## Cover
ELECTRIC COST OF SERVICE TEMPLATE
ECOST
Tab A - RR Cross-reference: Company's revenue requirement calculation per FERC account by adjustment.
Tab B - Cost of service results: Amount of costs by customer class on FERC account level.
Tab C - Cost of service allocation factors: Ratios used to allocate cost by customer class on FERC account level.
Tab D - Summary of adjustments: Presents a summary of all adjustments accounted in the revenue requirement model.
Tab E - Summary of results: Presents a summary of revenue requirement model results.
Instructions
Fill out every tab with the appropriate information.
If a FERC account is not used, please leave it blank. Please do not delete any unused rows.
If a FERC account is not included in the templates, please contact Staff immediately.

## A-RR Cross-reference
A | B |  |  |  | C | [56 empty] | D | [56 empty] | E | F | G | H | I
Line No. |  |  | FERC Acct # | Total Company CBR/ROO | Total Washington CBR/ROO | Temperature Normalization | Revenue Normalizing | Wheeling Revenue - Year 1 | Miscellaneous Expense & Revenue | General Wage Increase (Annualizing) | General Wage Increase (Pro Forma) - Year 1 | Pension Related Non-Service Expense | Insurance Expense | Advertising | Memberships & Subscriptions | Revenue-Sensitive/ Uncollectible Expense | Legal Expenses | Remove Non-Recurring Entries | Environmental Remediation | Payment Services Fees | Incremental O&M Expenses | Net Power Costs (Restating) | Net Power Costs (Pro Forma) - Year 1 | Pryor Mountain REC Revenues | WRAP Fees | AURORA Access Fees | Pro Forma Depreciation & Amortization Expense - Year 1 | Pro Forma Depreciation & Amortization Reserves - Year 1 | End-of-Period Reserves - Historical | Decommissioning & Other Plant Closure Costs - Year 1 | Interest True Up - Year 1 | Property Tax Expense - Year 1 | Production Tax Credit - Year 1 | PowerTax ADIT Balance - Year 1 | Permanent Schedule M Adjustment - Year 1 | Remove Deferred State Tax Expense & Balance - Year 1 | Washington Public Utility Tax Adjustment | Removal of TCJA Deferred Balances Adjustment | Washington Low Income Tax Credit | Wyoming Wind Generation Tax | End-of-Period Plant Balances - Historical | Regulatory Assets/ Liabilities Amortization - Year 1 | Customer Advances for Construction | Pro Forma Major Plant Additions - Year 1 | Miscellaneous Rate Base | Customer Service Deposits | Investor Supplied Working Capital | Labor Day Wildfire Restoration Capital Removal | WIJAM Transmission Reallocation | Klamath Hydroelectric Assets Transfer - Year 1 | Confidential Pro Forma Capital Additions - Year 1 | Major Transmission Capital Addtions - Year 1 | Production Factor - Year 1 | Removal of Coal-Fired Generation Assets | Jim Bridger SCRs Removal | Colstrip Unit 3 Removal | Jim Bridger Mine Rate Base - Year 1 | Existing Coal-Fired Generation Assets - Year 1 | Pro Forma JB Units 3, 4 and Colstrip 4 Additions - Year 1 | Pro Forma JB Units 1 & 2 Additions - Year 1 | Fly Ash Revenues - Year 1 | Total Restating adjustments | Temperature Normalization | Revenue Normalizing | Wheeling Revenue - Year 1 | Miscellaneous Expense & Revenue | General Wage Increase (Annualizing) | General Wage Increase (Pro Forma) - Year 1 | Pension Related Non-Service Expense | Insurance Expense | Advertising | Memberships & Subscriptions | Revenue-Sensitive/ Uncollectible Expense | Legal Expenses | Remove Non-Recurring Entries | Environmental Remediation | Payment Services Fees | Incremental O&M Expenses | Net Power Costs (Restating) | Net Power Costs (Pro Forma) - Year 1 | Pryor Mountain REC Revenues | WRAP Fees | AURORA Access Fees | Pro Forma Depreciation & Amortization Expense - Year 1 | Pro Forma Depreciation & Amortization Reserves - Year 1 | End-of-Period Reserves - Historical | Decommissioning & Other Plant Closure Costs - Year 1 | Interest True Up - Year 1 | Property Tax Expense - Year 1 | Production Tax Credit - Year 1 | PowerTax ADIT Balance - Year 1 | Permanent Schedule M Adjustment - Year 1 | Remove Deferred State Tax Expense & Balance - Year 1 | Washington Public Utility Tax Adjustment | Removal of TCJA Deferred Balances Adjustment | Washington Low Income Tax Credit | Wyoming Wind Generation Tax | End-of-Period Plant Balances - Historical | Regulatory Assets/ Liabilities Amortization - Year 1 | Customer Advances for Construction | Pro Forma Major Plant Additions - Year 1 | Miscellaneous Rate Base | Customer Service Deposits | Investor Supplied Working Capital | Labor Day Wildfire Restoration Capital Removal | WIJAM Transmission Reallocation | Klamath Hydroelectric Assets Transfer - Year 1 | Confidential Pro Forma Capital Additions - Year 1 | Major Transmission Capital Addtions - Year 1 | Production Factor - Year 1 | Removal of Coal-Fired Generation Assets | Jim Bridger SCRs Removal | Colstrip Unit 3 Removal | Jim Bridger Mine Rate Base - Year 1 | Existing Coal-Fired Generation Assets - Year 1 | Pro Forma JB Units 3, 4 and Colstrip 4 Additions - Year 1 | Pro Forma JB Units 1 & 2 Additions - Year 1 | Fly Ash Revenues - Year 1 | Total Proforma adjustments | Total adjustments | Adjusted ROO | Revenue change to base rates | ROO after rate change
1 | Adjustment number |  |  |  |  | 3.1 | 3.2 | 3.3 | 4.1 | 4.2 | 4.3 | 4.4 | 4.5 | 4.6 | 4.7 | 4.8 | 4.9 | 4.10 | 4.11 | 4.12 | 4.13 | 5.1 | 5.2 | 5.3 | 5.4 | 5.5 | 6.1 | 6.2 | 6.3 | 6.4 | 7.1 | 7.2 | 7.3 | 7.4 | 7.5 | 7.6 | 7.7 | 7.8 | 7.9 | 7.10 | 8.1 | 8.2 | 8.3 | 8.4 | 8.5 | 8.6 | 8.7 | 8.8 | 8.9 | 8.10 | 8.11 | 8.12 | 9.1 | 10.1 | 10.2 | 10.3 | 10.4 | 10.5 | 10.6 | 10.7 | 10.8 | Sum of restating adjustments | 3.1 | 3.2 | 3.3 | 4.1 | 4.2 | 4.3 | 4.4 | 4.5 | 4.6 | 4.7 | 4.8 | 4.9 | 4.10 | 4.11 | 4.12 | 4.13 | 5.1 | 5.2 | 5.3 | 5.4 | 5.5 | 6.1 | 6.2 | 6.3 | 6.4 | 7.1 | 7.2 | 7.3 | 7.4 | 7.5 | 7.6 | 7.7 | 7.8 | 7.9 | 7.10 | 8.1 | 8.2 | 8.3 | 8.4 | 8.5 | 8.6 | 8.7 | 8.8 | 8.9 | 8.10 | 8.11 | 8.12 | 9.1 | 10.1 | 10.2 | 10.3 | 10.4 | 10.5 | 10.6 | 10.7 | 10.8 | Sum of proforma adjustments | D+E | C+F | RR Input and revenue sensitive items | G+H
2 | Electric operating revenues | Residential Sales | 440 | 1977126052.09 | 169412085.63 | -2080953.9801 | 11459198.7137 | 0 | 0 | 0 | 0 | 0 | 0 | 0 | 0 | 0 | 0 | 0 | 0 | 0 | 0 | 0 | 0 | 0 | 0 | 0 | 0 | 0 | 0 | 0 | 0 | 0 | 0 | 0 | 0 | 0 | 0 | 0 | 0 | 0 | 0 | 0 | 0 | 0 | 0 | 0 | 0 | 0 | 0 | 0 | 0 | 0 | 0 | 0 | 0 | 0 | 0 | 0 | 0 | 0 | 0 | 9378244.7336 | 0 | 0 | 0 | 0 | 0 | 0 | 0 | 0 | 0 | 0 | 0 | 0 | 0 | 0 | 0 | 0 | 0 | 0 | 0 | 0 | 0 | 0 | 0 | 0 | 0 | 0 | 0 | 0 | 0 | 0 | 0 | 0 | 0 | 0 | 0 | 0 | 0 | 0 | 0 | 0 | 0 | 0 | 0 | 0 | 0 | 0 | 0 | 0 | 0 | 0 | 0 | 0 | 0 | 0 | 0 | 0 | 0 | 9378244.7336 | 178790330.3636 | 14881306.6501 | 193671637.0137
3 |  | Commercial & Industrial Sales | 442 | 2877396745.65 | 203636332.03 | -159582.7172 | 22185199.4956 | 0 | 0 | 0 | 0 | 0 | 0 | 0 | 0 | 0 | 0 | 0 | 0 | 0 | 0 | 0 | 0 | 0 | 0 | 0 | 0 | 0 | 0 | 0 | 0 | 0 | 0 | 0 | 0 | 0 | 0 | 0 | 0 | 0 | 0 | 0 | 0 | 0 | 0 | 0 | 0 | 0 | 0 | 0 | 0 | 0 | 0 | 0 | 0 | 0 | 0 | 0 | 0 | 0 | 0 | 22025616.7783 | 0 | 0 | 0 | 0 | 0 | 0 | 0 | 0 | 0 | 0 | 0 | 0 | 0 | 0 | 0 | 0 | 0 | 0 | 0 | 0 | 0 | 0 | 0 | 0 | 0 | 0 | 0 | 0 | 0 | 0 | 0 | 0 | 0 | 0 | 0 | 0 | 0 | 0 | 0 | 0 | 0 | 0 | 0 | 0 | 0 | 0 | 0 | 0 | 0 | 0 | 0 | 0 | 0 | 0 | 0 | 0 | 0 | 22025616.7783 | 225661948.8083 | 11766023.8483 | 237427972.6566
4 |  | Public Street & Highway Lighting | 444 | 14371007.5 | 503197.91 | 0 | 68838.8188 | 0 | 0 | 0 | 0 | 0 | 0 | 0 | 0 | 0 | 0 | 0 | 0 | 0 | 0 | 0 | 0 | 0 | 0 | 0 | 0 | 0 | 0 | 0 | 0 | 0 | 0 | 0 | 0 | 0 | 0 | 0 | 0 | 0 | 0 | 0 | 0 | 0 | 0 | 0 | 0 | 0 | 0 | 0 | 0 | 0 | 0 | 0 | 0 | 0 | 0 | 0 | 0 | 0 | 0 | 68838.8188 | 0 | 0 | 0 | 0 | 0 | 0 | 0 | 0 | 0 | 0 | 0 | 0 | 0 | 0 | 0 | 0 | 0 | 0 | 0 | 0 | 0 | 0 | 0 | 0 | 0 | 0 | 0 | 0 | 0 | 0 | 0 | 0 | 0 | 0 | 0 | 0 | 0 | 0 | 0 | 0 | 0 | 0 | 0 | 0 | 0 | 0 | 0 | 0 | 0 | 0 | 0 | 0 | 0 | 0 | 0 | 0 | 0 | 68838.8188 | 572036.7288 | 115868.6182 | 687905.347
5 |  | Other Sales to Public Authority | 445 | 0 | 0 | 0 | 0 | 0 | 0 | 0 | 0 | 0 | 0 | 0 | 0 | 0 | 0 | 0 | 0 | 0 | 0 | 0 | 0 | 0 | 0 | 0 | 0 | 0 | 0 | 0 | 0 | 0 | 0 | 0 | 0 | 0 | 0 | 0 | 0 | 0 | 0 | 0 | 0 | 0 | 0 | 0 | 0 | 0 | 0 | 0 | 0 | 0 | 0 | 0 | 0 | 0 | 0 | 0 | 0 | 0 | 0 | 0 | 0 | 0 | 0 | 0 | 0 | 0 | 0 | 0 | 0 | 0 | 0 | 0 | 0 | 0 | 0 | 0 | 0 | 0 | 0 | 0 | 0 | 0 | 0 | 0 | 0 | 0 | 0 | 0 | 0 | 0 | 0 | 0 | 0 | 0 | 0 | 0 | 0 | 0 | 0 | 0 | 0 | 0 | 0 | 0 | 0 | 0 | 0 | 0 | 0 | 0 | 0 | 0 | 0 | 0 | 0 | 0 | 0 | 0 | 0 |  | 0
6 |  | Interdepartmental | 448 | 0 | 0 | 0 | 0 | 0 | 0 | 0 | 0 | 0 | 0 | 0 | 0 | 0 | 0 | 0 | 0 | 0 | 0 | 0 | 0 | 0 | 0 | 0 | 0 | 0 | 0 | 0 | 0 | 0 | 0 | 0 | 0 | 0 | 0 | 0 | 0 | 0 | 0 | 0 | 0 | 0 | 0 | 0 | 0 | 0 | 0 | 0 | 0 | 0 | 0 | 0 | 0 | 0 | 0 | 0 | 0 | 0 | 0 | 0 | 0 | 0 | 0 | 0 | 0 | 0 | 0 | 0 | 0 | 0 | 0 | 0 | 0 | 0 | 0 | 0 | 0 | 0 | 0 | 0 | 0 | 0 | 0 | 0 | 0 | 0 | 0 | 0 | 0 | 0 | 0 | 0 | 0 | 0 | 0 | 0 | 0 | 0 | 0 | 0 | 0 | 0 | 0 | 0 | 0 | 0 | 0 | 0 | 0 | 0 | 0 | 0 | 0 | 0 | 0 | 0 | 0 | 0 | 0 |  | 0
7 |  |  | Total Sales to Ultimate Customers | 4868893805.24 | 373551615.57 | -2240536.6974 | 33713237.0281 | 0 | 0 | 0 | 0 | 0 | 0 | 0 | 0 | 0 | 0 | 0 | 0 | 0 | 0 | 0 | 0 | 0 | 0 | 0 | 0 | 0 | 0 | 0 | 0 | 0 | 0 | 0 | 0 | 0 | 0 | 0 | 0 | 0 | 0 | 0 | 0 | 0 | 0 | 0 | 0 | 0 | 0 | 0 | 0 | 0 | 0 | 0 | 0 | 0 | 0 | 0 | 0 | 0 | 0 | 31472700.3307 | 0 | 0 | 0 | 0 | 0 | 0 | 0 | 0 | 0 | 0 | 0 | 0 | 0 | 0 | 0 | 0 | 0 | 0 | 0 | 0 | 0 | 0 | 0 | 0 | 0 | 0 | 0 | 0 | 0 | 0 | 0 | 0 | 0 | 0 | 0 | 0 | 0 | 0 | 0 | 0 | 0 | 0 | 0 | 0 | 0 | 0 | 0 | 0 | 0 | 0 | 0 | 0 | 0 | 0 | 0 | 0 | 0 | 31472700.3307 | 405024315.9007 | 26763219.0252 | 431787515.0173
8 |  | Sales for Resale-Non NPC | 447 | 13530634.5 | 0 | 0 | 0 | 0 | 0 | 0 | 0 | 0 | 0 | 0 | 0 | 0 | 0 | 0 | 0 | 0 | 0 | 0 | 0 | 0 | 0 | 0 | 0 | 0 | 0 | 0 | 0 | 0 | 0 | 0 | 0 | 0 | 0 | 0 | 0 | 0 | 0 | 0 | 0 | 0 | 0 | 0 | 0 | 0 | 0 | 0 | 0 | 0 | 0 | 0 | 0 | 0 | 0 | 0 | 0 | 0 | 0 | 0 | 0 | 0 | 0 | 0 | 0 | 0 | 0 | 0 | 0 | 0 | 0 | 0 | 0 | 0 | 0 | 0 | 0 | 0 | 0 | 0 | 0 | 0 | 0 | 0 | 0 | 0 | 0 | 0 | 0 | 0 | 0 | 0 | 0 | 0 | 0 | 0 | 0 | 0 | 0 | 0 | 0 | 0 | 0 | 0 | 0 | 0 | 0 | 0 | 0 | 0 | 0 | 0 | 0 | 0 | 0 | 0 | 0 | 0 | 0 |  | 0
9 |  | Sales for Resale-NPC | 447NPC | 1285828.812 | 1285828.812 | 0 | 0 | 0 | 0 | 0 | 0 | 0 | 0 | 0 | 0 | 0 | 0 | 0 | 0 | 0 | 0 | 0 | 0 | 0 | 0 | 0 | 0 | 0 | 0 | 0 | 0 | 0 | 0 | 0 | 0 | 0 | 0 | 0 | 0 | 0 | 0 | 0 | 0 | 0 | 0 | 0 | 0 | 0 | 0 | 0 | 0 | 0 | 0 | 0 | 0 | 0 | 0 | 0 | 0 | 0 | 0 | 0 | 0 | 0 | 0 | 0 | 0 | 0 | 0 | 0 | 0 | 0 | 0 | 0 | 0 | 0 | 0 | 0 | 0 | 19038327.2996 | 0 | 0 | 0 | 0 | 0 | 0 | 0 | 0 | 0 | 0 | 0 | 0 | 0 | 0 | 0 | 0 | 0 | 0 | 0 | 0 | 0 | 0 | 0 | 0 | 0 | 0 | 0 | 0 | 0 | 110156.9261 | 0 | 0 | 0 | 0 | 0 | 0 | 0 | 0 | 19148484.2258 | 19148484.2258 | 20434313.0378 |  | 20434313.0378
10 |  | Provision for Rate Refund | 449 | 3239918 | 258505.8468 | 0 | 0 | 0 | 0 | 0 | 0 | 0 | 0 | 0 | 0 | 0 | 0 | 0 | 0 | 0 | 0 | 0 | 0 | 0 | 0 | 0 | 0 | 0 | 0 | 0 | 0 | 0 | 0 | 0 | 0 | 0 | 0 | 0 | 0 | 0 | 0 | 0 | 0 | 0 | 0 | 0 | 0 | 0 | 0 | 0 | 0 | 0 | 0 | 0 | 0 | 0 | 0 | 0 | 0 | 0 | 0 | 0 | 0 | 0 | 0 | 0 | 0 | 0 | 0 | 0 | 0 | 0 | 0 | 0 | 0 | 0 | 0 | 0 | 0 | 0 | 0 | 0 | 0 | 0 | 0 | 0 | 0 | 0 | 0 | 0 | 0 | 0 | 0 | 0 | 0 | 0 | 0 | 0 | 0 | 0 | 0 | 0 | 0 | 0 | 0 | 0 | 0 | 0 | 0 | 0 | 0 | 0 | 0 | 0 | 0 | 0 | 0 | 0 | 0 | 0 | 258505.8468 |  | 258505.8468
11 |  |  | Total Sales from Electricity | 18056381.312 | 1544334.6588 | 0 | 0 | 0 | 0 | 0 | 0 | 0 | 0 | 0 | 0 | 0 | 0 | 0 | 0 | 0 | 0 | 0 | 0 | 0 | 0 | 0 | 0 | 0 | 0 | 0 | 0 | 0 | 0 | 0 | 0 | 0 | 0 | 0 | 0 | 0 | 0 | 0 | 0 | 0 | 0 | 0 | 0 | 0 | 0 | 0 | 0 | 0 | 0 | 0 | 0 | 0 | 0 | 0 | 0 | 0 | 0 | 0 | 0 | 0 | 0 | 0 | 0 | 0 | 0 | 0 | 0 | 0 | 0 | 0 | 0 | 0 | 0 | 0 | 0 | 19038327.2996 | 0 | 0 | 0 | 0 | 0 | 0 | 0 | 0 | 0 | 0 | 0 | 0 | 0 | 0 | 0 | 0 | 0 | 0 | 0 | 0 | 0 | 0 | 0 | 0 | 0 | 0 | 0 | 0 | 0 | 110156.9261 | 0 | 0 | 0 | 0 | 0 | 0 | 0 | 0 | 19148484.2258 | 19148484.2258 | 20692818.8846 | 0 | 20692818.8846
12 |  | Forfeited Discounts & Interest | 450 | 6670645.03 | -884.17 | 0 | 0 | 0 | 0 | 0 | 0 | 0 | 0 | 0 | 0 | 0 | 0 | 0 | 0 | 0 | 0 | 0 | 0 | 0 | 0 | 0 | 0 | 0 | 0 | 0 | 0 | 0 | 0 | 0 | 0 | 0 | 0 | 0 | 0 | 0 | 0 | 0 | 0 | 0 | 0 | 0 | 0 | 0 | 0 | 0 | 0 | 0 | 0 | 0 | 0 | 0 | 0 | 0 | 0 | 0 | 0 | 0 | 0 | 0 | 0 | 0 | 0 | 0 | 0 | 0 | 0 | 0 | 0 | 0 | 0 | 0 | 0 | 0 | 0 | 0 | 0 | 0 | 0 | 0 | 0 | 0 | 0 | 0 | 0 | 0 | 0 | 0 | 0 | 0 | 0 | 0 | 0 | 0 | 0 | 0 | 0 | 0 | 0 | 0 | 0 | 0 | 0 | 0 | 0 | 0 | 0 | 0 | 0 | 0 | 0 | 0 | 0 | 0 | 0 | 0 | -884.17 |  | -884.17
13 |  | Misc Electric Revenue | 451 | 7994256.41 | 168975.5232 | 0 | 0 | 0 | 0 | 0 | 0 | 0 | 0 | 0 | 0 | 0 | 0 | 0 | 0 | 0 | 0 | 0 | 0 | 0 | 0 | 0 | 0 | 0 | 0 | 0 | 0 | 0 | 0 | 0 | 0 | 0 | 0 | 0 | 0 | 0 | 0 | 0 | 0 | 0 | 0 | 0 | 0 | 0 | 0 | 0 | 0 | 0 | 0 | 0 | 0 | 0 | 0 | 0 | 0 | 0 | 0 | 0 | 0 | 0 | 0 | 0 | 0 | 0 | 0 | 0 | 0 | 0 | 0 | 0 | 0 | 0 | 0 | 0 | 0 | 0 | 0 | 0 | 0 | 0 | 0 | 0 | 0 | 0 | 0 | 0 | 0 | 0 | 0 | 0 | 0 | 0 | 0 | 0 | 0 | 0 | 0 | 0 | 0 | 0 | 0 | 0 | 0 | 0 | 0 | 0 | 0 | 0 | 0 | 0 | 0 | 0 | 0 | 0 | 0 | 0 | 168975.5232 |  | 168975.5232
14 |  | Water Sales | 453 | 9345 | 745.6168 | 0 | 0 | 0 | 0 | 0 | 0 | 0 | 0 | 0 | 0 | 0 | 0 | 0 | 0 | 0 | 0 | 0 | 0 | 0 | 0 | 0 | 0 | 0 | 0 | 0 | 0 | 0 | 0 | 0 | 0 | 0 | 0 | 0 | 0 | 0 | 0 | 0 | 0 | 0 | 0 | 0 | 0 | 0 | 0 | 0 | 0 | 0 | 0 | 0 | 0 | 0 | 0 | 0 | 0 | 0 | 0 | 0 | 0 | 0 | 0 | 0 | 0 | 0 | 0 | 0 | 0 | 0 | 0 | 0 | 0 | 0 | 0 | 0 | 0 | 0 | 0 | 0 | 0 | 0 | 0 | 0 | 0 | 0 | 0 | 0 | 0 | 0 | 0 | 0 | 0 | 0 | 0 | 0 | 0 | 0 | 0 | 0 | 0 | 0 | 0 | 0 | 0 | 0 | 0 | 0 | 0 | 0 | 0 | 0 | 0 | 0 | 0 | 0 | 0 | 0 | 745.6168 |  | 745.6168
15 |  | Rent of Electric Property | 454 | 18410538.08 | 1457078.6668 | 0 | 0 | 0 | 0 | 0 | 0 | 0 | 0 | 0 | 0 | 0 | 0 | 0 | 0 | 0 | 0 | 0 | 0 | 0 | 0 | 0 | 0 | 0 | 0 | 0 | 0 | 0 | 0 | 0 | 0 | 0 | 0 | 0 | 0 | 0 | 0 | 0 | 0 | 0 | 0 | 0 | 0 | 0 | 0 | 0 | 0 | 0 | 0 | 0 | 0 | 0 | 0 | 0 | 0 | 0 | 0 | 0 | 0 | 0 | 0 | 0 | 0 | 0 | 0 | 0 | 0 | 0 | 0 | 0 | 0 | 0 | 0 | 0 | 0 | 0 | 0 | 0 | 0 | 0 | 0 | 0 | 0 | 0 | 0 | 0 | 0 | 0 | 0 | 0 | 0 | 0 | 0 | 0 | 0 | 0 | 0 | 0 | 0 | 0 | 0 | 0 | 0 | 0 | 0 | 0 | 0 | 0 | 0 | 0 | 0 | 0 | 0 | 0 | 0 | 0 | 1457078.6668 |  | 1457078.6668
16 |  | Other Electric Revenue | 456 | 229906022.88 | 18127502.7545 | 0 | 0 | -21606.743 | 0 | 0 | 0 | 0 | 0 | 0 | 0 | 0 | 0 | 0 | 0 | 0 | 0 | 0 | 0 | 0 | 0 | 0 | 0 | 0 | 0 | 0 | 0 | 0 | 0 | 0 | 0 | 0 | 0 | 0 | 0 | 0 | 0 | 0 | 0 | 0 | 0 | 0 | 0 | 0 | 0 | 0 | 0 | 0 | 0 | 0 | 0 | 0 | 0 | 0 | 0 | 0 | 0 | -21606.743 | 0 | 0 | 1424628.7434 | 0 | 0 | 0 | 0 | 0 | 0 | 0 | 0 | 0 | 0 | 0 | 0 | 0 | 0 | 0 | 265774.1463 | 0 | 0 | 0 | 0 | 0 | 0 | 0 | 0 | 0 | 0 | 0 | 0 | 0 | 0 | 0 | 0 | 0 | 0 | 0 | 0 | 0 | 0 | 0 | 0 | 0 | 0 | 0 | 0 | -5532.888 | 0 | 0 | 0 | 0 | 0 | 0 | 0 | -1020828.0428 | 664041.9589 | 642435.2159 | 18769937.9703 |  | 18769937.9703
17 |  |  | Total Other Electric Revenues | 262990807.4 | 19753418.3912 | 0 | 0 | -21606.743 | 0 | 0 | 0 | 0 | 0 | 0 | 0 | 0 | 0 | 0 | 0 | 0 | 0 | 0 | 0 | 0 | 0 | 0 | 0 | 0 | 0 | 0 | 0 | 0 | 0 | 0 | 0 | 0 | 0 | 0 | 0 | 0 | 0 | 0 | 0 | 0 | 0 | 0 | 0 | 0 | 0 | 0 | 0 | 0 | 0 | 0 | 0 | 0 | 0 | 0 | 0 | 0 | 0 | -21606.743 | 0 | 0 | 1424628.7434 | 0 | 0 | 0 | 0 | 0 | 0 | 0 | 0 | 0 | 0 | 0 | 0 | 0 | 0 | 0 | 265774.1463 | 0 | 0 | 0 | 0 | 0 | 0 | 0 | 0 | 0 | 0 | 0 | 0 | 0 | 0 | 0 | 0 | 0 | 0 | 0 | 0 | 0 | 0 | 0 | 0 | 0 | 0 | 0 | 0 | -5532.888 | 0 | 0 | 0 | 0 | 0 | 0 | 0 | -1020828.0428 | 664041.9589 | 642435.2159 | 20395853.6071 | 0 | 20395853.6071
18 |  |  | Total Electric Operating Revenues | 5149940993.952 | 394849368.62 | -2240536.6974 | 33713237.0281 | -21606.743 | 0 | 0 | 0 | 0 | 0 | 0 | 0 | 0 | 0 | 0 | 0 | 0 | 0 | 0 | 0 | 0 | 0 | 0 | 0 | 0 | 0 | 0 | 0 | 0 | 0 | 0 | 0 | 0 | 0 | 0 | 0 | 0 | 0 | 0 | 0 | 0 | 0 | 0 | 0 | 0 | 0 | 0 | 0 | 0 | 0 | 0 | 0 | 0 | 0 | 0 | 0 | 0 | 0 | 31451093.5877 | 0 | 0 | 1424628.7434 | 0 | 0 | 0 | 0 | 0 | 0 | 0 | 0 | 0 | 0 | 0 | 0 | 0 | 0 | 19038327.2996 | 265774.1463 | 0 | 0 | 0 | 0 | 0 | 0 | 0 | 0 | 0 | 0 | 0 | 0 | 0 | 0 | 0 | 0 | 0 | 0 | 0 | 0 | 0 | 0 | 0 | 0 | 0 | 0 | 0 | 0 | 104624.0381 | 0 | 0 | 0 | 0 | 0 | 0 | 0 | -1020828.0428 | 19812526.1847 | 51263619.7724 | 446112988.3924 | 26763219.0252 | 472876187.5089
19 | Miscellaneous revenues and expenses | Gain on Sale of Utility Plant - CR | 41160 | 0 | 0 | 0 | 0 | 0 | 0 | 0 | 0 | 0 | 0 | 0 | 0 | 0 | 0 | 0 | 0 | 0 | 0 | 0 | 0 | 0 | 0 | 0 | 0 | 0 | 0 | 0 | 0 | 0 | 0 | 0 | 0 | 0 | 0 | 0 | 0 | 0 | 0 | 0 | 0 | 0 | 0 | 0 | 0 | 0 | 0 | 0 | 0 | 0 | 0 | 0 | 0 | 0 | 0 | 0 | 0 | 0 | 0 | 0 | 0 | 0 | 0 | 0 | 0 | 0 | 0 | 0 | 0 | 0 | 0 | 0 | 0 | 0 | 0 | 0 | 0 | 0 | 0 | 0 | 0 | 0 | 0 | 0 | 0 | 0 | 0 | 0 | 0 | 0 | 0 | 0 | 0 | 0 | 0 | 0 | 0 | 0 | 0 | 0 | 0 | 0 | 0 | 0 | 0 | 0 | 0 | 0 | 0 | 0 | 0 | 0 | 0 | 0 | 0 | 0 | 0 | 0 | 0 |  | 0
20 |  | Loss on Sale of Utility Plant | 41170 | 0 | 0 | 0 | 0 | 0 | 0 | 0 | 0 | 0 | 0 | 0 | 0 | 0 | 0 | 0 | 0 | 0 | 0 | 0 | 0 | 0 | 0 | 0 | 0 | 0 | 0 | 0 | 0 | 0 | 0 | 0 | 0 | 0 | 0 | 0 | 0 | 0 | 0 | 0 | 0 | 0 | 0 | 0 | 0 | 0 | 0 | 0 | 0 | 0 | 0 | 0 | 0 | 0 | 0 | 0 | 0 | 0 | 0 | 0 | 0 | 0 | 0 | 0 | 0 | 0 | 0 | 0 | 0 | 0 | 0 | 0 | 0 | 0 | 0 | 0 | 0 | 0 | 0 | 0 | 0 | 0 | 0 | 0 | 0 | 0 | 0 | 0 | 0 | 0 | 0 | 0 | 0 | 0 | 0 | 0 | 0 | 0 | 0 | 0 | 0 | 0 | 0 | 0 | 0 | 0 | 0 | 0 | 0 | 0 | 0 | 0 | 0 | 0 | 0 | 0 | 0 | 0 | 0 |  | 0
21 |  | Gain from Emission Allowances | 4118 | -99.97 | -7.6141 | 0 | 0 | 0 | 0 | 0 | 0 | 0 | 0 | 0 | 0 | 0 | 0 | 0 | 0 | 0 | 0 | 0 | 0 | 0 | 0 | 0 | 0 | 0 | 0 | 0 | 0 | 0 | 0 | 0 | 0 | 0 | 0 | 0 | 0 | 0 | 0 | 0 | 0 | 0 | 0 | 0 | 0 | 0 | 0 | 0 | 0 | 0 | 0 | 0 | 0 | 0 | 0 | 0 | 0 | 0 | 0 | 0 | 0 | 0 | 0 | 0 | 0 | 0 | 0 | 0 | 0 | 0 | 0 | 0 | 0 | 0 | 0 | 0 | 0 | 0 | 0 | 0 | 0 | 0 | 0 | 0 | 0 | 0 | 0 | 0 | 0 | 0 | 0 | 0 | 0 | 0 | 0 | 0 | 0 | 0 | 0 | 0 | 0 | 0 | 0 | 0 | 0 | 0 | 0 | 0 | 0 | 0 | 0 | 0 | 0 | 0 | 0 | 0 | 0 | 0 | -7.6141 |  | -7.6141
22 |  | Gain from Disposition of NOX Credits | 41181 | 0 | 0 | 0 | 0 | 0 | 0 | 0 | 0 | 0 | 0 | 0 | 0 | 0 | 0 | 0 | 0 | 0 | 0 | 0 | 0 | 0 | 0 | 0 | 0 | 0 | 0 | 0 | 0 | 0 | 0 | 0 | 0 | 0 | 0 | 0 | 0 | 0 | 0 | 0 | 0 | 0 | 0 | 0 | 0 | 0 | 0 | 0 | 0 | 0 | 0 | 0 | 0 | 0 | 0 | 0 | 0 | 0 | 0 | 0 | 0 | 0 | 0 | 0 | 0 | 0 | 0 | 0 | 0 | 0 | 0 | 0 | 0 | 0 | 0 | 0 | 0 | 0 | 0 | 0 | 0 | 0 | 0 | 0 | 0 | 0 | 0 | 0 | 0 | 0 | 0 | 0 | 0 | 0 | 0 | 0 | 0 | 0 | 0 | 0 | 0 | 0 | 0 | 0 | 0 | 0 | 0 | 0 | 0 | 0 | 0 | 0 | 0 | 0 | 0 | 0 | 0 | 0 | 0 |  | 0
23 |  | Impact Housing Interest Income | 4194 | 0 | 0 | 0 | 0 | 0 | 0 | 0 | 0 | 0 | 0 | 0 | 0 | 0 | 0 | 0 | 0 | 0 | 0 | 0 | 0 | 0 | 0 | 0 | 0 | 0 | 0 | 0 | 0 | 0 | 0 | 0 | 0 | 0 | 0 | 0 | 0 | 0 | 0 | 0 | 0 | 0 | 0 | 0 | 0 | 0 | 0 | 0 | 0 | 0 | 0 | 0 | 0 | 0 | 0 | 0 | 0 | 0 | 0 | 0 | 0 | 0 | 0 | 0 | 0 | 0 | 0 | 0 | 0 | 0 | 0 | 0 | 0 | 0 | 0 | 0 | 0 | 0 | 0 | 0 | 0 | 0 | 0 | 0 | 0 | 0 | 0 | 0 | 0 | 0 | 0 | 0 | 0 | 0 | 0 | 0 | 0 | 0 | 0 | 0 | 0 | 0 | 0 | 0 | 0 | 0 | 0 | 0 | 0 | 0 | 0 | 0 | 0 | 0 | 0 | 0 | 0 | 0 | 0 |  | 0
24 |  | (Gain) / Loss on Sale of Utility Plant | 421 | -2197040.1 | -180126.5903 | 0 | 0 | 0 | 79538.1103 | 0 | 0 | 0 | 0 | 0 | 0 | 0 | 0 | 0 | 0 | 0 | 0 | 0 | 0 | 0 | 0 | 0 | 0 | 0 | 0 | 0 | 0 | 0 | 0 | 0 | 0 | 0 | 0 | 0 | 0 | 0 | 0 | 0 | 0 | 0 | 0 | 0 | 0 | 0 | 0 | 0 | 0 | 0 | 0 | 0 | 0 | 0 | 0 | 0 | 0 | 0 | 0 | 79538.1103 | 0 | 0 | 0 | 0 | 0 | 0 | 0 | 0 | 0 | 0 | 0 | 0 | 0 | 0 | 0 | 0 | 0 | 0 | 0 | 0 | 0 | 0 | 0 | 0 | 0 | 0 | 0 | 0 | 0 | 0 | 0 | 0 | 0 | 0 | 0 | 0 | 0 | 0 | 0 | 0 | 0 | 0 | 0 | 0 | 0 | 0 | 0 | 0 | 0 | 0 | 0 | 0 | 0 | 0 | 0 | 0 | 0 | 79538.1103 | -100588.4801 |  | -100588.4801
25 |  |  | Total Miscellaneous Revenues | -2197140.07 | -180134.2044 | 0 | 0 | 0 | 79538.1103 | 0 | 0 | 0 | 0 | 0 | 0 | 0 | 0 | 0 | 0 | 0 | 0 | 0 | 0 | 0 | 0 | 0 | 0 | 0 | 0 | 0 | 0 | 0 | 0 | 0 | 0 | 0 | 0 | 0 | 0 | 0 | 0 | 0 | 0 | 0 | 0 | 0 | 0 | 0 | 0 | 0 | 0 | 0 | 0 | 0 | 0 | 0 | 0 | 0 | 0 | 0 | 0 | 79538.1103 | 0 | 0 | 0 | 0 | 0 | 0 | 0 | 0 | 0 | 0 | 0 | 0 | 0 | 0 | 0 | 0 | 0 | 0 | 0 | 0 | 0 | 0 | 0 | 0 | 0 | 0 | 0 | 0 | 0 | 0 | 0 | 0 | 0 | 0 | 0 | 0 | 0 | 0 | 0 | 0 | 0 | 0 | 0 | 0 | 0 | 0 | 0 | 0 | 0 | 0 | 0 | 0 | 0 | 0 | 0 | 0 | 0 | 79538.1103 | -100596.0942 | 0 | -100596.0942
26 |  | Interest on Customer Deposits | 4311 | 0 | 0 | 0 | 0 | 0 | 0 | 0 | 0 | 0 | 0 | 0 | 0 | 0 | 0 | 0 | 0 | 0 | 0 | 0 | 0 | 0 | 0 | 0 | 0 | 0 | 0 | 0 | 0 | 0 | 0 | 0 | 0 | 0 | 0 | 0 | 0 | 0 | 0 | 0 | 0 | 0 | 0 | 2336.93 | 0 | 0 | 0 | 0 | 0 | 0 | 0 | 0 | 0 | 0 | 0 | 0 | 0 | 0 | 0 | 2336.93 | 0 | 0 | 0 | 0 | 0 | 0 | 0 | 0 | 0 | 0 | 0 | 0 | 0 | 0 | 0 | 0 | 0 | 0 | 0 | 0 | 0 | 0 | 0 | 0 | 0 | 0 | 0 | 0 | 0 | 0 | 0 | 0 | 0 | 0 | 0 | 0 | 0 | 0 | 0 | 0 | 0 | 0 | 0 | 0 | 0 | 0 | 0 | 0 | 0 | 0 | 0 | 0 | 0 | 0 | 0 | 0 | 0 | 2336.93 | 2336.93 |  | 2336.93
27 |  |  | Total Miscellaneous Expenses | 0 | 0 | 0 | 0 | 0 | 0 | 0 | 0 | 0 | 0 | 0 | 0 | 0 | 0 | 0 | 0 | 0 | 0 | 0 | 0 | 0 | 0 | 0 | 0 | 0 | 0 | 0 | 0 | 0 | 0 | 0 | 0 | 0 | 0 | 0 | 0 | 0 | 0 | 0 | 0 | 0 | 0 | 2336.93 | 0 | 0 | 0 | 0 | 0 | 0 | 0 | 0 | 0 | 0 | 0 | 0 | 0 | 0 | 0 | 2336.93 | 0 | 0 | 0 | 0 | 0 | 0 | 0 | 0 | 0 | 0 | 0 | 0 | 0 | 0 | 0 | 0 | 0 | 0 | 0 | 0 | 0 | 0 | 0 | 0 | 0 | 0 | 0 | 0 | 0 | 0 | 0 | 0 | 0 | 0 | 0 | 0 | 0 | 0 | 0 | 0 | 0 | 0 | 0 | 0 | 0 | 0 | 0 | 0 | 0 | 0 | 0 | 0 | 0 | 0 | 0 | 0 | 0 | 2336.93 | 2336.93 | 0 | 2336.93
28 |  |  | Net Miscellaneous Revenue and Expense | -2197140.07 | -180134.2044 | 0 | 0 | 0 | 79538.1103 | 0 | 0 | 0 | 0 | 0 | 0 | 0 | 0 | 0 | 0 | 0 | 0 | 0 | 0 | 0 | 0 | 0 | 0 | 0 | 0 | 0 | 0 | 0 | 0 | 0 | 0 | 0 | 0 | 0 | 0 | 0 | 0 | 0 | 0 | 0 | 0 | 2336.93 | 0 | 0 | 0 | 0 | 0 | 0 | 0 | 0 | 0 | 0 | 0 | 0 | 0 | 0 | 0 | 81875.0403 | 0 | 0 | 0 | 0 | 0 | 0 | 0 | 0 | 0 | 0 | 0 | 0 | 0 | 0 | 0 | 0 | 0 | 0 | 0 | 0 | 0 | 0 | 0 | 0 | 0 | 0 | 0 | 0 | 0 | 0 | 0 | 0 | 0 | 0 | 0 | 0 | 0 | 0 | 0 | 0 | 0 | 0 | 0 | 0 | 0 | 0 | 0 | 0 | 0 | 0 | 0 | 0 | 0 | 0 | 0 | 0 | 0 | 81875.0403 | -98259.1642 | 0 | -98259.1642
29 | Generattion production expenses | Operation Supervision & Engineering | 500 | 13806868.6 | 2883703.2554 | 0 | 0 | 0 | 0 | 21922.0804 | 0 | 0 | 0 | 0 | 0 | 0 | 0 | 0 | 0 | 0 | 0 | 0 | 0 | 0 | 0 | 0 | 0 | 0 | 0 | 0 | 0 | 0 | 0 | 0 | 0 | 0 | 0 | 0 | 0 | 0 | 0 | 0 | 0 | 0 | 0 | 0 | 0 | 0 | 0 | 0 | 0 | 0 | 0 | 0 | 0 | 2845.0287 | 0 | 0 | 0 | 0 | 0 | 24767.109 | 0 | 0 | 0 | 0 | 0 | 105339.0106 | 0 | 0 | 0 | 0 | 0 | 0 | 0 | 0 | 0 | 0 | 0 | 0 | 0 | 0 | 0 | 0 | 0 | 0 | 0 | 0 | 0 | 0 | 0 | 0 | 0 | 0 | 0 | 0 | 0 | 0 | 0 | 0 | 0 | 0 | 0 | 0 | 0 | 0 | 0 | 0 | 0 | 0 | 0 | 0 | 0 | 0 | 0 | 0 | 0 | 0 | 105339.0106 | 130106.1196 | 3013809.375 |  | 3013809.375
30 |  | Fuel Related | 501 | 18226136.75 | 835385.8207 | 0 | 0 | 0 | 0 | 84.2895 | 0 | 0 | 0 | 0 | 0 | 0 | 0 | 0 | 0 | 0 | 0 | 0 | 0 | 0 | 0 | 0 | 0 | 0 | 0 | 2233092.2074 | 0 | 0 | 0 | 0 | 0 | 0 | 0 | 0 | 0 | 0 | 0 | 0 | 0 | 0 | 0 | 0 | 0 | 0 | 0 | 0 | 0 | 0 | 0 | 0 | 0 | -156363.2006 | 0 | 0 | 0 | 0 | 0 | 2076813.2964 | 0 | 0 | 0 | 0 | 0 | 405.0243 | 0 | 0 | 0 | 0 | 0 | 0 | 0 | 0 | 0 | 0 | 0 | 0 | 0 | 0 | 0 | 0 | 0 | 0 | 0 | 0 | 0 | 0 | 0 | 0 | 0 | 0 | 0 | 0 | 0 | 0 | 0 | 0 | 0 | 0 | 0 | 0 | 0 | 0 | 0 | 0 | 0 | 0 | 0 | 0 | 0 | 0 | 0 | 0 | 0 | 0 | 405.0243 | 2077218.3206 | 2912604.1413 |  | 2912604.1413
31 |  | Fuel Related | 501NPC | 41439814.7381 | 41439814.7381 | 0 | 0 | 0 | 0 | 0 | 0 | 0 | 0 | 0 | 0 | 0 | 0 | 0 | 0 | 0 | 0 | 0 | 0 | 0 | 0 | 0 | 0 | 0 | 0 | 0 | 0 | 0 | 0 | 0 | 0 | 0 | 0 | 0 | 0 | 0 | 0 | 0 | 0 | 0 | 0 | 0 | 0 | 0 | 0 | 0 | 0 | 0 | 0 | 0 | 0 | 0 | 0 | 0 | 0 | 0 | 0 | 0 | 0 | 0 | 0 | 0 | 0 | 0 | 0 | 0 | 0 | 0 | 0 | 0 | 0 | 0 | 0 | 0 | 0 | -2151384.5804 | 0 | 0 | 0 | 0 | 0 | 0 | 0 | 0 | 0 | 0 | 0 | 0 | 0 | 0 | 0 | 0 | 0 | 0 | 0 | 0 | 0 | 0 | 0 | 0 | 0 | 0 | 0 | 0 | 0 | 212943.2915 | 0 | 0 | 0 | 0 | 0 | 0 | 0 | 0 | -1938441.289 | -1938441.289 | 39501373.4492 |  | 39501373.4492
32 |  | Steam Expenses | 502 | 77220162.61 | 4919938.755 | 0 | 0 | 0 | 0 | 0 | 0 | 0 | 0 | 0 | 0 | 0 | 0 | 0 | 0 | 0 | 0 | 0 | 0 | 0 | 0 | 0 | 0 | 0 | 0 | 0 | 0 | 0 | 0 | 0 | 0 | 0 | 0 | 0 | 0 | 0 | 0 | 0 | 0 | 0 | 0 | 0 | 0 | 0 | 0 | 0 | 0 | 0 | 0 | 0 | 0 | -53777.2282 | 0 | 0 | 0 | 0 | 0 | -53777.2282 | 0 | 0 | 0 | 0 | 0 | 0 | 0 | 0 | 0 | 0 | 0 | 0 | 0 | 0 | 0 | 0 | 0 | 0 | 0 | 0 | 0 | 0 | 0 | 0 | 0 | 0 | 0 | 0 | 0 | 0 | 0 | 0 | 0 | 0 | 0 | 0 | 0 | 0 | 0 | 0 | 0 | 0 | 0 | 0 | 0 | 0 | 0 | 0 | 0 | 0 | 0 | 0 | 0 | 0 | 0 | 0 | 0 | -53777.2282 | 4866161.5268 |  | 4866161.5268
33 |  | Steam From Other Sources | 503 | 0 | 0 | 0 | 0 | 0 | 0 | 0 | 0 | 0 | 0 | 0 | 0 | 0 | 0 | 0 | 0 | 0 | 0 | 0 | 0 | 0 | 0 | 0 | 0 | 0 | 0 | 0 | 0 | 0 | 0 | 0 | 0 | 0 | 0 | 0 | 0 | 0 | 0 | 0 | 0 | 0 | 0 | 0 | 0 | 0 | 0 | 0 | 0 | 0 | 0 | 0 | 0 | 0 | 0 | 0 | 0 | 0 | 0 | 0 | 0 | 0 | 0 | 0 | 0 | 0 | 0 | 0 | 0 | 0 | 0 | 0 | 0 | 0 | 0 | 0 | 0 | 0 | 0 | 0 | 0 | 0 | 0 | 0 | 0 | 0 | 0 | 0 | 0 | 0 | 0 | 0 | 0 | 0 | 0 | 0 | 0 | 0 | 0 | 0 | 0 | 0 | 0 | 0 | 0 | 0 | 0 | 0 | 0 | 0 | 0 | 0 | 0 | 0 | 0 | 0 | 0 | 0 | 0 |  | 0
34 |  | Steam From Other Sources-NPC | 503NPC | 362935.4143 | 362935.4143 | 0 | 0 | 0 | 0 | 0 | 0 | 0 | 0 | 0 | 0 | 0 | 0 | 0 | 0 | 0 | 0 | 0 | 0 | 0 | 0 | 0 | 0 | 0 | 0 | 0 | 0 | 0 | 0 | 0 | 0 | 0 | 0 | 0 | 0 | 0 | 0 | 0 | 0 | 0 | 0 | 0 | 0 | 0 | 0 | 0 | 0 | 0 | 0 | 0 | 0 | 0 | 0 | 0 | 0 | 0 | 0 | 0 | 0 | 0 | 0 | 0 | 0 | 0 | 0 | 0 | 0 | 0 | 0 | 0 | 0 | 0 | 0 | 0 | 0 | -33648.7309 | 0 | 0 | 0 | 0 | 0 | 0 | 0 | 0 | 0 | 0 | 0 | 0 | 0 | 0 | 0 | 0 | 0 | 0 | 0 | 0 | 0 | 0 | 0 | 0 | 0 | 0 | 0 | 0 | 0 | 0 | 0 | 0 | 0 | 0 | 0 | 0 | 0 | 0 | -33648.7309 | -33648.7309 | 329286.6833 |  | 329286.6833
35 |  | Electric Expenses | 505 | 766576.37 | -19986.496 | 0 | 0 | 0 | 0 | 0 | 0 | 0 | 0 | 0 | 0 | 0 | 0 | 0 | 0 | 0 | 0 | 0 | 0 | 0 | 0 | 0 | 0 | 0 | 0 | 0 | 0 | 0 | 0 | 0 | 0 | 0 | 0 | 0 | 0 | 0 | 0 | 0 | 0 | 0 | 0 | 0 | 0 | 0 | 0 | 0 | 0 | 0 | 0 | 0 | 0 | 11598.5883 | 0 | 0 | 0 | 0 | 0 | 11598.5883 | 0 | 0 | 0 | 0 | 0 | 0 | 0 | 0 | 0 | 0 | 0 | 0 | 0 | 0 | 0 | 0 | 0 | 0 | 0 | 0 | 0 | 0 | 0 | 0 | 0 | 0 | 0 | 0 | 0 | 0 | 0 | 0 | 0 | 0 | 0 | 0 | 0 | 0 | 0 | 0 | 0 | 0 | 0 | 0 | 0 | 0 | 0 | 0 | 0 | 0 | 0 | 0 | 0 | 0 | 0 | 0 | 0 | 11598.5883 | -8387.9077 |  | -8387.9077
36 |  | Misc. Steam Expense | 506 | 30022210.45 | -2533507.0913 | 0 | 0 | 0 | 0 | 0 | 0 | 0 | 0 | 0 | 0 | 0 | 0 | 0 | 0 | 0 | 0 | 0 | 0 | 0 | 0 | 0 | 0 | 0 | 0 | 0 | 0 | 0 | 0 | 0 | 0 | 0 | 0 | 0 | 0 | 0 | 0 | 0 | 0 | 0 | 0 | 0 | 0 | 0 | 0 | 0 | 0 | 0 | 0 | 0 | 0 | -400000.1142 | 0 | 0 | 0 | 0 | 0 | -400000.1142 | 0 | 0 | 0 | 0 | 0 | 0 | 0 | 0 | 0 | 0 | 0 | 0 | 0 | 0 | 0 | 0 | 0 | 0 | 0 | 0 | 0 | 0 | 0 | 0 | 0 | 0 | 0 | 0 | 0 | 0 | 0 | 0 | 0 | 0 | 0 | 0 | 0 | 0 | 0 | 0 | 0 | 0 | 0 | 0 | 0 | 0 | 0 | 0 | 0 | 0 | 0 | 0 | 0 | 0 | 0 | 0 | 0 | -400000.1142 | -2933507.2054 |  | -2933507.2054
37 |  | Rents | 507 | 1074411.1 | 66405.1833 | 0 | 0 | 0 | 0 | 0 | 0 | 0 | 0 | 0 | 0 | 0 | 0 | 0 | 0 | 0 | 0 | 0 | 0 | 0 | 0 | 0 | 0 | 0 | 0 | 0 | 0 | 0 | 0 | 0 | 0 | 0 | 0 | 0 | 0 | 0 | 0 | 0 | 0 | 0 | 0 | 0 | 0 | 0 | 0 | 0 | 0 | 0 | 0 | 0 | 0 | 0 | 0 | 0 | 0 | 0 | 0 | 0 | 0 | 0 | 0 | 0 | 0 | 0 | 0 | 0 | 0 | 0 | 0 | 0 | 0 | 0 | 0 | 0 | 0 | 0 | 0 | 0 | 0 | 0 | 0 | 0 | 0 | 0 | 0 | 0 | 0 | 0 | 0 | 0 | 0 | 0 | 0 | 0 | 0 | 0 | 0 | 0 | 0 | 0 | 0 | 0 | 0 | 0 | 0 | 0 | 0 | 0 | 0 | 0 | 0 | 0 | 0 | 0 | 0 | 0 | 66405.1833 |  | 66405.1833
38 |  |  | Total steam power generation operation expenses | 182919116.0324 | 47954689.5795 | 0 | 0 | 0 | 0 | 22006.3699 | 0 | 0 | 0 | 0 | 0 | 0 | 0 | 0 | 0 | 0 | 0 | 0 | 0 | 0 | 0 | 0 | 0 | 0 | 0 | 2233092.2074 | 0 | 0 | 0 | 0 | 0 | 0 | 0 | 0 | 0 | 0 | 0 | 0 | 0 | 0 | 0 | 0 | 0 | 0 | 0 | 0 | 0 | 0 | 0 | 0 | 0 | -595696.926 | 0 | 0 | 0 | 0 | 0 | 1659401.6513 | 0 | 0 | 0 | 0 | 0 | 105744.0348 | 0 | 0 | 0 | 0 | 0 | 0 | 0 | 0 | 0 | 0 | 0 | -2185033.3114 | 0 | 0 | 0 | 0 | 0 | 0 | 0 | 0 | 0 | 0 | 0 | 0 | 0 | 0 | 0 | 0 | 0 | 0 | 0 | 0 | 0 | 0 | 0 | 0 | 0 | 0 | 0 | 0 | 0 | 212943.2915 | 0 | 0 | 0 | 0 | 0 | 0 | 0 | 0 | -1866345.9851 | -206944.3338 | 47747745.2457 | 0 | 47747745.2457
39 |  | Maint Supervision & Engineering | 510 | 4848661.32 | 196363.1776 | 0 | 0 | 0 | 0 | 0 | 0 | 0 | 0 | 0 | 0 | 0 | 0 | 0 | 0 | 0 | 0 | 0 | 0 | 0 | 0 | 0 | 0 | 0 | 0 | 0 | 0 | 0 | 0 | 0 | 0 | 0 | 0 | 0 | 0 | 0 | 0 | 0 | 0 | 0 | 0 | 0 | 0 | 0 | 0 | 0 | 0 | 0 | 0 | 0 | 0 | -41147.0569 | 0 | 0 | 0 | 0 | 0 | -41147.0569 | 0 | 0 | 0 | 0 | 0 | 0 | 0 | 0 | 0 | 0 | 0 | 0 | 0 | 0 | 0 | 0 | 0 | 0 | 0 | 0 | 0 | 0 | 0 | 0 | 0 | 0 | 0 | 0 | 0 | 0 | 0 | 0 | 0 | 0 | 0 | 0 | 0 | 0 | 0 | 0 | 0 | 0 | 0 | 0 | 0 | 0 | 0 | 0 | 0 | 0 | 0 | 0 | 0 | 0 | 0 | 0 | 0 | -41147.0569 | 155216.1207 |  | 155216.1207
40 |  | Maintenance of Structures | 511 | 21659166.54 | 1802664.6435 | 0 | 0 | 0 | 0 | 0 | 0 | 0 | 0 | 0 | 0 | 0 | 0 | 0 | 0 | 0 | 0 | 0 | 0 | 0 | 0 | 0 | 0 | 0 | 0 | 0 | 0 | 0 | 0 | 0 | 0 | 0 | 0 | 0 | 0 | 0 | 0 | 0 | 0 | 0 | 0 | 0 | 0 | 0 | 0 | 0 | 0 | 0 | 0 | 0 | 0 | -6361.9902 | 0 | 0 | 0 | 0 | 0 | -6361.9902 | 0 | 0 | 0 | 0 | 0 | 0 | 0 | 0 | 0 | 0 | 0 | 0 | 0 | 0 | 0 | 0 | 0 | 0 | 0 | 0 | 0 | 0 | 0 | 0 | 0 | 0 | 0 | 0 | 0 | 0 | 0 | 0 | 0 | 0 | 0 | 0 | 0 | 0 | 0 | 0 | 0 | 0 | 0 | 0 | 0 | 0 | 0 | 0 | 0 | 0 | 0 | 0 | 0 | 0 | 0 | 0 | 0 | -6361.9902 | 1796302.6533 |  | 1796302.6533
41 |  | Maintenance of Boiler Plant | 512 | 74460479.01 | 5818639.1349 | 0 | 0 | 0 | 0 | 42159.741 | 0 | 0 | 0 | 0 | 0 | 0 | 0 | 0 | 0 | 0 | 0 | 0 | 0 | 0 | 0 | 0 | 0 | 0 | 0 | 0 | 0 | 0 | 0 | 0 | 0 | 0 | 0 | 0 | 0 | 0 | 0 | 0 | 0 | 0 | 0 | 0 | 0 | 0 | 0 | 0 | 0 | 0 | 0 | 0 | 0 | -345386.5178 | 0 | 0 | 0 | 0 | 0 | -303226.7767 | 0 | 0 | 0 | 0 | 0 | 202584.1219 | 0 | 0 | 0 | 0 | 0 | 0 | 0 | 0 | 0 | 0 | 0 | 0 | 0 | 0 | 0 | 0 | 0 | 0 | 0 | 0 | 0 | 0 | 0 | 0 | 0 | 0 | 0 | 0 | 0 | 0 | 0 | 0 | 0 | 0 | 0 | 0 | 0 | 0 | 0 | 0 | 0 | 0 | 0 | 0 | 0 | 0 | 0 | 0 | 0 | 0 | 202584.1219 | -100642.6548 | 5717996.48 |  | 5717996.48
42 |  | Maintenance of Electric Plant | 513 | 40892808.43 | 3065691.5398 | 0 | 0 | 0 | 0 | 0 | 0 | 0 | 0 | 0 | 0 | 0 | 0 | 0 | 0 | 0 | 0 | 0 | 0 | 0 | 0 | 0 | 0 | 0 | 0 | 0 | 0 | 0 | 0 | 0 | 0 | 0 | 0 | 0 | 0 | 0 | 0 | 0 | 0 | 0 | 0 | 0 | 0 | 0 | 0 | 0 | 0 | 0 | 0 | 0 | 0 | -206351.1353 | 0 | 0 | 0 | 0 | 0 | -206351.1353 | 0 | 0 | 0 | 0 | 0 | 0 | 0 | 0 | 0 | 0 | 0 | 0 | 0 | 0 | 0 | 0 | 0 | 0 | 0 | 0 | 0 | 0 | 0 | 0 | 0 | 0 | 0 | 0 | 0 | 0 | 0 | 0 | 0 | 0 | 0 | 0 | 0 | 0 | 0 | 0 | 0 | 0 | 0 | 0 | 0 | 0 | 0 | 0 | 0 | 0 | 0 | 0 | 0 | 0 | 0 | 0 | 0 | -206351.1353 | 2859340.4045 |  | 2859340.4045
43 |  | Maintenance of Misc. Steam Plant | 514 | 8202086.2 | 561909.4587 | 0 | 0 | 0 | 0 | 0 | 0 | 0 | 0 | 0 | 0 | 0 | 0 | 0 | 0 | 0 | 0 | 0 | 0 | 0 | 0 | 0 | 0 | 0 | 0 | 0 | 0 | 0 | 0 | 0 | 0 | 0 | 0 | 0 | 0 | 0 | 0 | 0 | 0 | 0 | 0 | 0 | 0 | 0 | 0 | 0 | 0 | 0 | 0 | 0 | 0 | -6988.8977 | 0 | 0 | 0 | 0 | 0 | -6988.8977 | 0 | 0 | 0 | 0 | 0 | 0 | 0 | 0 | 0 | 0 | 0 | 0 | 0 | 0 | 0 | 0 | 0 | 0 | 0 | 0 | 0 | 0 | 0 | 0 | 0 | 0 | 0 | 0 | 0 | 0 | 0 | 0 | 0 | 0 | 0 | 0 | 0 | 0 | 0 | 0 | 0 | 0 | 0 | 0 | 0 | 0 | 0 | 0 | 0 | 0 | 0 | 0 | 0 | 0 | 0 | 0 | 0 | -6988.8977 | 554920.561 |  | 554920.561
44 |  |  | Total steam power generation maintenance expenses | 150063201.5 | 11445267.9545 | 0 | 0 | 0 | 0 | 42159.741 | 0 | 0 | 0 | 0 | 0 | 0 | 0 | 0 | 0 | 0 | 0 | 0 | 0 | 0 | 0 | 0 | 0 | 0 | 0 | 0 | 0 | 0 | 0 | 0 | 0 | 0 | 0 | 0 | 0 | 0 | 0 | 0 | 0 | 0 | 0 | 0 | 0 | 0 | 0 | 0 | 0 | 0 | 0 | 0 | 0 | -606235.5978 | 0 | 0 | 0 | 0 | 0 | -564075.8568 | 0 | 0 | 0 | 0 | 0 | 202584.1219 | 0 | 0 | 0 | 0 | 0 | 0 | 0 | 0 | 0 | 0 | 0 | 0 | 0 | 0 | 0 | 0 | 0 | 0 | 0 | 0 | 0 | 0 | 0 | 0 | 0 | 0 | 0 | 0 | 0 | 0 | 0 | 0 | 0 | 0 | 0 | 0 | 0 | 0 | 0 | 0 | 0 | 0 | 0 | 0 | 0 | 0 | 0 | 0 | 0 | 0 | 202584.1219 | -361491.7349 | 11083776.2196 | 0 | 11083776.2196
45 |  |  | Generation - Steam production expenses | 332982317.5324 | 59399957.534 | 0 | 0 | 0 | 0 | 64166.1109 | 0 | 0 | 0 | 0 | 0 | 0 | 0 | 0 | 0 | 0 | 0 | 0 | 0 | 0 | 0 | 0 | 0 | 0 | 0 | 2233092.2074 | 0 | 0 | 0 | 0 | 0 | 0 | 0 | 0 | 0 | 0 | 0 | 0 | 0 | 0 | 0 | 0 | 0 | 0 | 0 | 0 | 0 | 0 | 0 | 0 | 0 | -1201932.5238 | 0 | 0 | 0 | 0 | 0 | 1095325.7945 | 0 | 0 | 0 | 0 | 0 | 308328.1567 | 0 | 0 | 0 | 0 | 0 | 0 | 0 | 0 | 0 | 0 | 0 | -2185033.3114 | 0 | 0 | 0 | 0 | 0 | 0 | 0 | 0 | 0 | 0 | 0 | 0 | 0 | 0 | 0 | 0 | 0 | 0 | 0 | 0 | 0 | 0 | 0 | 0 | 0 | 0 | 0 | 0 | 0 | 212943.2915 | 0 | 0 | 0 | 0 | 0 | 0 | 0 | 0 | -1663761.8632 | -568436.0687 | 58831521.4652 | 0 | 58831521.4652
46 |  | Operation Super & Engineering | 517 | 0 | 0 | 0 | 0 | 0 | 0 | 0 | 0 | 0 | 0 | 0 | 0 | 0 | 0 | 0 | 0 | 0 | 0 | 0 | 0 | 0 | 0 | 0 | 0 | 0 | 0 | 0 | 0 | 0 | 0 | 0 | 0 | 0 | 0 | 0 | 0 | 0 | 0 | 0 | 0 | 0 | 0 | 0 | 0 | 0 | 0 | 0 | 0 | 0 | 0 | 0 | 0 | 0 | 0 | 0 | 0 | 0 | 0 | 0 | 0 | 0 | 0 | 0 | 0 | 0 | 0 | 0 | 0 | 0 | 0 | 0 | 0 | 0 | 0 | 0 | 0 | 0 | 0 | 0 | 0 | 0 | 0 | 0 | 0 | 0 | 0 | 0 | 0 | 0 | 0 | 0 | 0 | 0 | 0 | 0 | 0 | 0 | 0 | 0 | 0 | 0 | 0 | 0 | 0 | 0 | 0 | 0 | 0 | 0 | 0 | 0 | 0 | 0 | 0 | 0 | 0 | 0 | 0 |  | 0
47 |  | Nuclear Fuel Expense | 518 | 0 | 0 | 0 | 0 | 0 | 0 | 0 | 0 | 0 | 0 | 0 | 0 | 0 | 0 | 0 | 0 | 0 | 0 | 0 | 0 | 0 | 0 | 0 | 0 | 0 | 0 | 0 | 0 | 0 | 0 | 0 | 0 | 0 | 0 | 0 | 0 | 0 | 0 | 0 | 0 | 0 | 0 | 0 | 0 | 0 | 0 | 0 | 0 | 0 | 0 | 0 | 0 | 0 | 0 | 0 | 0 | 0 | 0 | 0 | 0 | 0 | 0 | 0 | 0 | 0 | 0 | 0 | 0 | 0 | 0 | 0 | 0 | 0 | 0 | 0 | 0 | 0 | 0 | 0 | 0 | 0 | 0 | 0 | 0 | 0 | 0 | 0 | 0 | 0 | 0 | 0 | 0 | 0 | 0 | 0 | 0 | 0 | 0 | 0 | 0 | 0 | 0 | 0 | 0 | 0 | 0 | 0 | 0 | 0 | 0 | 0 | 0 | 0 | 0 | 0 | 0 | 0 | 0 |  | 0
48 |  | Coolants and Water | 519 | 0 | 0 | 0 | 0 | 0 | 0 | 0 | 0 | 0 | 0 | 0 | 0 | 0 | 0 | 0 | 0 | 0 | 0 | 0 | 0 | 0 | 0 | 0 | 0 | 0 | 0 | 0 | 0 | 0 | 0 | 0 | 0 | 0 | 0 | 0 | 0 | 0 | 0 | 0 | 0 | 0 | 0 | 0 | 0 | 0 | 0 | 0 | 0 | 0 | 0 | 0 | 0 | 0 | 0 | 0 | 0 | 0 | 0 | 0 | 0 | 0 | 0 | 0 | 0 | 0 | 0 | 0 | 0 | 0 | 0 | 0 | 0 | 0 | 0 | 0 | 0 | 0 | 0 | 0 | 0 | 0 | 0 | 0 | 0 | 0 | 0 | 0 | 0 | 0 | 0 | 0 | 0 | 0 | 0 | 0 | 0 | 0 | 0 | 0 | 0 | 0 | 0 | 0 | 0 | 0 | 0 | 0 | 0 | 0 | 0 | 0 | 0 | 0 | 0 | 0 | 0 | 0 | 0 |  | 0
49 |  | Steam Expenses | 520 | 0 | 0 | 0 | 0 | 0 | 0 | 0 | 0 | 0 | 0 | 0 | 0 | 0 | 0 | 0 | 0 | 0 | 0 | 0 | 0 | 0 | 0 | 0 | 0 | 0 | 0 | 0 | 0 | 0 | 0 | 0 | 0 | 0 | 0 | 0 | 0 | 0 | 0 | 0 | 0 | 0 | 0 | 0 | 0 | 0 | 0 | 0 | 0 | 0 | 0 | 0 | 0 | 0 | 0 | 0 | 0 | 0 | 0 | 0 | 0 | 0 | 0 | 0 | 0 | 0 | 0 | 0 | 0 | 0 | 0 | 0 | 0 | 0 | 0 | 0 | 0 | 0 | 0 | 0 | 0 | 0 | 0 | 0 | 0 | 0 | 0 | 0 | 0 | 0 | 0 | 0 | 0 | 0 | 0 | 0 | 0 | 0 | 0 | 0 | 0 | 0 | 0 | 0 | 0 | 0 | 0 | 0 | 0 | 0 | 0 | 0 | 0 | 0 | 0 | 0 | 0 | 0 | 0 |  | 0
50 |  | Electric Expenses | 523 | 0 | 0 | 0 | 0 | 0 | 0 | 0 | 0 | 0 | 0 | 0 | 0 | 0 | 0 | 0 | 0 | 0 | 0 | 0 | 0 | 0 | 0 | 0 | 0 | 0 | 0 | 0 | 0 | 0 | 0 | 0 | 0 | 0 | 0 | 0 | 0 | 0 | 0 | 0 | 0 | 0 | 0 | 0 | 0 | 0 | 0 | 0 | 0 | 0 | 0 | 0 | 0 | 0 | 0 | 0 | 0 | 0 | 0 | 0 | 0 | 0 | 0 | 0 | 0 | 0 | 0 | 0 | 0 | 0 | 0 | 0 | 0 | 0 | 0 | 0 | 0 | 0 | 0 | 0 | 0 | 0 | 0 | 0 | 0 | 0 | 0 | 0 | 0 | 0 | 0 | 0 | 0 | 0 | 0 | 0 | 0 | 0 | 0 | 0 | 0 | 0 | 0 | 0 | 0 | 0 | 0 | 0 | 0 | 0 | 0 | 0 | 0 | 0 | 0 | 0 | 0 | 0 | 0 |  | 0
51 |  | Misc. Nuclear Expenses | 524 | 0 | 0 | 0 | 0 | 0 | 0 | 0 | 0 | 0 | 0 | 0 | 0 | 0 | 0 | 0 | 0 | 0 | 0 | 0 | 0 | 0 | 0 | 0 | 0 | 0 | 0 | 0 | 0 | 0 | 0 | 0 | 0 | 0 | 0 | 0 | 0 | 0 | 0 | 0 | 0 | 0 | 0 | 0 | 0 | 0 | 0 | 0 | 0 | 0 | 0 | 0 | 0 | 0 | 0 | 0 | 0 | 0 | 0 | 0 | 0 | 0 | 0 | 0 | 0 | 0 | 0 | 0 | 0 | 0 | 0 | 0 | 0 | 0 | 0 | 0 | 0 | 0 | 0 | 0 | 0 | 0 | 0 | 0 | 0 | 0 | 0 | 0 | 0 | 0 | 0 | 0 | 0 | 0 | 0 | 0 | 0 | 0 | 0 | 0 | 0 | 0 | 0 | 0 | 0 | 0 | 0 | 0 | 0 | 0 | 0 | 0 | 0 | 0 | 0 | 0 | 0 | 0 | 0 |  | 0
52 |  |  | Total nuclear power generation operation expenses | 0 | 0 | 0 | 0 | 0 | 0 | 0 | 0 | 0 | 0 | 0 | 0 | 0 | 0 | 0 | 0 | 0 | 0 | 0 | 0 | 0 | 0 | 0 | 0 | 0 | 0 | 0 | 0 | 0 | 0 | 0 | 0 | 0 | 0 | 0 | 0 | 0 | 0 | 0 | 0 | 0 | 0 | 0 | 0 | 0 | 0 | 0 | 0 | 0 | 0 | 0 | 0 | 0 | 0 | 0 | 0 | 0 | 0 | 0 | 0 | 0 | 0 | 0 | 0 | 0 | 0 | 0 | 0 | 0 | 0 | 0 | 0 | 0 | 0 | 0 | 0 | 0 | 0 | 0 | 0 | 0 | 0 | 0 | 0 | 0 | 0 | 0 | 0 | 0 | 0 | 0 | 0 | 0 | 0 | 0 | 0 | 0 | 0 | 0 | 0 | 0 | 0 | 0 | 0 | 0 | 0 | 0 | 0 | 0 | 0 | 0 | 0 | 0 | 0 | 0 | 0 | 0 | 0 | 0 | 0
53 |  | Maintenance Super & Engineering | 528 | 0 | 0 | 0 | 0 | 0 | 0 | 0 | 0 | 0 | 0 | 0 | 0 | 0 | 0 | 0 | 0 | 0 | 0 | 0 | 0 | 0 | 0 | 0 | 0 | 0 | 0 | 0 | 0 | 0 | 0 | 0 | 0 | 0 | 0 | 0 | 0 | 0 | 0 | 0 | 0 | 0 | 0 | 0 | 0 | 0 | 0 | 0 | 0 | 0 | 0 | 0 | 0 | 0 | 0 | 0 | 0 | 0 | 0 | 0 | 0 | 0 | 0 | 0 | 0 | 0 | 0 | 0 | 0 | 0 | 0 | 0 | 0 | 0 | 0 | 0 | 0 | 0 | 0 | 0 | 0 | 0 | 0 | 0 | 0 | 0 | 0 | 0 | 0 | 0 | 0 | 0 | 0 | 0 | 0 | 0 | 0 | 0 | 0 | 0 | 0 | 0 | 0 | 0 | 0 | 0 | 0 | 0 | 0 | 0 | 0 | 0 | 0 | 0 | 0 | 0 | 0 | 0 | 0 |  | 0
54 |  | Maintenance of Structures | 529 | 0 | 0 | 0 | 0 | 0 | 0 | 0 | 0 | 0 | 0 | 0 | 0 | 0 | 0 | 0 | 0 | 0 | 0 | 0 | 0 | 0 | 0 | 0 | 0 | 0 | 0 | 0 | 0 | 0 | 0 | 0 | 0 | 0 | 0 | 0 | 0 | 0 | 0 | 0 | 0 | 0 | 0 | 0 | 0 | 0 | 0 | 0 | 0 | 0 | 0 | 0 | 0 | 0 | 0 | 0 | 0 | 0 | 0 | 0 | 0 | 0 | 0 | 0 | 0 | 0 | 0 | 0 | 0 | 0 | 0 | 0 | 0 | 0 | 0 | 0 | 0 | 0 | 0 | 0 | 0 | 0 | 0 | 0 | 0 | 0 | 0 | 0 | 0 | 0 | 0 | 0 | 0 | 0 | 0 | 0 | 0 | 0 | 0 | 0 | 0 | 0 | 0 | 0 | 0 | 0 | 0 | 0 | 0 | 0 | 0 | 0 | 0 | 0 | 0 | 0 | 0 | 0 | 0 |  | 0
55 |  | Maintenance of Reactor Plant | 530 | 0 | 0 | 0 | 0 | 0 | 0 | 0 | 0 | 0 | 0 | 0 | 0 | 0 | 0 | 0 | 0 | 0 | 0 | 0 | 0 | 0 | 0 | 0 | 0 | 0 | 0 | 0 | 0 | 0 | 0 | 0 | 0 | 0 | 0 | 0 | 0 | 0 | 0 | 0 | 0 | 0 | 0 | 0 | 0 | 0 | 0 | 0 | 0 | 0 | 0 | 0 | 0 | 0 | 0 | 0 | 0 | 0 | 0 | 0 | 0 | 0 | 0 | 0 | 0 | 0 | 0 | 0 | 0 | 0 | 0 | 0 | 0 | 0 | 0 | 0 | 0 | 0 | 0 | 0 | 0 | 0 | 0 | 0 | 0 | 0 | 0 | 0 | 0 | 0 | 0 | 0 | 0 | 0 | 0 | 0 | 0 | 0 | 0 | 0 | 0 | 0 | 0 | 0 | 0 | 0 | 0 | 0 | 0 | 0 | 0 | 0 | 0 | 0 | 0 | 0 | 0 | 0 | 0 |  | 0
56 |  | Maintenance of Electric Plant | 531 | 0 | 0 | 0 | 0 | 0 | 0 | 0 | 0 | 0 | 0 | 0 | 0 | 0 | 0 | 0 | 0 | 0 | 0 | 0 | 0 | 0 | 0 | 0 | 0 | 0 | 0 | 0 | 0 | 0 | 0 | 0 | 0 | 0 | 0 | 0 | 0 | 0 | 0 | 0 | 0 | 0 | 0 | 0 | 0 | 0 | 0 | 0 | 0 | 0 | 0 | 0 | 0 | 0 | 0 | 0 | 0 | 0 | 0 | 0 | 0 | 0 | 0 | 0 | 0 | 0 | 0 | 0 | 0 | 0 | 0 | 0 | 0 | 0 | 0 | 0 | 0 | 0 | 0 | 0 | 0 | 0 | 0 | 0 | 0 | 0 | 0 | 0 | 0 | 0 | 0 | 0 | 0 | 0 | 0 | 0 | 0 | 0 | 0 | 0 | 0 | 0 | 0 | 0 | 0 | 0 | 0 | 0 | 0 | 0 | 0 | 0 | 0 | 0 | 0 | 0 | 0 | 0 | 0 |  | 0
57 |  | Maintenance of Misc Nuclear | 532 | 0 | 0 | 0 | 0 | 0 | 0 | 0 | 0 | 0 | 0 | 0 | 0 | 0 | 0 | 0 | 0 | 0 | 0 | 0 | 0 | 0 | 0 | 0 | 0 | 0 | 0 | 0 | 0 | 0 | 0 | 0 | 0 | 0 | 0 | 0 | 0 | 0 | 0 | 0 | 0 | 0 | 0 | 0 | 0 | 0 | 0 | 0 | 0 | 0 | 0 | 0 | 0 | 0 | 0 | 0 | 0 | 0 | 0 | 0 | 0 | 0 | 0 | 0 | 0 | 0 | 0 | 0 | 0 | 0 | 0 | 0 | 0 | 0 | 0 | 0 | 0 | 0 | 0 | 0 | 0 | 0 | 0 | 0 | 0 | 0 | 0 | 0 | 0 | 0 | 0 | 0 | 0 | 0 | 0 | 0 | 0 | 0 | 0 | 0 | 0 | 0 | 0 | 0 | 0 | 0 | 0 | 0 | 0 | 0 | 0 | 0 | 0 | 0 | 0 | 0 | 0 | 0 | 0 |  | 0
58 |  |  | Total nuclear power generation maintenance expenses | 0 | 0 | 0 | 0 | 0 | 0 | 0 | 0 | 0 | 0 | 0 | 0 | 0 | 0 | 0 | 0 | 0 | 0 | 0 | 0 | 0 | 0 | 0 | 0 | 0 | 0 | 0 | 0 | 0 | 0 | 0 | 0 | 0 | 0 | 0 | 0 | 0 | 0 | 0 | 0 | 0 | 0 | 0 | 0 | 0 | 0 | 0 | 0 | 0 | 0 | 0 | 0 | 0 | 0 | 0 | 0 | 0 | 0 | 0 | 0 | 0 | 0 | 0 | 0 | 0 | 0 | 0 | 0 | 0 | 0 | 0 | 0 | 0 | 0 | 0 | 0 | 0 | 0 | 0 | 0 | 0 | 0 | 0 | 0 | 0 | 0 | 0 | 0 | 0 | 0 | 0 | 0 | 0 | 0 | 0 | 0 | 0 | 0 | 0 | 0 | 0 | 0 | 0 | 0 | 0 | 0 | 0 | 0 | 0 | 0 | 0 | 0 | 0 | 0 | 0 | 0 | 0 | 0 | 0 | 0
59 |  |  | Generation - Nuclear production expenses | 0 | 0 | 0 | 0 | 0 | 0 | 0 | 0 | 0 | 0 | 0 | 0 | 0 | 0 | 0 | 0 | 0 | 0 | 0 | 0 | 0 | 0 | 0 | 0 | 0 | 0 | 0 | 0 | 0 | 0 | 0 | 0 | 0 | 0 | 0 | 0 | 0 | 0 | 0 | 0 | 0 | 0 | 0 | 0 | 0 | 0 | 0 | 0 | 0 | 0 | 0 | 0 | 0 | 0 | 0 | 0 | 0 | 0 | 0 | 0 | 0 | 0 | 0 | 0 | 0 | 0 | 0 | 0 | 0 | 0 | 0 | 0 | 0 | 0 | 0 | 0 | 0 | 0 | 0 | 0 | 0 | 0 | 0 | 0 | 0 | 0 | 0 | 0 | 0 | 0 | 0 | 0 | 0 | 0 | 0 | 0 | 0 | 0 | 0 | 0 | 0 | 0 | 0 | 0 | 0 | 0 | 0 | 0 | 0 | 0 | 0 | 0 | 0 | 0 | 0 | 0 | 0 | 0 | 0 | 0
60 |  | Operation Super & Engineering | 535 | 10506425.12 | 838284.2783 | 0 | 0 | 0 | 0 | 20430.6704 | 0 | 0 | 0 | 0 | 0 | 0 | 0 | 0 | 0 | 0 | 0 | 0 | 0 | 0 | 0 | 0 | 0 | 0 | 0 | 0 | 0 | 0 | 0 | 0 | 0 | 0 | 0 | 0 | 0 | 0 | 0 | 0 | 0 | 0 | 0 | 0 | 0 | 0 | 0 | -253659.0786 | 0 | 0 | 0 | 0 | 0 | 0 | 0 | 0 | 0 | 0 | 0 | -233228.4082 | 0 | 0 | 0 | 0 | 0 | 98172.5533 | 0 | 0 | 0 | 0 | 0 | 0 | 0 | 0 | 0 | 0 | 0 | 0 | 0 | 0 | 0 | 0 | 0 | 0 | 0 | 0 | 0 | 0 | 0 | 0 | 0 | 0 | 0 | 0 | 0 | 0 | 0 | 0 | 0 | 0 | 0 | 0 | 0 | 0 | 0 | 0 | 0 | 0 | 0 | 0 | 0 | 0 | 0 | 0 | 0 | 0 | 98172.5533 | -135055.8548 | 703228.4234 |  | 703228.4234
61 |  | Water For Power | 536 | 164925.86 | 13159.0673 | 0 | 0 | 0 | 0 | 0 | 0 | 0 | 0 | 0 | 0 | 0 | 0 | 0 | 0 | 0 | 0 | 0 | 0 | 0 | 0 | 0 | 0 | 0 | 0 | 0 | 0 | 0 | 0 | 0 | 0 | 0 | 0 | 0 | 0 | 0 | 0 | 0 | 0 | 0 | 0 | 0 | 0 | 0 | 0 | 0 | 0 | 0 | 0 | 0 | 0 | 0 | 0 | 0 | 0 | 0 | 0 | 0 | 0 | 0 | 0 | 0 | 0 | 0 | 0 | 0 | 0 | 0 | 0 | 0 | 0 | 0 | 0 | 0 | 0 | 0 | 0 | 0 | 0 | 0 | 0 | 0 | 0 | 0 | 0 | 0 | 0 | 0 | 0 | 0 | 0 | 0 | 0 | 0 | 0 | 0 | 0 | 0 | 0 | 0 | 0 | 0 | 0 | 0 | 0 | 0 | 0 | 0 | 0 | 0 | 0 | 0 | 0 | 0 | 0 | 0 | 13159.0673 |  | 13159.0673
62 |  | Hydraulic Expenses | 537 | 4630286.44 | 369440.2503 | 0 | 0 | 0 | 0 | 0 | 0 | 0 | 0 | 0 | 0 | 0 | 0 | 0 | 0 | 0 | 0 | 0 | 0 | 0 | 0 | 0 | 0 | 0 | 0 | 0 | 0 | 0 | 0 | 0 | 0 | 0 | 0 | 0 | 0 | 0 | 0 | 0 | 0 | 0 | 0 | 0 | 0 | 0 | 0 | 0 | 0 | 0 | 0 | 0 | 0 | 0 | 0 | 0 | 0 | 0 | 0 | 0 | 0 | 0 | 0 | 0 | 0 | 0 | 0 | 0 | 0 | 0 | 0 | 0 | 0 | 0 | 0 | 0 | 0 | 0 | 0 | 0 | 0 | 0 | 0 | 0 | 0 | 0 | 0 | 0 | 0 | 0 | 0 | 0 | 0 | 0 | 0 | 0 | 0 | 0 | 0 | 0 | 0 | 0 | 0 | 0 | 0 | 0 | 0 | 0 | 0 | 0 | 0 | 0 | 0 | 0 | 0 | 0 | 0 | 0 | 369440.2503 |  | 369440.2503
63 |  | Electric Expenses | 538 | 0 | 0 | 0 | 0 | 0 | 0 | 0 | 0 | 0 | 0 | 0 | 0 | 0 | 0 | 0 | 0 | 0 | 0 | 0 | 0 | 0 | 0 | 0 | 0 | 0 | 0 | 0 | 0 | 0 | 0 | 0 | 0 | 0 | 0 | 0 | 0 | 0 | 0 | 0 | 0 | 0 | 0 | 0 | 0 | 0 | 0 | 0 | 0 | 0 | 0 | 0 | 0 | 0 | 0 | 0 | 0 | 0 | 0 | 0 | 0 | 0 | 0 | 0 | 0 | 0 | 0 | 0 | 0 | 0 | 0 | 0 | 0 | 0 | 0 | 0 | 0 | 0 | 0 | 0 | 0 | 0 | 0 | 0 | 0 | 0 | 0 | 0 | 0 | 0 | 0 | 0 | 0 | 0 | 0 | 0 | 0 | 0 | 0 | 0 | 0 | 0 | 0 | 0 | 0 | 0 | 0 | 0 | 0 | 0 | 0 | 0 | 0 | 0 | 0 | 0 | 0 | 0 | 0 |  | 0
64 |  | Misc. Hydro Expenses | 539 | 18954286.39 | 1512320.3283 | 0 | 0 | 0 | 0 | 0 | 0 | 0 | 0 | 0 | 0 | 0 | 0 | 0 | 0 | 0 | 0 | 0 | 0 | 0 | 0 | 0 | 0 | 0 | 0 | 0 | 0 | 0 | 0 | 0 | 0 | 0 | 0 | 0 | 0 | 0 | 0 | 0 | 0 | 0 | 0 | 0 | 0 | 0 | 0 | 0 | 0 | 0 | 0 | 0 | 0 | 0 | 0 | 0 | 0 | 0 | 0 | 0 | 0 | 0 | 0 | 0 | 0 | 0 | 0 | 0 | 0 | 0 | 0 | 0 | 0 | 0 | 0 | 0 | 0 | 0 | 0 | 0 | 0 | 0 | 0 | 0 | 0 | 0 | 0 | 0 | 0 | 0 | 0 | 0 | 0 | 0 | 0 | 0 | 0 | 0 | 0 | 0 | 0 | 0 | 0 | 0 | 0 | 0 | 0 | 0 | 0 | 0 | 0 | 0 | 0 | 0 | 0 | 0 | 0 | 0 | 1512320.3283 |  | 1512320.3283
65 |  | Rents (Hydro Generation) | 540 | 2231110.48 | 178015.3399 | 0 | 0 | 0 | 0 | 0 | 0 | 0 | 0 | 0 | 0 | 0 | 0 | 0 | 0 | 0 | 0 | 0 | 0 | 0 | 0 | 0 | 0 | 0 | 0 | 0 | 0 | 0 | 0 | 0 | 0 | 0 | 0 | 0 | 0 | 0 | 0 | 0 | 0 | 0 | 0 | 0 | 0 | 0 | 0 | 0 | 0 | 0 | 0 | 0 | 0 | 0 | 0 | 0 | 0 | 0 | 0 | 0 | 0 | 0 | 0 | 0 | 0 | 0 | 0 | 0 | 0 | 0 | 0 | 0 | 0 | 0 | 0 | 0 | 0 | 0 | 0 | 0 | 0 | 0 | 0 | 0 | 0 | 0 | 0 | 0 | 0 | 0 | 0 | 0 | 0 | 0 | 0 | 0 | 0 | 0 | 0 | 0 | 0 | 0 | 0 | 0 | 0 | 0 | 0 | 0 | 0 | 0 | 0 | 0 | 0 | 0 | 0 | 0 | 0 | 0 | 178015.3399 |  | 178015.3399
66 |  |  | Total hydraulic power generation operation expenses | 36487034.29 | 2911219.264 | 0 | 0 | 0 | 0 | 20430.6704 | 0 | 0 | 0 | 0 | 0 | 0 | 0 | 0 | 0 | 0 | 0 | 0 | 0 | 0 | 0 | 0 | 0 | 0 | 0 | 0 | 0 | 0 | 0 | 0 | 0 | 0 | 0 | 0 | 0 | 0 | 0 | 0 | 0 | 0 | 0 | 0 | 0 | 0 | 0 | -253659.0786 | 0 | 0 | 0 | 0 | 0 | 0 | 0 | 0 | 0 | 0 | 0 | -233228.4082 | 0 | 0 | 0 | 0 | 0 | 98172.5533 | 0 | 0 | 0 | 0 | 0 | 0 | 0 | 0 | 0 | 0 | 0 | 0 | 0 | 0 | 0 | 0 | 0 | 0 | 0 | 0 | 0 | 0 | 0 | 0 | 0 | 0 | 0 | 0 | 0 | 0 | 0 | 0 | 0 | 0 | 0 | 0 | 0 | 0 | 0 | 0 | 0 | 0 | 0 | 0 | 0 | 0 | 0 | 0 | 0 | 0 | 98172.5533 | -135055.8548 | 2776163.4092 | 0 | 2776163.4092
67 |  | Maint Supervision & Engineering | 541 | 381 | 30.3991 | 0 | 0 | 0 | 0 | 0 | 0 | 0 | 0 | 0 | 0 | 0 | 0 | 0 | 0 | 0 | 0 | 0 | 0 | 0 | 0 | 0 | 0 | 0 | 0 | 0 | 0 | 0 | 0 | 0 | 0 | 0 | 0 | 0 | 0 | 0 | 0 | 0 | 0 | 0 | 0 | 0 | 0 | 0 | 0 | 0 | 0 | 0 | 0 | 0 | 0 | 0 | 0 | 0 | 0 | 0 | 0 | 0 | 0 | 0 | 0 | 0 | 0 | 0 | 0 | 0 | 0 | 0 | 0 | 0 | 0 | 0 | 0 | 0 | 0 | 0 | 0 | 0 | 0 | 0 | 0 | 0 | 0 | 0 | 0 | 0 | 0 | 0 | 0 | 0 | 0 | 0 | 0 | 0 | 0 | 0 | 0 | 0 | 0 | 0 | 0 | 0 | 0 | 0 | 0 | 0 | 0 | 0 | 0 | 0 | 0 | 0 | 0 | 0 | 0 | 0 | 30.3991 |  | 30.3991
68 |  | Maintenance of Structures | 542 | 877913.13 | 70046.7348 | 0 | 0 | 0 | 0 | 0 | 0 | 0 | 0 | 0 | 0 | 0 | 0 | 0 | 0 | 0 | 0 | 0 | 0 | 0 | 0 | 0 | 0 | 0 | 0 | 0 | 0 | 0 | 0 | 0 | 0 | 0 | 0 | 0 | 0 | 0 | 0 | 0 | 0 | 0 | 0 | 0 | 0 | 0 | 0 | 0 | 0 | 0 | 0 | 0 | 0 | 0 | 0 | 0 | 0 | 0 | 0 | 0 | 0 | 0 | 0 | 0 | 0 | 0 | 0 | 0 | 0 | 0 | 0 | 0 | 0 | 0 | 0 | 0 | 0 | 0 | 0 | 0 | 0 | 0 | 0 | 0 | 0 | 0 | 0 | 0 | 0 | 0 | 0 | 0 | 0 | 0 | 0 | 0 | 0 | 0 | 0 | 0 | 0 | 0 | 0 | 0 | 0 | 0 | 0 | 0 | 0 | 0 | 0 | 0 | 0 | 0 | 0 | 0 | 0 | 0 | 70046.7348 |  | 70046.7348
69 |  | Maintenance of Dams & Waterways | 543 | 916940.17 | 73160.6155 | 0 | 0 | 0 | 0 | 0 | 0 | 0 | 0 | 0 | 0 | 0 | 0 | 0 | 0 | 0 | 0 | 0 | 0 | 0 | 0 | 0 | 0 | 0 | 0 | 0 | 0 | 0 | 0 | 0 | 0 | 0 | 0 | 0 | 0 | 0 | 0 | 0 | 0 | 0 | 0 | 0 | 0 | 0 | 0 | 0 | 0 | 0 | 0 | 0 | 0 | 0 | 0 | 0 | 0 | 0 | 0 | 0 | 0 | 0 | 0 | 0 | 0 | 0 | 0 | 0 | 0 | 0 | 0 | 0 | 0 | 0 | 0 | 0 | 0 | 0 | 0 | 0 | 0 | 0 | 0 | 0 | 0 | 0 | 0 | 0 | 0 | 0 | 0 | 0 | 0 | 0 | 0 | 0 | 0 | 0 | 0 | 0 | 0 | 0 | 0 | 0 | 0 | 0 | 0 | 0 | 0 | 0 | 0 | 0 | 0 | 0 | 0 | 0 | 0 | 0 | 73160.6155 |  | 73160.6155
70 |  | Maintenance of Electric Plant | 544 | 1245987.66 | 99414.5824 | 0 | 0 | 0 | 0 | 0 | 0 | 0 | 0 | 0 | 0 | 0 | 0 | 0 | 0 | 0 | 0 | 0 | 0 | 0 | 0 | 0 | 0 | 0 | 0 | 0 | 0 | 0 | 0 | 0 | 0 | 0 | 0 | 0 | 0 | 0 | 0 | 0 | 0 | 0 | 0 | 0 | 0 | 0 | 0 | 0 | 0 | 0 | 0 | 0 | 0 | 0 | 0 | 0 | 0 | 0 | 0 | 0 | 0 | 0 | 0 | 0 | 0 | 0 | 0 | 0 | 0 | 0 | 0 | 0 | 0 | 0 | 0 | 0 | 0 | 0 | 0 | 0 | 0 | 0 | 0 | 0 | 0 | 0 | 0 | 0 | 0 | 0 | 0 | 0 | 0 | 0 | 0 | 0 | 0 | 0 | 0 | 0 | 0 | 0 | 0 | 0 | 0 | 0 | 0 | 0 | 0 | 0 | 0 | 0 | 0 | 0 | 0 | 0 | 0 | 0 | 99414.5824 |  | 99414.5824
71 |  | Maintenance of Misc. Hydro Plant | 545 | -21331412.63 | -1701985.9407 | 0 | 0 | 0 | 0 | 2525.2793 | 0 | 0 | 0 | 0 | 0 | 0 | 0 | 2006742.3164 | 0 | 0 | 0 | 0 | 0 | 0 | 0 | 0 | 0 | 0 | 0 | 0 | 0 | 0 | 0 | 0 | 0 | 0 | 0 | 0 | 0 | 0 | 0 | 0 | 0 | 0 | 0 | 0 | 0 | 0 | 0 | 0 | 0 | 0 | 0 | 0 | 0 | 0 | 0 | 0 | 0 | 0 | 0 | 2009267.5957 | 0 | 0 | 0 | 0 | 0 | 12134.3605 | 0 | 0 | 0 | 0 | 0 | 0 | 0 | 0 | 0 | 105808.5625 | 0 | 0 | 0 | 0 | 0 | 0 | 0 | 0 | 0 | 0 | 0 | 0 | 0 | 0 | 0 | 0 | 0 | 0 | 0 | 0 | 0 | 0 | 0 | 0 | 0 | 0 | 0 | 0 | 0 | 0 | 0 | 573.4824 | 0 | 0 | 0 | 0 | 0 | 0 | 0 | 0 | 118516.4054 | 2127784.0011 | 425798.0605 |  | 425798.0605
72 |  |  | Total hydraulic power generation maintenance expenses | -18290190.67 | -1459333.6087 | 0 | 0 | 0 | 0 | 2525.2793 | 0 | 0 | 0 | 0 | 0 | 0 | 0 | 2006742.3164 | 0 | 0 | 0 | 0 | 0 | 0 | 0 | 0 | 0 | 0 | 0 | 0 | 0 | 0 | 0 | 0 | 0 | 0 | 0 | 0 | 0 | 0 | 0 | 0 | 0 | 0 | 0 | 0 | 0 | 0 | 0 | 0 | 0 | 0 | 0 | 0 | 0 | 0 | 0 | 0 | 0 | 0 | 0 | 2009267.5957 | 0 | 0 | 0 | 0 | 0 | 12134.3605 | 0 | 0 | 0 | 0 | 0 | 0 | 0 | 0 | 0 | 105808.5625 | 0 | 0 | 0 | 0 | 0 | 0 | 0 | 0 | 0 | 0 | 0 | 0 | 0 | 0 | 0 | 0 | 0 | 0 | 0 | 0 | 0 | 0 | 0 | 0 | 0 | 0 | 0 | 0 | 0 | 0 | 0 | 573.4824 | 0 | 0 | 0 | 0 | 0 | 0 | 0 | 0 | 118516.4054 | 2127784.0011 | 668450.3924 | 0 | 668450.3924
73 |  |  | Generation - Hydraulic production expenses | 18196843.62 | 1451885.6553 | 0 | 0 | 0 | 0 | 22955.9497 | 0 | 0 | 0 | 0 | 0 | 0 | 0 | 2006742.3164 | 0 | 0 | 0 | 0 | 0 | 0 | 0 | 0 | 0 | 0 | 0 | 0 | 0 | 0 | 0 | 0 | 0 | 0 | 0 | 0 | 0 | 0 | 0 | 0 | 0 | 0 | 0 | 0 | 0 | 0 | 0 | -253659.0786 | 0 | 0 | 0 | 0 | 0 | 0 | 0 | 0 | 0 | 0 | 0 | 1776039.1876 | 0 | 0 | 0 | 0 | 0 | 110306.9139 | 0 | 0 | 0 | 0 | 0 | 0 | 0 | 0 | 0 | 105808.5625 | 0 | 0 | 0 | 0 | 0 | 0 | 0 | 0 | 0 | 0 | 0 | 0 | 0 | 0 | 0 | 0 | 0 | 0 | 0 | 0 | 0 | 0 | 0 | 0 | 0 | 0 | 0 | 0 | 0 | 0 | 0 | 573.4824 | 0 | 0 | 0 | 0 | 0 | 0 | 0 | 0 | 216688.9587 | 1992728.1463 | 3444613.8016 | 0 | 3444613.8016
74 |  | Operation Super & Engineering | 546 | 367346.74 | 34386.4066 | 0 | 0 | 0 | 0 | 0 | 0 | 0 | 0 | 0 | 0 | 0 | 0 | 0 | 0 | 0 | 0 | 0 | 0 | 0 | 0 | 0 | 0 | 0 | 0 | 0 | 0 | 0 | 0 | 0 | 0 | 0 | 0 | 0 | 0 | 0 | 0 | 0 | 0 | 0 | 0 | 0 | 0 | 0 | 0 | 0 | 0 | 0 | 0 | 0 | 0 | 0 | 0 | 0 | 0 | 0 | 0 | 0 | 0 | 0 | 0 | 0 | 0 | 0 | 0 | 0 | 0 | 0 | 0 | 0 | 0 | 0 | 0 | 0 | 0 | 0 | 0 | 0 | 0 | 0 | 0 | 0 | 0 | 0 | 0 | 0 | 0 | 0 | 0 | 0 | 0 | 0 | 0 | 0 | 0 | 0 | 0 | 0 | 0 | 0 | 0 | 0 | 0 | 0 | 0 | 0 | 0 | 0 | 0 | 0 | 0 | 0 | 0 | 0 | 0 | 0 | 34386.4066 |  | 34386.4066
75 |  | Fuel | 547 | 0 | 0 | 0 | 0 | 0 | 0 | 0 | 0 | 0 | 0 | 0 | 0 | 0 | 0 | 0 | 0 | 0 | 0 | 0 | 0 | 0 | 0 | 0 | 0 | 0 | 0 | 0 | 0 | 0 | 0 | 0 | 0 | 0 | 0 | 0 | 0 | 0 | 0 | 0 | 0 | 0 | 0 | 0 | 0 | 0 | 0 | 0 | 0 | 0 | 0 | 0 | 0 | 0 | 0 | 0 | 0 | 0 | 0 | 0 | 0 | 0 | 0 | 0 | 0 | 0 | 0 | 0 | 0 | 0 | 0 | 0 | 0 | 0 | 0 | 0 | 0 | 0 | 0 | 0 | 0 | 0 | 0 | 0 | 0 | 0 | 0 | 0 | 0 | 0 | 0 | 0 | 0 | 0 | 0 | 0 | 0 | 0 | 0 | 0 | 0 | 0 | 0 | 0 | 0 | 0 | 0 | 0 | 0 | 0 | 0 | 0 | 0 | 0 | 0 | 0 | 0 | 0 | 0 |  | 0
76 |  | Fuel-NPC | 547NPC | 31464376.7246 | 31464376.7246 | 0 | 0 | 0 | 0 | 0 | 0 | 0 | 0 | 0 | 0 | 0 | 0 | 0 | 0 | 0 | 0 | 0 | 0 | 0 | 0 | 0 | 0 | 0 | 0 | 0 | 0 | 0 | 0 | 0 | 0 | 0 | 0 | 0 | 0 | 0 | 0 | 0 | 0 | 0 | 0 | 0 | 0 | 0 | 0 | 0 | 0 | 0 | 0 | 0 | 0 | 0 | 0 | 0 | 0 | 0 | 0 | 0 | 0 | 0 | 0 | 0 | 0 | 0 | 0 | 0 | 0 | 0 | 0 | 0 | 0 | 0 | 0 | 0 | 0 | 35281566.6302 | 0 | 0 | 0 | 0 | 0 | 0 | 0 | 0 | 0 | 0 | 0 | 0 | 0 | 0 | 0 | 0 | 0 | 0 | 0 | 0 | 0 | 0 | 0 | 0 | 0 | 0 | 0 | 0 | 0 | 361763.013 | 0 | 0 | 0 | 0 | 0 | 0 | 0 | 0 | 35643329.6432 | 35643329.6432 | 67107706.3678 |  | 67107706.3678
77 |  | Generation Expense | 548 | 17638934.77 | 1641212.4631 | 0 | 0 | 0 | 0 | 8651.9776 | 0 | 0 | 0 | 0 | 0 | 0 | 0 | 0 | 0 | 0 | 0 | 0 | 0 | 0 | 0 | 0 | 0 | 0 | 0 | 0 | 0 | 0 | 0 | 0 | 0 | 0 | 0 | 0 | 0 | 0 | 0 | 0 | 0 | 0 | 0 | 0 | 0 | 0 | 0 | 0 | 0 | 0 | 0 | 0 | 0 | 0 | 0 | 0 | 0 | 0 | 0 | 8651.9776 | 0 | 0 | 0 | 0 | 0 | 41574.1001 | 0 | 0 | 0 | 0 | 0 | 0 | 0 | 0 | 0 | 0 | 0 | 0 | 0 | 0 | 0 | 0 | 0 | 0 | 0 | 0 | 0 | 0 | 0 | 0 | 0 | 0 | 0 | 0 | 0 | 0 | 0 | 0 | 0 | 0 | 0 | 0 | 0 | 0 | 0 | 0 | 0 | 0 | 0 | 0 | 0 | 0 | 0 | 0 | 0 | 0 | 41574.1001 | 50226.0777 | 1691438.5408 |  | 1691438.5408
78 |  | Miscellaneous Other | 549 | 9089450.93 | 754840.176 | 0 | 0 | 0 | 0 | 0 | 0 | 0 | 0 | 0 | 0 | 0 | 0 | 0 | 0 | 0 | 0 | 0 | 0 | 0 | 0 | 0 | 0 | 0 | 0 | 0 | 0 | 0 | 0 | 0 | 0 | 0 | 0 | 0 | 0 | 0 | 0 | 0 | 0 | 0 | 0 | 0 | 0 | 0 | 0 | 0 | 0 | 0 | 0 | 0 | 0 | 0 | 0 | 0 | 0 | 0 | 0 | 0 | 0 | 0 | 0 | 0 | 0 | 0 | 0 | 0 | 0 | 0 | 0 | 0 | 0 | 0 | 0 | 0 | 0 | 0 | 0 | 0 | 0 | 0 | 0 | 0 | 0 | 0 | 0 | 0 | 0 | 0 | 0 | 0 | 0 | 0 | 0 | 0 | 0 | 0 | 0 | 0 | 0 | 0 | 0 | 0 | 0 | 131145.1702 | 0 | 710.8068 | 0 | 0 | 0 | 0 | 0 | 0 | 0 | 0 | 131855.9771 | 131855.9771 | 886696.1531 |  | 886696.1531
79 |  | Rents | 550 | 10837833.19 | 834745.4599 | 0 | 0 | 0 | 0 | 0 | 0 | 0 | 0 | 0 | 0 | 0 | 0 | 0 | 0 | 0 | 0 | 0 | 0 | 0 | 0 | 0 | 0 | 0 | 0 | 0 | 0 | 0 | 0 | 0 | 0 | 0 | 0 | 0 | 0 | 0 | 0 | 0 | 0 | 0 | 0 | 0 | 0 | 0 | 0 | 0 | 0 | 0 | 0 | 0 | 0 | 0 | 0 | 0 | 0 | 0 | 0 | 0 | 0 | 0 | 0 | 0 | 0 | 0 | 0 | 0 | 0 | 0 | 0 | 0 | 0 | 0 | 0 | 0 | 0 | 0 | 0 | 0 | 0 | 0 | 0 | 0 | 0 | 0 | 0 | 0 | 0 | 0 | 0 | 0 | 0 | 0 | 0 | 0 | 0 | 0 | 0 | 0 | 0 | 0 | 0 | 0 | 0 | 0 | 0 | 0 | 0 | 0 | 0 | 0 | 0 | 0 | 0 | 0 | 0 | 0 | 834745.4599 |  | 834745.4599
80 |  |  | Total other power generation operation expenses | 69397942.3546 | 34729561.2302 | 0 | 0 | 0 | 0 | 8651.9776 | 0 | 0 | 0 | 0 | 0 | 0 | 0 | 0 | 0 | 0 | 0 | 0 | 0 | 0 | 0 | 0 | 0 | 0 | 0 | 0 | 0 | 0 | 0 | 0 | 0 | 0 | 0 | 0 | 0 | 0 | 0 | 0 | 0 | 0 | 0 | 0 | 0 | 0 | 0 | 0 | 0 | 0 | 0 | 0 | 0 | 0 | 0 | 0 | 0 | 0 | 0 | 8651.9776 | 0 | 0 | 0 | 0 | 0 | 41574.1001 | 0 | 0 | 0 | 0 | 0 | 0 | 0 | 0 | 0 | 0 | 0 | 35281566.6302 | 0 | 0 | 0 | 0 | 0 | 0 | 0 | 0 | 0 | 0 | 0 | 0 | 0 | 0 | 0 | 0 | 0 | 0 | 0 | 0 | 0 | 0 | 0 | 0 | 0 | 0 | 0 | 131145.1702 | 0 | 362473.8198 | 0 | 0 | 0 | 0 | 0 | 0 | 0 | 0 | 35816759.7203 | 35825411.6979 | 70554972.9281 | 0 | 70554972.9281
81 |  | Maint Supervision & Engineering | 551 | 0 | 0 | 0 | 0 | 0 | 0 | 0 | 0 | 0 | 0 | 0 | 0 | 0 | 0 | 0 | 0 | 0 | 0 | 0 | 0 | 0 | 0 | 0 | 0 | 0 | 0 | 0 | 0 | 0 | 0 | 0 | 0 | 0 | 0 | 0 | 0 | 0 | 0 | 0 | 0 | 0 | 0 | 0 | 0 | 0 | 0 | 0 | 0 | 0 | 0 | 0 | 0 | 0 | 0 | 0 | 0 | 0 | 0 | 0 | 0 | 0 | 0 | 0 | 0 | 0 | 0 | 0 | 0 | 0 | 0 | 0 | 0 | 0 | 0 | 0 | 0 | 0 | 0 | 0 | 0 | 0 | 0 | 0 | 0 | 0 | 0 | 0 | 0 | 0 | 0 | 0 | 0 | 0 | 0 | 0 | 0 | 0 | 0 | 0 | 0 | 0 | 0 | 0 | 0 | 0 | 0 | 0 | 0 | 0 | 0 | 0 | 0 | 0 | 0 | 0 | 0 | 0 | 0 |  | 0
82 |  | Maintenance of Structures | 552 | 3692116.61 | 4480.278 | 0 | 0 | 0 | 0 | 0 | 0 | 0 | 0 | 0 | 0 | 0 | 0 | 0 | 0 | 0 | 0 | 0 | 0 | 0 | 0 | 0 | 0 | 0 | 0 | 0 | 0 | 0 | 0 | 0 | 0 | 0 | 0 | 0 | 0 | 0 | 0 | 0 | 0 | 0 | 0 | 0 | 0 | 0 | 0 | 0 | 0 | 0 | 0 | 0 | 0 | 0 | 0 | 0 | 0 | 0 | 0 | 0 | 0 | 0 | 0 | 0 | 0 | 0 | 0 | 0 | 0 | 0 | 0 | 0 | 0 | 0 | 0 | 0 | 0 | 0 | 0 | 0 | 0 | 0 | 0 | 0 | 0 | 0 | 0 | 0 | 0 | 0 | 0 | 0 | 0 | 0 | 0 | 0 | 0 | 0 | 0 | 0 | 0 | 0 | 0 | 0 | 0 | 0 | 0 | 0 | 0 | 0 | 0 | 0 | 0 | 0 | 0 | 0 | 0 | 0 | 4480.278 |  | 4480.278
83 |  | Maint of Generation & Electric Plant | 553 | 24990994.76 | 2373424.1088 | 0 | 0 | 0 | 0 | 2285.3761 | 0 | 0 | 0 | 0 | 0 | 0 | 0 | 0 | 0 | 0 | 0 | 0 | 0 | 0 | 0 | 0 | 0 | 0 | 0 | 0 | 0 | 0 | 0 | 0 | 0 | 0 | 0 | 0 | 0 | 0 | 0 | 0 | 0 | 0 | 0 | 0 | 0 | 0 | 0 | 0 | 0 | 0 | 0 | 0 | 0 | 0 | 0 | 0 | 0 | 0 | 0 | 2285.3761 | 0 | 0 | 0 | 0 | 0 | 10981.5881 | 0 | 0 | 0 | 0 | 0 | 0 | 0 | 0 | 0 | 0 | 0 | 0 | 0 | 0 | 0 | 0 | 0 | 0 | 0 | 0 | 0 | 0 | 0 | 0 | 0 | 0 | 0 | 0 | 0 | 0 | 0 | 0 | 0 | 0 | 0 | 0 | 0 | 0 | 0 | 0 | 0 | 0 | 0 | 0 | 0 | 0 | 0 | 0 | 0 | 0 | 10981.5881 | 13266.9642 | 2386691.073 |  | 2386691.073
84 |  | Maintenance of Misc. Other | 554 | 1408042.49 | 95669.547 | 0 | 0 | 0 | 0 | 0 | 0 | 0 | 0 | 0 | 0 | 0 | 0 | 0 | 0 | 0 | 0 | 0 | 0 | 0 | 0 | 0 | 0 | 0 | 0 | 0 | 0 | 0 | 0 | 0 | 0 | 0 | 0 | 0 | 0 | 0 | 0 | 0 | 0 | 0 | 0 | 0 | 0 | 0 | 0 | 0 | 0 | 0 | 0 | 0 | 0 | 0 | 0 | 0 | 0 | 0 | 0 | 0 | 0 | 0 | 0 | 0 | 0 | 0 | 0 | 0 | 0 | 0 | 0 | 0 | 0 | 0 | 0 | 0 | 0 | 0 | 0 | 0 | 0 | 0 | 0 | 0 | 0 | 0 | 0 | 0 | 0 | 0 | 0 | 0 | 0 | 0 | 0 | 0 | 0 | 0 | 0 | 0 | 0 | 0 | 0 | 0 | 0 | 0 | 0 | 0 | 0 | 0 | 0 | 0 | 0 | 0 | 0 | 0 | 0 | 0 | 95669.547 |  | 95669.547
85 |  |  | Total other power generation maintenance expenses | 30091153.86 | 2473573.9338 | 0 | 0 | 0 | 0 | 2285.3761 | 0 | 0 | 0 | 0 | 0 | 0 | 0 | 0 | 0 | 0 | 0 | 0 | 0 | 0 | 0 | 0 | 0 | 0 | 0 | 0 | 0 | 0 | 0 | 0 | 0 | 0 | 0 | 0 | 0 | 0 | 0 | 0 | 0 | 0 | 0 | 0 | 0 | 0 | 0 | 0 | 0 | 0 | 0 | 0 | 0 | 0 | 0 | 0 | 0 | 0 | 0 | 2285.3761 | 0 | 0 | 0 | 0 | 0 | 10981.5881 | 0 | 0 | 0 | 0 | 0 | 0 | 0 | 0 | 0 | 0 | 0 | 0 | 0 | 0 | 0 | 0 | 0 | 0 | 0 | 0 | 0 | 0 | 0 | 0 | 0 | 0 | 0 | 0 | 0 | 0 | 0 | 0 | 0 | 0 | 0 | 0 | 0 | 0 | 0 | 0 | 0 | 0 | 0 | 0 | 0 | 0 | 0 | 0 | 0 | 0 | 10981.5881 | 13266.9642 | 2486840.898 | 0 | 2486840.898
86 |  |  | Generation - Other power production expenses | 99489096.2146 | 37203135.164 | 0 | 0 | 0 | 0 | 10937.3537 | 0 | 0 | 0 | 0 | 0 | 0 | 0 | 0 | 0 | 0 | 0 | 0 | 0 | 0 | 0 | 0 | 0 | 0 | 0 | 0 | 0 | 0 | 0 | 0 | 0 | 0 | 0 | 0 | 0 | 0 | 0 | 0 | 0 | 0 | 0 | 0 | 0 | 0 | 0 | 0 | 0 | 0 | 0 | 0 | 0 | 0 | 0 | 0 | 0 | 0 | 0 | 10937.3537 | 0 | 0 | 0 | 0 | 0 | 52555.6881 | 0 | 0 | 0 | 0 | 0 | 0 | 0 | 0 | 0 | 0 | 0 | 35281566.6302 | 0 | 0 | 0 | 0 | 0 | 0 | 0 | 0 | 0 | 0 | 0 | 0 | 0 | 0 | 0 | 0 | 0 | 0 | 0 | 0 | 0 | 0 | 0 | 0 | 0 | 0 | 0 | 131145.1702 | 0 | 362473.8198 | 0 | 0 | 0 | 0 | 0 | 0 | 0 | 0 | 35827741.3084 | 35838678.6621 | 73041813.8261 | 0 | 73041813.8261
87 |  | Purchased Power | 555 | -89327924.73 | 0 | 0 | 0 | 0 | 0 | 0 | 0 | 0 | 0 | 0 | 0 | 0 | 0 | 0 | 0 | 0 | 0 | 0 | 0 | 0 | 0 | 0 | 0 | 0 | 0 | 0 | 0 | 0 | 0 | 0 | 0 | 0 | 0 | 0 | 0 | 0 | 0 | 0 | 0 | 0 | 0 | 0 | 0 | 0 | 0 | 0 | 0 | 0 | 0 | 0 | 0 | 0 | 0 | 0 | 0 | 0 | 0 | 0 | 0 | 0 | 0 | 0 | 0 | 0 | 0 | 0 | 0 | 0 | 0 | 0 | 0 | 0 | 0 | 0 | 0 | 0 | 0 | 0 | 0 | 0 | 0 | 0 | 0 | 0 | 0 | 0 | 0 | 0 | 0 | 0 | 0 | 0 | 0 | 0 | 0 | 0 | 0 | 0 | 0 | 0 | 0 | 0 | 0 | 0 | 0 | 0 | 0 | 0 | 0 | 0 | 0 | 0 | 0 | 0 | 0 | 0 | 0 |  | 0
88 |  | Purchased Power-NPC | 555NPC | 84296523.3314 | 84296523.3314 | 0 | 0 | 0 | 0 | 0 | 0 | 0 | 0 | 0 | 0 | 0 | 0 | 0 | 0 | 0 | 0 | -7141820.6974 | 0 | 0 | 0 | 0 | 0 | 0 | 0 | 0 | 0 | 0 | 0 | 0 | 0 | 0 | 0 | 0 | 0 | 0 | 0 | 0 | 0 | 0 | 0 | 0 | 0 | 0 | 0 | 0 | 0 | 0 | 0 | 0 | 0 | 0 | 0 | 0 | 0 | 0 | 0 | -7141820.6974 | 0 | 0 | 0 | 0 | 0 | 0 | 0 | 0 | 0 | 0 | 0 | 0 | 0 | 0 | 0 | 0 | 0 | 22439693.6507 | 0 | 0 | 0 | 0 | 0 | 0 | 0 | 0 | 0 | 0 | 0 | 0 | 0 | 0 | 0 | 0 | 0 | 0 | 0 | 0 | 0 | 0 | 0 | 0 | 0 | 0 | 0 | 0 | 0 | 539801.6279 | 0 | 0 | 0 | 0 | 0 | 0 | 0 | 0 | 22979495.2786 | 15837674.5812 | 100134197.9126 |  | 100134197.9126
89 |  | System Control & Load Dispatch | 556 | 1089056.33 | 86893.3809 | 0 | 0 | 0 | 0 | 0 | 0 | 0 | 0 | 0 | 0 | 0 | 0 | 0 | 0 | 0 | 0 | 0 | 0 | 0 | 0 | 0 | 0 | 0 | 0 | 0 | 0 | 0 | 0 | 0 | 0 | 0 | 0 | 0 | 0 | 0 | 0 | 0 | 0 | 0 | 0 | 0 | 0 | 0 | 0 | 0 | 0 | 0 | 0 | 0 | 0 | 0 | 0 | 0 | 0 | 0 | 0 | 0 | 0 | 0 | 0 | 0 | 0 | 0 | 0 | 0 | 0 | 0 | 0 | 0 | 0 | 0 | 0 | 0 | 0 | 0 | 0 | 0 | 0 | 0 | 0 | 0 | 0 | 0 | 0 | 0 | 0 | 0 | 0 | 0 | 0 | 0 | 0 | 0 | 0 | 0 | 0 | 0 | 0 | 0 | 0 | 0 | 0 | 0 | 0 | 0 | 0 | 0 | 0 | 0 | 0 | 0 | 0 | 0 | 0 | 0 | 86893.3809 |  | 86893.3809
90 |  | Other Expenses | 557 | 40580402.05 | 2637031.036 | 0 | 0 | 0 | 0 | 27322.6659 | 0 | 0 | 0 | 0 | 0 | 0 | -68251.209 | 0 | 0 | 0 | 0 | 0 | 0 | 0 | 0 | 0 | 0 | 0 | 0 | 0 | 0 | 0 | 0 | 0 | 0 | 0 | 0 | 0 | 0 | 0 | 0 | 0 | 0 | 0 | 0 | 0 | 0 | 0 | 0 | 0 | 0 | 0 | 0 | 0 | 0 | 0 | 0 | 0 | 0 | 0 | 0 | -40928.5431 | 0 | 0 | 0 | 0 | 0 | 131289.6648 | 0 | 0 | 0 | 0 | 0 | 0 | 0 | 0 | 0 | 0 | 0 | 0 | 0 | 114140.8376 | 0 | 0 | 0 | 0 | 0 | 0 | 0 | 0 | 0 | 0 | 0 | 0 | 0 | 0 | 0 | 0 | 0 | 0 | 0 | 0 | 0 | 0 | 0 | 0 | 0 | 0 | 0 | 0 | 0 | 0 | 0 | 0 | 0 | 0 | 0 | 0 | 245430.5025 | 204501.9594 | 2841532.9953 |  | 2841532.9953
91 |  |  | Generation - Other power supply expenses | 36638056.9814 | 87020447.7483 | 0 | 0 | 0 | 0 | 27322.6659 | 0 | 0 | 0 | 0 | 0 | 0 | -68251.209 | 0 | 0 | 0 | 0 | -7141820.6974 | 0 | 0 | 0 | 0 | 0 | 0 | 0 | 0 | 0 | 0 | 0 | 0 | 0 | 0 | 0 | 0 | 0 | 0 | 0 | 0 | 0 | 0 | 0 | 0 | 0 | 0 | 0 | 0 | 0 | 0 | 0 | 0 | 0 | 0 | 0 | 0 | 0 | 0 | 0 | -7182749.2405 | 0 | 0 | 0 | 0 | 0 | 131289.6648 | 0 | 0 | 0 | 0 | 0 | 0 | 0 | 0 | 0 | 0 | 0 | 22439693.6507 | 0 | 114140.8376 | 0 | 0 | 0 | 0 | 0 | 0 | 0 | 0 | 0 | 0 | 0 | 0 | 0 | 0 | 0 | 0 | 0 | 0 | 0 | 0 | 0 | 0 | 0 | 0 | 0 | 0 | 0 | 539801.6279 | 0 | 0 | 0 | 0 | 0 | 0 | 0 | 0 | 23224925.781 | 16042176.5406 | 103062624.2888 | 0 | 103062624.2888
92 |  |  | Total power generation production expenses | 487306314.3485 | 185075426.1016 | 0 | 0 | 0 | 0 | 125382.0803 | 0 | 0 | 0 | 0 | 0 | 0 | -68251.209 | 2006742.3164 | 0 | 0 | 0 | -7141820.6974 | 0 | 0 | 0 | 0 | 0 | 0 | 0 | 2233092.2074 | 0 | 0 | 0 | 0 | 0 | 0 | 0 | 0 | 0 | 0 | 0 | 0 | 0 | 0 | 0 | 0 | 0 | 0 | 0 | -253659.0786 | 0 | 0 | 0 | 0 | 0 | -1201932.5238 | 0 | 0 | 0 | 0 | 0 | -4300446.9046 | 0 | 0 | 0 | 0 | 0 | 602480.4235 | 0 | 0 | 0 | 0 | 0 | 0 | 0 | 0 | 0 | 105808.5625 | 0 | 55536226.9695 | 0 | 114140.8376 | 0 | 0 | 0 | 0 | 0 | 0 | 0 | 0 | 0 | 0 | 0 | 0 | 0 | 0 | 0 | 0 | 0 | 0 | 0 | 0 | 0 | 0 | 0 | 0 | 0 | 131145.1702 | 0 | 1115792.2215 | 0 | 0 | 0 | 0 | 0 | 0 | 0 | 0 | 57605594.1849 | 53305147.2803 | 238380573.3819 | 0 | 238380573.3819
93 | Transmission expenses | Operation Supervision & Engineering | 560 | 11487084.56 | 916528.9125 | 0 | 0 | 0 | 0 | 22235.3544 | 0 | 0 | 0 | 0 | 0 | 0 | 0 | 0 | 0 | 0 | 0 | 0 | 0 | 0 | 0 | 0 | 0 | 0 | 0 | 0 | 0 | 0 | 0 | 0 | 0 | 0 | 0 | 0 | 0 | 0 | 0 | 0 | 0 | 0 | 0 | 0 | 0 | 0 | 0 | 0 | 0 | 0 | 0 | 0 | 0 | 0 | 0 | 0 | 0 | 0 | 0 | 22235.3544 | 0 | 0 | 0 | 0 | 0 | 106844.3409 | 0 | 0 | 0 | 0 | 0 | 0 | 0 | 0 | 0 | 0 | 0 | 0 | 0 | 0 | 0 | 0 | 0 | 0 | 0 | 0 | 0 | 0 | 0 | 0 | 0 | 0 | 0 | 0 | 0 | 0 | 0 | 0 | 0 | 0 | 0 | 0 | 0 | 0 | 0 | 0 | 0 | 0 | 0 | 0 | 0 | 0 | 0 | 0 | 0 | 0 | 106844.3409 | 129079.6952 | 1045608.6078 |  | 1045608.6078
94 |  | Load Dispatching | 561 | 17048762.24 | 1360282.7971 | 0 | 0 | 0 | 0 | 0 | 0 | 0 | 0 | 0 | 0 | 0 | 0 | 0 | 0 | 0 | 0 | 0 | 0 | 0 | 0 | 0 | 0 | 0 | 0 | 0 | 0 | 0 | 0 | 0 | 0 | 0 | 0 | 0 | 0 | 0 | 0 | 0 | 0 | 0 | 0 | 0 | 0 | 0 | 0 | 0 | 0 | 0 | 0 | 0 | 0 | 0 | 0 | 0 | 0 | 0 | 0 | 0 | 0 | 0 | 0 | 0 | 0 | 0 | 0 | 0 | 0 | 0 | 0 | 0 | 0 | 0 | 0 | 0 | 0 | 0 | 0 | 0 | 0 | 0 | 0 | 0 | 0 | 0 | 0 | 0 | 0 | 0 | 0 | 0 | 0 | 0 | 0 | 0 | 0 | 0 | 0 | 0 | 0 | 0 | 0 | 0 | 0 | 0 | 0 | 0 | 0 | 0 | 0 | 0 | 0 | 0 | 0 | 0 | 0 | 0 | 1360282.7971 |  | 1360282.7971
95 |  | Station Expense | 562 | 3423768.33 | 273174.8554 | 0 | 0 | 0 | 0 | 0 | 0 | 0 | 0 | 0 | 0 | 0 | 0 | 0 | 0 | 0 | 0 | 0 | 0 | 0 | 0 | 0 | 0 | 0 | 0 | 0 | 0 | 0 | 0 | 0 | 0 | 0 | 0 | 0 | 0 | 0 | 0 | 0 | 0 | 0 | 0 | 0 | 0 | 0 | 0 | 0 | 0 | 0 | 0 | 0 | 0 | 0 | 0 | 0 | 0 | 0 | 0 | 0 | 0 | 0 | 0 | 0 | 0 | 0 | 0 | 0 | 0 | 0 | 0 | 0 | 0 | 0 | 0 | 0 | 0 | 0 | 0 | 0 | 0 | 0 | 0 | 0 | 0 | 0 | 0 | 0 | 0 | 0 | 0 | 0 | 0 | 0 | 0 | 0 | 0 | 0 | 0 | 0 | 0 | 0 | 0 | 0 | 0 | 0 | 0 | 0 | 0 | 0 | 0 | 0 | 0 | 0 | 0 | 0 | 0 | 0 | 273174.8554 |  | 273174.8554
96 |  | Overhead Line Expense | 563 | 1182098.62 | 94317.0181 | 0 | 0 | 0 | 0 | 0 | 0 | 0 | 0 | 0 | 0 | 0 | 0 | 0 | 0 | 0 | 0 | 0 | 0 | 0 | 0 | 0 | 0 | 0 | 0 | 0 | 0 | 0 | 0 | 0 | 0 | 0 | 0 | 0 | 0 | 0 | 0 | 0 | 0 | 0 | 0 | 0 | 0 | 0 | 0 | 0 | 0 | 0 | 0 | 0 | 0 | 0 | 0 | 0 | 0 | 0 | 0 | 0 | 0 | 0 | 0 | 0 | 0 | 0 | 0 | 0 | 0 | 0 | 0 | 0 | 0 | 0 | 0 | 0 | 0 | 0 | 0 | 0 | 0 | 0 | 0 | 0 | 0 | 0 | 0 | 0 | 0 | 0 | 0 | 0 | 0 | 0 | 0 | 0 | 0 | 0 | 0 | 0 | 0 | 0 | 0 | 0 | 0 | 0 | 0 | 0 | 0 | 0 | 0 | 0 | 0 | 0 | 0 | 0 | 0 | 0 | 94317.0181 |  | 94317.0181
97 |  | Underground Line Expense | 564 | 0 | 0 | 0 | 0 | 0 | 0 | 0 | 0 | 0 | 0 | 0 | 0 | 0 | 0 | 0 | 0 | 0 | 0 | 0 | 0 | 0 | 0 | 0 | 0 | 0 | 0 | 0 | 0 | 0 | 0 | 0 | 0 | 0 | 0 | 0 | 0 | 0 | 0 | 0 | 0 | 0 | 0 | 0 | 0 | 0 | 0 | 0 | 0 | 0 | 0 | 0 | 0 | 0 | 0 | 0 | 0 | 0 | 0 | 0 | 0 | 0 | 0 | 0 | 0 | 0 | 0 | 0 | 0 | 0 | 0 | 0 | 0 | 0 | 0 | 0 | 0 | 0 | 0 | 0 | 0 | 0 | 0 | 0 | 0 | 0 | 0 | 0 | 0 | 0 | 0 | 0 | 0 | 0 | 0 | 0 | 0 | 0 | 0 | 0 | 0 | 0 | 0 | 0 | 0 | 0 | 0 | 0 | 0 | 0 | 0 | 0 | 0 | 0 | 0 | 0 | 0 | 0 | 0 |  | 0
98 |  | Transmission of Electricity by Others | 565 | 0 | 0 | 0 | 0 | 0 | 0 | 0 | 0 | 0 | 0 | 0 | 0 | 0 | 0 | 0 | 0 | 0 | 0 | 0 | 0 | 0 | 0 | 0 | 0 | 0 | 0 | 0 | 0 | 0 | 0 | 0 | 0 | 0 | 0 | 0 | 0 | 0 | 0 | 0 | 0 | 0 | 0 | 0 | 0 | 0 | 0 | 0 | 0 | 0 | 0 | 0 | 0 | 0 | 0 | 0 | 0 | 0 | 0 | 0 | 0 | 0 | 0 | 0 | 0 | 0 | 0 | 0 | 0 | 0 | 0 | 0 | 0 | 0 | 0 | 0 | 0 | 0 | 0 | 0 | 0 | 0 | 0 | 0 | 0 | 0 | 0 | 0 | 0 | 0 | 0 | 0 | 0 | 0 | 0 | 0 | 0 | 0 | 0 | 0 | 0 | 0 | 0 | 0 | 0 | 0 | 0 | 0 | 0 | 0 | 0 | 0 | 0 | 0 | 0 | 0 | 0 | 0 | 0 |  | 0
99 |  | Transmission of Electricity by Others-NPC | 565NPC | 12723339.3046 | 12723339.3046 | 0 | 0 | 0 | 0 | 0 | 0 | 0 | 0 | 0 | 0 | 0 | 0 | 0 | 0 | 0 | 0 | 0 | 0 | 0 | 0 | 0 | 0 | 0 | 0 | 0 | 0 | 0 | 0 | 0 | 0 | 0 | 0 | 0 | 0 | 0 | 0 | 0 | 0 | 0 | 0 | 0 | 0 | 0 | 0 | 0 | 0 | 0 | 0 | 0 | 0 | 0 | 0 | 0 | 0 | 0 | 0 | 0 | 0 | 0 | 0 | 0 | 0 | 0 | 0 | 0 | 0 | 0 | 0 | 0 | 0 | 0 | 0 | 0 | 0 | 630176.8742 | 0 | 0 | 0 | 0 | 0 | 0 | 0 | 0 | 0 | 0 | 0 | 0 | 0 | 0 | 0 | 0 | 0 | 0 | 0 | 0 | 0 | 0 | 0 | 0 | 0 | 0 | 0 | 0 | 0 | 72376.0577 | 0 | 0 | 0 | 0 | 0 | 0 | 0 | 0 | 702552.9319 | 702552.9319 | 13425892.2365 |  | 13425892.2365
100 |  | Misc. Transmission Expense | 566 | 2272351.63 | 181305.8794 | 0 | 0 | 0 | 0 | 0 | 0 | 0 | 0 | 0 | 0 | 0 | 0 | 0 | 0 | 0 | 0 | 0 | 0 | 0 | 0 | 0 | 0 | 0 | 0 | 0 | 0 | 0 | 0 | 0 | 0 | 0 | 0 | 0 | 0 | 0 | 0 | 0 | 0 | 0 | 0 | 0 | 0 | 0 | 0 | 0 | 0 | 0 | 0 | 0 | 0 | 0 | 0 | 0 | 0 | 0 | 0 | 0 | 0 | 0 | 0 | 0 | 0 | 0 | 0 | 0 | 0 | 0 | 0 | 0 | 0 | 0 | 0 | 0 | 0 | 0 | 0 | 0 | 0 | 0 | 0 | 0 | 0 | 0 | 0 | 0 | 0 | 0 | 0 | 0 | 0 | 0 | 0 | 0 | 0 | 0 | 0 | 0 | 0 | 0 | 0 | 0 | 0 | 0 | 0 | 0 | 0 | 0 | 0 | 0 | 0 | 0 | 0 | 0 | 0 | 0 | 181305.8794 |  | 181305.8794
101 |  | Rents - Transmission | 567 | 2590491.19 | 206689.5269 | 0 | 0 | 0 | 0 | 0 | 0 | 0 | 0 | 0 | 0 | 0 | 0 | 0 | 0 | 0 | 0 | 0 | 0 | 0 | 0 | 0 | 0 | 0 | 0 | 0 | 0 | 0 | 0 | 0 | 0 | 0 | 0 | 0 | 0 | 0 | 0 | 0 | 0 | 0 | 0 | 0 | 0 | 0 | 0 | 0 | 0 | 0 | 0 | 0 | 0 | 0 | 0 | 0 | 0 | 0 | 0 | 0 | 0 | 0 | 0 | 0 | 0 | 0 | 0 | 0 | 0 | 0 | 0 | 0 | 0 | 0 | 0 | 0 | 0 | 0 | 0 | 0 | 0 | 0 | 0 | 0 | 0 | 0 | 0 | 0 | 0 | 0 | 0 | 0 | 0 | 0 | 0 | 0 | 0 | 0 | 0 | 0 | 0 | 0 | 0 | 0 | 0 | 0 | 0 | 0 | 0 | 0 | 0 | 0 | 0 | 0 | 0 | 0 | 0 | 0 | 206689.5269 |  | 206689.5269
102 |  |  | Total transmission operation expenses | 50727895.8746 | 15755638.2941 | 0 | 0 | 0 | 0 | 22235.3544 | 0 | 0 | 0 | 0 | 0 | 0 | 0 | 0 | 0 | 0 | 0 | 0 | 0 | 0 | 0 | 0 | 0 | 0 | 0 | 0 | 0 | 0 | 0 | 0 | 0 | 0 | 0 | 0 | 0 | 0 | 0 | 0 | 0 | 0 | 0 | 0 | 0 | 0 | 0 | 0 | 0 | 0 | 0 | 0 | 0 | 0 | 0 | 0 | 0 | 0 | 0 | 22235.3544 | 0 | 0 | 0 | 0 | 0 | 106844.3409 | 0 | 0 | 0 | 0 | 0 | 0 | 0 | 0 | 0 | 0 | 0 | 630176.8742 | 0 | 0 | 0 | 0 | 0 | 0 | 0 | 0 | 0 | 0 | 0 | 0 | 0 | 0 | 0 | 0 | 0 | 0 | 0 | 0 | 0 | 0 | 0 | 0 | 0 | 0 | 0 | 0 | 0 | 72376.0577 | 0 | 0 | 0 | 0 | 0 | 0 | 0 | 0 | 809397.2728 | 831632.6271 | 16587270.9213 | 0 | 16587270.9213
103 |  | Maint Supervision & Engineering | 568 | 1099330.54 | 87713.1372 | 0 | 0 | 0 | 0 | 0 | 0 | 0 | 0 | 0 | 0 | 0 | 0 | 0 | 0 | 0 | 0 | 0 | 0 | 0 | 0 | 0 | 0 | 0 | 0 | 0 | 0 | 0 | 0 | 0 | 0 | 0 | 0 | 0 | 0 | 0 | 0 | 0 | 0 | 0 | 0 | 0 | 0 | 0 | 0 | 0 | 0 | 0 | 0 | 0 | 0 | 0 | 0 | 0 | 0 | 0 | 0 | 0 | 0 | 0 | 0 | 0 | 0 | 0 | 0 | 0 | 0 | 0 | 0 | 0 | 0 | 0 | 0 | 0 | 0 | 0 | 0 | 0 | 0 | 0 | 0 | 0 | 0 | 0 | 0 | 0 | 0 | 0 | 0 | 0 | 0 | 0 | 0 | 0 | 0 | 0 | 0 | 0 | 0 | 0 | 0 | 0 | 0 | 0 | 0 | 0 | 0 | 0 | 0 | 0 | 0 | 0 | 0 | 0 | 0 | 0 | 87713.1372 |  | 87713.1372
104 |  | Maintenance of Structures | 569 | 6179431.92 | 493043.1206 | 0 | 0 | 0 | 0 | 0 | 0 | 0 | 0 | 0 | 0 | 0 | 0 | 0 | 0 | 0 | 0 | 0 | 0 | 0 | 0 | 0 | 0 | 0 | 0 | 0 | 0 | 0 | 0 | 0 | 0 | 0 | 0 | 0 | 0 | 0 | 0 | 0 | 0 | 0 | 0 | 0 | 0 | 0 | 0 | 0 | 0 | 0 | 0 | 0 | 0 | 0 | 0 | 0 | 0 | 0 | 0 | 0 | 0 | 0 | 0 | 0 | 0 | 0 | 0 | 0 | 0 | 0 | 0 | 0 | 0 | 0 | 0 | 0 | 0 | 0 | 0 | 0 | 0 | 0 | 0 | 0 | 0 | 0 | 0 | 0 | 0 | 0 | 0 | 0 | 0 | 0 | 0 | 0 | 0 | 0 | 0 | 0 | 0 | 0 | 0 | 0 | 0 | 0 | 0 | 0 | 0 | 0 | 0 | 0 | 0 | 0 | 0 | 0 | 0 | 0 | 493043.1206 |  | 493043.1206
105 |  | Maintenance of Station Equipment | 570 | 12802302.04 | 1021467.1882 | 0 | 0 | 0 | 0 | 0 | 0 | 0 | 0 | 0 | 0 | 0 | 0 | 0 | 0 | 0 | 0 | 0 | 0 | 0 | 0 | 0 | 0 | 0 | 0 | 0 | 0 | 0 | 0 | 0 | 0 | 0 | 0 | 0 | 0 | 0 | 0 | 0 | 0 | 0 | 0 | 0 | 0 | 0 | 0 | 0 | 0 | 0 | 0 | 0 | 0 | 0 | 0 | 0 | 0 | 0 | 0 | 0 | 0 | 0 | 0 | 0 | 0 | 0 | 0 | 0 | 0 | 0 | 0 | 0 | 0 | 0 | 0 | 0 | 0 | 0 | 0 | 0 | 0 | 0 | 0 | 0 | 0 | 0 | 0 | 0 | 0 | 0 | 0 | 0 | 0 | 0 | 0 | 0 | 0 | 0 | 0 | 0 | 0 | 0 | 0 | 0 | 0 | 0 | 0 | 0 | 0 | 0 | 0 | 0 | 0 | 0 | 0 | 0 | 0 | 0 | 1021467.1882 |  | 1021467.1882
106 |  | Maintenance of Overhead Lines | 571 | 16190493.27 | 1291803.426 | 0 | 0 | 0 | 0 | 14851.833 | 0 | 0 | 0 | 0 | 0 | 0 | 0 | 0 | 0 | 0 | 0 | 0 | 0 | 0 | 0 | 0 | 0 | 0 | 0 | 0 | 0 | 0 | 0 | 0 | 0 | 0 | 0 | 0 | 0 | 0 | 0 | 0 | 0 | 0 | 0 | 0 | 0 | 0 | 0 | 0 | 0 | 0 | 0 | 0 | 0 | 0 | 0 | 0 | 0 | 0 | 0 | 14851.833 | 0 | 0 | 0 | 0 | 0 | 71365.3705 | 0 | 0 | 0 | 0 | 0 | 0 | 0 | 0 | 0 | 395581.4021 | 0 | 0 | 0 | 0 | 0 | 0 | 0 | 0 | 0 | 0 | 0 | 0 | 0 | 0 | 0 | 0 | 0 | 0 | 0 | 0 | 0 | 0 | 0 | 0 | 0 | 0 | 0 | 0 | 0 | 0 | 0 | 0 | 0 | 0 | 0 | 0 | 0 | 0 | 0 | 0 | 466946.7726 | 481798.6056 | 1773602.0316 |  | 1773602.0316
107 |  | Maintenance of Underground Lines | 572 | 115738.63 | 9234.5277 | 0 | 0 | 0 | 0 | 0 | 0 | 0 | 0 | 0 | 0 | 0 | 0 | 0 | 0 | 0 | 0 | 0 | 0 | 0 | 0 | 0 | 0 | 0 | 0 | 0 | 0 | 0 | 0 | 0 | 0 | 0 | 0 | 0 | 0 | 0 | 0 | 0 | 0 | 0 | 0 | 0 | 0 | 0 | 0 | 0 | 0 | 0 | 0 | 0 | 0 | 0 | 0 | 0 | 0 | 0 | 0 | 0 | 0 | 0 | 0 | 0 | 0 | 0 | 0 | 0 | 0 | 0 | 0 | 0 | 0 | 0 | 0 | 0 | 0 | 0 | 0 | 0 | 0 | 0 | 0 | 0 | 0 | 0 | 0 | 0 | 0 | 0 | 0 | 0 | 0 | 0 | 0 | 0 | 0 | 0 | 0 | 0 | 0 | 0 | 0 | 0 | 0 | 0 | 0 | 0 | 0 | 0 | 0 | 0 | 0 | 0 | 0 | 0 | 0 | 0 | 9234.5277 |  | 9234.5277
108 |  | Maint of Misc. Transmission Plant | 573 | 122512.64 | 9775.0109 | 0 | 0 | 0 | 0 | 0 | 0 | 0 | 0 | 0 | 0 | 0 | 0 | 0 | 0 | 0 | 0 | 0 | 0 | 0 | 0 | 0 | 0 | 0 | 0 | 0 | 0 | 0 | 0 | 0 | 0 | 0 | 0 | 0 | 0 | 0 | 0 | 0 | 0 | 0 | 0 | 0 | 0 | 0 | 0 | 0 | 0 | 0 | 0 | 0 | 0 | 0 | 0 | 0 | 0 | 0 | 0 | 0 | 0 | 0 | 0 | 0 | 0 | 0 | 0 | 0 | 0 | 0 | 0 | 0 | 0 | 0 | 0 | 0 | 0 | 0 | 0 | 0 | 0 | 0 | 0 | 0 | 0 | 0 | 0 | 0 | 0 | 0 | 0 | 0 | 0 | 0 | 0 | 0 | 0 | 0 | 0 | 0 | 0 | 0 | 0 | 0 | 0 | 0 | 0 | 0 | 0 | 0 | 0 | 0 | 0 | 0 | 0 | 0 | 0 | 0 | 9775.0109 |  | 9775.0109
109 |  |  | Total transmission maintenance expenses | 36509809.04 | 2913036.4107 | 0 | 0 | 0 | 0 | 14851.833 | 0 | 0 | 0 | 0 | 0 | 0 | 0 | 0 | 0 | 0 | 0 | 0 | 0 | 0 | 0 | 0 | 0 | 0 | 0 | 0 | 0 | 0 | 0 | 0 | 0 | 0 | 0 | 0 | 0 | 0 | 0 | 0 | 0 | 0 | 0 | 0 | 0 | 0 | 0 | 0 | 0 | 0 | 0 | 0 | 0 | 0 | 0 | 0 | 0 | 0 | 0 | 14851.833 | 0 | 0 | 0 | 0 | 0 | 71365.3705 | 0 | 0 | 0 | 0 | 0 | 0 | 0 | 0 | 0 | 395581.4021 | 0 | 0 | 0 | 0 | 0 | 0 | 0 | 0 | 0 | 0 | 0 | 0 | 0 | 0 | 0 | 0 | 0 | 0 | 0 | 0 | 0 | 0 | 0 | 0 | 0 | 0 | 0 | 0 | 0 | 0 | 0 | 0 | 0 | 0 | 0 | 0 | 0 | 0 | 0 | 0 | 466946.7726 | 481798.6056 | 3394835.0163 | 0 | 3394835.0163
110 |  |  | Total transmission expenses | 87237704.9146 | 18668674.7048 | 0 | 0 | 0 | 0 | 37087.1873 | 0 | 0 | 0 | 0 | 0 | 0 | 0 | 0 | 0 | 0 | 0 | 0 | 0 | 0 | 0 | 0 | 0 | 0 | 0 | 0 | 0 | 0 | 0 | 0 | 0 | 0 | 0 | 0 | 0 | 0 | 0 | 0 | 0 | 0 | 0 | 0 | 0 | 0 | 0 | 0 | 0 | 0 | 0 | 0 | 0 | 0 | 0 | 0 | 0 | 0 | 0 | 37087.1873 | 0 | 0 | 0 | 0 | 0 | 178209.7114 | 0 | 0 | 0 | 0 | 0 | 0 | 0 | 0 | 0 | 395581.4021 | 0 | 630176.8742 | 0 | 0 | 0 | 0 | 0 | 0 | 0 | 0 | 0 | 0 | 0 | 0 | 0 | 0 | 0 | 0 | 0 | 0 | 0 | 0 | 0 | 0 | 0 | 0 | 0 | 0 | 0 | 0 | 0 | 72376.0577 | 0 | 0 | 0 | 0 | 0 | 0 | 0 | 0 | 1276344.0454 | 1313431.2327 | 19982105.9375 | 0 | 19982105.9375
111 | Distribution expenses | Operation Supervision & Engineering | 580 | 11771714.35 | 757070.2347 | 0 | 0 | 0 | 0 | 52281.0255 | 0 | 0 | 0 | 0 | 0 | 0 | 0 | 0 | 0 | 0 | 0 | 0 | 0 | 0 | 0 | 0 | 0 | 0 | 0 | 0 | 0 | 0 | 0 | 0 | 0 | 0 | 0 | 0 | 0 | 0 | 0 | 0 | 0 | 0 | 0 | 0 | 0 | 0 | 0 | 0 | 0 | 0 | 0 | 0 | 0 | 0 | 0 | 0 | 0 | 0 | 0 | 52281.0255 | 0 | 0 | 0 | 0 | 0 | 251218.4703 | 0 | 0 | 0 | 0 | 0 | 0 | 0 | 0 | 0 | 167974.8261 | 0 | 0 | 0 | 0 | 0 | 0 | 0 | 0 | 0 | 0 | 0 | 0 | 0 | 0 | 0 | 0 | 0 | 0 | 0 | 0 | 0 | 0 | 0 | 0 | 0 | 0 | 0 | 0 | 0 | 0 | 0 | 0 | 0 | 0 | 0 | 0 | 0 | 0 | 0 | 0 | 419193.2964 | 471474.3219 | 1228544.5566 |  | 1228544.5566
112 |  | Load Dispatching | 581 | 14896494.73 | 933120.5341 | 0 | 0 | 0 | 0 | 0 | 0 | 0 | 0 | 0 | 0 | 0 | 0 | 0 | 0 | 0 | 0 | 0 | 0 | 0 | 0 | 0 | 0 | 0 | 0 | 0 | 0 | 0 | 0 | 0 | 0 | 0 | 0 | 0 | 0 | 0 | 0 | 0 | 0 | 0 | 0 | 0 | 0 | 0 | 0 | 0 | 0 | 0 | 0 | 0 | 0 | 0 | 0 | 0 | 0 | 0 | 0 | 0 | 0 | 0 | 0 | 0 | 0 | 0 | 0 | 0 | 0 | 0 | 0 | 0 | 0 | 0 | 0 | 0 | 0 | 0 | 0 | 0 | 0 | 0 | 0 | 0 | 0 | 0 | 0 | 0 | 0 | 0 | 0 | 0 | 0 | 0 | 0 | 0 | 0 | 0 | 0 | 0 | 0 | 0 | 0 | 0 | 0 | 0 | 0 | 0 | 0 | 0 | 0 | 0 | 0 | 0 | 0 | 0 | 0 | 0 | 933120.5341 |  | 933120.5341
113 |  | Station Expense | 582 | 4981985.15 | 611530.4223 | 0 | 0 | 0 | 0 | 0 | 0 | 0 | 0 | 0 | 0 | 0 | 0 | 0 | 0 | 0 | 0 | 0 | 0 | 0 | 0 | 0 | 0 | 0 | 0 | 0 | 0 | 0 | 0 | 0 | 0 | 0 | 0 | 0 | 0 | 0 | 0 | 0 | 0 | 0 | 0 | 0 | 0 | 0 | 0 | 0 | 0 | 0 | 0 | 0 | 0 | 0 | 0 | 0 | 0 | 0 | 0 | 0 | 0 | 0 | 0 | 0 | 0 | 0 | 0 | 0 | 0 | 0 | 0 | 0 | 0 | 0 | 0 | 0 | 0 | 0 | 0 | 0 | 0 | 0 | 0 | 0 | 0 | 0 | 0 | 0 | 0 | 0 | 0 | 0 | 0 | 0 | 0 | 0 | 0 | 0 | 0 | 0 | 0 | 0 | 0 | 0 | 0 | 0 | 0 | 0 | 0 | 0 | 0 | 0 | 0 | 0 | 0 | 0 | 0 | 0 | 611530.4223 |  | 611530.4223
114 |  | Overhead Line Expenses | 583 | 9895360.54 | 342496.18 | 0 | 0 | 0 | 0 | 0 | 0 | 0 | 0 | 0 | 0 | 0 | 0 | 0 | 0 | 0 | 0 | 0 | 0 | 0 | 0 | 0 | 0 | 0 | 0 | 0 | 0 | 0 | 0 | 0 | 0 | 0 | 0 | 0 | 0 | 0 | 0 | 0 | 0 | 0 | 0 | 0 | 0 | 0 | 0 | 0 | 0 | 0 | 0 | 0 | 0 | 0 | 0 | 0 | 0 | 0 | 0 | 0 | 0 | 0 | 0 | 0 | 0 | 0 | 0 | 0 | 0 | 0 | 0 | 0 | 0 | 0 | 0 | 0 | 0 | 0 | 0 | 0 | 0 | 0 | 0 | 0 | 0 | 0 | 0 | 0 | 0 | 0 | 0 | 0 | 0 | 0 | 0 | 0 | 0 | 0 | 0 | 0 | 0 | 0 | 0 | 0 | 0 | 0 | 0 | 0 | 0 | 0 | 0 | 0 | 0 | 0 | 0 | 0 | 0 | 0 | 342496.18 |  | 342496.18
115 |  | Underground Line Expense | 584 | 0 | 0 | 0 | 0 | 0 | 0 | 0 | 0 | 0 | 0 | 0 | 0 | 0 | 0 | 0 | 0 | 0 | 0 | 0 | 0 | 0 | 0 | 0 | 0 | 0 | 0 | 0 | 0 | 0 | 0 | 0 | 0 | 0 | 0 | 0 | 0 | 0 | 0 | 0 | 0 | 0 | 0 | 0 | 0 | 0 | 0 | 0 | 0 | 0 | 0 | 0 | 0 | 0 | 0 | 0 | 0 | 0 | 0 | 0 | 0 | 0 | 0 | 0 | 0 | 0 | 0 | 0 | 0 | 0 | 0 | 0 | 0 | 0 | 0 | 0 | 0 | 0 | 0 | 0 | 0 | 0 | 0 | 0 | 0 | 0 | 0 | 0 | 0 | 0 | 0 | 0 | 0 | 0 | 0 | 0 | 0 | 0 | 0 | 0 | 0 | 0 | 0 | 0 | 0 | 0 | 0 | 0 | 0 | 0 | 0 | 0 | 0 | 0 | 0 | 0 | 0 | 0 | 0 |  | 0
116 |  | Street Lighting & Signal Systems | 585 | 287906.58 | 18034.5475 | 0 | 0 | 0 | 0 | 0 | 0 | 0 | 0 | 0 | 0 | 0 | 0 | 0 | 0 | 0 | 0 | 0 | 0 | 0 | 0 | 0 | 0 | 0 | 0 | 0 | 0 | 0 | 0 | 0 | 0 | 0 | 0 | 0 | 0 | 0 | 0 | 0 | 0 | 0 | 0 | 0 | 0 | 0 | 0 | 0 | 0 | 0 | 0 | 0 | 0 | 0 | 0 | 0 | 0 | 0 | 0 | 0 | 0 | 0 | 0 | 0 | 0 | 0 | 0 | 0 | 0 | 0 | 0 | 0 | 0 | 0 | 0 | 0 | 0 | 0 | 0 | 0 | 0 | 0 | 0 | 0 | 0 | 0 | 0 | 0 | 0 | 0 | 0 | 0 | 0 | 0 | 0 | 0 | 0 | 0 | 0 | 0 | 0 | 0 | 0 | 0 | 0 | 0 | 0 | 0 | 0 | 0 | 0 | 0 | 0 | 0 | 0 | 0 | 0 | 0 | 18034.5475 |  | 18034.5475
117 |  | Meter Expenses | 586 | 2667340.94 | 239163 | 0 | 0 | 0 | 0 | 0 | 0 | 0 | 0 | 0 | 0 | 0 | 0 | 0 | 0 | 0 | 0 | 0 | 0 | 0 | 0 | 0 | 0 | 0 | 0 | 0 | 0 | 0 | 0 | 0 | 0 | 0 | 0 | 0 | 0 | 0 | 0 | 0 | 0 | 0 | 0 | 0 | 0 | 0 | 0 | 0 | 0 | 0 | 0 | 0 | 0 | 0 | 0 | 0 | 0 | 0 | 0 | 0 | 0 | 0 | 0 | 0 | 0 | 0 | 0 | 0 | 0 | 0 | 0 | 0 | 0 | 0 | 0 | 0 | 0 | 0 | 0 | 0 | 0 | 0 | 0 | 0 | 0 | 0 | 0 | 0 | 0 | 0 | 0 | 0 | 0 | 0 | 0 | 0 | 0 | 0 | 0 | 0 | 0 | 0 | 0 | 0 | 0 | 0 | 0 | 0 | 0 | 0 | 0 | 0 | 0 | 0 | 0 | 0 | 0 | 0 | 239163 |  | 239163
118 |  | Customer Installation Expenses | 587 | 18500730.11 | 1427832.46 | 0 | 0 | 0 | 0 | 0 | 0 | 0 | 0 | 0 | 0 | 0 | 0 | 0 | 0 | 0 | 0 | 0 | 0 | 0 | 0 | 0 | 0 | 0 | 0 | 0 | 0 | 0 | 0 | 0 | 0 | 0 | 0 | 0 | 0 | 0 | 0 | 0 | 0 | 0 | 0 | 0 | 0 | 0 | 0 | 0 | 0 | 0 | 0 | 0 | 0 | 0 | 0 | 0 | 0 | 0 | 0 | 0 | 0 | 0 | 0 | 0 | 0 | 0 | 0 | 0 | 0 | 0 | 0 | 0 | 0 | 0 | 0 | 0 | 0 | 0 | 0 | 0 | 0 | 0 | 0 | 0 | 0 | 0 | 0 | 0 | 0 | 0 | 0 | 0 | 0 | 0 | 0 | 0 | 0 | 0 | 0 | 0 | 0 | 0 | 0 | 0 | 0 | 0 | 0 | 0 | 0 | 0 | 0 | 0 | 0 | 0 | 0 | 0 | 0 | 0 | 1427832.46 |  | 1427832.46
119 |  | Misc. Distribution Expenses | 588 | 774698.09 | 72594.4908 | 0 | 0 | 0 | 0 | 0 | 0 | 0 | 0 | 0 | 0 | 0 | 0 | 0 | 0 | 0 | 0 | 0 | 0 | 0 | 0 | 0 | 0 | 0 | 0 | 0 | 0 | 0 | 0 | 0 | 0 | 0 | 0 | 0 | 0 | 0 | 0 | 0 | 0 | 0 | 0 | 0 | 0 | 0 | 0 | 0 | 0 | 0 | 0 | 0 | 0 | 0 | 0 | 0 | 0 | 0 | 0 | 0 | 0 | 0 | 0 | 0 | 0 | 0 | 0 | 0 | 0 | 0 | 0 | 0 | 0 | 0 | 0 | 0 | 0 | 0 | 0 | 0 | 0 | 0 | 0 | 0 | 0 | 0 | 0 | 0 | 0 | 0 | 0 | 0 | 0 | 0 | 0 | 0 | 0 | 0 | 0 | 0 | 0 | 0 | 0 | 0 | 0 | 0 | 0 | 0 | 0 | 0 | 0 | 0 | 0 | 0 | 0 | 0 | 0 | 0 | 72594.4908 |  | 72594.4908
120 |  | Rents | 589 | 3152089.25 | 76307.1177 | 0 | 0 | 0 | 0 | 0 | 0 | 0 | 0 | 0 | 0 | 0 | 0 | 0 | 0 | 0 | 0 | 0 | 0 | 0 | 0 | 0 | 0 | 0 | 0 | 0 | 0 | 0 | 0 | 0 | 0 | 0 | 0 | 0 | 0 | 0 | 0 | 0 | 0 | 0 | 0 | 0 | 0 | 0 | 0 | 0 | 0 | 0 | 0 | 0 | 0 | 0 | 0 | 0 | 0 | 0 | 0 | 0 | 0 | 0 | 0 | 0 | 0 | 0 | 0 | 0 | 0 | 0 | 0 | 0 | 0 | 0 | 0 | 0 | 0 | 0 | 0 | 0 | 0 | 0 | 0 | 0 | 0 | 0 | 0 | 0 | 0 | 0 | 0 | 0 | 0 | 0 | 0 | 0 | 0 | 0 | 0 | 0 | 0 | 0 | 0 | 0 | 0 | 0 | 0 | 0 | 0 | 0 | 0 | 0 | 0 | 0 | 0 | 0 | 0 | 0 | 76307.1177 |  | 76307.1177
121 |  |  | Total distribution operation expenses | 66928319.74 | 4478148.9871 | 0 | 0 | 0 | 0 | 52281.0255 | 0 | 0 | 0 | 0 | 0 | 0 | 0 | 0 | 0 | 0 | 0 | 0 | 0 | 0 | 0 | 0 | 0 | 0 | 0 | 0 | 0 | 0 | 0 | 0 | 0 | 0 | 0 | 0 | 0 | 0 | 0 | 0 | 0 | 0 | 0 | 0 | 0 | 0 | 0 | 0 | 0 | 0 | 0 | 0 | 0 | 0 | 0 | 0 | 0 | 0 | 0 | 52281.0255 | 0 | 0 | 0 | 0 | 0 | 251218.4703 | 0 | 0 | 0 | 0 | 0 | 0 | 0 | 0 | 0 | 167974.8261 | 0 | 0 | 0 | 0 | 0 | 0 | 0 | 0 | 0 | 0 | 0 | 0 | 0 | 0 | 0 | 0 | 0 | 0 | 0 | 0 | 0 | 0 | 0 | 0 | 0 | 0 | 0 | 0 | 0 | 0 | 0 | 0 | 0 | 0 | 0 | 0 | 0 | 0 | 0 | 0 | 419193.2964 | 471474.3219 | 4949623.3091 | 0 | 4949623.3091
122 |  | Maint Supervision & Engineering | 590 | 6355254.69 | 331687.0486 | 0 | 0 | 0 | 0 | 0 | 0 | 0 | 0 | 0 | 0 | 0 | 0 | 0 | 0 | 0 | 0 | 0 | 0 | 0 | 0 | 0 | 0 | 0 | 0 | 0 | 0 | 0 | 0 | 0 | 0 | 0 | 0 | 0 | 0 | 0 | 0 | 0 | 0 | 0 | 0 | 0 | 0 | 0 | 0 | 0 | 0 | 0 | 0 | 0 | 0 | 0 | 0 | 0 | 0 | 0 | 0 | 0 | 0 | 0 | 0 | 0 | 0 | 0 | 0 | 0 | 0 | 0 | 0 | 0 | 0 | 0 | 0 | 0 | 0 | 0 | 0 | 0 | 0 | 0 | 0 | 0 | 0 | 0 | 0 | 0 | 0 | 0 | 0 | 0 | 0 | 0 | 0 | 0 | 0 | 0 | 0 | 0 | 0 | 0 | 0 | 0 | 0 | 0 | 0 | 0 | 0 | 0 | 0 | 0 | 0 | 0 | 0 | 0 | 0 | 0 | 331687.0486 |  | 331687.0486
123 |  | Maintenance of Structures | 591 | 2074931.93 | 93892.1807 | 0 | 0 | 0 | 0 | 0 | 0 | 0 | 0 | 0 | 0 | 0 | 0 | 0 | 0 | 0 | 0 | 0 | 0 | 0 | 0 | 0 | 0 | 0 | 0 | 0 | 0 | 0 | 0 | 0 | 0 | 0 | 0 | 0 | 0 | 0 | 0 | 0 | 0 | 0 | 0 | 0 | 0 | 0 | 0 | 0 | 0 | 0 | 0 | 0 | 0 | 0 | 0 | 0 | 0 | 0 | 0 | 0 | 0 | 0 | 0 | 0 | 0 | 0 | 0 | 0 | 0 | 0 | 0 | 0 | 0 | 0 | 0 | 0 | 0 | 0 | 0 | 0 | 0 | 0 | 0 | 0 | 0 | 0 | 0 | 0 | 0 | 0 | 0 | 0 | 0 | 0 | 0 | 0 | 0 | 0 | 0 | 0 | 0 | 0 | 0 | 0 | 0 | 0 | 0 | 0 | 0 | 0 | 0 | 0 | 0 | 0 | 0 | 0 | 0 | 0 | 93892.1807 |  | 93892.1807
124 |  | Maintenance of Station Equipment | 592 | 8673578.48 | 686929.7244 | 0 | 0 | 0 | 0 | 0 | 0 | 0 | 0 | 0 | 0 | 0 | 0 | 0 | 0 | 0 | 0 | 0 | 0 | 0 | 0 | 0 | 0 | 0 | 0 | 0 | 0 | 0 | 0 | 0 | 0 | 0 | 0 | 0 | 0 | 0 | 0 | 0 | 0 | 0 | 0 | 0 | 0 | 0 | 0 | 0 | 0 | 0 | 0 | 0 | 0 | 0 | 0 | 0 | 0 | 0 | 0 | 0 | 0 | 0 | 0 | 0 | 0 | 0 | 0 | 0 | 0 | 0 | 0 | 0 | 0 | 0 | 0 | 0 | 0 | 0 | 0 | 0 | 0 | 0 | 0 | 0 | 0 | 0 | 0 | 0 | 0 | 0 | 0 | 0 | 0 | 0 | 0 | 0 | 0 | 0 | 0 | 0 | 0 | 0 | 0 | 0 | 0 | 0 | 0 | 0 | 0 | 0 | 0 | 0 | 0 | 0 | 0 | 0 | 0 | 0 | 686929.7244 |  | 686929.7244
125 |  | Maintenance of Overhead Lines | 593 | 114649202.51 | 6191186.9616 | 0 | 0 | 0 | 0 | 97035.5716 | 0 | 0 | 0 | 0 | 0 | 0 | 0 | 0 | 0 | 0 | 0 | 0 | 0 | 0 | 0 | 0 | 0 | 0 | 0 | 0 | 0 | 0 | 0 | 0 | 0 | 0 | 0 | 0 | 0 | 0 | 0 | 0 | 0 | 0 | 0 | 0 | 0 | 0 | 0 | 0 | 0 | 0 | 0 | 0 | 0 | 0 | 0 | 0 | 0 | 0 | 0 | 97035.5716 | 0 | 0 | 0 | 0 | 0 | 466271.0347 | 0 | 0 | 0 | 0 | 0 | 0 | 0 | 0 | 0 | 3460821.4819 | 0 | 0 | 0 | 0 | 0 | 0 | 0 | 0 | 0 | 0 | 0 | 0 | 0 | 0 | 0 | 0 | 0 | 0 | 0 | 0 | 0 | 0 | 0 | 0 | 0 | 0 | 0 | 0 | 0 | 0 | 0 | 0 | 0 | 0 | 0 | 0 | 0 | 0 | 0 | 0 | 3927092.5166 | 4024128.0882 | 10215315.0498 |  | 10215315.0498
126 |  | Maintenance of Underground Lines | 594 | 33484923.38 | 1487257.883 | 0 | 0 | 0 | 0 | 0 | 0 | 0 | 0 | 0 | 0 | 0 | 0 | 0 | 0 | 0 | 0 | 0 | 0 | 0 | 0 | 0 | 0 | 0 | 0 | 0 | 0 | 0 | 0 | 0 | 0 | 0 | 0 | 0 | 0 | 0 | 0 | 0 | 0 | 0 | 0 | 0 | 0 | 0 | 0 | 0 | 0 | 0 | 0 | 0 | 0 | 0 | 0 | 0 | 0 | 0 | 0 | 0 | 0 | 0 | 0 | 0 | 0 | 0 | 0 | 0 | 0 | 0 | 0 | 0 | 0 | 0 | 0 | 0 | 0 | 0 | 0 | 0 | 0 | 0 | 0 | 0 | 0 | 0 | 0 | 0 | 0 | 0 | 0 | 0 | 0 | 0 | 0 | 0 | 0 | 0 | 0 | 0 | 0 | 0 | 0 | 0 | 0 | 0 | 0 | 0 | 0 | 0 | 0 | 0 | 0 | 0 | 0 | 0 | 0 | 0 | 1487257.883 |  | 1487257.883
127 |  | Maintenance of Line Transformers | 595 | 1077134.17 | 67471.9812 | 0 | 0 | 0 | 0 | 0 | 0 | 0 | 0 | 0 | 0 | 0 | 0 | 0 | 0 | 0 | 0 | 0 | 0 | 0 | 0 | 0 | 0 | 0 | 0 | 0 | 0 | 0 | 0 | 0 | 0 | 0 | 0 | 0 | 0 | 0 | 0 | 0 | 0 | 0 | 0 | 0 | 0 | 0 | 0 | 0 | 0 | 0 | 0 | 0 | 0 | 0 | 0 | 0 | 0 | 0 | 0 | 0 | 0 | 0 | 0 | 0 | 0 | 0 | 0 | 0 | 0 | 0 | 0 | 0 | 0 | 0 | 0 | 0 | 0 | 0 | 0 | 0 | 0 | 0 | 0 | 0 | 0 | 0 | 0 | 0 | 0 | 0 | 0 | 0 | 0 | 0 | 0 | 0 | 0 | 0 | 0 | 0 | 0 | 0 | 0 | 0 | 0 | 0 | 0 | 0 | 0 | 0 | 0 | 0 | 0 | 0 | 0 | 0 | 0 | 0 | 67471.9812 |  | 67471.9812
128 |  | Maint of Street Lighting & Signal Sys. | 596 | 2367043.8 | 59079.09 | 0 | 0 | 0 | 0 | 0 | 0 | 0 | 0 | 0 | 0 | 0 | 0 | 0 | 0 | 0 | 0 | 0 | 0 | 0 | 0 | 0 | 0 | 0 | 0 | 0 | 0 | 0 | 0 | 0 | 0 | 0 | 0 | 0 | 0 | 0 | 0 | 0 | 0 | 0 | 0 | 0 | 0 | 0 | 0 | 0 | 0 | 0 | 0 | 0 | 0 | 0 | 0 | 0 | 0 | 0 | 0 | 0 | 0 | 0 | 0 | 0 | 0 | 0 | 0 | 0 | 0 | 0 | 0 | 0 | 0 | 0 | 0 | 0 | 0 | 0 | 0 | 0 | 0 | 0 | 0 | 0 | 0 | 0 | 0 | 0 | 0 | 0 | 0 | 0 | 0 | 0 | 0 | 0 | 0 | 0 | 0 | 0 | 0 | 0 | 0 | 0 | 0 | 0 | 0 | 0 | 0 | 0 | 0 | 0 | 0 | 0 | 0 | 0 | 0 | 0 | 59079.09 |  | 59079.09
129 |  | Maintenance of Meters | 597 | 548550.32 | 13950.484 | 0 | 0 | 0 | 0 | 0 | 0 | 0 | 0 | 0 | 0 | 0 | 0 | 0 | 0 | 0 | 0 | 0 | 0 | 0 | 0 | 0 | 0 | 0 | 0 | 0 | 0 | 0 | 0 | 0 | 0 | 0 | 0 | 0 | 0 | 0 | 0 | 0 | 0 | 0 | 0 | 0 | 0 | 0 | 0 | 0 | 0 | 0 | 0 | 0 | 0 | 0 | 0 | 0 | 0 | 0 | 0 | 0 | 0 | 0 | 0 | 0 | 0 | 0 | 0 | 0 | 0 | 0 | 0 | 0 | 0 | 0 | 0 | 0 | 0 | 0 | 0 | 0 | 0 | 0 | 0 | 0 | 0 | 0 | 0 | 0 | 0 | 0 | 0 | 0 | 0 | 0 | 0 | 0 | 0 | 0 | 0 | 0 | 0 | 0 | 0 | 0 | 0 | 0 | 0 | 0 | 0 | 0 | 0 | 0 | 0 | 0 | 0 | 0 | 0 | 0 | 13950.484 |  | 13950.484
130 |  | Maint of Misc. Distribution Plant | 598 | 10081286.4 | 685683.3173 | 0 | 0 | 0 | 0 | 0 | 0 | 0 | 0 | 0 | 0 | 0 | 0 | 0 | 0 | 0 | 0 | 0 | 0 | 0 | 0 | 0 | 0 | 0 | 0 | 0 | 0 | 0 | 0 | 0 | 0 | 0 | 0 | 0 | 0 | 0 | 0 | 0 | 0 | 0 | 0 | 0 | 0 | 0 | 0 | 0 | 0 | 0 | 0 | 0 | 0 | 0 | 0 | 0 | 0 | 0 | 0 | 0 | 0 | 0 | 0 | 0 | 0 | 0 | 0 | 0 | 0 | 0 | 0 | 0 | 0 | 0 | 0 | 0 | 0 | 0 | 0 | 0 | 0 | 0 | 0 | 0 | 0 | 0 | 0 | 0 | 0 | 0 | 0 | 0 | 0 | 0 | 0 | 0 | 0 | 0 | 0 | 0 | 0 | 0 | 0 | 0 | 0 | 0 | 0 | 0 | 0 | 0 | 0 | 0 | 0 | 0 | 0 | 0 | 0 | 0 | 685683.3173 |  | 685683.3173
131 |  |  | Total distribution maintenance expenses | 179311905.68 | 9617138.6707 | 0 | 0 | 0 | 0 | 97035.5716 | 0 | 0 | 0 | 0 | 0 | 0 | 0 | 0 | 0 | 0 | 0 | 0 | 0 | 0 | 0 | 0 | 0 | 0 | 0 | 0 | 0 | 0 | 0 | 0 | 0 | 0 | 0 | 0 | 0 | 0 | 0 | 0 | 0 | 0 | 0 | 0 | 0 | 0 | 0 | 0 | 0 | 0 | 0 | 0 | 0 | 0 | 0 | 0 | 0 | 0 | 0 | 97035.5716 | 0 | 0 | 0 | 0 | 0 | 466271.0347 | 0 | 0 | 0 | 0 | 0 | 0 | 0 | 0 | 0 | 3460821.4819 | 0 | 0 | 0 | 0 | 0 | 0 | 0 | 0 | 0 | 0 | 0 | 0 | 0 | 0 | 0 | 0 | 0 | 0 | 0 | 0 | 0 | 0 | 0 | 0 | 0 | 0 | 0 | 0 | 0 | 0 | 0 | 0 | 0 | 0 | 0 | 0 | 0 | 0 | 0 | 0 | 3927092.5166 | 4024128.0882 | 13641266.7589 | 0 | 13641266.7589
132 |  |  | Total distribution expenses | 246240225.42 | 14095287.6578 | 0 | 0 | 0 | 0 | 149316.5972 | 0 | 0 | 0 | 0 | 0 | 0 | 0 | 0 | 0 | 0 | 0 | 0 | 0 | 0 | 0 | 0 | 0 | 0 | 0 | 0 | 0 | 0 | 0 | 0 | 0 | 0 | 0 | 0 | 0 | 0 | 0 | 0 | 0 | 0 | 0 | 0 | 0 | 0 | 0 | 0 | 0 | 0 | 0 | 0 | 0 | 0 | 0 | 0 | 0 | 0 | 0 | 149316.5972 | 0 | 0 | 0 | 0 | 0 | 717489.505 | 0 | 0 | 0 | 0 | 0 | 0 | 0 | 0 | 0 | 3628796.308 | 0 | 0 | 0 | 0 | 0 | 0 | 0 | 0 | 0 | 0 | 0 | 0 | 0 | 0 | 0 | 0 | 0 | 0 | 0 | 0 | 0 | 0 | 0 | 0 | 0 | 0 | 0 | 0 | 0 | 0 | 0 | 0 | 0 | 0 | 0 | 0 | 0 | 0 | 0 | 0 | 4346285.813 | 4495602.4101 | 18590890.068 | 0 | 18590890.068
133 | Customer account expenses | Supervision | 901 | 2326493.94 | 156804.5108 | 0 | 0 | 0 | 0 | 0 | 0 | 0 | 0 | 0 | 0 | 0 | 0 | 0 | 0 | 0 | 0 | 0 | 0 | 0 | 0 | 0 | 0 | 0 | 0 | 0 | 0 | 0 | 0 | 0 | 0 | 0 | 0 | 0 | 0 | 0 | 0 | 0 | 0 | 0 | 0 | 0 | 0 | 0 | 0 | 0 | 0 | 0 | 0 | 0 | 0 | 0 | 0 | 0 | 0 | 0 | 0 | 0 | 0 | 0 | 0 | 0 | 0 | 0 | 0 | 0 | 0 | 0 | 0 | 0 | 0 | 0 | 0 | 0 | 0 | 0 | 0 | 0 | 0 | 0 | 0 | 0 | 0 | 0 | 0 | 0 | 0 | 0 | 0 | 0 | 0 | 0 | 0 | 0 | 0 | 0 | 0 | 0 | 0 | 0 | 0 | 0 | 0 | 0 | 0 | 0 | 0 | 0 | 0 | 0 | 0 | 0 | 0 | 0 | 0 | 0 | 156804.5108 |  | 156804.5108
134 |  | Meter Reading Expense | 902 | 14457041.12 | 1189896.1615 | 0 | 0 | 0 | 0 | 0 | 0 | 0 | 0 | 0 | 0 | 0 | 0 | 0 | 0 | 0 | 0 | 0 | 0 | 0 | 0 | 0 | 0 | 0 | 0 | 0 | 0 | 0 | 0 | 0 | 0 | 0 | 0 | 0 | 0 | 0 | 0 | 0 | 0 | 0 | 0 | 0 | 0 | 0 | 0 | 0 | 0 | 0 | 0 | 0 | 0 | 0 | 0 | 0 | 0 | 0 | 0 | 0 | 0 | 0 | 0 | 0 | 0 | 0 | 0 | 0 | 0 | 0 | 0 | 0 | 0 | 0 | 0 | 0 | 0 | 0 | 0 | 0 | 0 | 0 | 0 | 0 | 0 | 0 | 0 | 0 | 0 | 0 | 0 | 0 | 0 | 0 | 0 | 0 | 0 | 0 | 0 | 0 | 0 | 0 | 0 | 0 | 0 | 0 | 0 | 0 | 0 | 0 | 0 | 0 | 0 | 0 | 0 | 0 | 0 | 0 | 1189896.1615 |  | 1189896.1615
135 |  | Customer Receipts & Collections | 903 | 40223862.26 | 3069871.5913 | 0 | 0 | 0 | 0 | 31668.4209 | 0 | 0 | 0 | 0 | 0 | 0 | 0 | 0 | 0 | 0 | 0 | 0 | 0 | 0 | 0 | 0 | 0 | 0 | 0 | 0 | 0 | 0 | 0 | 0 | 0 | 0 | 0 | 0 | 0 | 0 | 0 | 0 | 0 | 0 | 0 | 0 | 0 | 0 | 0 | 0 | 0 | 0 | 0 | 0 | 0 | 0 | 0 | 0 | 0 | 0 | 0 | 31668.4209 | 0 | 0 | 0 | 0 | 0 | 152171.6948 | 0 | 0 | 0 | 0 | 0 | 0 | 0 | 0 | 73178.9652 | 0 | 0 | 0 | 0 | 0 | 0 | 0 | 0 | 0 | 0 | 0 | 0 | 0 | 0 | 0 | 0 | 0 | 0 | 0 | 0 | 0 | 0 | 0 | 0 | 0 | 0 | 0 | 0 | 0 | 0 | 0 | 0 | 0 | 0 | 0 | 0 | 0 | 0 | 0 | 0 | 0 | 225350.66 | 257019.0809 | 3326890.6722 |  | 3326890.6722
136 |  | Uncollectible Accounts | 904 | 16946031.58 | 2309275.9038 | 0 | 0 | 0 | 0 | 0 | 0 | 0 | 0 | 0 | 0 | -229407.0742 | 0 | 0 | 0 | 0 | 0 | 0 | 0 | 0 | 0 | 0 | 0 | 0 | 0 | 0 | 0 | 0 | 0 | 0 | 0 | 0 | 0 | 0 | 0 | 0 | 0 | 0 | 0 | 0 | 0 | 0 | 0 | 0 | 0 | 0 | 0 | 0 | 0 | 0 | 0 | 0 | 0 | 0 | 0 | 0 | 0 | -229407.0742 | 0 | 0 | 0 | 0 | 0 | 0 | 0 | 0 | 0 | 0 | 0 | 0 | 0 | 0 | 0 | 0 | 0 | 0 | 0 | 0 | 0 | 0 | 0 | 0 | 0 | 0 | 0 | 0 | 0 | 0 | 0 | 0 | 0 | 0 | 0 | 0 | 0 | 0 | 0 | 0 | 0 | 0 | 0 | 0 | 0 | 0 | 0 | 0 | 0 | 0 | 0 | 0 | 0 | 0 | 0 | 0 | 0 | -229407.0742 | 2079868.8295 | 149761.745 | 2229630.5745
137 |  | Misc. Customer Accounts Expense | 905 | 2303.97 | 156.7723 | 0 | 0 | 0 | 0 | 0 | 0 | 0 | 0 | 0 | 0 | 0 | 0 | 0 | 0 | 0 | 0 | 0 | 0 | 0 | 0 | 0 | 0 | 0 | 0 | 0 | 0 | 0 | 0 | 0 | 0 | 0 | 0 | 0 | 0 | 0 | 0 | 0 | 0 | 0 | 0 | 0 | 0 | 0 | 0 | 0 | 0 | 0 | 0 | 0 | 0 | 0 | 0 | 0 | 0 | 0 | 0 |  | 0 | 0 | 0 | 0 | 0 | 0 | 0 | 0 | 0 | 0 | 0 | 0 | 0 | 0 | 0 | 0 | 0 | 0 | 0 | 0 | 0 | 0 | 0 | 0 | 0 | 0 | 0 | 0 | 0 | 0 | 0 | 0 | 0 | 0 | 0 | 0 | 0 | 0 | 0 | 0 | 0 | 0 | 0 | 0 | 0 | 0 | 0 | 0 | 0 | 0 | 0 | 0 | 0 | 0 | 0 | 0 | 0 | 0 | 156.7723 |  | 156.7723
138 |  |  | Total customer account expenses | 73955732.87 | 6726004.9396 | 0 | 0 | 0 | 0 | 31668.4209 | 0 | 0 | 0 | 0 | 0 | -229407.0742 | 0 | 0 | 0 | 0 | 0 | 0 | 0 | 0 | 0 | 0 | 0 | 0 | 0 | 0 | 0 | 0 | 0 | 0 | 0 | 0 | 0 | 0 | 0 | 0 | 0 | 0 | 0 | 0 | 0 | 0 | 0 | 0 | 0 | 0 | 0 | 0 | 0 | 0 | 0 | 0 | 0 | 0 | 0 | 0 | 0 | -197738.6533 | 0 | 0 | 0 | 0 | 0 | 152171.6948 | 0 | 0 | 0 | 0 | 0 | 0 | 0 | 0 | 73178.9652 | 0 | 0 | 0 | 0 | 0 | 0 | 0 | 0 | 0 | 0 | 0 | 0 | 0 | 0 | 0 | 0 | 0 | 0 | 0 | 0 | 0 | 0 | 0 | 0 | 0 | 0 | 0 | 0 | 0 | 0 | 0 | 0 | 0 | 0 | 0 | 0 | 0 | 0 | 0 | 0 | 0 | 225350.66 | 27612.0066 | 6753616.9462 | 149761.745 | 6903378.6912
139 | Customer service and informational expenses | Supervision | 907 | 570.33 | 38.4572 | 0 | 0 | 0 | 0 | 0 | 0 | 0 | 0 | 0 | 0 | 0 | 0 | 0 | 0 | 0 | 0 | 0 | 0 | 0 | 0 | 0 | 0 | 0 | 0 | 0 | 0 | 0 | 0 | 0 | 0 | 0 | 0 | 0 | 0 | 0 | 0 | 0 | 0 | 0 | 0 | 0 | 0 | 0 | 0 | 0 | 0 | 0 | 0 | 0 | 0 | 0 | 0 | 0 | 0 | 0 | 0 | 0 | 0 | 0 | 0 | 0 | 0 | 0 | 0 | 0 | 0 | 0 | 0 | 0 | 0 | 0 | 0 | 0 | 0 | 0 | 0 | 0 | 0 | 0 | 0 | 0 | 0 | 0 | 0 | 0 | 0 | 0 | 0 | 0 | 0 | 0 | 0 | 0 | 0 | 0 | 0 | 0 | 0 | 0 | 0 | 0 | 0 | 0 | 0 | 0 | 0 | 0 | 0 | 0 | 0 | 0 | 0 | 0 | 0 | 0 | 38.4572 |  | 38.4572
140 |  | Customer Assistance | 908 | 124975120.58 | 352424.7118 | 0 | 0 | 0 | 0 | 4768.4333 | 0 | 0 | 0 | 0 | 0 | 0 | 0 | 0 | 0 | 0 | 0 | 0 | 0 | 0 | 0 | 0 | 0 | 0 | 0 | 0 | 0 | 0 | 0 | 0 | 0 | 0 | 0 | 0 | 0 | 0 | 0 | 0 | 0 | 0 | 0 | 0 | 0 | 0 | 0 | 0 | 0 | 0 | 0 | 0 | 0 | 0 | 0 | 0 | 0 | 0 | 0 | 4768.4333 | 0 | 0 | 0 | 0 | 0 | 22913.0644 | 0 | 0 | 0 | 0 | 0 | 0 | 0 | 0 | 0 | 0 | 0 | 0 | 0 | 0 | 0 | 0 | 0 | 0 | 0 | 0 | 0 | 0 | 0 | 0 | 0 | 0 | 0 | 0 | 0 | 0 | 0 | 0 | 0 | 0 | 0 | 0 | 0 | 0 | 0 | 0 | 0 | 0 | 0 | 0 | 0 | 0 | 0 | 0 | 0 | 0 | 22913.0644 | 27681.4977 | 380106.2095 |  | 380106.2095
141 |  | Informational & Instructional Adv | 909 | 3726451.96 | 312415.7937 | 0 | 0 | 0 | -508.5732 | 0 | 0 | 0 | 0 | 17543.4469 | 0 | 0 | 0 | 0 | 0 | 0 | 0 | 0 | 0 | 0 | 0 | 0 | 0 | 0 | 0 | 0 | 0 | 0 | 0 | 0 | 0 | 0 | 0 | 0 | 0 | 0 | 0 | 0 | 0 | 0 | 0 | 0 | 0 | 0 | 0 | 0 | 0 | 0 | 0 | 0 | 0 | 0 | 0 | 0 | 0 | 0 | 0 | 17034.8737 | 0 | 0 | 0 | 0 | 0 | 0 | 0 | 0 | 0 | 0 | 0 | 0 | 0 | 0 | 0 | 0 | 0 | 0 | 0 | 0 | 0 | 0 | 0 | 0 | 0 | 0 | 0 | 0 | 0 | 0 | 0 | 0 | 0 | 0 | 0 | 0 | 0 | 0 | 0 | 0 | 0 | 0 | 0 | 0 | 0 | 0 | 0 | 0 | 0 | 0 | 0 | 0 | 0 | 0 | 0 | 0 | 0 | 17034.8737 | 329450.6674 |  | 329450.6674
142 |  | Misc. Customer Service | 910 | 1453.38 | 98.0011 | 0 | 0 | 0 | 0 | 0 | 0 | 0 | 0 | 0 | 0 | 0 | 0 | 0 | 0 | 0 | 0 | 0 | 0 | 0 | 0 | 0 | 0 | 0 | 0 | 0 | 0 | 0 | 0 | 0 | 0 | 0 | 0 | 0 | 0 | 0 | 0 | 0 | 0 | 0 | 0 | 0 | 0 | 0 | 0 | 0 | 0 | 0 | 0 | 0 | 0 | 0 | 0 | 0 | 0 | 0 | 0 | 0 | 0 | 0 | 0 | 0 | 0 | 0 | 0 | 0 | 0 | 0 | 0 | 0 | 0 | 0 | 0 | 0 | 0 | 0 | 0 | 0 | 0 | 0 | 0 | 0 | 0 | 0 | 0 | 0 | 0 | 0 | 0 | 0 | 0 | 0 | 0 | 0 | 0 | 0 | 0 | 0 | 0 | 0 | 0 | 0 | 0 | 0 | 0 | 0 | 0 | 0 | 0 | 0 | 0 | 0 | 0 | 0 | 0 | 0 | 98.0011 |  | 98.0011
143 |  |  | Total customer service and informational expenses | 128703596.25 | 664976.9639 | 0 | 0 | 0 | -508.5732 | 4768.4333 | 0 | 0 | 0 | 17543.4469 | 0 | 0 | 0 | 0 | 0 | 0 | 0 | 0 | 0 | 0 | 0 | 0 | 0 | 0 | 0 | 0 | 0 | 0 | 0 | 0 | 0 | 0 | 0 | 0 | 0 | 0 | 0 | 0 | 0 | 0 | 0 | 0 | 0 | 0 | 0 | 0 | 0 | 0 | 0 | 0 | 0 | 0 | 0 | 0 | 0 | 0 | 0 | 21803.307 | 0 | 0 | 0 | 0 | 0 | 22913.0644 | 0 | 0 | 0 | 0 | 0 | 0 | 0 | 0 | 0 | 0 | 0 | 0 | 0 | 0 | 0 | 0 | 0 | 0 | 0 | 0 | 0 | 0 | 0 | 0 | 0 | 0 | 0 | 0 | 0 | 0 | 0 | 0 | 0 | 0 | 0 | 0 | 0 | 0 | 0 | 0 | 0 | 0 | 0 | 0 | 0 | 0 | 0 | 0 | 0 | 0 | 22913.0644 | 44716.3714 | 709693.3353 | 0 | 709693.3353
144 | Sales expenses | Supervision | 911 | 0 | 0 | 0 | 0 | 0 | 0 | 0 | 0 | 0 | 0 | 0 | 0 | 0 | 0 | 0 | 0 | 0 | 0 | 0 | 0 | 0 | 0 | 0 | 0 | 0 | 0 | 0 | 0 | 0 | 0 | 0 | 0 | 0 | 0 | 0 | 0 | 0 | 0 | 0 | 0 | 0 | 0 | 0 | 0 | 0 | 0 | 0 | 0 | 0 | 0 | 0 | 0 | 0 | 0 | 0 | 0 | 0 | 0 | 0 | 0 | 0 | 0 | 0 | 0 | 0 | 0 | 0 | 0 | 0 | 0 | 0 | 0 | 0 | 0 | 0 | 0 | 0 | 0 | 0 | 0 | 0 | 0 | 0 | 0 | 0 | 0 | 0 | 0 | 0 | 0 | 0 | 0 | 0 | 0 | 0 | 0 | 0 | 0 | 0 | 0 | 0 | 0 | 0 | 0 | 0 | 0 | 0 | 0 | 0 | 0 | 0 | 0 | 0 | 0 | 0 | 0 | 0 | 0 |  | 0
145 |  | Demonstration & Selling Expense | 912 | 0 | 0 | 0 | 0 | 0 | 0 | 0 | 0 | 0 | 0 | 0 | 0 | 0 | 0 | 0 | 0 | 0 | 0 | 0 | 0 | 0 | 0 | 0 | 0 | 0 | 0 | 0 | 0 | 0 | 0 | 0 | 0 | 0 | 0 | 0 | 0 | 0 | 0 | 0 | 0 | 0 | 0 | 0 | 0 | 0 | 0 | 0 | 0 | 0 | 0 | 0 | 0 | 0 | 0 | 0 | 0 | 0 | 0 | 0 | 0 | 0 | 0 | 0 | 0 | 0 | 0 | 0 | 0 | 0 | 0 | 0 | 0 | 0 | 0 | 0 | 0 | 0 | 0 | 0 | 0 | 0 | 0 | 0 | 0 | 0 | 0 | 0 | 0 | 0 | 0 | 0 | 0 | 0 | 0 | 0 | 0 | 0 | 0 | 0 | 0 | 0 | 0 | 0 | 0 | 0 | 0 | 0 | 0 | 0 | 0 | 0 | 0 | 0 | 0 | 0 | 0 | 0 | 0 |  | 0
146 |  | Advertising Expense | 913 | 292.95 | 0 | 0 | 0 | 0 | 0 | 0 | 0 | 0 | 0 | 0 | 0 | 0 | 0 | 0 | 0 | 0 | 0 | 0 | 0 | 0 | 0 | 0 | 0 | 0 | 0 | 0 | 0 | 0 | 0 | 0 | 0 | 0 | 0 | 0 | 0 | 0 | 0 | 0 | 0 | 0 | 0 | 0 | 0 | 0 | 0 | 0 | 0 | 0 | 0 | 0 | 0 | 0 | 0 | 0 | 0 | 0 | 0 | 0 | 0 | 0 | 0 | 0 | 0 | 0 | 0 | 0 | 0 | 0 | 0 | 0 | 0 | 0 | 0 | 0 | 0 | 0 | 0 | 0 | 0 | 0 | 0 | 0 | 0 | 0 | 0 | 0 | 0 | 0 | 0 | 0 | 0 | 0 | 0 | 0 | 0 | 0 | 0 | 0 | 0 | 0 | 0 | 0 | 0 | 0 | 0 | 0 | 0 | 0 | 0 | 0 | 0 | 0 | 0 | 0 | 0 | 0 | 0 |  | 0
147 |  | Misc. Sales Expense | 916 | 0 | 0 | 0 | 0 | 0 | 0 | 0 | 0 | 0 | 0 | 0 | 0 | 0 | 0 | 0 | 0 | 0 | 0 | 0 | 0 | 0 | 0 | 0 | 0 | 0 | 0 | 0 | 0 | 0 | 0 | 0 | 0 | 0 | 0 | 0 | 0 | 0 | 0 | 0 | 0 | 0 | 0 | 0 | 0 | 0 | 0 | 0 | 0 | 0 | 0 | 0 | 0 | 0 | 0 | 0 | 0 | 0 | 0 | 0 | 0 | 0 | 0 | 0 | 0 | 0 | 0 | 0 | 0 | 0 | 0 | 0 | 0 | 0 | 0 | 0 | 0 | 0 | 0 | 0 | 0 | 0 | 0 | 0 | 0 | 0 | 0 | 0 | 0 | 0 | 0 | 0 | 0 | 0 | 0 | 0 | 0 | 0 | 0 | 0 | 0 | 0 | 0 | 0 | 0 | 0 | 0 | 0 | 0 | 0 | 0 | 0 | 0 | 0 | 0 | 0 | 0 | 0 | 0 |  | 0
148 |  |  | Total sales expenses | 292.95 | 0 | 0 | 0 | 0 | 0 | 0 | 0 | 0 | 0 | 0 | 0 | 0 | 0 | 0 | 0 | 0 | 0 | 0 | 0 | 0 | 0 | 0 | 0 | 0 | 0 | 0 | 0 | 0 | 0 | 0 | 0 | 0 | 0 | 0 | 0 | 0 | 0 | 0 | 0 | 0 | 0 | 0 | 0 | 0 | 0 | 0 | 0 | 0 | 0 | 0 | 0 | 0 | 0 | 0 | 0 | 0 | 0 | 0 | 0 | 0 | 0 | 0 | 0 | 0 | 0 | 0 | 0 | 0 | 0 | 0 | 0 | 0 | 0 | 0 | 0 | 0 | 0 | 0 | 0 | 0 | 0 | 0 | 0 | 0 | 0 | 0 | 0 | 0 | 0 | 0 | 0 | 0 | 0 | 0 | 0 | 0 | 0 | 0 | 0 | 0 | 0 | 0 | 0 | 0 | 0 | 0 | 0 | 0 | 0 | 0 | 0 | 0 | 0 | 0 | 0 | 0 | 0 | 0 | 0
149 | Administrative and general expenses | Administrative & General Salaries | 920 | 73448851.84 | 5190831.538 | 0 | 0 | 0 | -372.4194 | 25921.1292 | 0 | 0 | 0 | 0 | 0 | 0 | 0 | 0 | 0 | 0 | 0 | 0 | 0 | 0 | 0 | 0 | 0 | 0 | 0 | 0 | 0 | 0 | 0 | 0 | 0 | 0 | 0 | 0 | 0 | 0 | 0 | 0 | 0 | 0 | 0 | 0 | 0 | 0 | 0 | 0 | 0 | 0 | 0 | 0 | 0 | 0 | 0 | 0 | 0 | 0 | 0 | 25548.7098 | 0 | 0 | 0 | 0 | 0 | 124555.0631 | 0 | 0 | 0 | 0 | 0 | 0 | 0 | 0 | 0 | 0 | 0 | 0 | 0 | 0 | 0 | 0 | 0 | 0 | 0 | 0 | 0 | 0 | 0 | 0 | 0 | 0 | 0 | 0 | 0 | 0 | 0 | 0 | 0 | 0 | 0 | 0 | 0 | 0 | 0 | 0 | 0 | 0 | 0 | 0 | 0 | 0 | 0 | 0 | 0 | 0 | 124555.0631 | 150103.7729 | 5340935.3109 |  | 5340935.3109
150 |  | Office Supplies & expenses | 921 | 12968808.66 | 1047433.8644 | 0 | 0 | 0 | 92140.51 | 0 | 0 | 0 | 0 | 0 | 0 | 0 | 0 | 0 | 0 | 0 | 0 | 0 | 0 | 0 | 0 | 0 | 0 | 0 | 0 | 0 | 0 | 0 | 0 | 0 | 0 | 0 | 0 | 0 | 0 | 0 | 0 | 0 | 0 | 0 | 0 | 0 | 0 | 0 | 0 | 0 | 0 | 0 | 0 | 0 | 0 | 0 | 0 | 0 | 0 | 0 | 0 | 92140.51 | 0 | 0 | 0 | 0 | 0 | 0 | 0 | 0 | 0 | 0 | 0 | 0 | 0 | 0 | 0 | 0 | 0 | 0 | 0 | 0 | 37776 | 0 | 0 | 0 | 0 | 0 | 0 | 0 | 0 | 0 | 0 | 0 | 0 | 0 | 0 | 0 | 0 | 0 | 0 | 0 | 0 | 0 | 0 | 0 | 0 | 0 | 0 | 0 | 0 | 0 | 0 | 0 | 0 | 0 | 0 | 0 | 37776 | 129916.51 | 1177350.3744 |  | 1177350.3744
151 |  | A&G Expenses Transferred | 922 | -39987379.98 | -2832938.3341 | 0 | 0 | 0 | 0 | 0 | 0 | 0 | 0 | 0 | 0 | 0 | 0 | 0 | 0 | 0 | 0 | 0 | 0 | 0 | 0 | 0 | 0 | 0 | 0 | 0 | 0 | 0 | 0 | 0 | 0 | 0 | 0 | 0 | 0 | 0 | 0 | 0 | 0 | 0 | 0 | 0 | 0 | 0 | 0 | 0 | 0 | 0 | 0 | 0 | 0 | 0 | 0 | 0 | 0 | 0 | 0 | 0 | 0 | 0 | 0 | 0 | 0 | 0 | 0 | 0 | 0 | 0 | 0 | 0 | 0 | 0 | 0 | 0 | 0 | 0 | 0 | 0 | 0 | 0 | 0 | 0 | 0 | 0 | 0 | 0 | 0 | 0 | 0 | 0 | 0 | 0 | 0 | 0 | 0 | 0 | 0 | 0 | 0 | 0 | 0 | 0 | 0 | 0 | 0 | 0 | 0 | 0 | 0 | 0 | 0 | 0 | 0 | 0 | 0 | 0 | -2832938.3341 |  | -2832938.3341
152 |  | Outside Services | 923 | 32429835.53 | 2186630.2412 | 0 | 0 | 0 | 0 | 0 | 0 | 0 | 0 | 0 | 0 | 0 | 121039.0295 | 0 | 0 | 0 | 0 | 0 | 0 | 0 | 0 | 0 | 0 | 0 | 0 | 0 | 0 | 0 | 0 | 0 | 0 | 0 | 0 | 0 | 0 | 0 | 0 | 0 | 0 | 0 | 0 | 0 | 0 | 0 | 0 | 0 | 0 | 0 | 0 | 0 | 0 | 0 | 0 | 0 | 0 | 0 | 0 | 121039.0295 | 0 | 0 | 0 | 0 | 0 | 0 | 0 | 0 | 0 | 0 | 0 | 0 | 0 | 0 | 0 | 0 | 0 | 0 | 0 | 0 | 0 | 0 | 0 | 0 | 0 | 0 | 0 | 0 | 0 | 0 | 0 | 0 | 0 | 0 | 0 | 0 | 0 | 0 | 0 | 0 | 0 | 0 | 0 | 0 | 0 | 0 | 0 | 0 | 0 | 0 | 0 | 0 | 0 | 0 | 0 | 0 | 0 | 121039.0295 | 2307669.2707 |  | 2307669.2707
153 |  | Property Insurance | 924 | 16049944.22 | 1323215.7417 | 0 | 0 | 0 | 0 | 0 | 0 | 0 | 0 | 0 | 0 | 0 | 0 | 0 | 0 | 0 | 0 | 0 | 0 | 0 | 0 | 0 | 0 | 0 | 0 | 0 | 0 | 0 | 0 | 0 | 0 | 0 | 0 | 0 | 0 | 0 | 0 | 0 | 0 | 0 | 0 | 0 | 0 | 0 | 0 | 0 | 0 | 0 | 0 | 0 | 0 | -11517.468 | 0 | 0 | 0 | 0 | 0 | -11517.468 | 0 | 0 | 0 | 0 | 0 | 0 | 0 | 226193.469 | 0 | 0 | 0 | 0 | 0 | 0 | 0 | 0 | 0 | 0 | 0 | 0 | 0 | 0 | 0 | 0 | 0 | 0 | 0 | 0 | 0 | 0 | 0 | 0 | 0 | 0 | 0 | 0 | 0 | 0 | 0 | 0 | 0 | 0 | 0 | 0 | 0 | 0 | 0 | 0 | 0 | 0 | 0 | 0 | 0 | 0 | 0 | 0 | 226193.469 | 214676.001 | 1537891.7427 |  | 1537891.7427
154 |  | Injuries & Damages | 925 | 107012761.35 | 7524825.5257 | 0 | 0 | 0 | 0 | 0 | 0 | 0 | 0 | 0 | 0 | 0 | -605816.774 | 0 | 1273483.3764 | 0 | 0 | 0 | 0 | 0 | 0 | 0 | 0 | 0 | 0 | 0 | 0 | 0 | 0 | 0 | 0 | 0 | 0 | 0 | 0 | 0 | 0 | 0 | 0 | 0 | 0 | 0 | 0 | 0 | 0 | 0 | 0 | 0 | 0 | 0 | 0 | -3678.6675 | 0 | 0 | 0 | 0 | 0 | 663987.9349 | 0 | 0 | 0 | 0 | 0 | 0 | 0 | -3758204.9311 | 0 | 0 | 0 | 0 | 0 | 0 | 0 | 0 | 0 | 0 | 0 | 0 | 0 | 0 | 0 | 0 | 0 | 0 | 0 | 0 | 0 | 0 | 0 | 0 | 0 | 0 | 0 | 0 | 0 | 0 | 0 | 0 | 0 | 0 | 0 | 0 | 0 | 0 | 0 | 0 | 0 | 0 | 0 | 0 | 0 | 0 | 0 | 0 | -3758204.9311 | -3094216.9962 | 4430608.5295 |  | 4430608.5295
155 |  | Employee Pensions & Benefits | 926 | 129439269.01 | 8645543.7152 | 0 | 0 | 0 | 0 | 0 | 0 | -194940.3601 | 0 | 0 | 0 | 0 | 0 | 0 | 0 | 0 | 0 | 0 | 0 | 0 | 0 | 0 | 0 | 0 | 0 | 0 | 0 | 0 | 0 | 0 | 0 | 0 | 0 | 0 | 0 | 0 | 0 | 0 | 0 | 0 | 0 | 0 | 0 | 0 | 0 | 0 | 0 | 0 | 0 | 0 | 0 | 0 | 0 | 0 | 0 | 0 | 0 | -194940.3601 | 0 | 0 | 0 | 0 | 0 | 0 | -414531.3904 | 0 | 0 | 0 | 0 | 0 | 0 | 0 | 0 | 0 | 0 | 0 | 0 | 0 | 0 | 0 | 0 | 0 | 0 | 0 | 0 | 0 | 0 | 0 | 0 | 0 | 0 | 0 | 0 | 0 | 0 | 0 | 0 | 0 | 0 | 0 | 0 | 0 | 0 | 0 | 0 | 0 | 0 | 0 | 0 | 0 | 0 | 0 | 0 | 0 | -414531.3904 | -609471.7505 | 8036071.9646 |  | 8036071.9646
156 |  | Franchise Requirements | 927 | 0 | 0 | 0 | 0 | 0 | 0 | 0 | 0 | 0 | 0 | 0 | 0 | 0 | 0 | 0 | 0 | 0 | 0 | 0 | 0 | 0 | 0 | 0 | 0 | 0 | 0 | 0 | 0 | 0 | 0 | 0 | 0 | 0 | 0 | 0 | 0 | 0 | 0 | 0 | 0 | 0 | 0 | 0 | 0 | 0 | 0 | 0 | 0 | 0 | 0 | 0 | 0 | 0 | 0 | 0 | 0 | 0 | 0 | 0 | 0 | 0 | 0 | 0 | 0 | 0 | 0 | 0 | 0 | 0 | 0 | 0 | 0 | 0 | 0 | 0 | 0 | 0 | 0 | 0 | 0 | 0 | 0 | 0 | 0 | 0 | 0 | 0 | 0 | 0 | 0 | 0 | 0 | 0 | 0 | 0 | 0 | 0 | 0 | 0 | 0 | 0 | 0 | 0 | 0 | 0 | 0 | 0 | 0 | 0 | 0 | 0 | 0 | 0 | 0 | 0 | 0 | 0 | 0 |  | 0
157 |  | Regulatory Commission Expense | 928 | 27087237.38 | 1480006.1528 | 0 | 0 | 0 | 1833.3236 | 0 | 0 | 0 | 0 | 0 | 0 | 774942.9455 | -76250.3976 | 0 | 0 | 0 | 0 | 0 | 0 | 0 | 0 | 0 | 0 | 0 | 0 | 0 | 0 | 0 | 0 | 0 | 0 | 0 | 0 | 0 | 0 | 0 | 0 | 0 | 0 | 0 | 0 | 0 | 0 | 0 | 0 | 0 | 0 | 0 | 0 | 0 | 0 | 0 | 0 | 0 | 0 | 0 | 0 | 700525.8714 | 0 | 0 | 0 | 0 | 0 | 0 | 0 | 0 | 0 | 0 | 0 | 0 | 0 | 0 | 0 | 0 | 0 | 0 | 0 | 0 | 0 | 0 | 0 | 0 | 0 | 0 | 0 | 0 | 0 | 0 | 0 | 0 | 0 | 0 | 0 | 0 | 0 | 0 | 0 | 0 | 0 | 0 | 0 | 0 | 0 | 0 | 0 | 0 | 0 | 0 | 0 | 0 | 0 | 0 | 0 | 0 | 0 | 700525.8714 | 2180532.0242 |  | 2180532.0242
158 |  | Duplicate Charges | 929 | -127912380.42 | -9062056.2307 | 0 | 0 | 0 | 207.7093 | 0 | 0 | 0 | 0 | 0 | 0 | 0 | 0 | 0 | 0 | 0 | 0 | 0 | 0 | 0 | 0 | 0 | 0 | 0 | 0 | 0 | 0 | 0 | 0 | 0 | 0 | 0 | 0 | 0 | 0 | 0 | 0 | 0 | 0 | 0 | 0 | 0 | 0 | 0 | 0 | 0 | 0 | 0 | 0 | 0 | 0 | 0 | 0 | 0 | 0 | 0 | 0 | 207.7093 | 0 | 0 | 0 | 0 | 0 | 0 | 0 | 0 | 0 | 0 | 0 | 0 | 0 | 0 | 0 | 0 | 0 | 0 | 0 | 0 | 0 | 0 | 0 | 0 | 0 | 0 | 0 | 0 | 0 | 0 | 0 | 0 | 0 | 0 | 0 | 0 | 0 | 0 | 0 | 0 | 0 | 0 | 0 | 0 | 0 | 0 | 0 | 0 | 0 | 0 | 0 | 0 | 0 | 0 | 0 | 0 | 0 | 207.7093 | -9061848.5214 |  | -9061848.5214
159 |  | Misc General Expenses | 930 | 2420878.52 | 165819.6149 | 0 | 0 | 0 | 0 | 0 | 0 | 0 | 0 | -636.5043 | -767.8311 | 0 | 0 | 0 | 0 | 0 | 0 | 0 | 0 | 0 | 0 | 0 | 0 | 0 | 0 | 0 | 0 | 0 | 0 | 0 | 0 | 0 | 0 | 0 | 0 | 0 | 0 | 0 | 0 | 0 | 0 | 0 | 0 | 0 | 0 | 0 | 0 | 0 | 0 | 0 | 0 | 0 | 0 | 0 | 0 | 0 | 0 | -1404.3353 | 0 | 0 | 0 | 0 | 0 | 0 | 0 | 0 | 0 | 0 | 0 | 0 | 0 | 0 | 0 | 0 | 0 | 0 | 0 | 0 | 0 | 0 | 0 | 0 | 0 | 0 | 0 | 0 | 0 | 0 | 0 | 0 | 0 | 0 | 0 | 0 | 0 | 0 | 0 | 0 | 0 | 0 | 0 | 0 | 0 | 0 | 0 | 0 | 0 | 0 | 0 | 0 | 0 | 0 | 0 | 0 | 0 | -1404.3353 | 164415.2796 |  | 164415.2796
160 |  | Rents | 931 | -268404.95 | 14129.6854 | 0 | 0 | 0 | 0 | 0 | 0 | 0 | 0 | 0 | 0 | 0 | 0 | 0 | 0 | 0 | 0 | 0 | 0 | 0 | 0 | 0 | 0 | 0 | 0 | 0 | 0 | 0 | 0 | 0 | 0 | 0 | 0 | 0 | 0 | 0 | 0 | 0 | 0 | 0 | 0 | 0 | 0 | 0 | 0 | 0 | 0 | 0 | 0 | 0 | 0 | 0 | 0 | 0 | 0 | 0 | 0 | 0 | 0 | 0 | 0 | 0 | 0 | 0 | 0 | 0 | 0 | 0 | 0 | 0 | 0 | 0 | 0 | 0 | 0 | 0 | 0 | 0 | 0 | 0 | 0 | 0 | 0 | 0 | 0 | 0 | 0 | 0 | 0 | 0 | 0 | 0 | 0 | 0 | 0 | 0 | 0 | 0 | 0 | 0 | 0 | 0 | 0 | 0 | 0 | 0 | 0 | 0 | 0 | 0 | 0 | 0 | 0 | 0 | 0 | 0 | 14129.6854 |  | 14129.6854
161 |  | Maintenance of General Plant | 935 | 25867559.41 | 1891093.9343 | 0 | 0 | 0 | 0 | 1924.2855 | 0 | 0 | 0 | 0 | 0 | 0 | 0 | 0 | 0 | 0 | 0 | 0 | 0 | 0 | 0 | 0 | 0 | 0 | 0 | 0 | 0 | 0 | 0 | 0 | 0 | 0 | 0 | 0 | 0 | 0 | 0 | 0 | 0 | 0 | 0 | 0 | 0 | 0 | 0 | 0 | 0 | 0 | 0 | 0 | 0 | 0 | 0 | 0 | 0 | 0 | 0 | 1924.2855 | 0 | 0 | 0 | 0 | 0 | 9246.4914 | 0 | 0 | 0 | 0 | 0 | 0 | 0 | 0 | 0 | 0 | 0 | 0 | 0 | 0 | 0 | 0 | 0 | 0 | 0 | 0 | 0 | 0 | 0 | 0 | 0 | 0 | 0 | 0 | 0 | 0 | 0 | 0 | 0 | 0 | 0 | 0 | 0 | 0 | 0 | 0 | 0 | 0 | 0 | 0 | 0 | 0 | 0 | 0 | 0 | 0 | 9246.4914 | 11170.7769 | 1902264.7112 |  | 1902264.7112
162 |  |  | Total administrative and general expenses | 258556980.57 | 17574535.4489 | 0 | 0 | 0 | 93809.1234 | 27845.4147 | 0 | -194940.3601 | 0 | -636.5043 | -767.8311 | 774942.9455 | -561028.1421 | 0 | 1273483.3764 | 0 | 0 | 0 | 0 | 0 | 0 | 0 | 0 | 0 | 0 | 0 | 0 | 0 | 0 | 0 | 0 | 0 | 0 | 0 | 0 | 0 | 0 | 0 | 0 | 0 | 0 | 0 | 0 | 0 | 0 | 0 | 0 | 0 | 0 | 0 | 0 | -15196.1355 | 0 | 0 | 0 | 0 | 0 | 1397511.887 | 0 | 0 | 0 | 0 | 0 | 133801.5545 | -414531.3904 | -3532011.4621 | 0 | 0 | 0 | 0 | 0 | 0 | 0 | 0 | 0 | 0 | 0 | 0 | 37776 | 0 | 0 | 0 | 0 | 0 | 0 | 0 | 0 | 0 | 0 | 0 | 0 | 0 | 0 | 0 | 0 | 0 | 0 | 0 | 0 | 0 | 0 | 0 | 0 | 0 | 0 | 0 | 0 | 0 | 0 | 0 | 0 | 0 | 0 | 0 | -3774965.2981 | -2377453.4111 | 15197082.0378 | 0 | 15197082.0378
163 |  |  | Total O&M Expense | 1282000847.3231 | 242804905.8165 | 0 | 0 | 0 | 93300.5502 | 376068.1337 | 0 | -194940.3601 | 0 | 16906.9427 | -767.8311 | 545535.8712 | -629279.3511 | 2006742.3164 | 1273483.3764 | 0 | 0 | -7141820.6974 | 0 | 0 | 0 | 0 | 0 | 0 | 0 | 2233092.2074 | 0 | 0 | 0 | 0 | 0 | 0 | 0 | 0 | 0 | 0 | 0 | 0 | 0 | 0 | 0 | 0 | 0 | 0 | 0 | -253659.0786 | 0 | 0 | 0 | 0 | 0 | -1217128.6593 | 0 | 0 | 0 | 0 | 0 | -2892466.5795 | 0 | 0 | 0 | 0 | 0 | 1807065.9536 | -414531.3904 | -3532011.4621 | 0 | 0 | 0 | 0 | 0 | 0 | 73178.9652 | 4130186.2725 | 0 | 56166403.8437 | 0 | 114140.8376 | 37776 | 0 | 0 | 0 | 0 | 0 | 0 | 0 | 0 | 0 | 0 | 0 | 0 | 0 | 0 | 0 | 0 | 0 | 0 | 0 | 0 | 0 | 0 | 0 | 0 | 131145.1702 | 0 | 1188168.2792 | 0 | 0 | 0 | 0 | 0 | 0 | 0 | 0 | 59701522.4696 | 56809055.8901 | 299613961.7066 | 149761.745 | 299763723.4517
164 | Depreciation expenses | Steam Depreciation | 403SP | 342084576.68 | 19860121.4431 | 0 | 0 | 0 | 0 | 0 | 0 | 0 | 0 | 0 | 0 | 0 | 0 | 0 | 0 | 0 | 0 | 0 | 0 | 0 | 0 | 0 | 0 | 0 | 0 | 0 | 0 | 0 | 0 | 0 | 0 | 0 | 0 | 0 | 0 | 0 | 0 | 0 | 0 | 0 | 0 | 0 | 0 | 0 | 0 | 0 | 0 | 0 | 0 | 0 | 0 | 0 | 0 | 0 | 0 | 0 | 0 | 0 | 0 | 0 | 0 | 0 | 0 | 0 | 0 | 0 | 0 | 0 | 0 | 0 | 0 | 0 | 0 | 0 | 0 | 0 | 0 | 0 | 0 | -19262628.611 | 0 | 0 | 0 | 0 | 0 | 0 | 0 | 0 | 0 | 0 | 0 | 0 | 0 | 0 | 0 | 0 | 0 | 0 | 0 | 0 | 0 | 0 | 0 | 0 | 0 | 19613.8462 | 0 | 418474.671 | 0 | 0 | 2952540.8918 | 45715.9058 | 36782.4937 | 0 | -15789500.8025 | -15789500.8025 | 4070620.6406 |  | 4070620.6406
165 |  | Nuclear Depreciation | 403NP | 0 | 0 | 0 | 0 | 0 | 0 | 0 | 0 | 0 | 0 | 0 | 0 | 0 | 0 | 0 | 0 | 0 | 0 | 0 | 0 | 0 | 0 | 0 | 0 | 0 | 0 | 0 | 0 | 0 | 0 | 0 | 0 | 0 | 0 | 0 | 0 | 0 | 0 | 0 | 0 | 0 | 0 | 0 | 0 | 0 | 0 | 0 | 0 | 0 | 0 | 0 | 0 | 0 | 0 | 0 | 0 | 0 | 0 | 0 | 0 | 0 | 0 | 0 | 0 | 0 | 0 | 0 | 0 | 0 | 0 | 0 | 0 | 0 | 0 | 0 | 0 | 0 | 0 | 0 | 0 | 0 | 0 | 0 | 0 | 0 | 0 | 0 | 0 | 0 | 0 | 0 | 0 | 0 | 0 | 0 | 0 | 0 | 0 | 0 | 0 | 0 | 0 | 0 | 0 | 0 | 0 | 0 | 0 | 0 | 0 | 0 | 0 | 0 | 0 | 0 | 0 | 0 | 0 |  | 0
166 |  | Hydro Depreciation | 403HP | 31024495.72 | 2475375.4684 | 0 | 0 | 0 | 0 | 0 | 0 | 0 | 0 | 0 | 0 | 0 | 0 | 0 | 0 | 0 | 0 | 0 | 0 | 0 | 0 | 0 | 0 | 0 | 0 | 0 | 0 | 0 | 0 | 0 | 0 | 0 | 0 | 0 | 0 | 0 | 0 | 0 | 0 | 0 | 0 | 0 | 0 | 0 | 0 | 0 | 0 | 0 | 0 | 0 | 0 | 0 | 0 | 0 | 0 | 0 | 0 | 0 | 0 | 0 | 0 | 0 | 0 | 0 | 0 | 0 | 0 | 0 | 0 | 0 | 0 | 0 | 0 | 0 | 0 | 0 | 0 | 0 | 0 | 340832.875 | 0 | 0 | 0 | 0 | 0 | 0 | 0 | 0 | 0 | 0 | 0 | 0 | 0 | 0 | 0 | 0 | 0 | 0 | 0 | 0 | 0 | 0 | 0 | 0 | 0 | 1847.3142 | 0 | 0 | 0 | 0 | 0 | 0 | 0 | 0 | 342680.1892 | 342680.1892 | 2818055.6576 |  | 2818055.6576
167 |  | Other Production Depreciation | 403OP | 218926486.4 | 16160816.4754 | 0 | 0 | 0 | 0 | 0 | 0 | 0 | 0 | 0 | 0 | 0 | 0 | 0 | 0 | 0 | 0 | 0 | 0 | 0 | 0 | 0 | 0 | 0 | 0 | 0 | 0 | 0 | 0 | 0 | 0 | 0 | 0 | 0 | 0 | 0 | 0 | 0 | 0 | 0 | 0 | 0 | 0 | 0 | 0 | 0 | 0 | 0 | 0 | 0 | 0 | 0 | 0 | 0 | 0 | 0 | 0 | 0 | 0 | 0 | 0 | 0 | 0 | 0 | 0 | 0 | 0 | 0 | 0 | 0 | 0 | 0 | 0 | 0 | 0 | 0 | 0 | 0 | 0 | 225025.2085 | 0 | 0 | 0 | 0 | 0 | 0 | 0 | 0 | 0 | 0 | 0 | 0 | 0 | 0 | 0 | 0 | 0 | 0 | 0 | 0 | 0 | 0 | 0 | 97710.7053 | 0 | 1749.2287 | 0 | 0 | 0 | 0 | 0 | 0 | 0 | 0 | 324485.1425 | 324485.1425 | 16485301.6179 |  | 16485301.6179
168 |  | Transmission Depreciation | 403TP | 136429972.8 | 10890417.5962 | 0 | 0 | 0 | 0 | 0 | 0 | 0 | 0 | 0 | 0 | 0 | 0 | 0 | 0 | 0 | 0 | 0 | 0 | 0 | 0 | 0 | 0 | 0 | 0 | 0 | 0 | 0 | 0 | 0 | 0 | 0 | 0 | 0 | 0 | 0 | 0 | 0 | 0 | 0 | 0 | 0 | 0 | 0 | 0 | 0 | 0 | 0 | 0 | 0 | 0 | 0 | 0 | 0 | 0 | 0 | 0 | 0 | 0 | 0 | 0 | 0 | 0 | 0 | 0 | 0 | 0 | 0 | 0 | 0 | 0 | 0 | 0 | 0 | 0 | 0 | 0 | 0 | 0 | 376931.8987 | 0 | 0 | 0 | 0 | 0 | 0 | 0 | 0 | 0 | 0 | 0 | 0 | 0 | 0 | 0 | 0 | 0 | 0 | 0 | 0 | 0 | 0 | 0 | 0 | 646845.052 | 0 | 0 | 0 | 0 | 0 | 0 | 0 | 0 | 0 | 1023776.9507 | 1023776.9507 | 11914194.5469 |  | 11914194.5469
169 |  | Distribution Depreciation | 4033* | 199926386.09 | 15106942.45 | 0 | 0 | 0 | 0 | 0 | 0 | 0 | 0 | 0 | 0 | 0 | 0 | 0 | 0 | 0 | 0 | 0 | 0 | 0 | 0 | 0 | 0 | 0 | 0 | 0 | 0 | 0 | 0 | 0 | 0 | 0 | 0 | 0 | 0 | 0 | 0 | 0 | 0 | 0 | 0 | 0 | 0 | 0 | 0 | 0 | 0 | 0 | 0 | 0 | 0 | 0 | 0 | 0 | 0 | 0 | 0 | 0 | 0 | 0 | 0 | 0 | 0 | 0 | 0 | 0 | 0 | 0 | 0 | 0 | 0 | 0 | 0 | 0 | 0 | 0 | 0 | 0 | 0 | 1445434.5878 | 0 | 0 | 0 | 0 | 0 | 0 | 0 | 0 | 0 | 0 | 0 | 0 | 0 | 0 | 0 | 0 | 0 | 0 | 0 | 0 | 0 | 0 | 0 | 0 | 0 | 0 | 0 | 0 | 0 | 0 | 0 | 0 | 0 | 0 | 1445434.5878 | 1445434.5878 | 16552377.0378 |  | 16552377.0378
170 |  | General Depreciation | 403GP | 45073350.29 | 3124251.426 | 0 | 0 | 0 | 0 | 0 | 0 | 0 | 0 | 0 | 0 | 0 | 0 | 0 | 0 | 0 | 0 | 0 | 0 | 0 | 0 | 0 | 0 | 0 | 0 | 0 | 0 | 0 | 0 | 0 | 0 | 0 | 0 | 0 | 0 | 0 | 0 | 0 | 0 | 0 | 0 | 0 | 0 | 0 | 0 | 0 | 0 | 0 | 0 | 0 | 0 | 0 | 0 | 0 | 0 | 0 | 0 | 0 | 0 | 0 | 0 | 0 | 0 | 0 | 0 | 0 | 0 | 0 | 0 | 0 | 0 | 0 | 0 | 0 | 0 | 0 | 0 | 0 | 0 | 653930.712 | 0 | 0 | 0 | 0 | 0 | 0 | 0 | 0 | 0 | 0 | 0 | 0 | 0 | 0 | 0 | 0 | 0 | 0 | 0 | 0 | 0 | 0 | 0 | 0 | 0 | 0 | 0 | 0 | 0 | 0 | 0 | 803.9867 | 0 | 0 | 654734.6987 | 654734.6987 | 3778986.1246 |  | 3778986.1246
171 |  | General Vehicles | 403GV0 | 0 | 0 | 0 | 0 | 0 | 0 | 0 | 0 | 0 | 0 | 0 | 0 | 0 | 0 | 0 | 0 | 0 | 0 | 0 | 0 | 0 | 0 | 0 | 0 | 0 | 0 | 0 | 0 | 0 | 0 | 0 | 0 | 0 | 0 | 0 | 0 | 0 | 0 | 0 | 0 | 0 | 0 | 0 | 0 | 0 | 0 | 0 | 0 | 0 | 0 | 0 | 0 | 0 | 0 | 0 | 0 | 0 | 0 | 0 | 0 | 0 | 0 | 0 | 0 | 0 | 0 | 0 | 0 | 0 | 0 | 0 | 0 | 0 | 0 | 0 | 0 | 0 | 0 | 0 | 0 | 0 | 0 | 0 | 0 | 0 | 0 | 0 | 0 | 0 | 0 | 0 | 0 | 0 | 0 | 0 | 0 | 0 | 0 | 0 | 0 | 0 | 0 | 0 | 0 | 0 | 0 | 0 | 0 | 0 | 0 | 0 | 0 | 0 | 0 | 0 | 0 | 0 | 0 |  | 0
172 |  | Mining Depreciation | 403MP | 0 | 0 | 0 | 0 | 0 | 0 | 0 | 0 | 0 | 0 | 0 | 0 | 0 | 0 | 0 | 0 | 0 | 0 | 0 | 0 | 0 | 0 | 0 | 0 | 0 | 0 | 0 | 0 | 0 | 0 | 0 | 0 | 0 | 0 | 0 | 0 | 0 | 0 | 0 | 0 | 0 | 0 | 0 | 0 | 0 | 0 | 0 | 0 | 0 | 0 | 0 | 0 | 0 | 0 | 0 | 0 | 0 | 0 | 0 | 0 | 0 | 0 | 0 | 0 | 0 | 0 | 0 | 0 | 0 | 0 | 0 | 0 | 0 | 0 | 0 | 0 | 0 | 0 | 0 | 0 | 0 | 0 | 0 | 0 | 0 | 0 | 0 | 0 | 0 | 0 | 0 | 0 | 0 | 0 | 0 | 0 | 0 | 0 | 0 | 0 | 0 | 0 | 0 | 0 | 0 | 0 | 0 | 0 | 0 | 0 | 0 | 0 | 0 | 0 | 0 | 0 | 0 | 0 |  | 0
173 |  | Experimental Plant Depreciation | 403EP | 0 | 0 | 0 | 0 | 0 | 0 | 0 | 0 | 0 | 0 | 0 | 0 | 0 | 0 | 0 | 0 | 0 | 0 | 0 | 0 | 0 | 0 | 0 | 0 | 0 | 0 | 0 | 0 | 0 | 0 | 0 | 0 | 0 | 0 | 0 | 0 | 0 | 0 | 0 | 0 | 0 | 0 | 0 | 0 | 0 | 0 | 0 | 0 | 0 | 0 | 0 | 0 | 0 | 0 | 0 | 0 | 0 | 0 | 0 | 0 | 0 | 0 | 0 | 0 | 0 | 0 | 0 | 0 | 0 | 0 | 0 | 0 | 0 | 0 | 0 | 0 | 0 | 0 | 0 | 0 | 0 | 0 | 0 | 0 | 0 | 0 | 0 | 0 | 0 | 0 | 0 | 0 | 0 | 0 | 0 | 0 | 0 | 0 | 0 | 0 | 0 | 0 | 0 | 0 | 0 | 0 | 0 | 0 | 0 | 0 | 0 | 0 | 0 | 0 | 0 | 0 | 0 | 0 |  | 0
174 |  | ARO Depreciation | 4031 | 0 | 0 | 0 | 0 | 0 | 0 | 0 | 0 | 0 | 0 | 0 | 0 | 0 | 0 | 0 | 0 | 0 | 0 | 0 | 0 | 0 | 0 | 0 | 0 | 0 | 0 | 0 | 0 | 0 | 0 | 0 | 0 | 0 | 0 | 0 | 0 | 0 | 0 | 0 | 0 | 0 | 0 | 0 | 0 | 0 | 0 | 0 | 0 | 0 | 0 | 0 | 0 | 0 | 0 | 0 | 0 | 0 | 0 | 0 | 0 | 0 | 0 | 0 | 0 | 0 | 0 | 0 | 0 | 0 | 0 | 0 | 0 | 0 | 0 | 0 | 0 | 0 | 0 | 0 | 0 | 0 | 0 | 0 | 0 | 0 | 0 | 0 | 0 | 0 | 0 | 0 | 0 | 0 | 0 | 0 | 0 | 0 | 0 | 0 | 0 | 0 | 0 | 0 | 0 | 0 | 0 | 0 | 0 | 0 | 0 | 0 | 0 | 0 | 0 | 0 | 0 | 0 | 0 |  | 0
175 |  |  | Total depreciation expenses | 973465267.98 | 67617924.8591 | 0 | 0 | 0 | 0 | 0 | 0 | 0 | 0 | 0 | 0 | 0 | 0 | 0 | 0 | 0 | 0 | 0 | 0 | 0 | 0 | 0 | 0 | 0 | 0 | 0 | 0 | 0 | 0 | 0 | 0 | 0 | 0 | 0 | 0 | 0 | 0 | 0 | 0 | 0 | 0 | 0 | 0 | 0 | 0 | 0 | 0 | 0 | 0 | 0 | 0 | 0 | 0 | 0 | 0 | 0 | 0 | 0 | 0 | 0 | 0 | 0 | 0 | 0 | 0 | 0 | 0 | 0 | 0 | 0 | 0 | 0 | 0 | 0 | 0 | 0 | 0 | 0 | 0 | -16220473.329 | 0 | 0 | 0 | 0 | 0 | 0 | 0 | 0 | 0 | 0 | 0 | 0 | 0 | 0 | 0 | 0 | 0 | 0 | 0 | 0 | 0 | 0 | 0 | 97710.7053 | 646845.052 | 23210.3891 | 0 | 418474.671 | 0 | 0 | 2952540.8918 | 46519.8925 | 36782.4937 | 0 | -11998389.2336 | -11998389.2336 | 55619535.6255 | 0 | 55619535.6255
176 | Amortization expenses | Amort of LT Plant - Capital Lease Gen | 404GP | 463240.83 | 103969.7352 | 0 | 0 | 0 | 0 | 0 | 0 | 0 | 0 | 0 | 0 | 0 | 0 | 0 | 0 | 0 | 0 | 0 | 0 | 0 | 0 | 0 | 0 | 0 | 0 | 0 | 0 | 0 | 0 | 0 | 0 | 0 | 0 | 0 | 0 | 0 | 0 | 0 | 0 | 0 | 0 | 0 | 0 | 0 | 0 | 0 | 0 | 0 | 0 | 0 | 0 | 0 | 0 | 0 | 0 | 0 | 0 | 0 | 0 | 0 | 0 | 0 | 0 | 0 | 0 | 0 | 0 | 0 | 0 | 0 | 0 | 0 | 0 | 0 | 0 | 0 | 0 | 0 | 0 | -58.1886 | 0 | 0 | 0 | 0 | 0 | 0 | 0 | 0 | 0 | 0 | 0 | 0 | 0 | 0 | 0 | 0 | 0 | 0 | 0 | 0 | 0 | 0 | 0 | 0 | 0 | 0 | 0 | 0 | 0 | 0 | 0 | 0 | 0 | 0 | -58.1886 | -58.1886 | 103911.5466 |  | 103911.5466
177 |  | Amort of LT Plant - Cap Lease Steam | 404SP | 0 | 0 | 0 | 0 | 0 | 0 | 0 | 0 | 0 | 0 | 0 | 0 | 0 | 0 | 0 | 0 | 0 | 0 | 0 | 0 | 0 | 0 | 0 | 0 | 0 | 0 | 0 | 0 | 0 | 0 | 0 | 0 | 0 | 0 | 0 | 0 | 0 | 0 | 0 | 0 | 0 | 0 | 0 | 0 | 0 | 0 | 0 | 0 | 0 | 0 | 0 | 0 | 0 | 0 | 0 | 0 | 0 | 0 | 0 | 0 | 0 | 0 | 0 | 0 | 0 | 0 | 0 | 0 | 0 | 0 | 0 | 0 | 0 | 0 | 0 | 0 | 0 | 0 | 0 | 0 | 0 | 0 | 0 | 0 | 0 | 0 | 0 | 0 | 0 | 0 | 0 | 0 | 0 | 0 | 0 | 0 | 0 | 0 | 0 | 0 | 0 | 0 | 0 | 0 | 0 | 0 | 0 | 0 | 0 | 0 | 0 | 0 | 0 | 0 | 0 | 0 | 0 | 0 |  | 0
178 |  | Amort of LT Plant - Intangible Plant | 404IP | 59469568.62 | 3934209.4264 | 0 | 0 | 0 | 0 | 0 | 0 | 0 | 0 | 0 | 0 | 0 | 0 | 0 | 0 | 0 | 0 | 0 | 0 | 0 | 0 | 0 | 0 | 0 | 0 | 0 | 0 | 0 | 0 | 0 | 0 | 0 | 0 | 0 | 0 | 0 | 0 | 0 | 0 | 0 | 0 | 0 | 0 | 0 | 0 | 0 | 0 | 0 | 0 | 0 | 0 | 0 | 0 | 0 | 0 | 0 | 0 | 0 | 0 | 0 | 0 | 0 | 0 | 0 | 0 | 0 | 0 | 0 | 0 | 0 | 0 | 0 | 0 | 0 | 0 | 0 | 0 | 0 | 0 | 615881.8581 | 0 | 0 | 0 | 0 | 0 | 0 | 0 | 0 | 0 | 0 | 0 | 0 | 0 | 0 | 0 | 0 | 0 | 0 | 0 | 0 | 0 | 0 | 0 | 0 | 0 | 0 | 0 | 0 | 0 | 0 | 0 | 0 | 0 | 0 | 615881.8581 | 615881.8581 | 4550091.2845 |  | 4550091.2845
179 |  | Amort of LT Plant - Mining Plant | 404MP | 0 | 0 | 0 | 0 | 0 | 0 | 0 | 0 | 0 | 0 | 0 | 0 | 0 | 0 | 0 | 0 | 0 | 0 | 0 | 0 | 0 | 0 | 0 | 0 | 0 | 0 | 0 | 0 | 0 | 0 | 0 | 0 | 0 | 0 | 0 | 0 | 0 | 0 | 0 | 0 | 0 | 0 | 0 | 0 | 0 | 0 | 0 | 0 | 0 | 0 | 0 | 0 | 0 | 0 | 0 | 0 | 0 | 0 | 0 | 0 | 0 | 0 | 0 | 0 | 0 | 0 | 0 | 0 | 0 | 0 | 0 | 0 | 0 | 0 | 0 | 0 | 0 | 0 | 0 | 0 | 0 | 0 | 0 | 0 | 0 | 0 | 0 | 0 | 0 | 0 | 0 | 0 | 0 | 0 | 0 | 0 | 0 | 0 | 0 | 0 | 0 | 0 | 0 | 0 | 0 | 0 | 0 | 0 | 0 | 0 | 0 | 0 | 0 | 0 | 0 | 0 | 0 | 0 |  | 0
180 |  | Amort of LT Plant - Other Plant | 404OP | 32497.76 | 0 | 0 | 0 | 0 | 0 | 0 | 0 | 0 | 0 | 0 | 0 | 0 | 0 | 0 | 0 | 0 | 0 | 0 | 0 | 0 | 0 | 0 | 0 | 0 | 0 | 0 | 0 | 0 | 0 | 0 | 0 | 0 | 0 | 0 | 0 | 0 | 0 | 0 | 0 | 0 | 0 | 0 | 0 | 0 | 0 | 0 | 0 | 0 | 0 | 0 | 0 | 0 | 0 | 0 | 0 | 0 | 0 | 0 | 0 | 0 | 0 | 0 | 0 | 0 | 0 | 0 | 0 | 0 | 0 | 0 | 0 | 0 | 0 | 0 | 0 | 0 | 0 | 0 | 0 | 0 | 0 | 0 | 0 | 0 | 0 | 0 | 0 | 0 | 0 | 0 | 0 | 0 | 0 | 0 | 0 | 0 | 0 | 0 | 0 | 0 | 0 | 0 | 0 | 0 | 0 | 0 | 0 | 0 | 0 | 0 | 0 | 0 | 0 | 0 | 0 | 0 | 0 |  | 0
181 |  | Amortization of Other Electric Plant | 404HP | 311931.87 | 24888.3497 | 0 | 0 | 0 | 0 | 0 | 0 | 0 | 0 | 0 | 0 | 0 | 0 | 0 | 0 | 0 | 0 | 0 | 0 | 0 | 0 | 0 | 0 | 0 | 0 | 0 | 0 | 0 | 0 | 0 | 0 | 0 | 0 | 0 | 0 | 0 | 0 | 0 | 0 | 0 | 0 | 0 | 0 | 0 | 0 | 0 | 0 | 0 | 0 | 0 | 0 | 0 | 0 | 0 | 0 | 0 | 0 | 0 | 0 | 0 | 0 | 0 | 0 | 0 | 0 | 0 | 0 | 0 | 0 | 0 | 0 | 0 | 0 | 0 | 0 | 0 | 0 | 0 | 0 | 35.3978 | 0 | 0 | 0 | 0 | 0 | 0 | 0 | 0 | 0 | 0 | 0 | 0 | 0 | 0 | 0 | 0 | 0 | 0 | 0 | 0 | 0 | 0 | 0 | 0 | 0 | 0 | 0 | 0 | 0 | 0 | 0 | 0 | 0 | 0 | 35.3978 | 35.3978 | 24923.7475 |  | 24923.7475
182 |  | Amortization of Other Electric Plant | 405 | 0 | 0 | 0 | 0 | 0 | 0 | 0 | 0 | 0 | 0 | 0 | 0 | 0 | 0 | 0 | 0 | 0 | 0 | 0 | 0 | 0 | 0 | 0 | 0 | 0 | 0 | 0 | 0 | 0 | 0 | 0 | 0 | 0 | 0 | 0 | 0 | 0 | 0 | 0 | 0 | 0 | 0 | 0 | 0 | 0 | 0 | 0 | 0 | 0 | 0 | 0 | 0 | 0 | 0 | 0 | 0 | 0 | 0 | 0 | 0 | 0 | 0 | 0 | 0 | 0 | 0 | 0 | 0 | 0 | 0 | 0 | 0 | 0 | 0 | 0 | 0 | 0 | 0 | 0 | 0 | 0 | 0 | 0 | 0 | 0 | 0 | 0 | 0 | 0 | 0 | 0 | 0 | 0 | 0 | 0 | 0 | 0 | 0 | 0 | 0 | 0 | 0 | 0 | 0 | 0 | 0 | 0 | 0 | 0 | 0 | 0 | 0 | 0 | 0 | 0 | 0 | 0 | 0 |  | 0
183 |  | Amortization of Plant Acquisition Adj | 406 | 2513929 | 0 | 0 | 0 | 0 | 0 | 0 | 0 | 0 | 0 | 0 | 0 | 0 | 0 | 0 | 0 | 0 | 0 | 0 | 0 | 0 | 0 | 0 | 0 | 0 | 0 | 0 | 0 | 0 | 0 | 0 | 0 | 0 | 0 | 0 | 0 | 0 | 0 | 0 | 0 | 0 | 0 | 0 | 0 | 0 | 0 | 0 | 0 | 0 | 0 | 0 | 0 | 0 | 0 | 0 | 0 | 0 | 0 | 0 | 0 | 0 | 0 | 0 | 0 | 0 | 0 | 0 | 0 | 0 | 0 | 0 | 0 | 0 | 0 | 0 | 0 | 0 | 0 | 0 | 0 | 0 | 0 | 0 | 0 | 0 | 0 | 0 | 0 | 0 | 0 | 0 | 0 | 0 | 0 | 0 | 0 | 0 | 0 | 0 | 0 | 0 | 0 | 0 | 0 | 0 | 0 | 0 | 0 | 0 | 0 | 0 | 0 | 0 | 0 | 0 | 0 | 0 | 0 |  | 0
184 |  | Amort of Prop Losses, Unrec Plant, etc | 407 | 14622174.7 | 5694.9336 | 0 | 0 | 0 | 0 | 0 | 0 | 0 | 0 | 0 | 0 | 0 | 0 | 0 | 0 | 0 | 0 | 0 | 0 | 0 | 0 | 0 | 0 | 0 | 0 | 3700582.6343 | 0 | 0 | 0 | 0 | 0 | 0 | 0 | 0 | 0 | 0 | 0 | 0 | 0 | 0 | 0 | 0 | 0 | 0 | 0 | 0 | 0 | 0 | 0 | 0 | 0 | 0 | 0 | 0 | 0 | 0 | 0 | 3700582.6343 | 0 | 0 | 0 | 0 | 0 | 0 | 0 | 0 | 0 | 0 | 0 | 0 | 0 | 0 | 0 | 0 | 0 | 0 | 0 | 0 | 0 | 0 | 0 | 0 | 0 | 0 | 0 | 0 | 0 | 0 | 0 | 0 | 0 | 0 | 0 | 0 | 7011257.8507 | 0 | 0 | 0 | 0 | 0 | 0 | 0 | 76196.7301 | 0 | 0 | 0 | 0 | 0 | 0 | 0 | 0 | 0 | 0 | 0 | 7087454.5807 | 10788037.2151 | 10793732.1487 |  | 10793732.1487
185 |  |  | Total amortization expenses | 77413342.78 | 4068762.4449 | 0 | 0 | 0 | 0 | 0 | 0 | 0 | 0 | 0 | 0 | 0 | 0 | 0 | 0 | 0 | 0 | 0 | 0 | 0 | 0 | 0 | 0 | 0 | 0 | 3700582.6343 | 0 | 0 | 0 | 0 | 0 | 0 | 0 | 0 | 0 | 0 | 0 | 0 | 0 | 0 | 0 | 0 | 0 | 0 | 0 | 0 | 0 | 0 | 0 | 0 | 0 | 0 | 0 | 0 | 0 | 0 | 0 | 3700582.6343 | 0 | 0 | 0 | 0 | 0 | 0 | 0 | 0 | 0 | 0 | 0 | 0 | 0 | 0 | 0 | 0 | 0 | 0 | 0 | 0 | 0 | 615859.0674 | 0 | 0 | 0 | 0 | 0 | 0 | 0 | 0 | 0 | 0 | 0 | 0 | 0 | 0 | 7011257.8507 | 0 | 0 | 0 | 0 | 0 | 0 | 0 | 76196.7301 | 0 | 0 | 0 | 0 | 0 | 0 | 0 | 0 | 0 | 0 | 0 | 7703313.6481 | 11403896.2824 | 15472658.7273 | 0 | 15472658.7273
186 | Taxes other than income | Taxes Other Than Income | 408 | 219483507.16 | 26622826.536 | 0 | 0 | 0 | 0 | 0 | 0 | 0 | 0 | 0 | 0 | 0 | 0 | 0 | 0 | 0 | 0 | 0 | 0 | 0 | 0 | 0 | 0 | 0 | 0 | 0 | 0 | 0 | 0 | 0 | 0 | 0 | 1290521 | 0 | 0 | 0 | 0 | 0 | 0 | 0 | 0 | 0 | 0 | 0 | 0 | 0 | 0 | 0 | 0 | 0 | 0 | -76109.7543 | 0 | 0 | 0 | 0 | 0 | 1214411.2457 | 0 | 0 | 0 | 0 | 0 | 0 | 0 | 0 | 0 | 0 | 0 | 0 | 0 | 0 | 0 | 0 | 0 | 0 | 0 | 0 | 0 | 0 | 0 | 0 | 0 | 0 | 843808.6644 | 0 | 0 | 0 | 0 | 0 | 0 | -16672 | 232524.9527 | 0 | 0 | 0 | 0 | 0 | 0 | 0 | 0 | 0 | 0 | 0 | 0 | 1260.2852 | 0 | 0 | 0 | 0 | 0 | 0 | 0 | 0 | 1060921.9023 | 2275333.148 | 28898159.684 | 1143699.4018 | 30041859.0858
187 |  |  | Total taxes other than income | 219483507.16 | 26622826.536 | 0 | 0 | 0 | 0 | 0 | 0 | 0 | 0 | 0 | 0 | 0 | 0 | 0 | 0 | 0 | 0 | 0 | 0 | 0 | 0 | 0 | 0 | 0 | 0 | 0 | 0 | 0 | 0 | 0 | 0 | 0 | 1290521 | 0 | 0 | 0 | 0 | 0 | 0 | 0 | 0 | 0 | 0 | 0 | 0 | 0 | 0 | 0 | 0 | 0 | 0 | -76109.7543 | 0 | 0 | 0 | 0 | 0 | 1214411.2457 | 0 | 0 | 0 | 0 | 0 | 0 | 0 | 0 | 0 | 0 | 0 | 0 | 0 | 0 | 0 | 0 | 0 | 0 | 0 | 0 | 0 | 0 | 0 | 0 | 0 | 0 | 843808.6644 | 0 | 0 | 0 | 0 | 0 | 0 | -16672 | 232524.9527 | 0 | 0 | 0 | 0 | 0 | 0 | 0 | 0 | 0 | 0 | 0 | 0 | 1260.2852 | 0 | 0 | 0 | 0 | 0 | 0 | 0 | 0 | 1060921.9023 | 2275333.148 | 28898159.684 | 1143699.4018 | 30041859.0858
188 | Deferred investment tax credit | Deferred Investment Tax Credit - Fed | 41140 | -1225605.57 | 0 | 0 | 0 | 0 | 0 | 0 | 0 | 0 | 0 | 0 | 0 | 0 | 0 | 0 | 0 | 0 | 0 | 0 | 0 | 0 | 0 | 0 | 0 | 0 | 0 | 0 | 0 | 0 | 0 | 0 | 0 | 0 | 0 | 0 | 0 | 0 | 0 | 0 | 0 | 0 | 0 | 0 | 0 | 0 | 0 | 0 | 0 | 0 | 0 | 0 | 0 | 0 | 0 | 0 | 0 | 0 | 0 | 0 | 0 | 0 | 0 | 0 | 0 | 0 | 0 | 0 | 0 | 0 | 0 | 0 | 0 | 0 | 0 | 0 | 0 | 0 | 0 | 0 | 0 | 0 | 0 | 0 | 0 | 0 | 0 | 0 | 0 | 0 | 0 | 0 | 0 | 0 | 0 | 0 | 0 | 0 | 0 | 0 | 0 | 0 | 0 | 0 | 0 | 0 | 0 | 0 | 0 | 0 | 0 | 0 | 0 | 0 | 0 | 0 | 0 | 0 | 0 |  | 0
189 |  | Deferred Investment Tax Credit - Idaho | 41141 | 0 | 0 | 0 | 0 | 0 | 0 | 0 | 0 | 0 | 0 | 0 | 0 | 0 | 0 | 0 | 0 | 0 | 0 | 0 | 0 | 0 | 0 | 0 | 0 | 0 | 0 | 0 | 0 | 0 | 0 | 0 | 0 | 0 | 0 | 0 | 0 | 0 | 0 | 0 | 0 | 0 | 0 | 0 | 0 | 0 | 0 | 0 | 0 | 0 | 0 | 0 | 0 | 0 | 0 | 0 | 0 | 0 | 0 | 0 | 0 | 0 | 0 | 0 | 0 | 0 | 0 | 0 | 0 | 0 | 0 | 0 | 0 | 0 | 0 | 0 | 0 | 0 | 0 | 0 | 0 | 0 | 0 | 0 | 0 | 0 | 0 | 0 | 0 | 0 | 0 | 0 | 0 | 0 | 0 | 0 | 0 | 0 | 0 | 0 | 0 | 0 | 0 | 0 | 0 | 0 | 0 | 0 | 0 | 0 | 0 | 0 | 0 | 0 | 0 | 0 | 0 | 0 | 0 |  | 0
190 |  |  | Total deferred ITC | -1225605.57 | 0 | 0 | 0 | 0 | 0 | 0 | 0 | 0 | 0 | 0 | 0 | 0 | 0 | 0 | 0 | 0 | 0 | 0 | 0 | 0 | 0 | 0 | 0 | 0 | 0 | 0 | 0 | 0 | 0 | 0 | 0 | 0 | 0 | 0 | 0 | 0 | 0 | 0 | 0 | 0 | 0 | 0 | 0 | 0 | 0 | 0 | 0 | 0 | 0 | 0 | 0 | 0 | 0 | 0 | 0 | 0 | 0 | 0 | 0 | 0 | 0 | 0 | 0 | 0 | 0 | 0 | 0 | 0 | 0 | 0 | 0 | 0 | 0 | 0 | 0 | 0 | 0 | 0 | 0 | 0 | 0 | 0 | 0 | 0 | 0 | 0 | 0 | 0 | 0 | 0 | 0 | 0 | 0 | 0 | 0 | 0 | 0 | 0 | 0 | 0 | 0 | 0 | 0 | 0 | 0 | 0 | 0 | 0 | 0 | 0 | 0 | 0 | 0 | 0 | 0 | 0 | 0 | 0 | 0
191 | Interest deductions for tax | Interest on Long-Term Debt | 427 | 405404205.8 | 27908613.6226 | 0 | 0 | 0 | 0 | 0 | 0 | 0 | 0 | 0 | 0 | 0 | 0 | 0 | 0 | 0 | 0 | 0 | 0 | 0 | 0 | 0 | 0 | 0 | 0 | 0 | -5002404.1442 | 0 | 0 | 0 | 0 | 0 | 0 | 0 | 0 | 0 | 0 | 0 | 0 | 0 | 0 | 0 | 0 | 0 | 0 | 0 | 0 | 0 | 0 | 0 | 0 | 0 | 0 | 0 | 0 | 0 | 0 | -5002404.1442 | 0 | 0 | 0 | 0 | 0 | 0 | 0 | 0 | 0 | 0 | 0 | 0 | 0 | 0 | 0 | 0 | 0 | 0 | 0 | 0 | 0 | 0 | 0 | 0 | 0 | 2629899.8457 | 0 | 0 | 0 | 0 | 0 | 0 | 0 | 0 | 0 | 0 | 0 | 0 | 0 | 0 | 0 | 0 | 0 | 0 | 0 | 0 | 0 | 0 | 0 | 0 | 0 | 0 | 0 | 0 | 0 | 0 | 2629899.8457 | -2372504.2985 | 25536109.3242 |  | 25536109.3242
192 |  | Amortization of Debt Disc & Exp | 428 | 5087193.23 | 350209.7616 | 0 | 0 | 0 | 0 | 0 | 0 | 0 | 0 | 0 | 0 | 0 | 0 | 0 | 0 | 0 | 0 | 0 | 0 | 0 | 0 | 0 | 0 | 0 | 0 | 0 | 0 | 0 | 0 | 0 | 0 | 0 | 0 | 0 | 0 | 0 | 0 | 0 | 0 | 0 | 0 | 0 | 0 | 0 | 0 | 0 | 0 | 0 | 0 | 0 | 0 | 0 | 0 | 0 | 0 | 0 | 0 | 0 | 0 | 0 | 0 | 0 | 0 | 0 | 0 | 0 | 0 | 0 | 0 | 0 | 0 | 0 | 0 | 0 | 0 | 0 | 0 | 0 | 0 | 0 | 0 | 0 | 0 | 0 | 0 | 0 | 0 | 0 | 0 | 0 | 0 | 0 | 0 | 0 | 0 | 0 | 0 | 0 | 0 | 0 | 0 | 0 | 0 | 0 | 0 | 0 | 0 | 0 | 0 | 0 | 0 | 0 | 0 | 0 | 0 | 0 | 350209.7616 |  | 350209.7616
193 |  | Amortization of Premium on Debt | 429 | -5487.4 | -377.7606 | 0 | 0 | 0 | 0 | 0 | 0 | 0 | 0 | 0 | 0 | 0 | 0 | 0 | 0 | 0 | 0 | 0 | 0 | 0 | 0 | 0 | 0 | 0 | 0 | 0 | 0 | 0 | 0 | 0 | 0 | 0 | 0 | 0 | 0 | 0 | 0 | 0 | 0 | 0 | 0 | 0 | 0 | 0 | 0 | 0 | 0 | 0 | 0 | 0 | 0 | 0 | 0 | 0 | 0 | 0 | 0 | 0 | 0 | 0 | 0 | 0 | 0 | 0 | 0 | 0 | 0 | 0 | 0 | 0 | 0 | 0 | 0 | 0 | 0 | 0 | 0 | 0 | 0 | 0 | 0 | 0 | 0 | 0 | 0 | 0 | 0 | 0 | 0 | 0 | 0 | 0 | 0 | 0 | 0 | 0 | 0 | 0 | 0 | 0 | 0 | 0 | 0 | 0 | 0 | 0 | 0 | 0 | 0 | 0 | 0 | 0 | 0 | 0 | 0 | 0 | -377.7606 |  | -377.7606
194 |  | Other Interest Expense | 431 | 19348476.37 | 1331977.181 | 0 | 0 | 0 | 0 | 0 | 0 | 0 | 0 | 0 | 0 | 0 | 0 | 0 | 0 | 0 | 0 | 0 | 0 | 0 | 0 | 0 | 0 | 0 | 0 | 0 | 0 | 0 | 0 | 0 | 0 | 0 | 0 | 0 | 0 | 0 | 0 | 0 | 0 | 0 | 0 | 0 | 0 | 0 | 0 | 0 | 0 | 0 | 0 | 0 | 0 | 0 | 0 | 0 | 0 | 0 | 0 | 0 | 0 | 0 | 0 | 0 | 0 | 0 | 0 | 0 | 0 | 0 | 0 | 0 | 0 | 0 | 0 | 0 | 0 | 0 | 0 | 0 | 0 | 0 | 0 | 0 | 0 | 0 | 0 | 0 | 0 | 0 | 0 | 0 | 0 | 0 | 0 | 0 | 0 | 0 | 0 | 0 | 0 | 0 | 0 | 0 | 0 | 0 | 0 | 0 | 0 | 0 | 0 | 0 | 0 | 0 | 0 | 0 | 0 | 0 | 1331977.181 |  | 1331977.181
195 |  | AFUDC - Borrowed | 432 | -23890736.05 | -1644672.9265 | 0 | 0 | 0 | 0 | 0 | 0 | 0 | 0 | 0 | 0 | 0 | 0 | 0 | 0 | 0 | 0 | 0 | 0 | 0 | 0 | 0 | 0 | 0 | 0 | 0 | 0 | 0 | 0 | 0 | 0 | 0 | 0 | 0 | 0 | 0 | 0 | 0 | 0 | 0 | 0 | 0 | 0 | 0 | 0 | 0 | 0 | 0 | 0 | 0 | 0 | 0 | 0 | 0 | 0 | 0 | 0 | 0 | 0 | 0 | 0 | 0 | 0 | 0 | 0 | 0 | 0 | 0 | 0 | 0 | 0 | 0 | 0 | 0 | 0 | 0 | 0 | 0 | 0 | 0 | 0 | 0 | 0 | 0 | 0 | 0 | 0 | 0 | 0 | 0 | 0 | 0 | 0 | 0 | 0 | 0 | 0 | 0 | 0 | 0 | 0 | 0 | 0 | 0 | 0 | 0 | 0 | 0 | 0 | 0 | 0 | 0 | 0 | 0 | 0 | 0 | -1644672.9265 |  | -1644672.9265
196 |  |  | Total interest deductions for tax | 405943651.95 | 27945749.8782 | 0 | 0 | 0 | 0 | 0 | 0 | 0 | 0 | 0 | 0 | 0 | 0 | 0 | 0 | 0 | 0 | 0 | 0 | 0 | 0 | 0 | 0 | 0 | 0 | 0 | -5002404.1442 | 0 | 0 | 0 | 0 | 0 | 0 | 0 | 0 | 0 | 0 | 0 | 0 | 0 | 0 | 0 | 0 | 0 | 0 | 0 | 0 | 0 | 0 | 0 | 0 | 0 | 0 | 0 | 0 | 0 | 0 | -5002404.1442 | 0 | 0 | 0 | 0 | 0 | 0 | 0 | 0 | 0 | 0 | 0 | 0 | 0 | 0 | 0 | 0 | 0 | 0 | 0 | 0 | 0 | 0 | 0 | 0 | 0 | 2629899.8457 | 0 | 0 | 0 | 0 | 0 | 0 | 0 | 0 | 0 | 0 | 0 | 0 | 0 | 0 | 0 | 0 | 0 | 0 | 0 | 0 | 0 | 0 | 0 | 0 | 0 | 0 | 0 | 0 | 0 | 0 | 2629899.8457 | -2372504.2985 | 25573245.5797 | 0 | 25573245.5797
197 | Interest and dividends | Interest & Dividends | 419 | -52821006.84 | -3636274.7351 | 0 | 0 | 0 | 0 | 0 | 0 | 0 | 0 | 0 | 0 | 0 | 0 | 0 | 0 | 0 | 0 | 0 | 0 | 0 | 0 | 0 | 0 | 0 | 0 | 0 | 0 | 0 | 0 | 0 | 0 | 0 | 0 | 0 | 0 | 0 | 0 | 0 | 0 | 0 | 0 | 0 | 0 | 0 | 0 | 0 | 0 | 0 | 0 | 0 | 0 | 0 | 0 | 0 | 0 | 0 | 0 | 0 | 0 | 0 | 0 | 0 | 0 | 0 | 0 | 0 | 0 | 0 | 0 | 0 | 0 | 0 | 0 | 0 | 0 | 0 | 0 | 0 | 0 | 0 | 0 | 0 | 0 | 0 | 0 | 0 | 0 | 0 | 0 | 0 | 0 | 0 | 0 | 0 | 0 | 0 | 0 | 0 | 0 | 0 | 0 | 0 | 0 | 0 | 0 | 0 | 0 | 0 | 0 | 0 | 0 | 0 | 0 | 0 | 0 | 0 | -3636274.7351 |  | -3636274.7351
198 |  |  | Total operating deductions for tax | -52821006.84 | -3636274.7351 | 0 | 0 | 0 | 0 | 0 | 0 | 0 | 0 | 0 | 0 | 0 | 0 | 0 | 0 | 0 | 0 | 0 | 0 | 0 | 0 | 0 | 0 | 0 | 0 | 0 | 0 | 0 | 0 | 0 | 0 | 0 | 0 | 0 | 0 | 0 | 0 | 0 | 0 | 0 | 0 | 0 | 0 | 0 | 0 | 0 | 0 | 0 | 0 | 0 | 0 | 0 | 0 | 0 | 0 | 0 | 0 | 0 | 0 | 0 | 0 | 0 | 0 | 0 | 0 | 0 | 0 | 0 | 0 | 0 | 0 | 0 | 0 | 0 | 0 | 0 | 0 | 0 | 0 | 0 | 0 | 0 | 0 | 0 | 0 | 0 | 0 | 0 | 0 | 0 | 0 | 0 | 0 | 0 | 0 | 0 | 0 | 0 | 0 | 0 | 0 | 0 | 0 | 0 | 0 | 0 | 0 | 0 | 0 | 0 | 0 | 0 | 0 | 0 | 0 | 0 | -3636274.7351 | 0 | -3636274.7351
199 | Deferred income taxes | Deferred Income Tax - Federal-DR | 41010 | 415044755.0001 | 26135797.9029 | 0 | 0 | 0 | 0 | 0 | 0 | 0 | 0 | 0 | 0 | 0 | 0 | 0 | 101821.4405 | 0 | 0 | 0 | 0 | 0 | 0 | 0 | 0 | 0 | 0 | 0 | 0 | 0 | 0 | -325354.2783 | 0 | 0 | 0 | 0 | 0 | 0 | 0 | 0 | 0 | 0 | 0 | 0 | 0 | 0 | 0 | 0 | 0 | 0 | 0 | 0 | 0 | 573609.2785 | 0 | 0 | 0 | 0 | 0 | 350076.4406 | 0 | 0 | 0 | 0 | 0 | 0 | 0 | 0 | 0 | 0 | 0 | 0 | 0 | 0 | 0 | 0 | 0 | 0 | 0 | 0 | 0 | 0 | 0 | 0 | 0 | 0 | 0 | 0 | 2365498.7964 | 0 | 0 | 0 | 0 | 0 | 0 | 0 | -378301.5463 | 0 | -638679.7122 | 0 | 0 | 0 | 0 | 0 | 0 | 0 | 0 | 0 | 0 | 0 | 0 | 0 | 0 | 71806.2916 | 56534.6666 | 0 | 1476858.4961 | 1826934.9367 | 27962732.8396 |  | 27962732.8396
200 |  | Deferred Income Tax - Federal-CR | 41110 | -362984454.588 | -28536824.2911 | 0 | 0 | 0 | 0 | 0 | 0 | 0 | 0 | 0 | 0 | 0 | 0 | 0 | 189550 | 0 | 0 | 0 | 0 | 0 | 0 | 0 | 0 | 0 | 0 | 0 | 0 | 0 | 0 | 75242.0256 | 0 | 0 | 0 | 0 | 0 | 0 | 0 | 0 | 0 | 0 | 0 | 0 | 0 | 0 | 0 | 0 | 0 | 0 | 0 | 0 | -102888.6935 | 0 | 0 | 0 | 0 | 0 | 0 | 161903.3322 | 0 | 0 | 0 | 0 | 0 | 0 | 0 | 0 | 0 | 0 | 0 | 0 | 0 | 0 | 0 | 0 | 0 | 0 | 0 | 0 | 0 | 0 | 0 | 0 | -498746.1113 | 0 | 0 | 0 | -5417882.2801 | 0 | 123664 | 0 | 8451410.0261 | 0 | 0 | 0 | -4282521.2791 | 0 | 89653.6945 | 0 | 0 | 0 | 0 | 0 | -18734.1852 | 0 | 0 | 0 | 0 | 0 | 0 | 0 | -725929.4453 | -11437.429 | -9043.3835 | 0 | -2299566.393 | -2137663.0609 | -30674487.3519 |  | -30674487.3519
201 |  |  | Total deferred income taxes | 52060300.4121 | -2401026.3882 | 0 | 0 | 0 | 0 | 0 | 0 | 0 | 0 | 0 | 0 | 0 | 0 | 0 | 291371.4405 | 0 | 0 | 0 | 0 | 0 | 0 | 0 | 0 | 0 | 0 | 0 | 0 | 0 | 0 | -250112.2527 | 0 | 0 | 0 | 0 | 0 | 0 | 0 | 0 | 0 | 0 | 0 | 0 | 0 | 0 | 0 | 0 | 0 | 0 | 0 | 0 | -102888.6935 | 573609.2785 | 0 | 0 | 0 | 0 | 0 | 511979.7728 | 0 | 0 | 0 | 0 | 0 | 0 | 0 | 0 | 0 | 0 | 0 | 0 | 0 | 0 | 0 | 0 | 0 | 0 | 0 | 0 | 0 | 0 | 0 | 0 | -498746.1113 | 0 | 0 | 0 | -3052383.4836 | 0 | 123664 | 0 | 8451410.0261 | 0 | 0 | 0 | -4660822.8255 | 0 | -549026.0177 | 0 | 0 | 0 | 0 | 0 | -18734.1852 | 0 | 0 | 0 | 0 | 0 | 0 | 0 | -725929.4453 | 60368.8627 | 47491.2831 | 0 | -822707.8969 | -310728.1241 | -2711754.5123 | 0 | -2711754.5123
202 | Schedule M | Additions - Flow Through | SCHMAF | 0 | 0 | 0 | 0 | 0 | 0 | 0 | 0 | 0 | 0 | 0 | 0 | 0 | 0 | 0 | 0 | 0 | 0 | 0 | 0 | 0 | 0 | 0 | 0 | 0 | 0 | 0 | 0 | 0 | 0 | 0 | 0 | 0 | 0 | 0 | 0 | 0 | 0 | 0 | 0 | 0 | 0 | 0 | 0 | 0 | 0 | 0 | 0 | 0 | 0 | 0 | 0 | 0 | 0 | 0 | 0 | 0 | 0 | 0 | 0 | 0 | 0 | 0 | 0 | 0 | 0 | 0 | 0 | 0 | 0 | 0 | 0 | 0 | 0 | 0 | 0 | 0 | 0 | 0 | 0 | 0 | 0 | 0 | 0 | 0 | 0 | 0 | 0 | 0 | 0 | 0 | 0 | 0 | 0 | 0 | 0 | 0 | 0 | 0 | 0 | 0 | 0 | 0 | 0 | 0 | 0 | 0 | 0 | 0 | 0 | 0 | 0 | 0 | 0 | 0 | 0 | 0 | 0 |  | 0
203 |  | Additions - Permanent | SCHMAP | 1199454.2 | 101720.3009 | 0 | 0 | 0 | 0 | 0 | 0 | 0 | 0 | 0 | 0 | 0 | 0 | 0 | 0 | 0 | 0 | 0 | 0 | 0 | 0 | 0 | 0 | 0 | 0 | 0 | 0 | 0 | 0 | 0 | 0 | 0 | 0 | 0 | 0 | 0 | 0 | 0 | 0 | 0 | 0 | 0 | 0 | 0 | 0 | 0 | 0 | 0 | 0 | 0 | 0 | 0 | 0 | 0 | 0 | 0 | 0 | 0 | 0 | 0 | 0 | 0 | 0 | 0 | 0 | 0 | 0 | 0 | 0 | 0 | 0 | 0 | 0 | 0 | 0 | 0 | 0 | 0 | 0 | 0 | 0 | 0 | 0 | 0 | 0 | 0 | 0 | -1400.0989 | 0 | 0 | 0 | 0 | 0 | 0 | 0 | 0 | 0 | 0 | 0 | 0 | 0 | 0 | 0 | 0 | 0 | 0 | 0 | 0 | 0 | 0 | 0 | 0 | 0 | 0 | -1400.0989 | -1400.0989 | 100320.2019 |  | 100320.2019
204 |  | Additions - Temporary | SCHMAT | 1105677879.7938 | 75066762.2544 | 0 | 0 | 0 | 0 | 0 | 0 | 0 | 0 | 0 | 0 | 0 | 0 | 0 | -770947.16 | 0 | 0 | 0 | 0 | 0 | 0 | 0 | 0 | 0 | 0 | 2028530.9125 | 0 | 0 | 0 | -306028.5266 | 0 | 0 | 0 | 0 | 0 | 0 | 0 | 0 | 0 | 0 | 0 | 0 | 0 | 0 | 0 | 0 | 0 | 0 | 0 | 0 | 418474.671 | 0 | 0 | 0 | 0 | 0 | 0 | 1370029.897 | 0 | 0 | 0 | 0 | 0 | 0 | 0 | 0 | 0 | 0 | 0 | 0 | 0 | 0 | 0 | 0 | 0 | 0 | 0 | 0 | 0 | 0 | 0 | 0 | 0 | 0 | 0 | 0 | 5729240.0774 | 0 | 0 | 0 | 0 | 0 | 0 | 0 | 17418111 | 0 | -364644.7464 | 0 | 0 | 0 | 0 | 0 | 76196.7301 | 0 | 0 | 0 | 0 | 0 | 0 | 0 | 2952540.8918 | 46519.7379 | 36782.4937 | 0 | 25894746.1843 | 27264776.0813 | 102331538.3357 |  | 102331538.3357
205 |  |  | Total Schedule M Additions | 1106877333.9938 | 75168482.5553 | 0 | 0 | 0 | 0 | 0 | 0 | 0 | 0 | 0 | 0 | 0 | 0 | 0 | -770947.16 | 0 | 0 | 0 | 0 | 0 | 0 | 0 | 0 | 0 | 0 | 2028530.9125 | 0 | 0 | 0 | -306028.5266 | 0 | 0 | 0 | 0 | 0 | 0 | 0 | 0 | 0 | 0 | 0 | 0 | 0 | 0 | 0 | 0 | 0 | 0 | 0 | 0 | 418474.671 | 0 | 0 | 0 | 0 | 0 | 0 | 1370029.897 | 0 | 0 | 0 | 0 | 0 | 0 | 0 | 0 | 0 | 0 | 0 | 0 | 0 | 0 | 0 | 0 | 0 | 0 | 0 | 0 | 0 | 0 | 0 | 0 | 0 | 0 | 0 | 0 | 5729240.0774 | -1400.0989 | 0 | 0 | 0 | 0 | 0 | 0 | 17418111 | 0 | -364644.7464 | 0 | 0 | 0 | 0 | 0 | 76196.7301 | 0 | 0 | 0 | 0 | 0 | 0 | 0 | 2952540.8918 | 46519.7379 | 36782.4937 | 0 | 25893346.0854 | 27263375.9824 | 102431858.5377 | 0 | 102431858.5377
206 |  | Deductions - Flow Through | SCHMDF | 0 | 0 | 0 | 0 | 0 | 0 | 0 | 0 | 0 | 0 | 0 | 0 | 0 | 0 | 0 | 0 | 0 | 0 | 0 | 0 | 0 | 0 | 0 | 0 | 0 | 0 | 0 | 0 | 0 | 0 | 0 | 0 | 0 | 0 | 0 | 0 | 0 | 0 | 0 | 0 | 0 | 0 | 0 | 0 | 0 | 0 | 0 | 0 | 0 | 0 | 0 | 0 | 0 | 0 | 0 | 0 | 0 | 0 | 0 | 0 | 0 | 0 | 0 | 0 | 0 | 0 | 0 | 0 | 0 | 0 | 0 | 0 | 0 | 0 | 0 | 0 | 0 | 0 | 0 | 0 | 0 | 0 | 0 | 0 | 0 | 0 | 0 | 0 | 0 | 0 | 0 | 0 | 0 | 0 | 0 | 0 | 0 | 0 | 0 | 0 | 0 | 0 | 0 | 0 | 0 | 0 | 0 | 0 | 0 | 0 | 0 | 0 | 0 | 0 | 0 | 0 | 0 | 0 |  | 0
207 |  | Deductions - Permanent | SCHMDP | 6427737.7 | 1354480.0284 | 0 | 0 | 0 | 0 | 0 | 0 | 0 | 0 | 0 | 0 | 0 | 0 | 0 | 0 | 0 | 0 | 0 | 0 | 0 | 0 | 0 | 0 | 0 | 0 | 0 | 0 | 0 | 0 | 0 | 0 | 0 | 0 | 0 | 0 | 0 | 0 | 0 | 0 | 0 | 0 | 0 | 0 | 0 | 0 | 0 | 0 | 0 | 0 | 0 | 0 | 0 | 0 | 0 | 0 | 0 | 0 | 0 | 0 | 0 | 0 | 0 | 0 | 0 | 0 | 0 | 0 | 0 | 0 | 0 | 0 | 0 | 0 | 0 | 0 | 0 | 0 | 0 | 0 | 0 | 0 | 0 | 0 | 0 | 0 | 0 | 0 | -1347050.6678 | 0 | 0 | 0 | 0 | 0 | 0 | 0 | 0 | 0 | 0 | 0 | 0 | 0 | 0 | 0 | 0 | 0 | 0 | 0 | 0 | 0 | 0 | 0 | 0 | 0 | 0 | -1347050.6678 | -1347050.6678 | 7429.3607 |  | 7429.3607
208 |  | Deductions - Temporary | SCHMDT | 1688093296.3105 | 106300984.9926 | 0 | 0 | 0 | 0 | 0 | 0 | 0 | 0 | 0 | 0 | 0 | 0 | 0 | 414133.8929 | 0 | 0 | 0 | 0 | 0 | 0 | 0 | 0 | 0 | 0 | 0 | 0 | 0 | 0 | -1323299.07 | 0 | 0 | 0 | 0 | 0 | 0 | 0 | 0 | 0 | 0 | 0 | 0 | 0 | 0 | 0 | 0 | 0 | 0 | 0 | 0 | 0 | 2238035.2736 | 0 | 0 | 0 | 0 | 0 | 1328870.0965 | 0 | 0 | 0 | 0 | 0 | 0 | 0 | 0 | 0 | 0 | 0 | 0 | 0 | 0 | 0 | 0 | 0 | 0 | 0 | 0 | 0 | 0 | 0 | 0 | 0 | 0 | 0 | 0 | 9621089.1046 | 0 | 0 | 0 | 0 | 0 | 0 | 0 | -1538649.29 | 0 | -2597673.2248 | 0 | 0 | 0 | 0 | 0 | 0 | 0 | 0 | 0 | 0 | 0 | 0 | 0 | 0 | 292054.7021 | 229940.0613 | 0 | 6006761.3531 | 7335631.4496 | 113636616.4421 |  | 113636616.4421
209 |  |  | Total Schedule M Deductions | 1694521034.0105 | 107655465.021 | 0 | 0 | 0 | 0 | 0 | 0 | 0 | 0 | 0 | 0 | 0 | 0 | 0 | 414133.8929 | 0 | 0 | 0 | 0 | 0 | 0 | 0 | 0 | 0 | 0 | 0 | 0 | 0 | 0 | -1323299.07 | 0 | 0 | 0 | 0 | 0 | 0 | 0 | 0 | 0 | 0 | 0 | 0 | 0 | 0 | 0 | 0 | 0 | 0 | 0 | 0 | 0 | 2238035.2736 | 0 | 0 | 0 | 0 | 0 | 1328870.0965 | 0 | 0 | 0 | 0 | 0 | 0 | 0 | 0 | 0 | 0 | 0 | 0 | 0 | 0 | 0 | 0 | 0 | 0 | 0 | 0 | 0 | 0 | 0 | 0 | 0 | 0 | 0 | 0 | 9621089.1046 | -1347050.6678 | 0 | 0 | 0 | 0 | 0 | 0 | -1538649.29 | 0 | -2597673.2248 | 0 | 0 | 0 | 0 | 0 | 0 | 0 | 0 | 0 | 0 | 0 | 0 | 0 | 0 | 292054.7021 | 229940.0613 | 0 | 4659710.6853 | 5988580.7818 | 113644045.8028 | 0 | 113644045.8028
210 |  |  | Total schedule - m adjustments | -587643700.0167 | -32486982.4657 | 0 | 0 | 0 | 0 | 0 | 0 | 0 | 0 | 0 | 0 | 0 | 0 | 0 | -1185081.0529 | 0 | 0 | 0 | 0 | 0 | 0 | 0 | 0 | 0 | 0 | 2028530.9125 | 0 | 0 | 0 | 1017270.5434 | 0 | 0 | 0 | 0 | 0 | 0 | 0 | 0 | 0 | 0 | 0 | 0 | 0 | 0 | 0 | 0 | 0 | 0 | 0 | 0 | 418474.671 | -2238035.2736 | 0 | 0 | 0 | 0 | 0 | 41159.8005 | 0 | 0 | 0 | 0 | 0 | 0 | 0 | 0 | 0 | 0 | 0 | 0 | 0 | 0 | 0 | 0 | 0 | 0 | 0 | 0 | 0 | 0 | 0 | 0 | 0 | 0 | 0 | 0 | -3891849.0272 | 1345650.5689 | 0 | 0 | 0 | 0 | 0 | 0 | 18956760.29 | 0 | 2233028.4784 | 0 | 0 | 0 | 0 | 0 | 76196.7301 | 0 | 0 | 0 | 0 | 0 | 0 | 0 | 2952540.8918 | -245534.9642 | -193157.5676 | 0 | 21233635.4001 | 21274795.2006 | -11212187.2651 | 0 | -11212187.2651
211 | State income taxes | State Income Taxes | 40911 | 75787081.2156 | 0 | 0 | 0 | 0 | 0 | 0 | 0 | 0 | 0 | 0 | 0 | 0 | 0 | 0 | 0 | 0 | 0 | 0 | 0 | 0 | 0 | 0 | 0 | 0 | 0 | 0 | 0 | 0 | 0 | 0 | 0 | 0 | 0 | 0 | 0 | 0 | 0 | 0 | 0 | 0 | 0 | 0 | 0 | 0 | 0 | 0 | 0 | 0 | 0 | 0 | 0 | 0 | 0 | 0 | 0 | 0 | 0 | 0 | 0 | 0 | 0 | 0 | 0 | 0 | 0 | 0 | 0 | 0 | 0 | 0 | 0 | 0 | 0 | 0 | 0 | 0 | 0 | 0 | 0 | 0 | 0 | 0 | 0 | 0 | 0 | 0 | 0 | 0 | 0 | 0 | 0 | 0 | 0 | 0 | 0 | 0 | 0 | 0 | 0 | 0 | 0 | 0 | 0 | 0 | 0 | 0 | 0 | 0 | 0 | 0 | 0 | 0 | 0 | 0 | 0 | 0 | 0 |  | 0
212 |  |  | Total state taxes | 75787081.2156 | 0 | 0 | 0 | 0 | 0 | 0 | 0 | 0 | 0 | 0 | 0 | 0 | 0 | 0 | 0 | 0 | 0 | 0 | 0 | 0 | 0 | 0 | 0 | 0 | 0 | 0 | 0 | 0 | 0 | 0 | 0 | 0 | 0 | 0 | 0 | 0 | 0 | 0 | 0 | 0 | 0 | 0 | 0 | 0 | 0 | 0 | 0 | 0 | 0 | 0 | 0 | 0 | 0 | 0 | 0 | 0 | 0 | 0 | 0 | 0 | 0 | 0 | 0 | 0 | 0 | 0 | 0 | 0 | 0 | 0 | 0 | 0 | 0 | 0 | 0 | 0 | 0 | 0 | 0 | 0 | 0 | 0 | 0 | 0 | 0 | 0 | 0 | 0 | 0 | 0 | 0 | 0 | 0 | 0 | 0 | 0 | 0 | 0 | 0 | 0 | 0 | 0 | 0 | 0 | 0 | 0 | 0 | 0 | 0 | 0 | 0 | 0 | 0 | 0 | 0 | 0 | 0 | 0 | 0
213 |  | Federal Income Tax - Calculated | 40910 | 332476565.9117 | -605088.6326 | -470512.7064 | 7079779.7759 | -4537.416 | -36296.1187 | -78974.3081 | 0 | 40937.4756 | 0 | -3550.458 | 161.2445 | -114562.533 | 132148.6637 | -421415.8864 | -516298.5301 | 0 | 0 | 1499782.3464 | 0 | 0 | 0 | 0 | 0 | 0 | 0 | -820080.2251 | 1050504.8703 | 0 | 0 | 213626.8141 | 0 | 0 | -271009.41 | 0 | 0 | 0 | 0 | 0 | 0 | 0 | 0 | -490.7553 | 0 | 0 | 0 | 53268.4065 | 0 | 0 | 0 | 0 | 87879.6809 | -198407.3406 | 0 | 0 | 0 | 0 | 0 | 7221953.5902 | 0 | 0 | 299172.0361 | 0 | 0 | -379483.8502 | 87051.592 | 741722.407 | 0 | 0 | 0 | 0 | 0 | 0 | -15367.5827 | -867339.1172 | 0 | -7796896.0743 | 55812.5707 | -23969.5759 | -7932.96 | 3276968.9949 | 0 | 0 | 0 | -552278.9676 | -177199.8195 | 0 | -817288.2957 | 302035.5037 | 0 | 0 | 0 | 3501.12 | -48830.2401 | 0 | 2508555.5123 | 0 | 468935.9805 | 0 | 0 | 0 | 0 | 0 | 0 | -48059.7339 | -135837.4609 | -265343.5437 | 0 | -87879.6809 | 0 | 0 | 0 | -61331.4874 | -48287.4129 | -214373.889 | -3803943.9747 | 3418009.6155 | 2826132.4777 |  | 2826132.4777
214 | Federal income taxes | Federal Income Tax | 40910 | -137407896.66 | -10979455.4675 | 0 | 0 | 0 | 0 | 0 | 0 | 0 | 0 | 0 | 0 | 0 | 0 | 0 | 0 | 0 | 0 | 0 | 0 | 0 | 0 | 0 | 0 | 0 | 0 | 0 | 0 | 0 | 10953810.2985 | 0 | 0 | 0 | 0 | 0 | 0 | 0 | 0 | 0 | 0 | 0 | 0 | 0 | 0 | 0 | 0 | 0 | 0 | 0 | 0 | 0 | 0 | 0 | 0 | 0 | 0 | 0 | 0 | 10953810.2985 | 0 | 0 | 0 | 0 | 0 | 0 | 0 | 0 | 0 | 0 | 0 | 0 | 0 | 0 | 0 | 0 | 0 | 0 | 0 | 0 | 0 | 0 | 0 | 0 | 0 | 0 | 0 | -16979716.4777 | 0 |  | 0 | 0 | 0 | 0 | 0 | 0 | 0 | 0 | 0 | 0 | 0 | 0 | 0 | 0 | 0 | 0 | 0 | 0 | 0 | 0 | 0 | 0 | 0 | 0 | 0 | 0 | -16979716.4777 | -6025906.1792 | -17018573.174 | 5348649.1544 | -11669924.0195
215 |  |  | Federal income tax | 195068669.2517 | -11584544.1001 | -470512.7064 | 7079779.7759 | -4537.416 | -36296.1187 | -78974.3081 | 0 | 40937.4756 | 0 | -3550.458 | 161.2445 | -114562.533 | 132148.6637 | -421415.8864 | -516298.5301 | 0 | 0 | 1499782.3464 | 0 | 0 | 0 | 0 | 0 | 0 | 0 | -820080.2251 | 1050504.8703 | 0 | 10953810.2985 | 213626.8141 | 0 | 0 | -271009.41 | 0 | 0 | 0 | 0 | 0 | 0 | 0 | 0 | -490.7553 | 0 | 0 | 0 | 53268.4065 | 0 | 0 | 0 | 0 | 87879.6809 | -198407.3406 | 0 | 0 | 0 | 0 | 0 | 18175763.8888 | 0 | 0 | 299172.0361 | 0 | 0 | -379483.8502 | 87051.592 | 741722.407 | 0 | 0 | 0 | 0 | 0 | 0 | -15367.5827 | -867339.1172 | 0 | -7796896.0743 | 55812.5707 | -23969.5759 | -7932.96 | 3276968.9949 | 0 | 0 | 0 | -552278.9676 | -177199.8195 | -16979716.4777 | -817288.2957 | 302035.5037 | 0 | 0 | 0 | 3501.12 | -48830.2401 | 0 | 2508555.5123 | 0 | 468935.9805 | 0 | 0 | 0 | 0 | 0 | 0 | -48059.7339 | -135837.4609 | -265343.5437 | 0 | -87879.6809 | 0 | 0 | 0 | -61331.4874 | -48287.4129 | -214373.889 | -20783660.4524 | -2607896.5636 | -14192440.6963 | 5348649.1544 | -8843791.5418
216 |  |  | Total operating expenses | 2871856270.4825 | 326948714.9638 | -470512.7064 | 7079779.7759 | -4537.416 | 136542.5418 | 297093.8256 | 0 | -154002.8845 | 0 | 13356.4847 | -606.5865 | 430973.3383 | -497130.6873 | 1585326.43 | 1048556.2867 | 0 | 0 | -5642038.3509 | 0 | 0 | 0 | 0 | 0 | 0 | 0 | 5113594.6166 | 1050504.8703 | 0 | 10953810.2985 | -36485.4386 | 0 | 0 | 1019511.59 | 0 | 0 | 0 | 0 | 0 | 0 | 0 | 0 | 1846.1747 | 0 | 0 | 0 | -200390.6721 | 0 | 0 | 0 | 0 | -15009.0126 | -918036.4758 | 0 | 0 | 0 | 0 | 0 | 20792146.0023 | 0 | 0 | 299172.0361 | 0 | 0 | 1427582.1033 | -327479.7984 | -2790289.0551 | 0 | 0 | 0 | 0 | 0 | 0 | 57811.3825 | 3262847.1553 | 0 | 48369507.7695 | 55812.5707 | 90171.2617 | 29843.04 | -12327645.2667 | 0 | 0 | -498746.1113 | -552278.9676 | 666608.8449 | -16979716.4777 | -3869671.7793 | 302035.5037 | 123664 | 0 | 8451410.0261 | -13170.88 | 183694.7126 | 0 | 4858990.5375 | 0 | -80090.0373 | 0 | 0 | 0 | 0 | 0 | 57462.5448 | 180796.1417 | 511007.5911 | 947295.4098 | 0 | 330594.9901 | 0 | 0 | 2226611.4465 | 45557.2678 | 35986.3639 | -214373.889 | 34861000.4371 | 55653146.4394 | 382601861.3707 | 6642110.3013 | 389243971.672
217 |  |  | Operating Revenue for Return | 2278084723.4695 | 67900653.6562 | -1770023.9909 | 26633457.2522 | -17069.327 | -136542.5418 | -297093.8256 | 0 | 154002.8845 | 0 | -13356.4847 | 606.5865 | -430973.3383 | 497130.6873 | -1585326.43 | -1048556.2867 | 0 | 0 | 5642038.3509 | 0 | 0 | 0 | 0 | 0 | 0 | 0 | -5113594.6166 | -1050504.8703 | 0 | -10953810.2985 | 36485.4386 | 0 | 0 | -1019511.59 | 0 | 0 | 0 | 0 | 0 | 0 | 0 | 0 | -1846.1747 | 0 | 0 | 0 | 200390.6721 | 0 | 0 | 0 | 0 | 15009.0126 | 918036.4758 | 0 | 0 | 0 | 0 | 0 | 10658947.5854 | 0 | 0 | 1125456.7073 | 0 | 0 | -1427582.1033 | 327479.7984 | 2790289.0551 | 0 | 0 | 0 | 0 | 0 | 0 | -57811.3825 | -3262847.1553 | 0 | -29331180.4698 | 209961.5756 | -90171.2617 | -29843.04 | 12327645.2667 | 0 | 0 | 498746.1113 | 552278.9676 | -666608.8449 | 16979716.4777 | 3869671.7793 | -302035.5037 | -123664 | 0 | -8451410.0261 | 13170.88 | -183694.7126 | 0 | -4858990.5375 | 0 | 80090.0373 | 0 | 0 | 0 | 0 | 0 | -57462.5448 | -180796.1417 | -511007.5911 | -842671.3717 | 0 | -330594.9901 | 0 | 0 | -2226611.4465 | -45557.2678 | -35986.3639 | -806454.1538 | -15048474.2524 | -4389526.667 | 63511127.0217 | 20121108.7239 | 83632215.8369
218 | Electric plant in-service | Land and Land Rights | 310 | 91600384.9613 | 3947894.8067 | 0 | 0 | 0 | 0 | 0 | 0 | 0 | 0 | 0 | 0 | 0 | 0 | 0 | 0 | 0 | 0 | 0 | 0 | 0 | 0 | 0 | 0 | 0 | 0 | 0 | 0 | 0 | 0 | 0 | 0 | 0 | 0 | 0 | 0 | 0 | 0 | 0 | 0 | 0 | 0 | 0 | 0 | 0 | 0 | 0 | 0 | 0 | 0 | 0 | 0 | 0 | 0 | 0 | 0 | 0 | 0 | 0 | 0 | 0 | 0 | 0 | 0 | 0 | 0 | 0 | 0 | 0 | 0 | 0 | 0 | 0 | 0 | 0 | 0 | 0 | 0 | 0 | 0 | 0 | 0 | 0 | 0 | 0 | 0 | 0 | 0 | 0 | 0 | 0 | 0 | 0 | 0 | 0 | 0 | 0 | 0 | 0 | 0 | 0 | 0 | 0 | 0 | 0 | 0 | 0 | 0 | 0 | 0 | 0 | 0 | 0 | 0 | 0 | 0 | 0 | 3947894.8067 |  | 3947894.8067
219 |  | Structures and Improvements | 311 | 1000500947.6813 | 49424839.2395 | 0 | 0 | 0 | 0 | 0 | 0 | 0 | 0 | 0 | 0 | 0 | 0 | 0 | 0 | 0 | 0 | 0 | 0 | 0 | 0 | 0 | 0 | 0 | 0 | 0 | 0 | 0 | 0 | 0 | 0 | 0 | 0 | 0 | 0 | 0 | 239507.1564 | 0 | 0 | 0 | 0 | 0 | 0 | 0 | 0 | 0 | 0 | 0 | 0 | 0 | 0 | 0 | 0 | 0 | 0 | 0 | 0 | 239507.1564 | 0 | 0 | 0 | 0 | 0 | 0 | 0 | 0 | 0 | 0 | 0 | 0 | 0 | 0 | 0 | 0 | 0 | 0 | 0 | 0 | 0 | 0 | 0 | 0 | 0 | 0 | 0 | 0 | 0 | 0 | 0 | 0 | 0 | 0 | 0 | 0 | 0 | 0 | 0 | 0 | 0 | 0 | 0 | 0 | 0 | 0 | 0 | 0 | 0 | 0 | 0 | 0 | 0 | 0 | 0 | 0 | 0 | 239507.1564 | 49664346.3959 |  | 49664346.3959
220 |  | Boiler Plant Equipment | 312 | 4352069013.5675 | 257490984.3838 | 0 | 0 | 0 | 0 | 0 | 0 | 0 | 0 | 0 | 0 | 0 | 0 | 0 | 0 | 0 | 0 | 0 | 0 | 0 | 0 | 0 | 0 | 0 | 0 | 0 | 0 | 0 | 0 | 0 | 0 | 0 | 0 | 0 | 0 | 0 | 768590.2249 | 0 | 0 | 0 | 0 | 0 | 0 | 0 | 0 | 0 | 0 | 0 | 0 | -296825574.2726 | -49457131.5363 | -29244710.0192 | 0 | 0 | 0 | 0 | 0 | -374758825.6031 | 0 | 0 | 0 | 0 | 0 | 0 | 0 | 0 | 0 | 0 | 0 | 0 | 0 | 0 | 0 | 0 | 0 | 0 | 0 | 0 | 0 | 0 | 0 | 0 | 0 | 0 | 0 | 0 | 0 | 0 | 0 | 0 | 0 | 0 | 0 | 0 | 0 | 0 | 65622.0087 | 0 | 0 | 0 | 0 | 0 | 0 | 0 | 0 | 42932.3093 | 0 | 0 | 0 | 0 | 296825574.2726 | 3762932.6722 | 4092535.5976 | 0 | 304789596.8604 | -69969228.7427 | 187521755.6411 |  | 187521755.6411
221 |  | Turbogenerator Units | 314 | 948987793.6846 | 57755074.7424 | 0 | 0 | 0 | 0 | 0 | 0 | 0 | 0 | 0 | 0 | 0 | 0 | 0 | 0 | 0 | 0 | 0 | 0 | 0 | 0 | 0 | 0 | 0 | 0 | 0 | 0 | 0 | 0 | 0 | 0 | 0 | 0 | 0 | 0 | 0 | 110207.2885 | 0 | 0 | 0 | 0 | 0 | 0 | 0 | 0 | 0 | 0 | 0 | 0 | 0 | 0 | 0 | 0 | 0 | 0 | 0 | 0 | 110207.2885 | 0 | 0 | 0 | 0 | 0 | 0 | 0 | 0 | 0 | 0 | 0 | 0 | 0 | 0 | 0 | 0 | 0 | 0 | 0 | 0 | 0 | 0 | 0 | 0 | 0 | 0 | 0 | 0 | 0 | 0 | 0 | 0 | 0 | 0 | 0 | 0 | 0 | 0 | 0 | 0 | 0 | 0 | 0 | 0 | 0 | 0 | 0 | 0 | 0 | 0 | 0 | 0 | 0 | 0 | 0 | 0 | 0 | 110207.2885 | 57865282.0309 |  | 57865282.0309
222 |  | Accessory Electric Equipment | 315 | 424266429.3767 | 16645513.0197 | 0 | 0 | 0 | 0 | 0 | 0 | 0 | 0 | 0 | 0 | 0 | 0 | 0 | 0 | 0 | 0 | 0 | 0 | 0 | 0 | 0 | 0 | 0 | 0 | 0 | 0 | 0 | 0 | 0 | 0 | 0 | 0 | 0 | 0 | 0 | 66187.3545 | 0 | 0 | 0 | 0 | 0 | 0 | 0 | 0 | 0 | 0 | 0 | 0 | 0 | 0 | 0 | 0 | 0 | 0 | 0 | 0 | 66187.3545 | 0 | 0 | 0 | 0 | 0 | 0 | 0 | 0 | 0 | 0 | 0 | 0 | 0 | 0 | 0 | 0 | 0 | 0 | 0 | 0 | 0 | 0 | 0 | 0 | 0 | 0 | 0 | 0 | 0 | 0 | 0 | 0 | 0 | 0 | 0 | 0 | 0 | 0 | 0 | 0 | 0 | 0 | 0 | 0 | 0 | 0 | 0 | 0 | 0 | 0 | 0 | 0 | 0 | 0 | 0 | 0 | 0 | 66187.3545 | 16711700.3742 |  | 16711700.3742
223 |  | Misc Power Plant Equipment | 316 | 31214276.8558 | 1493893.772 | 0 | 0 | 0 | 0 | 0 | 0 | 0 | 0 | 0 | 0 | 0 | 0 | 0 | 0 | 0 | 0 | 0 | 0 | 0 | 0 | 0 | 0 | 0 | 0 | 0 | 0 | 0 | 0 | 0 | 0 | 0 | 0 | 0 | 0 | 0 | 60587.0119 | 0 | 0 | 0 | 0 | 0 | 0 | 0 | 0 | 0 | 0 | 0 | 0 | 0 | 0 | 0 | 0 | 0 | 0 | 0 | 0 | 60587.0119 | 0 | 0 | 0 | 0 | 0 | 0 | 0 | 0 | 0 | 0 | 0 | 0 | 0 | 0 | 0 | 0 | 0 | 0 | 0 | 0 | 0 | 0 | 0 | 0 | 0 | 0 | 0 | 0 | 0 | 0 | 0 | 0 | 0 | 0 | 0 | 0 | 0 | 0 | 0 | 0 | 0 | 0 | 0 | 0 | 0 | 0 | 0 | 0 | 0 | 0 | 0 | 0 | 0 | 0 | 0 | 0 | 0 | 60587.0119 | 1554480.7838 |  | 1554480.7838
224 |  | Steam Plant ARO | 317 | 0 | 0 | 0 | 0 | 0 | 0 | 0 | 0 | 0 | 0 | 0 | 0 | 0 | 0 | 0 | 0 | 0 | 0 | 0 | 0 | 0 | 0 | 0 | 0 | 0 | 0 | 0 | 0 | 0 | 0 | 0 | 0 | 0 | 0 | 0 | 0 | 0 | 0 | 0 | 0 | 0 | 0 | 0 | 0 | 0 | 0 | 0 | 0 | 0 | 0 | 0 | 0 | 0 | 0 | 0 | 0 | 0 | 0 | 0 | 0 | 0 | 0 | 0 | 0 | 0 | 0 | 0 | 0 | 0 | 0 | 0 | 0 | 0 | 0 | 0 | 0 | 0 | 0 | 0 | 0 | 0 | 0 | 0 | 0 | 0 | 0 | 0 | 0 | 0 | 0 | 0 | 0 | 0 | 0 | 0 | 0 | 0 | 0 | 0 | 0 | 0 | 0 | 0 | 0 | 0 | 0 | 0 | 0 | 0 | 0 | 0 | 0 | 0 | 0 | 0 | 0 | 0 | 0 |  | 0
225 |  | Unclassified Steam Plant - Account 106 | SP | 58439870.95 | 6661654.302 | 0 | 0 | 0 | 0 | 0 | 0 | 0 | 0 | 0 | 0 | 0 | 0 | 0 | 0 | 0 | 0 | 0 | 0 | 0 | 0 | 0 | 0 | 0 | 0 | 0 | 0 | 0 | 0 | 0 | 0 | 0 | 0 | 0 | 0 | 0 | 1416729.0039 | 0 | 0 | 0 | 0 | 0 | 0 | 0 | 0 | 0 | 0 | 0 | 0 | 0 | 0 | 0 | 0 | 0 | 0 | 0 | 0 | 1416729.0039 | 0 | 0 | 0 | 0 | 0 | 0 | 0 | 0 | 0 | 0 | 0 | 0 | 0 | 0 | 0 | 0 | 0 | 0 | 0 | 0 | 0 | 0 | 0 | 0 | 0 | 0 | 0 | 0 | 0 | 0 | 0 | 0 | 0 | 0 | 0 | 0 | 0 | 0 | 0 | 0 | 0 | 0 | 0 | 0 | 0 | 0 | 0 | 0 | 0 | 0 | 0 | 0 | 0 | 0 | 0 | 0 | 0 | 1416729.0039 | 8078383.3059 |  | 8078383.3059
226 |  |  | Steam production plant | 6907078717.0771 | 393419854.2661 | 0 | 0 | 0 | 0 | 0 | 0 | 0 | 0 | 0 | 0 | 0 | 0 | 0 | 0 | 0 | 0 | 0 | 0 | 0 | 0 | 0 | 0 | 0 | 0 | 0 | 0 | 0 | 0 | 0 | 0 | 0 | 0 | 0 | 0 | 0 | 2661808.0401 | 0 | 0 | 0 | 0 | 0 | 0 | 0 | 0 | 0 | 0 | 0 | 0 | -296825574.2726 | -49457131.5363 | -29244710.0192 | 0 | 0 | 0 | 0 | 0 | -372865607.7879 | 0 | 0 | 0 | 0 | 0 | 0 | 0 | 0 | 0 | 0 | 0 | 0 | 0 | 0 | 0 | 0 | 0 | 0 | 0 | 0 | 0 | 0 | 0 | 0 | 0 | 0 | 0 | 0 | 0 | 0 | 0 | 0 | 0 | 0 | 0 | 0 | 0 | 0 | 65622.0087 | 0 | 0 | 0 | 0 | 0 | 0 | 0 | 0 | 42932.3093 | 0 | 0 | 0 | 0 | 296825574.2726 | 3762932.6722 | 4092535.5976 | 0 | 304789596.8604 | -68076010.9275 | 325343843.3385 | 0 | 325343843.3385
227 |  | Land and Land Rights | 320 | 0 | 0 | 0 | 0 | 0 | 0 | 0 | 0 | 0 | 0 | 0 | 0 | 0 | 0 | 0 | 0 | 0 | 0 | 0 | 0 | 0 | 0 | 0 | 0 | 0 | 0 | 0 | 0 | 0 | 0 | 0 | 0 | 0 | 0 | 0 | 0 | 0 | 0 | 0 | 0 | 0 | 0 | 0 | 0 | 0 | 0 | 0 | 0 | 0 | 0 | 0 | 0 | 0 | 0 | 0 | 0 | 0 | 0 | 0 | 0 | 0 | 0 | 0 | 0 | 0 | 0 | 0 | 0 | 0 | 0 | 0 | 0 | 0 | 0 | 0 | 0 | 0 | 0 | 0 | 0 | 0 | 0 | 0 | 0 | 0 | 0 | 0 | 0 | 0 | 0 | 0 | 0 | 0 | 0 | 0 | 0 | 0 | 0 | 0 | 0 | 0 | 0 | 0 | 0 | 0 | 0 | 0 | 0 | 0 | 0 | 0 | 0 | 0 | 0 | 0 | 0 | 0 | 0 |  | 0
228 |  | Structures and Improvements | 321 | 0 | 0 | 0 | 0 | 0 | 0 | 0 | 0 | 0 | 0 | 0 | 0 | 0 | 0 | 0 | 0 | 0 | 0 | 0 | 0 | 0 | 0 | 0 | 0 | 0 | 0 | 0 | 0 | 0 | 0 | 0 | 0 | 0 | 0 | 0 | 0 | 0 | 0 | 0 | 0 | 0 | 0 | 0 | 0 | 0 | 0 | 0 | 0 | 0 | 0 | 0 | 0 | 0 | 0 | 0 | 0 | 0 | 0 | 0 | 0 | 0 | 0 | 0 | 0 | 0 | 0 | 0 | 0 | 0 | 0 | 0 | 0 | 0 | 0 | 0 | 0 | 0 | 0 | 0 | 0 | 0 | 0 | 0 | 0 | 0 | 0 | 0 | 0 | 0 | 0 | 0 | 0 | 0 | 0 | 0 | 0 | 0 | 0 | 0 | 0 | 0 | 0 | 0 | 0 | 0 | 0 | 0 | 0 | 0 | 0 | 0 | 0 | 0 | 0 | 0 | 0 | 0 | 0 |  | 0
229 |  | Reactor Plant Equipment | 322 | 0 | 0 | 0 | 0 | 0 | 0 | 0 | 0 | 0 | 0 | 0 | 0 | 0 | 0 | 0 | 0 | 0 | 0 | 0 | 0 | 0 | 0 | 0 | 0 | 0 | 0 | 0 | 0 | 0 | 0 | 0 | 0 | 0 | 0 | 0 | 0 | 0 | 0 | 0 | 0 | 0 | 0 | 0 | 0 | 0 | 0 | 0 | 0 | 0 | 0 | 0 | 0 | 0 | 0 | 0 | 0 | 0 | 0 | 0 | 0 | 0 | 0 | 0 | 0 | 0 | 0 | 0 | 0 | 0 | 0 | 0 | 0 | 0 | 0 | 0 | 0 | 0 | 0 | 0 | 0 | 0 | 0 | 0 | 0 | 0 | 0 | 0 | 0 | 0 | 0 | 0 | 0 | 0 | 0 | 0 | 0 | 0 | 0 | 0 | 0 | 0 | 0 | 0 | 0 | 0 | 0 | 0 | 0 | 0 | 0 | 0 | 0 | 0 | 0 | 0 | 0 | 0 | 0 |  | 0
230 |  | Turbogenerator Units | 323 | 0 | 0 | 0 | 0 | 0 | 0 | 0 | 0 | 0 | 0 | 0 | 0 | 0 | 0 | 0 | 0 | 0 | 0 | 0 | 0 | 0 | 0 | 0 | 0 | 0 | 0 | 0 | 0 | 0 | 0 | 0 | 0 | 0 | 0 | 0 | 0 | 0 | 0 | 0 | 0 | 0 | 0 | 0 | 0 | 0 | 0 | 0 | 0 | 0 | 0 | 0 | 0 | 0 | 0 | 0 | 0 | 0 | 0 | 0 | 0 | 0 | 0 | 0 | 0 | 0 | 0 | 0 | 0 | 0 | 0 | 0 | 0 | 0 | 0 | 0 | 0 | 0 | 0 | 0 | 0 | 0 | 0 | 0 | 0 | 0 | 0 | 0 | 0 | 0 | 0 | 0 | 0 | 0 | 0 | 0 | 0 | 0 | 0 | 0 | 0 | 0 | 0 | 0 | 0 | 0 | 0 | 0 | 0 | 0 | 0 | 0 | 0 | 0 | 0 | 0 | 0 | 0 | 0 |  | 0
231 |  | Land and Land Rights | 324 | 0 | 0 | 0 | 0 | 0 | 0 | 0 | 0 | 0 | 0 | 0 | 0 | 0 | 0 | 0 | 0 | 0 | 0 | 0 | 0 | 0 | 0 | 0 | 0 | 0 | 0 | 0 | 0 | 0 | 0 | 0 | 0 | 0 | 0 | 0 | 0 | 0 | 0 | 0 | 0 | 0 | 0 | 0 | 0 | 0 | 0 | 0 | 0 | 0 | 0 | 0 | 0 | 0 | 0 | 0 | 0 | 0 | 0 | 0 | 0 | 0 | 0 | 0 | 0 | 0 | 0 | 0 | 0 | 0 | 0 | 0 | 0 | 0 | 0 | 0 | 0 | 0 | 0 | 0 | 0 | 0 | 0 | 0 | 0 | 0 | 0 | 0 | 0 | 0 | 0 | 0 | 0 | 0 | 0 | 0 | 0 | 0 | 0 | 0 | 0 | 0 | 0 | 0 | 0 | 0 | 0 | 0 | 0 | 0 | 0 | 0 | 0 | 0 | 0 | 0 | 0 | 0 | 0 |  | 0
232 |  | Misc. Power Plant Equipment | 325 | 0 | 0 | 0 | 0 | 0 | 0 | 0 | 0 | 0 | 0 | 0 | 0 | 0 | 0 | 0 | 0 | 0 | 0 | 0 | 0 | 0 | 0 | 0 | 0 | 0 | 0 | 0 | 0 | 0 | 0 | 0 | 0 | 0 | 0 | 0 | 0 | 0 | 0 | 0 | 0 | 0 | 0 | 0 | 0 | 0 | 0 | 0 | 0 | 0 | 0 | 0 | 0 | 0 | 0 | 0 | 0 | 0 | 0 | 0 | 0 | 0 | 0 | 0 | 0 | 0 | 0 | 0 | 0 | 0 | 0 | 0 | 0 | 0 | 0 | 0 | 0 | 0 | 0 | 0 | 0 | 0 | 0 | 0 | 0 | 0 | 0 | 0 | 0 | 0 | 0 | 0 | 0 | 0 | 0 | 0 | 0 | 0 | 0 | 0 | 0 | 0 | 0 | 0 | 0 | 0 | 0 | 0 | 0 | 0 | 0 | 0 | 0 | 0 | 0 | 0 | 0 | 0 | 0 |  | 0
233 |  | Unclassified Nuclear Plant - Acct 106 | NP | 0 | 0 | 0 | 0 | 0 | 0 | 0 | 0 | 0 | 0 | 0 | 0 | 0 | 0 | 0 | 0 | 0 | 0 | 0 | 0 | 0 | 0 | 0 | 0 | 0 | 0 | 0 | 0 | 0 | 0 | 0 | 0 | 0 | 0 | 0 | 0 | 0 | 0 | 0 | 0 | 0 | 0 | 0 | 0 | 0 | 0 | 0 | 0 | 0 | 0 | 0 | 0 | 0 | 0 | 0 | 0 | 0 | 0 | 0 | 0 | 0 | 0 | 0 | 0 | 0 | 0 | 0 | 0 | 0 | 0 | 0 | 0 | 0 | 0 | 0 | 0 | 0 | 0 | 0 | 0 | 0 | 0 | 0 | 0 | 0 | 0 | 0 | 0 | 0 | 0 | 0 | 0 | 0 | 0 | 0 | 0 | 0 | 0 | 0 | 0 | 0 | 0 | 0 | 0 | 0 | 0 | 0 | 0 | 0 | 0 | 0 | 0 | 0 | 0 | 0 | 0 | 0 | 0 |  | 0
234 |  |  | Nuclear production plant | 0 | 0 | 0 | 0 | 0 | 0 | 0 | 0 | 0 | 0 | 0 | 0 | 0 | 0 | 0 | 0 | 0 | 0 | 0 | 0 | 0 | 0 | 0 | 0 | 0 | 0 | 0 | 0 | 0 | 0 | 0 | 0 | 0 | 0 | 0 | 0 | 0 | 0 | 0 | 0 | 0 | 0 | 0 | 0 | 0 | 0 | 0 | 0 | 0 | 0 | 0 | 0 | 0 | 0 | 0 | 0 | 0 | 0 | 0 | 0 | 0 | 0 | 0 | 0 | 0 | 0 | 0 | 0 | 0 | 0 | 0 | 0 | 0 | 0 | 0 | 0 | 0 | 0 | 0 | 0 | 0 | 0 | 0 | 0 | 0 | 0 | 0 | 0 | 0 | 0 | 0 | 0 | 0 | 0 | 0 | 0 | 0 | 0 | 0 | 0 | 0 | 0 | 0 | 0 | 0 | 0 | 0 | 0 | 0 | 0 | 0 | 0 | 0 | 0 | 0 | 0 | 0 | 0 | 0 | 0
235 |  | Land and Land Rights | 330 | 38910141.0346 | 3104553.5586 | 0 | 0 | 0 | 0 | 0 | 0 | 0 | 0 | 0 | 0 | 0 | 0 | 0 | 0 | 0 | 0 | 0 | 0 | 0 | 0 | 0 | 0 | 0 | 0 | 0 | 0 | 0 | 0 | 0 | 0 | 0 | 0 | 0 | 0 | 0 | 4775.4663 | 0 | 0 | 0 | 0 | 0 | 0 | 0 | 0 | -426745.9803 | 0 | 0 | 0 | 0 | 0 | 0 | 0 | 0 | 0 | 0 | 0 | -421970.514 | 0 | 0 | 0 | 0 | 0 | 0 | 0 | 0 | 0 | 0 | 0 | 0 | 0 | 0 | 0 | 0 | 0 | 0 | 0 | 0 | 0 | 0 | 0 | 0 | 0 | 0 | 0 | 0 | 0 | 0 | 0 | 0 | 0 | 0 | 0 | 0 | 0 | 0 | 0 | 0 | 0 | 0 | 0 | 0 | 0 | 0 | 0 | 0 | 0 | 0 | 0 | 0 | 0 | 0 | 0 | 0 | 0 | -421970.514 | 2682583.0446 |  | 2682583.0446
236 |  | Structures and Improvements | 331 | 290935231.1392 | 23213074.6157 | 0 | 0 | 0 | 0 | 0 | 0 | 0 | 0 | 0 | 0 | 0 | 0 | 0 | 0 | 0 | 0 | 0 | 0 | 0 | 0 | 0 | 0 | 0 | 0 | 0 | 0 | 0 | 0 | 0 | 0 | 0 | 0 | 0 | 0 | 0 | 273166.4156 | 0 | 0 | 0 | 0 | 0 | 0 | 0 | 0 | 0 | 0 | 0 | 0 | 0 | 0 | 0 | 0 | 0 | 0 | 0 | 0 | 273166.4156 | 0 | 0 | 0 | 0 | 0 | 0 | 0 | 0 | 0 | 0 | 0 | 0 | 0 | 0 | 0 | 0 | 0 | 0 | 0 | 0 | 0 | 0 | 0 | 0 | 0 | 0 | 0 | 0 | 0 | 0 | 0 | 0 | 0 | 0 | 0 | 0 | 0 | 0 | 0 | 0 | 0 | 0 | 0 | 0 | 0 | 0 | 0 | 0 | 0 | 0 | 0 | 0 | 0 | 0 | 0 | 0 | 0 | 273166.4156 | 23486241.0313 |  | 23486241.0313
237 |  | Reservoirs, Dams & Waterways | 332 | 535649828.5121 | 42738307.7274 | 0 | 0 | 0 | 0 | 0 | 0 | 0 | 0 | 0 | 0 | 0 | 0 | 0 | 0 | 0 | 0 | 0 | 0 | 0 | 0 | 0 | 0 | 0 | 0 | 0 | 0 | 0 | 0 | 0 | 0 | 0 | 0 | 0 | 0 | 0 | 438412.0753 | 0 | 0 | 0 | 0 | 0 | 0 | 0 | 0 | 0 | 0 | 0 | 0 | 0 | 0 | 0 | 0 | 0 | 0 | 0 | 0 | 438412.0753 | 0 | 0 | 0 | 0 | 0 | 0 | 0 | 0 | 0 | 0 | 0 | 0 | 0 | 0 | 0 | 0 | 0 | 0 | 0 | 0 | 0 | 0 | 0 | 0 | 0 | 0 | 0 | 0 | 0 | 0 | 0 | 0 | 0 | 0 | 0 | 0 | 0 | 0 | 13984351.4462 | 0 | 0 | 0 | 0 | 0 | 0 | 0 | 0 | 75795.1848 | 0 | 0 | 0 | 0 | 0 | 0 | 0 | 0 | 14060146.631 | 14498558.7064 | 57236866.4337 |  | 57236866.4337
238 |  | Water Wheel, Turbines, & Generators | 333 | 147073775.8104 | 11734689.259 | 0 | 0 | 0 | 0 | 0 | 0 | 0 | 0 | 0 | 0 | 0 | 0 | 0 | 0 | 0 | 0 | 0 | 0 | 0 | 0 | 0 | 0 | 0 | 0 | 0 | 0 | 0 | 0 | 0 | 0 | 0 | 0 | 0 | 0 | 0 | 71053.3549 | 0 | 0 | 0 | 0 | 0 | 0 | 0 | 0 | 0 | 0 | 0 | 0 | 0 | 0 | 0 | 0 | 0 | 0 | 0 | 0 | 71053.3549 | 0 | 0 | 0 | 0 | 0 | 0 | 0 | 0 | 0 | 0 | 0 | 0 | 0 | 0 | 0 | 0 | 0 | 0 | 0 | 0 | 0 | 0 | 0 | 0 | 0 | 0 | 0 | 0 | 0 | 0 | 0 | 0 | 0 | 0 | 0 | 0 | 0 | 0 | 0 | 0 | 0 | 0 | 0 | 0 | 0 | 0 | 0 | 0 | 0 | 0 | 0 | 0 | 0 | 0 | 0 | 0 | 0 | 71053.3549 | 11805742.6139 |  | 11805742.6139
239 |  | Accessory Electric Equipment | 334 | 86656814.7767 | 6914154.3961 | 0 | 0 | 0 | 0 | 0 | 0 | 0 | 0 | 0 | 0 | 0 | 0 | 0 | 0 | 0 | 0 | 0 | 0 | 0 | 0 | 0 | 0 | 0 | 0 | 0 | 0 | 0 | 0 | 0 | 0 | 0 | 0 | 0 | 0 | 0 | 68366.3264 | 0 | 0 | 0 | 0 | 0 | 0 | 0 | 0 | 0 | 0 | 0 | 0 | 0 | 0 | 0 | 0 | 0 | 0 | 0 | 0 | 68366.3264 | 0 | 0 | 0 | 0 | 0 | 0 | 0 | 0 | 0 | 0 | 0 | 0 | 0 | 0 | 0 | 0 | 0 | 0 | 0 | 0 | 0 | 0 | 0 | 0 | 0 | 0 | 0 | 0 | 0 | 0 | 0 | 0 | 0 | 0 | 0 | 0 | 0 | 0 | 0 | 0 | 0 | 0 | 0 | 0 | 0 | 0 | 0 | 0 | 0 | 0 | 0 | 0 | 0 | 0 | 0 | 0 | 0 | 68366.3264 | 6982520.7225 |  | 6982520.7225
240 |  | Misc. Power Plant Equipment | 335 | 2563391.0925 | 204527.2704 | 0 | 0 | 0 | 0 | 0 | 0 | 0 | 0 | 0 | 0 | 0 | 0 | 0 | 0 | 0 | 0 | 0 | 0 | 0 | 0 | 0 | 0 | 0 | 0 | 0 | 0 | 0 | 0 | 0 | 0 | 0 | 0 | 0 | 0 | 0 | -357.4941 | 0 | 0 | 0 | 0 | 0 | 0 | 0 | 0 | 0 | 0 | 0 | 0 | 0 | 0 | 0 | 0 | 0 | 0 | 0 | 0 | -357.4941 | 0 | 0 | 0 | 0 | 0 | 0 | 0 | 0 | 0 | 0 | 0 | 0 | 0 | 0 | 0 | 0 | 0 | 0 | 0 | 0 | 0 | 0 | 0 | 0 | 0 | 0 | 0 | 0 | 0 | 0 | 0 | 0 | 0 | 0 | 0 | 0 | 0 | 0 | 0 | 0 | 0 | 0 | 0 | 0 | 0 | 0 | 0 | 0 | 0 | 0 | 0 | 0 | 0 | 0 | 0 | 0 | 0 | -357.4941 | 204169.7763 |  | 204169.7763
241 |  | Roads, Railroads & Bridges | 336 | 26354832.1396 | 2102793.4037 | 0 | 0 | 0 | 0 | 0 | 0 | 0 | 0 | 0 | 0 | 0 | 0 | 0 | 0 | 0 | 0 | 0 | 0 | 0 | 0 | 0 | 0 | 0 | 0 | 0 | 0 | 0 | 0 | 0 | 0 | 0 | 0 | 0 | 0 | 0 | 14088.8056 | 0 | 0 | 0 | 0 | 0 | 0 | 0 | 0 | 0 | 0 | 0 | 0 | 0 | 0 | 0 | 0 | 0 | 0 | 0 | 0 | 14088.8056 | 0 | 0 | 0 | 0 | 0 | 0 | 0 | 0 | 0 | 0 | 0 | 0 | 0 | 0 | 0 | 0 | 0 | 0 | 0 | 0 | 0 | 0 | 0 | 0 | 0 | 0 | 0 | 0 | 0 | 0 | 0 | 0 | 0 | 0 | 0 | 0 | 0 | 0 | 0 | 0 | 0 | 0 | 0 | 0 | 0 | 0 | 0 | 0 | 0 | 0 | 0 | 0 | 0 | 0 | 0 | 0 | 0 | 14088.8056 | 2116882.2093 |  | 2116882.2093
242 |  | Hydro Plant ARO | 337 | 0 | 0 | 0 | 0 | 0 | 0 | 0 | 0 | 0 | 0 | 0 | 0 | 0 | 0 | 0 | 0 | 0 | 0 | 0 | 0 | 0 | 0 | 0 | 0 | 0 | 0 | 0 | 0 | 0 | 0 | 0 | 0 | 0 | 0 | 0 | 0 | 0 | 0 | 0 | 0 | 0 | 0 | 0 | 0 | 0 | 0 | 0 | 0 | 0 | 0 | 0 | 0 | 0 | 0 | 0 | 0 | 0 | 0 | 0 | 0 | 0 | 0 | 0 | 0 | 0 | 0 | 0 | 0 | 0 | 0 | 0 | 0 | 0 | 0 | 0 | 0 | 0 | 0 | 0 | 0 | 0 | 0 | 0 | 0 | 0 | 0 | 0 | 0 | 0 | 0 | 0 | 0 | 0 | 0 | 0 | 0 | 0 | 0 | 0 | 0 | 0 | 0 | 0 | 0 | 0 | 0 | 0 | 0 | 0 | 0 | 0 | 0 | 0 | 0 | 0 | 0 | 0 | 0 |  | 0
243 |  | Unclassified Hydro Plant - Acct 106 | HP | 0 | 0 | 0 | 0 | 0 | 0 | 0 | 0 | 0 | 0 | 0 | 0 | 0 | 0 | 0 | 0 | 0 | 0 | 0 | 0 | 0 | 0 | 0 | 0 | 0 | 0 | 0 | 0 | 0 | 0 | 0 | 0 | 0 | 0 | 0 | 0 | 0 | 0 | 0 | 0 | 0 | 0 | 0 | 0 | 0 | 0 | 0 | 0 | 0 | 0 | 0 | 0 | 0 | 0 | 0 | 0 | 0 | 0 | 0 | 0 | 0 | 0 | 0 | 0 | 0 | 0 | 0 | 0 | 0 | 0 | 0 | 0 | 0 | 0 | 0 | 0 | 0 | 0 | 0 | 0 | 0 | 0 | 0 | 0 | 0 | 0 | 0 | 0 | 0 | 0 | 0 | 0 | 0 | 0 | 0 | 0 | 0 | 0 | 0 | 0 | 0 | 0 | 0 | 0 | 0 | 0 | 0 | 0 | 0 | 0 | 0 | 0 | 0 | 0 | 0 | 0 | 0 | 0 |  | 0
244 |  |  | Hydraulic production plant | 1128144014.505 | 90012100.2309 | 0 | 0 | 0 | 0 | 0 | 0 | 0 | 0 | 0 | 0 | 0 | 0 | 0 | 0 | 0 | 0 | 0 | 0 | 0 | 0 | 0 | 0 | 0 | 0 | 0 | 0 | 0 | 0 | 0 | 0 | 0 | 0 | 0 | 0 | 0 | 869504.95 | 0 | 0 | 0 | 0 | 0 | 0 | 0 | 0 | -426745.9803 | 0 | 0 | 0 | 0 | 0 | 0 | 0 | 0 | 0 | 0 | 0 | 442758.9697 | 0 | 0 | 0 | 0 | 0 | 0 | 0 | 0 | 0 | 0 | 0 | 0 | 0 | 0 | 0 | 0 | 0 | 0 | 0 | 0 | 0 | 0 | 0 | 0 | 0 | 0 | 0 | 0 | 0 | 0 | 0 | 0 | 0 | 0 | 0 | 0 | 0 | 0 | 13984351.4462 | 0 | 0 | 0 | 0 | 0 | 0 | 0 | 0 | 75795.1848 | 0 | 0 | 0 | 0 | 0 | 0 | 0 | 0 | 14060146.631 | 14502905.6007 | 104515005.8317 | 0 | 104515005.8317
245 |  | Land and Land Rights | 340 | 51118654.005 | 1943800.6684 | 0 | 0 | 0 | 0 | 0 | 0 | 0 | 0 | 0 | 0 | 0 | 0 | 0 | 0 | 0 | 0 | 0 | 0 | 0 | 0 | 0 | 0 | 0 | 0 | 0 | 0 | 0 | 0 | 0 | 0 | 0 | 0 | 0 | 0 | 0 | 13388.302 | 0 | 0 | 0 | 0 | 0 | 0 | 0 | 0 | 0 | 0 | 0 | 0 | 0 | 0 | 0 | 0 | 0 | 0 | 0 | 0 | 13388.302 | 0 | 0 | 0 | 0 | 0 | 0 | 0 | 0 | 0 | 0 | 0 | 0 | 0 | 0 | 0 | 0 | 0 | 0 | 0 | 0 | 0 | 0 | 0 | 0 | 0 | 0 | 0 | 0 | 0 | 0 | 0 | 0 | 0 | 0 | 0 | 0 | 0 | 0 | 0 | 0 | 0 | 0 | 0 | 0 | 0 | 0 | 0 | 0 | 0 | 0 | 0 | 0 | 0 | 0 | 0 | 0 | 0 | 13388.302 | 1957188.9704 |  | 1957188.9704
246 |  | Structures and Improvements | 341 | 272384156.1692 | 16057901.2545 | 0 | 0 | 0 | 0 | 0 | 0 | 0 | 0 | 0 | 0 | 0 | 0 | 0 | 0 | 0 | 0 | 0 | 0 | 0 | 0 | 0 | 0 | 0 | 0 | 0 | 0 | 0 | 0 | 0 | 0 | 0 | 0 | 0 | 0 | 0 | 59080.9453 | 0 | 0 | 0 | 0 | 0 | 0 | 0 | 0 | 0 | 0 | 0 | 0 | 0 | 0 | 0 | 0 | 0 | 0 | 0 | 0 | 59080.9453 | 0 | 0 | 0 | 0 | 0 | 0 | 0 | 0 | 0 | 0 | 0 | 0 | 0 | 0 | 0 | 0 | 0 | 0 | 0 | 0 | 0 | 0 | 0 | 0 | 0 | 0 | 0 | 0 | 0 | 0 | 0 | 0 | 0 | 0 | 0 | 0 | 0 | 0 | 0 | 0 | 0 | 0 | 0 | 0 | 0 | 0 | 0 | 0 | 0 | 0 | 0 | 0 | 0 | 0 | 0 | 0 | 0 | 59080.9453 | 16116982.1998 |  | 16116982.1998
247 |  | Fuel Holders, Producers & Accessories | 342 | 16398675.4142 | 402697.7782 | 0 | 0 | 0 | 0 | 0 | 0 | 0 | 0 | 0 | 0 | 0 | 0 | 0 | 0 | 0 | 0 | 0 | 0 | 0 | 0 | 0 | 0 | 0 | 0 | 0 | 0 | 0 | 0 | 0 | 0 | 0 | 0 | 0 | 0 | 0 | 0 | 0 | 0 | 0 | 0 | 0 | 0 | 0 | 0 | 0 | 0 | 0 | 0 | 0 | 0 | 0 | 0 | 0 | 0 | 0 | 0 | 0 | 0 | 0 | 0 | 0 | 0 | 0 | 0 | 0 | 0 | 0 | 0 | 0 | 0 | 0 | 0 | 0 | 0 | 0 | 0 | 0 | 0 | 0 | 0 | 0 | 0 | 0 | 0 | 0 | 0 | 0 | 0 | 0 | 0 | 0 | 0 | 0 | 0 | 0 | 0 | 0 | 0 | 0 | 0 | 0 | 0 | 0 | 0 | 0 | 0 | 0 | 0 | 0 | 0 | 0 | 0 | 0 | 0 | 0 | 402697.7782 |  | 402697.7782
248 |  | Prime Movers | 343 | 4019101898.5246 | 303853984.4804 | 0 | 0 | 0 | 0 | 0 | 0 | 0 | 0 | 0 | 0 | 0 | 0 | 0 | 0 | 0 | 0 | 0 | 0 | 0 | 0 | 0 | 0 | 0 | 0 | 0 | 0 | 0 | 0 | 0 | 0 | 0 | 0 | 0 | 0 | 0 | 802871.858 | 0 | 0 | 0 | 0 | 0 | 0 | 0 | 0 | 0 | 0 | 0 | 0 | 0 | 0 | 0 | 0 | 0 | 0 | 0 | 0 | 802871.858 | 0 | 0 | 0 | 0 | 0 | 0 | 0 | 0 | 0 | 0 | 0 | 0 | 0 | 0 | 0 | 0 | 0 | 0 | 0 | 0 | 0 | 0 | 0 | 0 | 0 | 0 | 0 | 0 | 0 | 0 | 0 | 0 | 0 | 0 | 0 | 0 | 0 | 0 | 11261711.3665 | 0 | 0 | 0 | 0 | 0 | 0 | 2321668.5742 | 0 | 73621.9193 | 0 | 0 | 0 | 0 | 0 | 0 | 0 | 0 | 13657001.8599 | 14459873.7179 | 318313858.1984 |  | 318313858.1984
249 |  | Generators | 344 | 590654358.8138 | 38535054.7498 | 0 | 0 | 0 | 0 | 0 | 0 | 0 | 0 | 0 | 0 | 0 | 0 | 0 | 0 | 0 | 0 | 0 | 0 | 0 | 0 | 0 | 0 | 0 | 0 | 0 | 0 | 0 | 0 | 0 | 0 | 0 | 0 | 0 | 0 | 0 | 61194.6715 | 0 | 0 | 0 | 0 | 0 | 0 | 0 | 0 | 0 | 0 | 0 | 0 | 0 | 0 | 0 | 0 | 0 | 0 | 0 | 0 | 61194.6715 | 0 | 0 | 0 | 0 | 0 | 0 | 0 | 0 | 0 | 0 | 0 | 0 | 0 | 0 | 0 | 0 | 0 | 0 | 0 | 0 | 0 | 0 | 0 | 0 | 0 | 0 | 0 | 0 | 0 | 0 | 0 | 0 | 0 | 0 | 0 | 0 | 0 | 0 | 0 | 0 | 0 | 0 | 0 | 0 | 0 | 0 | 0 | 0 | 0 | 0 | 0 | 0 | 0 | 0 | 0 | 0 | 0 | 61194.6715 | 38596249.4213 |  | 38596249.4213
250 |  | Accessory Electric Plant | 345 | 455420586.7113 | 29926514.4021 | 0 | 0 | 0 | 0 | 0 | 0 | 0 | 0 | 0 | 0 | 0 | 0 | 0 | 0 | 0 | 0 | 0 | 0 | 0 | 0 | 0 | 0 | 0 | 0 | 0 | 0 | 0 | 0 | 0 | 0 | 0 | 0 | 0 | 0 | 0 | 27005.3256 | 0 | 0 | 0 | 0 | 0 | 0 | 0 | 0 | 0 | 0 | 0 | 0 | 0 | 0 | 0 | 0 | 0 | 0 | 0 | 0 | 27005.3256 | 0 | 0 | 0 | 0 | 0 | 0 | 0 | 0 | 0 | 0 | 0 | 0 | 0 | 0 | 0 | 0 | 0 | 0 | 0 | 0 | 0 | 0 | 0 | 0 | 0 | 0 | 0 | 0 | 0 | 0 | 0 | 0 | 0 | 0 | 0 | 0 | 0 | 0 | 0 | 0 | 0 | 0 | 0 | 0 | 0 | 0 | 0 | 0 | 0 | 0 | 0 | 0 | 0 | 0 | 0 | 0 | 0 | 27005.3256 | 29953519.7277 |  | 29953519.7277
251 |  | Misc. Power Plant Equipment | 346 | 24419438.6896 | 1709588.7458 | 0 | 0 | 0 | 0 | 0 | 0 | 0 | 0 | 0 | 0 | 0 | 0 | 0 | 0 | 0 | 0 | 0 | 0 | 0 | 0 | 0 | 0 | 0 | 0 | 0 | 0 | 0 | 0 | 0 | 0 | 0 | 0 | 0 | 0 | 0 | 6275.0997 | 0 | 0 | 0 | 0 | 0 | 0 | 0 | 0 | 0 | 0 | 0 | 0 | 0 | 0 | 0 | 0 | 0 | 0 | 0 | 0 | 6275.0997 | 0 | 0 | 0 | 0 | 0 | 0 | 0 | 0 | 0 | 0 | 0 | 0 | 0 | 0 | 0 | 0 | 0 | 0 | 0 | 0 | 0 | 0 | 0 | 0 | 0 | 0 | 0 | 0 | 0 | 0 | 0 | 0 | 0 | 0 | 0 | 0 | 0 | 0 | 0 | 0 | 0 | 0 | 0 | 0 | 0 | 0 | 0 | 0 | 0 | 0 | 0 | 0 | 0 | 0 | 0 | 0 | 0 | 6275.0997 | 1715863.8456 |  | 1715863.8456
252 |  | Other Production ARO | 347 | 0 | 0 | 0 | 0 | 0 | 0 | 0 | 0 | 0 | 0 | 0 | 0 | 0 | 0 | 0 | 0 | 0 | 0 | 0 | 0 | 0 | 0 | 0 | 0 | 0 | 0 | 0 | 0 | 0 | 0 | 0 | 0 | 0 | 0 | 0 | 0 | 0 | 0 | 0 | 0 | 0 | 0 | 0 | 0 | 0 | 0 | 0 | 0 | 0 | 0 | 0 | 0 | 0 | 0 | 0 | 0 | 0 | 0 | 0 | 0 | 0 | 0 | 0 | 0 | 0 | 0 | 0 | 0 | 0 | 0 | 0 | 0 | 0 | 0 | 0 | 0 | 0 | 0 | 0 | 0 | 0 | 0 | 0 | 0 | 0 | 0 | 0 | 0 | 0 | 0 | 0 | 0 | 0 | 0 | 0 | 0 | 0 | 0 | 0 | 0 | 0 | 0 | 0 | 0 | 0 | 0 | 0 | 0 | 0 | 0 | 0 | 0 | 0 | 0 | 0 | 0 | 0 | 0 |  | 0
253 |  | Unclassified Other Prod Plant-Acct 106 | OP | 0 | 0 | 0 | 0 | 0 | 0 | 0 | 0 | 0 | 0 | 0 | 0 | 0 | 0 | 0 | 0 | 0 | 0 | 0 | 0 | 0 | 0 | 0 | 0 | 0 | 0 | 0 | 0 | 0 | 0 | 0 | 0 | 0 | 0 | 0 | 0 | 0 | 0 | 0 | 0 | 0 | 0 | 0 | 0 | 0 | 0 | 0 | 0 | 0 | 0 | 0 | 0 | 0 | 0 | 0 | 0 | 0 | 0 | 0 | 0 | 0 | 0 | 0 | 0 | 0 | 0 | 0 | 0 | 0 | 0 | 0 | 0 | 0 | 0 | 0 | 0 | 0 | 0 | 0 | 0 | 0 | 0 | 0 | 0 | 0 | 0 | 0 | 0 | 0 | 0 | 0 | 0 | 0 | 0 | 0 | 0 | 0 | 0 | 0 | 0 | 0 | 0 | 0 | 0 | 0 | 0 | 0 | 0 | 0 | 0 | 0 | 0 | 0 | 0 | 0 | 0 | 0 | 0 |  | 0
254 |  |  | Other production plant | 5429497768.3275 | 392429542.0793 | 0 | 0 | 0 | 0 | 0 | 0 | 0 | 0 | 0 | 0 | 0 | 0 | 0 | 0 | 0 | 0 | 0 | 0 | 0 | 0 | 0 | 0 | 0 | 0 | 0 | 0 | 0 | 0 | 0 | 0 | 0 | 0 | 0 | 0 | 0 | 969816.2021 | 0 | 0 | 0 | 0 | 0 | 0 | 0 | 0 | 0 | 0 | 0 | 0 | 0 | 0 | 0 | 0 | 0 | 0 | 0 | 0 | 969816.2021 | 0 | 0 | 0 | 0 | 0 | 0 | 0 | 0 | 0 | 0 | 0 | 0 | 0 | 0 | 0 | 0 | 0 | 0 | 0 | 0 | 0 | 0 | 0 | 0 | 0 | 0 | 0 | 0 | 0 | 0 | 0 | 0 | 0 | 0 | 0 | 0 | 0 | 0 | 11261711.3665 | 0 | 0 | 0 | 0 | 0 | 0 | 2321668.5742 | 0 | 73621.9193 | 0 | 0 | 0 | 0 | 0 | 0 | 0 | 0 | 13657001.8599 | 14626818.0621 | 407056360.1414 | 0 | 407056360.1414
255 |  | Experimental Plant | 103 | 0 | 0 | 0 | 0 | 0 | 0 | 0 | 0 | 0 | 0 | 0 | 0 | 0 | 0 | 0 | 0 | 0 | 0 | 0 | 0 | 0 | 0 | 0 | 0 | 0 | 0 | 0 | 0 | 0 | 0 | 0 | 0 | 0 | 0 | 0 | 0 | 0 | 0 | 0 | 0 | 0 | 0 | 0 | 0 | 0 | 0 | 0 | 0 | 0 | 0 | 0 | 0 | 0 | 0 | 0 | 0 | 0 | 0 | 0 | 0 | 0 | 0 | 0 | 0 | 0 | 0 | 0 | 0 | 0 | 0 | 0 | 0 | 0 | 0 | 0 | 0 | 0 | 0 | 0 | 0 | 0 | 0 | 0 | 0 | 0 | 0 | 0 | 0 | 0 | 0 | 0 | 0 | 0 | 0 | 0 | 0 | 0 | 0 | 0 | 0 | 0 | 0 | 0 | 0 | 0 | 0 | 0 | 0 | 0 | 0 | 0 | 0 | 0 | 0 | 0 | 0 | 0 | 0 |  | 0
256 |  |  | Experimental plant | 0 | 0 | 0 | 0 | 0 | 0 | 0 | 0 | 0 | 0 | 0 | 0 | 0 | 0 | 0 | 0 | 0 | 0 | 0 | 0 | 0 | 0 | 0 | 0 | 0 | 0 | 0 | 0 | 0 | 0 | 0 | 0 | 0 | 0 | 0 | 0 | 0 | 0 | 0 | 0 | 0 | 0 | 0 | 0 | 0 | 0 | 0 | 0 | 0 | 0 | 0 | 0 | 0 | 0 | 0 | 0 | 0 | 0 | 0 | 0 | 0 | 0 | 0 | 0 | 0 | 0 | 0 | 0 | 0 | 0 | 0 | 0 | 0 | 0 | 0 | 0 | 0 | 0 | 0 | 0 | 0 | 0 | 0 | 0 | 0 | 0 | 0 | 0 | 0 | 0 | 0 | 0 | 0 | 0 | 0 | 0 | 0 | 0 | 0 | 0 | 0 | 0 | 0 | 0 | 0 | 0 | 0 | 0 | 0 | 0 | 0 | 0 | 0 | 0 | 0 | 0 | 0 | 0 | 0 | 0
257 |  | Land and Land Rights | 350 | 317236746.9362 | 25311614.0271 | 0 | 0 | 0 | 0 | 0 | 0 | 0 | 0 | 0 | 0 | 0 | 0 | 0 | 0 | 0 | 0 | 0 | 0 | 0 | 0 | 0 | 0 | 0 | 0 | 0 | 0 | 0 | 0 | 0 | 0 | 0 | 0 | 0 | 0 | 0 | 1578046.5115 | 0 | 0 | 0 | 0 | 0 | 0 | 0 | 0 | 0 | 0 | 0 | 0 | 0 | 0 | 0 | 0 | 0 | 0 | 0 | 0 | 1578046.5115 | 0 | 0 | 0 | 0 | 0 | 0 | 0 | 0 | 0 | 0 | 0 | 0 | 0 | 0 | 0 | 0 | 0 | 0 | 0 | 0 | 0 | 0 | 0 | 0 | 0 | 0 | 0 | 0 | 0 | 0 | 0 | 0 | 0 | 0 | 0 | 0 | 0 | 0 | 0 | 0 | 0 | 0 | 0 | 0 | 0 | 0 | 0 | 0 | 0 | 0 | 0 | 0 | 0 | 0 | 0 | 0 | 0 | 1578046.5115 | 26889660.5387 |  | 26889660.5387
258 |  | Structures and Improvements | 352 | 343853358.1179 | 27435294.198 | 0 | 0 | 0 | 0 | 0 | 0 | 0 | 0 | 0 | 0 | 0 | 0 | 0 | 0 | 0 | 0 | 0 | 0 | 0 | 0 | 0 | 0 | 0 | 0 | 0 | 0 | 0 | 0 | 0 | 0 | 0 | 0 | 0 | 0 | 0 | 2362496.3354 | 0 | 0 | 0 | 0 | 0 | 0 | 0 | 0 | 0 | 0 | 0 | 0 | 0 | 0 | 0 | 0 | 0 | 0 | 0 | 0 | 2362496.3354 | 0 | 0 | 0 | 0 | 0 | 0 | 0 | 0 | 0 | 0 | 0 | 0 | 0 | 0 | 0 | 0 | 0 | 0 | 0 | 0 | 0 | 0 | 0 | 0 | 0 | 0 | 0 | 0 | 0 | 0 | 0 | 0 | 0 | 0 | 0 | 0 | 0 | 0 | 0 | 0 | 0 | 0 | 0 | 0 | 0 | 0 | 0 | 0 | 0 | 0 | 0 | 0 | 0 | 0 | 0 | 0 | 0 | 2362496.3354 | 29797790.5334 |  | 29797790.5334
259 |  | Station Equipment | 353 | 2487192156.6579 | 198726947.7531 | 0 | 0 | 0 | 0 | 0 | 0 | 0 | 0 | 0 | 0 | 0 | 0 | 0 | 0 | 0 | 0 | 0 | 0 | 0 | 0 | 0 | 0 | 0 | 0 | 0 | 0 | 0 | 0 | 0 | 0 | 0 | 0 | 0 | 0 | 0 | 12307017.8694 | 0 | 0 | 0 | 0 | 0 | 0 | 0 | -10948499.3517 | 0 | 0 | 0 | 0 | -1589050.6075 | 0 | 0 | 0 | 0 | 0 | 0 | 0 | -230532.0898 | 0 | 0 | 0 | 0 | 0 | 0 | 0 | 0 | 0 | 0 | 0 | 0 | 0 | 0 | 0 | 0 | 0 | 0 | 0 | 0 | 0 | 0 | 0 | 0 | 0 | 0 | 0 | 0 | 0 | 0 | 0 | 0 | 0 | 0 | 0 | 0 | 0 | 0 | 0 | 0 | 0 | 0 | 0 | 0 | 0 | 0 | 0 | 0 | 0 | 0 | 0 | 0 | 3637813.2751 | 0 | 0 | 0 | 3637813.2751 | 3407281.1854 | 202134228.9385 |  | 202134228.9385
260 |  | Towers and Fixtures | 354 | 1423145554.14 | 113549616.552 | 0 | 0 | 0 | 0 | 0 | 0 | 0 | 0 | 0 | 0 | 0 | 0 | 0 | 0 | 0 | 0 | 0 | 0 | 0 | 0 | 0 | 0 | 0 | 0 | 0 | 0 | 0 | 0 | 0 | 0 | 0 | 0 | 0 | 0 | 0 | 6170812.3325 | 0 | 0 | 0 | 0 | 0 | 0 | 0 | 0 | 0 | 0 | 0 | 0 | 0 | 0 | 0 | 0 | 0 | 0 | 0 | 0 | 6170812.3325 | 0 | 0 | 0 | 0 | 0 | 0 | 0 | 0 | 0 | 0 | 0 | 0 | 0 | 0 | 0 | 0 | 0 | 0 | 0 | 0 | 0 | 0 | 0 | 0 | 0 | 0 | 0 | 0 | 0 | 0 | 0 | 0 | 0 | 0 | 0 | 0 | 0 | 0 | 0 | 0 | 0 | 0 | 0 | 0 | 0 | 0 | 0 | 0 | 0 | 0 | 0 | 0 | 0 | 0 | 0 | 0 | 0 | 6170812.3325 | 119720428.8845 |  | 119720428.8845
261 |  | Poles and Fixtures | 355 | 1187970712.3463 | 94785539.3073 | 0 | 0 | 0 | 0 | 0 | 0 | 0 | 0 | 0 | 0 | 0 | 0 | 0 | 0 | 0 | 0 | 0 | 0 | 0 | 0 | 0 | 0 | 0 | 0 | 0 | 0 | 0 | 0 | 0 | 0 | 0 | 0 | 0 | 0 | 0 | 4014937.31 | 0 | 0 | 0 | 0 | 0 | 0 | -17855800.8133 | 0 | 0 | 0 | 0 | 0 | 0 | 0 | 0 | 0 | 0 | 0 | 0 | 0 | -13840863.5034 | 0 | 0 | 0 | 0 | 0 | 0 | 0 | 0 | 0 | 0 | 0 | 0 | 0 | 0 | 0 | 0 | 0 | 0 | 0 | 0 | 0 | 0 | 0 | 0 | 0 | 0 | 0 | 0 | 0 | 0 | 0 | 0 | 0 | 0 | 0 | 0 | 0 | 0 | 53272550.4409 | 0 | 0 | 0 | 0 | 0 | 0 | 0 | 37741371.8083 | 0 | 0 | 0 | 0 | 0 | 0 | 0 | 0 | 0 | 91013922.2492 | 77173058.7458 | 171958598.0531 |  | 171958598.0531
262 |  | Clearing and Grading | 356 | 1516382804.3863 | 120988809.2495 | 0 | 0 | 0 | 0 | 0 | 0 | 0 | 0 | 0 | 0 | 0 | 0 | 0 | 0 | 0 | 0 | 0 | 0 | 0 | 0 | 0 | 0 | 0 | 0 | 0 | 0 | 0 | 0 | 0 | 0 | 0 | 0 | 0 | 0 | 0 | 8335779.23 | 0 | 0 | 0 | 0 | 0 | 0 | 0 | 0 | 0 | 0 | 0 | 0 | 0 | 0 | 0 | 0 | 0 | 0 | 0 | 0 | 8335779.23 | 0 | 0 | 0 | 0 | 0 | 0 | 0 | 0 | 0 | 0 | 0 | 0 | 0 | 0 | 0 | 0 | 0 | 0 | 0 | 0 | 0 | 0 | 0 | 0 | 0 | 0 | 0 | 0 | 0 | 0 | 0 | 0 | 0 | 0 | 0 | 0 | 0 | 0 | 0 | 0 | 0 | 0 | 0 | 0 | 0 | 0 | 0 | 0 | 0 | 0 | 0 | 0 | 0 | 0 | 0 | 0 | 0 | 8335779.23 | 129324588.4795 |  | 129324588.4795
263 |  | Underground Conduit | 357 | 3857984.1217 | 307819.9671 | 0 | 0 | 0 | 0 | 0 | 0 | 0 | 0 | 0 | 0 | 0 | 0 | 0 | 0 | 0 | 0 | 0 | 0 | 0 | 0 | 0 | 0 | 0 | 0 | 0 | 0 | 0 | 0 | 0 | 0 | 0 | 0 | 0 | 0 | 0 | 1.7065 | 0 | 0 | 0 | 0 | 0 | 0 | 0 | 0 | 0 | 0 | 0 | 0 | 0 | 0 | 0 | 0 | 0 | 0 | 0 | 0 | 1.7065 | 0 | 0 | 0 | 0 | 0 | 0 | 0 | 0 | 0 | 0 | 0 | 0 | 0 | 0 | 0 | 0 | 0 | 0 | 0 | 0 | 0 | 0 | 0 | 0 | 0 | 0 | 0 | 0 | 0 | 0 | 0 | 0 | 0 | 0 | 0 | 0 | 0 | 0 | 0 | 0 | 0 | 0 | 0 | 0 | 0 | 0 | 0 | 0 | 0 | 0 | 0 | 0 | 0 | 0 | 0 | 0 | 0 | 1.7065 | 307821.6736 |  | 307821.6736
264 |  | Underground Conductors | 358 | 9080617.31 | 724522.2462 | 0 | 0 | 0 | 0 | 0 | 0 | 0 | 0 | 0 | 0 | 0 | 0 | 0 | 0 | 0 | 0 | 0 | 0 | 0 | 0 | 0 | 0 | 0 | 0 | 0 | 0 | 0 | 0 | 0 | 0 | 0 | 0 | 0 | 0 | 0 | 0 | 0 | 0 | 0 | 0 | 0 | 0 | 0 | 0 | 0 | 0 | 0 | 0 | 0 | 0 | 0 | 0 | 0 | 0 | 0 | 0 | 0 | 0 | 0 | 0 | 0 | 0 | 0 | 0 | 0 | 0 | 0 | 0 | 0 | 0 | 0 | 0 | 0 | 0 | 0 | 0 | 0 | 0 | 0 | 0 | 0 | 0 | 0 | 0 | 0 | 0 | 0 | 0 | 0 | 0 | 0 | 0 | 0 | 0 | 0 | 0 | 0 | 0 | 0 | 0 | 0 | 0 | 0 | 0 | 0 | 0 | 0 | 0 | 0 | 0 | 0 | 0 | 0 | 0 | 0 | 724522.2462 |  | 724522.2462
265 |  | Roads and Trails | 359 | 12141657.6813 | 968755.8451 | 0 | 0 | 0 | 0 | 0 | 0 | 0 | 0 | 0 | 0 | 0 | 0 | 0 | 0 | 0 | 0 | 0 | 0 | 0 | 0 | 0 | 0 | 0 | 0 | 0 | 0 | 0 | 0 | 0 | 0 | 0 | 0 | 0 | 0 | 0 | -15.1087 | 0 | 0 | 0 | 0 | 0 | 0 | 0 | 0 | 0 | 0 | 0 | 0 | 0 | 0 | 0 | 0 | 0 | 0 | 0 | 0 | -15.1087 | 0 | 0 | 0 | 0 | 0 | 0 | 0 | 0 | 0 | 0 | 0 | 0 | 0 | 0 | 0 | 0 | 0 | 0 | 0 | 0 | 0 | 0 | 0 | 0 | 0 | 0 | 0 | 0 | 0 | 0 | 0 | 0 | 0 | 0 | 0 | 0 | 0 | 0 | 0 | 0 | 0 | 0 | 0 | 0 | 0 | 0 | 0 | 0 | 0 | 0 | 0 | 0 | 0 | 0 | 0 | 0 | 0 | -15.1087 | 968740.7364 |  | 968740.7364
266 |  | Unclassified Trans Plant - Acct 106 | TP | 575546930.6971 | 45922010.5603 | 0 | 0 | 0 | 0 | 0 | 0 | 0 | 0 | 0 | 0 | 0 | 0 | 0 | 0 | 0 | 0 | 0 | 0 | 0 | 0 | 0 | 0 | 0 | 0 | 0 | 0 | 0 | 0 | 0 | 0 | 0 | 0 | 0 | 0 | 0 | -29106453.2063 | 0 | 0 | 0 | 0 | 0 | 0 | 0 | 0 | 0 | 0 | 0 | 0 | 0 | 0 | 0 | 0 | 0 | 0 | 0 | 0 | -29106453.2063 | 0 | 0 | 0 | 0 | 0 | 0 | 0 | 0 | 0 | 0 | 0 | 0 | 0 | 0 | 0 | 0 | 0 | 0 | 0 | 0 | 0 | 0 | 0 | 0 | 0 | 0 | 0 | 0 | 0 | 0 | 0 | 0 | 0 | 0 | 0 | 0 | 0 | 0 | 0 | 0 | 0 | 0 | 0 | 0 | 0 | 0 | 0 | 0 | 0 | 0 | 0 | 0 | 0 | 0 | 0 | 0 | 0 | -29106453.2063 | 16815557.354 |  | 16815557.354
267 |  | Unclassified Trans Sub Plant - Acct 300 | TS0 | 0 | 0 | 0 | 0 | 0 | 0 | 0 | 0 | 0 | 0 | 0 | 0 | 0 | 0 | 0 | 0 | 0 | 0 | 0 | 0 | 0 | 0 | 0 | 0 | 0 | 0 | 0 | 0 | 0 | 0 | 0 | 0 | 0 | 0 | 0 | 0 | 0 | 0 | 0 | 0 | 0 | 0 | 0 | 0 | 0 | 0 | 0 | 0 | 0 | 0 | 0 | 0 | 0 | 0 | 0 | 0 | 0 | 0 | 0 | 0 | 0 | 0 | 0 | 0 | 0 | 0 | 0 | 0 | 0 | 0 | 0 | 0 | 0 | 0 | 0 | 0 | 0 | 0 | 0 | 0 | 0 | 0 | 0 | 0 | 0 | 0 | 0 | 0 | 0 | 0 | 0 | 0 | 0 | 0 | 0 | 0 | 0 | 0 | 0 | 0 | 0 | 0 | 0 | 0 | 0 | 0 | 0 | 0 | 0 | 0 | 0 | 0 | 0 | 0 | 0 | 0 | 0 | 0 |  | 0
268 |  |  | Transmission plant | 7876408522.3946 | 628720929.7058 | 0 | 0 | 0 | 0 | 0 | 0 | 0 | 0 | 0 | 0 | 0 | 0 | 0 | 0 | 0 | 0 | 0 | 0 | 0 | 0 | 0 | 0 | 0 | 0 | 0 | 0 | 0 | 0 | 0 | 0 | 0 | 0 | 0 | 0 | 0 | 5662622.9804 | 0 | 0 | 0 | 0 | 0 | 0 | -17855800.8133 | -10948499.3517 | 0 | 0 | 0 | 0 | -1589050.6075 | 0 | 0 | 0 | 0 | 0 | 0 | 0 | -24730727.7921 | 0 | 0 | 0 | 0 | 0 | 0 | 0 | 0 | 0 | 0 | 0 | 0 | 0 | 0 | 0 | 0 | 0 | 0 | 0 | 0 | 0 | 0 | 0 | 0 | 0 | 0 | 0 | 0 | 0 | 0 | 0 | 0 | 0 | 0 | 0 | 0 | 0 | 0 | 53272550.4409 | 0 | 0 | 0 | 0 | 0 | 0 | 0 | 37741371.8083 | 0 | 0 | 0 | 0 | 0 | 3637813.2751 | 0 | 0 | 0 | 94651735.5243 | 69921007.7322 | 698641937.438 | 0 | 698641937.438
269 |  | Land and Land Rights | 360 | 67529478.1312 | 1881604.285 | 0 | 0 | 0 | 0 | 0 | 0 | 0 | 0 | 0 | 0 | 0 | 0 | 0 | 0 | 0 | 0 | 0 | 0 | 0 | 0 | 0 | 0 | 0 | 0 | 0 | 0 | 0 | 0 | 0 | 0 | 0 | 0 | 0 | 0 | 0 | 6563.295 | 0 | 0 | 0 | 0 | 0 | 0 | 0 | 0 | 0 | 0 | 0 | 0 | 0 | 0 | 0 | 0 | 0 | 0 | 0 | 0 | 6563.295 | 0 | 0 | 0 | 0 | 0 | 0 | 0 | 0 | 0 | 0 | 0 | 0 | 0 | 0 | 0 | 0 | 0 | 0 | 0 | 0 | 0 | 0 | 0 | 0 | 0 | 0 | 0 | 0 | 0 | 0 | 0 | 0 | 0 | 0 | 0 | 0 | 0 | 0 | 365401.4081 | 0 | 0 | 0 | 0 | 0 | 0 | 0 | 0 | 0 | 0 | 0 | 0 | 0 | 0 | 0 | 0 | 0 | 365401.4081 | 371964.7031 | 2253568.9881 |  | 2253568.9881
270 |  | Structures and Improvements | 361 | 132942689.3437 | 8205734.96 | 0 | 0 | 0 | 0 | 0 | 0 | 0 | 0 | 0 | 0 | 0 | 0 | 0 | 0 | 0 | 0 | 0 | 0 | 0 | 0 | 0 | 0 | 0 | 0 | 0 | 0 | 0 | 0 | 0 | 0 | 0 | 0 | 0 | 0 | 0 | 225766.03 | 0 | 0 | 0 | 0 | 0 | 0 | 0 | 0 | 0 | 0 | 0 | 0 | 0 | 0 | 0 | 0 | 0 | 0 | 0 | 0 | 225766.03 | 0 | 0 | 0 | 0 | 0 | 0 | 0 | 0 | 0 | 0 | 0 | 0 | 0 | 0 | 0 | 0 | 0 | 0 | 0 | 0 | 0 | 0 | 0 | 0 | 0 | 0 | 0 | 0 | 0 | 0 | 0 | 0 | 0 | 0 | 0 | 0 | 0 | 0 | 707524.166 | 0 | 0 | 0 | 0 | 0 | 0 | 0 | 0 | 0 | 0 | 0 | 0 | 0 | 0 | 0 | 0 | 0 | 707524.166 | 933290.196 | 9139025.156 |  | 9139025.156
271 |  | Station Equipment | 362 | 1092667886.6612 | 84069205.665 | 0 | 0 | 0 | 0 | 0 | 0 | 0 | 0 | 0 | 0 | 0 | 0 | 0 | 0 | 0 | 0 | 0 | 0 | 0 | 0 | 0 | 0 | 0 | 0 | 0 | 0 | 0 | 0 | 0 | 0 | 0 | 0 | 0 | 0 | 0 | 2996048.525 | 0 | 0 | 0 | 0 | 0 | 0 | 0 | 0 | 0 | 0 | 0 | 0 | 0 | 0 | 0 | 0 | 0 | 0 | 0 | 0 | 2996048.525 | 0 | 0 | 0 | 0 | 0 | 0 | 0 | 0 | 0 | 0 | 0 | 0 | 0 | 0 | 0 | 0 | 0 | 0 | 0 | 0 | 0 | 0 | 0 | 0 | 0 | 0 | 0 | 0 | 0 | 0 | 0 | 0 | 0 | 0 | 0 | 0 | 0 | 0 | 5854752.2115 | 0 | 0 | 0 | 0 | 0 | 0 | 0 | 0 | 0 | 0 | 0 | 0 | 0 | 0 | 0 | 0 | 0 | 5854752.2115 | 8850800.7365 | 92920006.4015 |  | 92920006.4015
272 |  | Storage Battery Equipment | 363 | 0 | 0 | 0 | 0 | 0 | 0 | 0 | 0 | 0 | 0 | 0 | 0 | 0 | 0 | 0 | 0 | 0 | 0 | 0 | 0 | 0 | 0 | 0 | 0 | 0 | 0 | 0 | 0 | 0 | 0 | 0 | 0 | 0 | 0 | 0 | 0 | 0 | 0 | 0 | 0 | 0 | 0 | 0 | 0 | 0 | 0 | 0 | 0 | 0 | 0 | 0 | 0 | 0 | 0 | 0 | 0 | 0 | 0 | 0 | 0 | 0 | 0 | 0 | 0 | 0 | 0 | 0 | 0 | 0 | 0 | 0 | 0 | 0 | 0 | 0 | 0 | 0 | 0 | 0 | 0 | 0 | 0 | 0 | 0 | 0 | 0 | 0 | 0 | 0 | 0 | 0 | 0 | 0 | 0 | 0 | 0 | 0 | 0 | 0 | 0 | 0 | 0 | 0 | 0 | 0 | 0 | 0 | 0 | 0 | 0 | 0 | 0 | 0 | 0 | 0 | 0 | 0 | 0 |  | 0
273 |  | Poles, Towers & Fixtures | 364 | 1403211648.5567 | 121009827.1975 | 0 | 0 | 0 | 0 | 0 | 0 | 0 | 0 | 0 | 0 | 0 | 0 | 0 | 0 | 0 | 0 | 0 | 0 | 0 | 0 | 0 | 0 | 0 | 0 | 0 | 0 | 0 | 0 | 0 | 0 | 0 | 0 | 0 | 0 | 0 | 1888592.7225 | 0 | 0 | 0 | 0 | 0 | 0 | 0 | 0 | 0 | 0 | 0 | 0 | 0 | 0 | 0 | 0 | 0 | 0 | 0 | 0 | 1888592.7225 | 0 | 0 | 0 | 0 | 0 | 0 | 0 | 0 | 0 | 0 | 0 | 0 | 0 | 0 | 0 | 0 | 0 | 0 | 0 | 0 | 0 | 0 | 0 | 0 | 0 | 0 | 0 | 0 | 0 | 0 | 0 | 0 | 0 | 0 | 0 | 0 | 0 | 0 | 7193164.7389 | 0 | 0 | 0 | 0 | 0 | 0 | 0 | 0 | 0 | 0 | 0 | 0 | 0 | 0 | 0 | 0 | 0 | 7193164.7389 | 9081757.4614 | 130091584.6589 |  | 130091584.6589
274 |  | Overhead Conductors | 365 | 880141945.3133 | 85858395.0754 | 0 | 0 | 0 | 0 | 0 | 0 | 0 | 0 | 0 | 0 | 0 | 0 | 0 | 0 | 0 | 0 | 0 | 0 | 0 | 0 | 0 | 0 | 0 | 0 | 0 | 0 | 0 | 0 | 0 | 0 | 0 | 0 | 0 | 0 | 0 | 2147227.6346 | 0 | 0 | 0 | 0 | 0 | 0 | 0 | 0 | 0 | 0 | 0 | 0 | 0 | 0 | 0 | 0 | 0 | 0 | 0 | 0 | 2147227.6346 | 0 | 0 | 0 | 0 | 0 | 0 | 0 | 0 | 0 | 0 | 0 | 0 | 0 | 0 | 0 | 0 | 0 | 0 | 0 | 0 | 0 | 0 | 0 | 0 | 0 | 0 | 0 | 0 | 0 | 0 | 0 | 0 | 0 | 0 | 0 | 0 | 0 | 0 | 4499286.1896 | 0 | 0 | 0 | 0 | 0 | 0 | 0 | 0 | 0 | 0 | 0 | 0 | 0 | 0 | 0 | 0 | 0 | 4499286.1896 | 6646513.8242 | 92504908.8996 |  | 92504908.8996
275 |  | Underground Conduit | 366 | 438961381.1512 | 21636075.9521 | 0 | 0 | 0 | 0 | 0 | 0 | 0 | 0 | 0 | 0 | 0 | 0 | 0 | 0 | 0 | 0 | 0 | 0 | 0 | 0 | 0 | 0 | 0 | 0 | 0 | 0 | 0 | 0 | 0 | 0 | 0 | 0 | 0 | 0 | 0 | 1220214.0579 | 0 | 0 | 0 | 0 | 0 | 0 | 0 | 0 | 0 | 0 | 0 | 0 | 0 | 0 | 0 | 0 | 0 | 0 | 0 | 0 | 1220214.0579 | 0 | 0 | 0 | 0 | 0 | 0 | 0 | 0 | 0 | 0 | 0 | 0 | 0 | 0 | 0 | 0 | 0 | 0 | 0 | 0 | 0 | 0 | 0 | 0 | 0 | 0 | 0 | 0 | 0 | 0 | 0 | 0 | 0 | 0 | 0 | 0 | 0 | 0 | 2265099.2842 | 0 | 0 | 0 | 0 | 0 | 0 | 0 | 0 | 0 | 0 | 0 | 0 | 0 | 0 | 0 | 0 | 0 | 2265099.2842 | 3485313.3421 | 25121389.2942 |  | 25121389.2942
276 |  | Underground Conductors | 367 | 1019236608.9758 | 34290322.8542 | 0 | 0 | 0 | 0 | 0 | 0 | 0 | 0 | 0 | 0 | 0 | 0 | 0 | 0 | 0 | 0 | 0 | 0 | 0 | 0 | 0 | 0 | 0 | 0 | 0 | 0 | 0 | 0 | 0 | 0 | 0 | 0 | 0 | 0 | 0 | 1020848.4558 | 0 | 0 | 0 | 0 | 0 | 0 | 0 | 0 | 0 | 0 | 0 | 0 | 0 | 0 | 0 | 0 | 0 | 0 | 0 | 0 | 1020848.4558 | 0 | 0 | 0 | 0 | 0 | 0 | 0 | 0 | 0 | 0 | 0 | 0 | 0 | 0 | 0 | 0 | 0 | 0 | 0 | 0 | 0 | 0 | 0 | 0 | 0 | 0 | 0 | 0 | 0 | 0 | 0 | 0 | 0 | 0 | 0 | 0 | 0 | 0 | 5222696.0203 | 0 | 0 | 0 | 0 | 0 | 0 | 0 | 0 | 0 | 0 | 0 | 0 | 0 | 0 | 0 | 0 | 0 | 5222696.0203 | 6243544.4762 | 40533867.3303 |  | 40533867.3303
277 |  | Line Transformers | 368 | 1532991705.5871 | 124866844.4363 | 0 | 0 | 0 | 0 | 0 | 0 | 0 | 0 | 0 | 0 | 0 | 0 | 0 | 0 | 0 | 0 | 0 | 0 | 0 | 0 | 0 | 0 | 0 | 0 | 0 | 0 | 0 | 0 | 0 | 0 | 0 | 0 | 0 | 0 | 0 | 1441153.2638 | 0 | 0 | 0 | 0 | 0 | 0 | 0 | 0 | 0 | 0 | 0 | 0 | 0 | 0 | 0 | 0 | 0 | 0 | 0 | 0 | 1441153.2638 | 0 | 0 | 0 | 0 | 0 | 0 | 0 | 0 | 0 | 0 | 0 | 0 | 0 | 0 | 0 | 0 | 0 | 0 | 0 | 0 | 0 | 0 | 0 | 0 | 0 | 0 | 0 | 0 | 0 | 0 | 0 | 0 | 0 | 0 | 0 | 0 | 0 | 0 | 7779824.1336 | 0 | 0 | 0 | 0 | 0 | 0 | 0 | 0 | 0 | 0 | 0 | 0 | 0 | 0 | 0 | 0 | 0 | 7779824.1336 | 9220977.3973 | 134087821.8336 |  | 134087821.8336
278 |  | Services | 369 | 956325883.9608 | 74998970.0371 | 0 | 0 | 0 | 0 | 0 | 0 | 0 | 0 | 0 | 0 | 0 | 0 | 0 | 0 | 0 | 0 | 0 | 0 | 0 | 0 | 0 | 0 | 0 | 0 | 0 | 0 | 0 | 0 | 0 | 0 | 0 | 0 | 0 | 0 | 0 | 1559890.7629 | 0 | 0 | 0 | 0 | 0 | 0 | 0 | 0 | 0 | 0 | 0 | 0 | 0 | 0 | 0 | 0 | 0 | 0 | 0 | 0 | 1559890.7629 | 0 | 0 | 0 | 0 | 0 | 0 | 0 | 0 | 0 | 0 | 0 | 0 | 0 | 0 | 0 | 0 | 0 | 0 | 0 | 0 | 0 | 0 | 0 | 0 | 0 | 0 | 0 | 0 | 0 | 0 | 0 | 0 | 0 | 0 | 0 | 0 | 0 | 0 | 4895534.1272 | 0 | 0 | 0 | 0 | 0 | 0 | 0 | 0 | 0 | 0 | 0 | 0 | 0 | 0 | 0 | 0 | 0 | 4895534.1272 | 6455424.8901 | 81454394.9272 |  | 81454394.9272
279 |  | Meters | 370 | 262272912.58 | 14776142.685 | 0 | 0 | 0 | 0 | 0 | 0 | 0 | 0 | 0 | 0 | 0 | 0 | 0 | 0 | 0 | 0 | 0 | 0 | 0 | 0 | 0 | 0 | 0 | 0 | 0 | 0 | 0 | 0 | 0 | 0 | 0 | 0 | 0 | 0 | 0 | 442822.725 | 0 | 0 | 0 | 0 | 0 | 0 | 0 | 0 | 0 | 0 | 0 | 0 | 0 | 0 | 0 | 0 | 0 | 0 | 0 | 0 | 442822.725 | 0 | 0 | 0 | 0 | 0 | 0 | 0 | 0 | 0 | 0 | 0 | 0 | 0 | 0 | 0 | 0 | 0 | 0 | 0 | 0 | 0 | 0 | 0 | 0 | 0 | 0 | 0 | 0 | 0 | 0 | 0 | 0 | 0 | 0 | 0 | 0 | 0 | 0 | 1327970.3173 | 0 | 0 | 0 | 0 | 0 | 0 | 0 | 0 | 0 | 0 | 0 | 0 | 0 | 0 | 0 | 0 | 0 | 1327970.3173 | 1770793.0423 | 16546935.7273 |  | 16546935.7273
280 |  | Installations on Customers' Premises | 371 | 8800611.4308 | 517598.9379 | 0 | 0 | 0 | 0 | 0 | 0 | 0 | 0 | 0 | 0 | 0 | 0 | 0 | 0 | 0 | 0 | 0 | 0 | 0 | 0 | 0 | 0 | 0 | 0 | 0 | 0 | 0 | 0 | 0 | 0 | 0 | 0 | 0 | 0 | 0 | 6233.3421 | 0 | 0 | 0 | 0 | 0 | 0 | 0 | 0 | 0 | 0 | 0 | 0 | 0 | 0 | 0 | 0 | 0 | 0 | 0 | 0 | 6233.3421 | 0 | 0 | 0 | 0 | 0 | 0 | 0 | 0 | 0 | 0 | 0 | 0 | 0 | 0 | 0 | 0 | 0 | 0 | 0 | 0 | 0 | 0 | 0 | 0 | 0 | 0 | 0 | 0 | 0 | 0 | 0 | 0 | 0 | 0 | 0 | 0 | 0 | 0 | 43864.5232 | 0 | 0 | 0 | 0 | 0 | 0 | 0 | 0 | 0 | 0 | 0 | 0 | 0 | 0 | 0 | 0 | 0 | 43864.5232 | 50097.8653 | 567696.8032 |  | 567696.8032
281 |  | Leased Property | 372 | 0 | 0 | 0 | 0 | 0 | 0 | 0 | 0 | 0 | 0 | 0 | 0 | 0 | 0 | 0 | 0 | 0 | 0 | 0 | 0 | 0 | 0 | 0 | 0 | 0 | 0 | 0 | 0 | 0 | 0 | 0 | 0 | 0 | 0 | 0 | 0 | 0 | 0 | 0 | 0 | 0 | 0 | 0 | 0 | 0 | 0 | 0 | 0 | 0 | 0 | 0 | 0 | 0 | 0 | 0 | 0 | 0 | 0 | 0 | 0 | 0 | 0 | 0 | 0 | 0 | 0 | 0 | 0 | 0 | 0 | 0 | 0 | 0 | 0 | 0 | 0 | 0 | 0 | 0 | 0 | 0 | 0 | 0 | 0 | 0 | 0 | 0 | 0 | 0 | 0 | 0 | 0 | 0 | 0 | 0 | 0 | 0 | 0 | 0 | 0 | 0 | 0 | 0 | 0 | 0 | 0 | 0 | 0 | 0 | 0 | 0 | 0 | 0 | 0 | 0 | 0 | 0 | 0 |  | 0
282 |  | Street Lights | 373 | 62927264.6263 | 4000689.2475 | 0 | 0 | 0 | 0 | 0 | 0 | 0 | 0 | 0 | 0 | 0 | 0 | 0 | 0 | 0 | 0 | 0 | 0 | 0 | 0 | 0 | 0 | 0 | 0 | 0 | 0 | 0 | 0 | 0 | 0 | 0 | 0 | 0 | 0 | 0 | 44228.9425 | 0 | 0 | 0 | 0 | 0 | 0 | 0 | 0 | 0 | 0 | 0 | 0 | 0 | 0 | 0 | 0 | 0 | 0 | 0 | 0 | 44228.9425 | 0 | 0 | 0 | 0 | 0 | 0 | 0 | 0 | 0 | 0 | 0 | 0 | 0 | 0 | 0 | 0 | 0 | 0 | 0 | 0 | 0 | 0 | 0 | 0 | 0 | 0 | 0 | 0 | 0 | 0 | 0 | 0 | 0 | 0 | 0 | 0 | 0 | 0 | 314384.4773 | 0 | 0 | 0 | 0 | 0 | 0 | 0 | 0 | 0 | 0 | 0 | 0 | 0 | 0 | 0 | 0 | 0 | 314384.4773 | 358613.4198 | 4359302.6673 |  | 4359302.6673
283 |  | Unclassified Dist Plant - Acct 106 | DP | 139265522.1571 | 6987977.6625 | 0 | 0 | 0 | 0 | 0 | 0 | 0 | 0 | 0 | 0 | 0 | 0 | 0 | 0 | 0 | 0 | 0 | 0 | 0 | 0 | 0 | 0 | 0 | 0 | 0 | 0 | 0 | 0 | 0 | 0 | 0 | 0 | 0 | 0 | 0 | 4314348.6475 | 0 | 0 | 0 | 0 | 0 | 0 | 0 | 0 | 0 | 0 | 0 | 0 | 0 | 0 | 0 | 0 | 0 | 0 | 0 | 0 | 4314348.6475 | 0 | 0 | 0 | 0 | 0 | 0 | 0 | 0 | 0 | 0 | 0 | 0 | 0 | 0 | 0 | 0 | 0 | 0 | 0 | 0 | 0 | 0 | 0 | 0 | 0 | 0 | 0 | 0 | 0 | 0 | 0 | 0 | 0 | 0 | 0 | 0 | 0 | 0 | 0 | 0 | 0 | 0 | 0 | 0 | 0 | 0 | 0 | 0 | 0 | 0 | 0 | 0 | 0 | 0 | 0 | 0 | 0 | 4314348.6475 | 11302326.31 |  | 11302326.31
284 |  | Unclassified Dist Sub Plant - Acct 300 | DS0 | 0 | 0 | 0 | 0 | 0 | 0 | 0 | 0 | 0 | 0 | 0 | 0 | 0 | 0 | 0 | 0 | 0 | 0 | 0 | 0 | 0 | 0 | 0 | 0 | 0 | 0 | 0 | 0 | 0 | 0 | 0 | 0 | 0 | 0 | 0 | 0 | 0 | 0 | 0 | 0 | 0 | 0 | 0 | 0 | 0 | 0 | 0 | 0 | 0 | 0 | 0 | 0 | 0 | 0 | 0 | 0 | 0 | 0 | 0 | 0 | 0 | 0 | 0 | 0 | 0 | 0 | 0 | 0 | 0 | 0 | 0 | 0 | 0 | 0 | 0 | 0 | 0 | 0 | 0 | 0 | 0 | 0 | 0 | 0 | 0 | 0 | 0 | 0 | 0 | 0 | 0 | 0 | 0 | 0 | 0 | 0 | 0 | 0 | 0 | 0 | 0 | 0 | 0 | 0 | 0 | 0 | 0 | 0 | 0 | 0 | 0 | 0 | 0 | 0 | 0 | 0 | 0 | 0 |  | 0
285 |  |  | Distribution plant | 7997275538.4754 | 583099388.9954 | 0 | 0 | 0 | 0 | 0 | 0 | 0 | 0 | 0 | 0 | 0 | 0 | 0 | 0 | 0 | 0 | 0 | 0 | 0 | 0 | 0 | 0 | 0 | 0 | 0 | 0 | 0 | 0 | 0 | 0 | 0 | 0 | 0 | 0 | 0 | 17313938.4046 | 0 | 0 | 0 | 0 | 0 | 0 | 0 | 0 | 0 | 0 | 0 | 0 | 0 | 0 | 0 | 0 | 0 | 0 | 0 | 0 | 17313938.4046 | 0 | 0 | 0 | 0 | 0 | 0 | 0 | 0 | 0 | 0 | 0 | 0 | 0 | 0 | 0 | 0 | 0 | 0 | 0 | 0 | 0 | 0 | 0 | 0 | 0 | 0 | 0 | 0 | 0 | 0 | 0 | 0 | 0 | 0 | 0 | 0 | 0 | 0 | 40469501.5973 | 0 | 0 | 0 | 0 | 0 | 0 | 0 | 0 | 0 | 0 | 0 | 0 | 0 | 0 | 0 | 0 | 0 | 40469501.5973 | 57783440.0019 | 640882828.9973 | 0 | 640882828.9973
286 |  | Land and Land Rights | 389 | 23821241.04 | 1714270.4128 | 0 | 0 | 0 | 0 | 0 | 0 | 0 | 0 | 0 | 0 | 0 | 0 | 0 | 0 | 0 | 0 | 0 | 0 | 0 | 0 | 0 | 0 | 0 | 0 | 0 | 0 | 0 | 0 | 0 | 0 | 0 | 0 | 0 | 0 | 0 | 0 | 0 | 0 | 0 | 0 | 0 | 0 | 0 | 0 | 0 | 0 | 0 | 0 | 0 | 0 | 0 | 0 | 0 | 0 | 0 | 0 | 0 | 0 | 0 | 0 | 0 | 0 | 0 | 0 | 0 | 0 | 0 | 0 | 0 | 0 | 0 | 0 | 0 | 0 | 0 | 0 | 0 | 0 | 0 | 0 | 0 | 0 | 0 | 0 | 0 | 0 | 0 | 0 | 0 | 0 | 0 | 0 | 0 | 0 | 0 | 0 | 0 | 0 | 0 | 0 | 0 | 0 | 0 | 0 | 0 | 0 | 0 | 0 | 0 | 0 | 0 | 0 | 0 | 0 | 0 | 1714270.4128 |  | 1714270.4128
287 |  | Structures and Improvements | 390 | 265595471.1971 | 23039899.4581 | 0 | 0 | 0 | 0 | 0 | 0 | 0 | 0 | 0 | 0 | 0 | 0 | 0 | 0 | 0 | 0 | 0 | 0 | 0 | 0 | 0 | 0 | 0 | 0 | 0 | 0 | 0 | 0 | 0 | 0 | 0 | 0 | 0 | 0 | 0 | 368611.4734 | 0 | 0 | 0 | 0 | 0 | 0 | 0 | 0 | 0 | 0 | 0 | 0 | 0 | 0 | 0 | 0 | 0 | 0 | 0 | 0 | 368611.4734 | 0 | 0 | 0 | 0 | 0 | 0 | 0 | 0 | 0 | 0 | 0 | 0 | 0 | 0 | 0 | 0 | 0 | 0 | 0 | 0 | 0 | 0 | 0 | 0 | 0 | 0 | 0 | 0 | 0 | 0 | 0 | 0 | 0 | 0 | 0 | 0 | 0 | 0 | 0 | 0 | 0 | 0 | 0 | 0 | 0 | 0 | 0 | 0 | 0 | 0 | 0 | 0 | 0 | 0 | 0 | 0 | 0 | 368611.4734 | 23408510.9315 |  | 23408510.9315
288 |  | Office Furniture & Equipment | 391 | 80845798.84 | 5473060.7093 | 0 | 0 | 0 | 0 | 0 | 0 | 0 | 0 | 0 | 0 | 0 | 0 | 0 | 0 | 0 | 0 | 0 | 0 | 0 | 0 | 0 | 0 | 0 | 0 | 0 | 0 | 0 | 0 | 0 | 0 | 0 | 0 | 0 | 0 | 0 | 648811.4862 | 0 | 0 | 0 | 0 | 0 | 0 | 0 | 0 | 0 | 0 | 0 | 0 | 0 | 0 | 0 | 0 | 0 | 0 | 0 | 0 | 648811.4862 | 0 | 0 | 0 | 0 | 0 | 0 | 0 | 0 | 0 | 0 | 0 | 0 | 0 | 0 | 0 | 0 | 0 | 0 | 0 | 0 | 0 | 0 | 0 | 0 | 0 | 0 | 0 | 0 | 0 | 0 | 0 | 0 | 0 | 0 | 0 | 0 | 0 | 0 | 0 | 0 | 0 | 0 | 0 | 0 | 0 | 0 | 0 | 0 | 0 | 0 | 0 | 0 | 0 | 0 | 0 | 0 | 0 | 648811.4862 | 6121872.1954 |  | 6121872.1954
289 |  | Transportation Equipment | 392 | 138873070.4608 | 8250696.1096 | 0 | 0 | 0 | 0 | 0 | 0 | 0 | 0 | 0 | 0 | 0 | 0 | 0 | 0 | 0 | 0 | 0 | 0 | 0 | 0 | 0 | 0 | 0 | 0 | 0 | 0 | 0 | 0 | 0 | 0 | 0 | 0 | 0 | 0 | 0 | 217795.0699 | 0 | 0 | 0 | 0 | 0 | 0 | 0 | 0 | 0 | 0 | 0 | 0 | 0 | 0 | 0 | 0 | 0 | 0 | 0 | 0 | 217795.0699 | 0 | 0 | 0 | 0 | 0 | 0 | 0 | 0 | 0 | 0 | 0 | 0 | 0 | 0 | 0 | 0 | 0 | 0 | 0 | 0 | 0 | 0 | 0 | 0 | 0 | 0 | 0 | 0 | 0 | 0 | 0 | 0 | 0 | 0 | 0 | 0 | 0 | 0 | 0 | 0 | 0 | 0 | 0 | 0 | 0 | 0 | 0 | 0 | 0 | 0 | 0 | 0 | 0 | 0 | 0 | 0 | 0 | 217795.0699 | 8468491.1795 |  | 8468491.1795
290 |  | Stores Equipment | 393 | 15657325.2904 | 1097706.7635 | 0 | 0 | 0 | 0 | 0 | 0 | 0 | 0 | 0 | 0 | 0 | 0 | 0 | 0 | 0 | 0 | 0 | 0 | 0 | 0 | 0 | 0 | 0 | 0 | 0 | 0 | 0 | 0 | 0 | 0 | 0 | 0 | 0 | 0 | 0 | 23488.038 | 0 | 0 | 0 | 0 | 0 | 0 | 0 | 0 | 0 | 0 | 0 | 0 | 0 | 0 | 0 | 0 | 0 | 0 | 0 | 0 | 23488.038 | 0 | 0 | 0 | 0 | 0 | 0 | 0 | 0 | 0 | 0 | 0 | 0 | 0 | 0 | 0 | 0 | 0 | 0 | 0 | 0 | 0 | 0 | 0 | 0 | 0 | 0 | 0 | 0 | 0 | 0 | 0 | 0 | 0 | 0 | 0 | 0 | 0 | 0 | 0 | 0 | 0 | 0 | 0 | 0 | 0 | 0 | 0 | 0 | 0 | 0 | 0 | 0 | 0 | 0 | 0 | 0 | 0 | 23488.038 | 1121194.8016 |  | 1121194.8016
291 |  | Tools, Shop & Garage Equipment | 394 | 61217910.9329 | 3897318.3743 | 0 | 0 | 0 | 0 | 0 | 0 | 0 | 0 | 0 | 0 | 0 | 0 | 0 | 0 | 0 | 0 | 0 | 0 | 0 | 0 | 0 | 0 | 0 | 0 | 0 | 0 | 0 | 0 | 0 | 0 | 0 | 0 | 0 | 0 | 0 | 28516.3903 | 0 | 0 | 0 | 0 | 0 | 0 | 0 | 0 | 0 | 0 | 0 | 0 | 0 | 0 | 0 | 0 | 0 | 0 | 0 | 0 | 28516.3903 | 0 | 0 | 0 | 0 | 0 | 0 | 0 | 0 | 0 | 0 | 0 | 0 | 0 | 0 | 0 | 0 | 0 | 0 | 0 | 0 | 0 | 0 | 0 | 0 | 0 | 0 | 0 | 0 | 0 | 0 | 0 | 0 | 0 | 0 | 0 | 0 | 0 | 0 | 0 | 0 | 0 | 0 | 0 | 0 | 0 | 0 | 0 | 0 | 0 | 0 | 0 | 0 | 0 | 0 | 0 | 0 | 0 | 28516.3903 | 3925834.7647 |  | 3925834.7647
292 |  | Laboratory Equipment | 395 | 36627835.7083 | 2152601.75 | 0 | 0 | 0 | 0 | 0 | 0 | 0 | 0 | 0 | 0 | 0 | 0 | 0 | 0 | 0 | 0 | 0 | 0 | 0 | 0 | 0 | 0 | 0 | 0 | 0 | 0 | 0 | 0 | 0 | 0 | 0 | 0 | 0 | 0 | 0 | 8510.7239 | 0 | 0 | 0 | 0 | 0 | 0 | 0 | 0 | 0 | 0 | 0 | 0 | 0 | 0 | 0 | 0 | 0 | 0 | 0 | 0 | 8510.7239 | 0 | 0 | 0 | 0 | 0 | 0 | 0 | 0 | 0 | 0 | 0 | 0 | 0 | 0 | 0 | 0 | 0 | 0 | 0 | 0 | 0 | 0 | 0 | 0 | 0 | 0 | 0 | 0 | 0 | 0 | 0 | 0 | 0 | 0 | 0 | 0 | 0 | 0 | 0 | 0 | 0 | 0 | 0 | 0 | 0 | 0 | 0 | 0 | 0 | 0 | 0 | 0 | 0 | 0 | 0 | 0 | 0 | 8510.7239 | 2161112.4739 |  | 2161112.4739
293 |  | Power Operated Equipment | 396 | 215397140.9396 | 13016946.6585 | 0 | 0 | 0 | 0 | 0 | 0 | 0 | 0 | 0 | 0 | 0 | 0 | 0 | 0 | 0 | 0 | 0 | 0 | 0 | 0 | 0 | 0 | 0 | 0 | 0 | 0 | 0 | 0 | 0 | 0 | 0 | 0 | 0 | 0 | 0 | -213354.6122 | 0 | 0 | 0 | 0 | 0 | 0 | 0 | 0 | 0 | 0 | 0 | 0 | 0 | 0 | 0 | 0 | 0 | 0 | 0 | 0 | -213354.6122 | 0 | 0 | 0 | 0 | 0 | 0 | 0 | 0 | 0 | 0 | 0 | 0 | 0 | 0 | 0 | 0 | 0 | 0 | 0 | 0 | 0 | 0 | 0 | 0 | 0 | 0 | 0 | 0 | 0 | 0 | 0 | 0 | 0 | 0 | 0 | 0 | 0 | 0 | 0 | 0 | 0 | 0 | 0 | 0 | 0 | 0 | 0 | 0 | 0 | 0 | 0 | 0 | 0 | 0 | 0 | 0 | 0 | -213354.6122 | 12803592.0463 |  | 12803592.0463
294 |  | Communication Equipment | 397 | 476327604.5908 | 32833064.0212 | 0 | 0 | 0 | 0 | 0 | 0 | 0 | 0 | 0 | 0 | 0 | 0 | 0 | 0 | 0 | 0 | 0 | 0 | 0 | 0 | 0 | 0 | 0 | 0 | 0 | 0 | 0 | 0 | 0 | 0 | 0 | 0 | 0 | 0 | 0 | 468941.6133 | 0 | 0 | 0 | 0 | 0 | 0 | 0 | 0 | 0 | 0 | 0 | 0 | 0 | 0 | 0 | 0 | 0 | 0 | 0 | 0 | 468941.6133 | 0 | 0 | 0 | 0 | 0 | 0 | 0 | 0 | 0 | 0 | 0 | 0 | 0 | 0 | 0 | 0 | 0 | 0 | 0 | 0 | 0 | 0 | 0 | 0 | 0 | 0 | 0 | 0 | 0 | 0 | 0 | 0 | 0 | 0 | 0 | 0 | 0 | 0 | 5795051.4555 | 0 | 0 | 0 | 0 | 0 | 0 | 0 | 0 | 0 | 0 | 0 | 0 | 0 | 0 | 41006.7969 | 0 | 0 | 5836058.2524 | 6304999.8657 | 39138063.8869 |  | 39138063.8869
295 |  | Misc. Equipment | 398 | 8322105.9571 | 466072.1585 | 0 | 0 | 0 | 0 | 0 | 0 | 0 | 0 | 0 | 0 | 0 | 0 | 0 | 0 | 0 | 0 | 0 | 0 | 0 | 0 | 0 | 0 | 0 | 0 | 0 | 0 | 0 | 0 | 0 | 0 | 0 | 0 | 0 | 0 | 0 | 715.9555 | 0 | 0 | 0 | 0 | 0 | 0 | 0 | 0 | 0 | 0 | 0 | 0 | 0 | 0 | 0 | 0 | 0 | 0 | 0 | 0 | 715.9555 | 0 | 0 | 0 | 0 | 0 | 0 | 0 | 0 | 0 | 0 | 0 | 0 | 0 | 0 | 0 | 0 | 0 | 0 | 0 | 0 | 0 | 0 | 0 | 0 | 0 | 0 | 0 | 0 | 0 | 0 | 0 | 0 | 0 | 0 | 0 | 0 | 0 | 0 | 0 | 0 | 0 | 0 | 0 | 0 | 0 | 0 | 0 | 0 | 0 | 0 | 0 | 0 | 0 | 0 | 0 | 0 | 0 | 715.9555 | 466788.114 |  | 466788.114
296 |  | Coal Mine | 399 | 1822900.72 | 0 | 0 | 0 | 0 | 0 | 0 | 0 | 0 | 0 | 0 | 0 | 0 | 0 | 0 | 0 | 0 | 0 | 0 | 0 | 0 | 0 | 0 | 0 | 0 | 0 | 0 | 0 | 0 | 0 | 0 | 0 | 0 | 0 | 0 | 0 | 0 | 0 | 0 | 0 | 0 | 0 | 0 | 0 | 0 | 0 | 0 | 0 | 0 | 0 | 0 | 0 | 0 | 38950353.582 | 0 | 0 | 0 | 0 | 38950353.582 | 0 | 0 | 0 | 0 | 0 | 0 | 0 | 0 | 0 | 0 | 0 | 0 | 0 | 0 | 0 | 0 | 0 | 0 | 0 | 0 | 0 | 0 | 0 | 0 | 0 | 0 | 0 | 0 | 0 | 0 | 0 | 0 | 0 | 0 | 0 | 0 | 0 | 0 | 0 | 0 | 0 | 0 | 0 | 0 | 0 | 0 | 0 | 0 | 0 | 0 | 0 | 1121905.8127 | 0 | 0 | 0 | 0 | 1121905.8127 | 40072259.3947 | 40072259.3947 |  | 40072259.3947
297 |  |  | MP | 0 | 0 | 0 | 0 | 0 | 0 | 0 | 0 | 0 | 0 | 0 | 0 | 0 | 0 | 0 | 0 | 0 | 0 | 0 | 0 | 0 | 0 | 0 | 0 | 0 | 0 | 0 | 0 | 0 | 0 | 0 | 0 | 0 | 0 | 0 | 0 | 0 | 0 | 0 | 0 | 0 | 0 | 0 | 0 | 0 | 0 | 0 | 0 | 0 | 0 | 0 | 0 | 0 | 0 | 0 | 0 | 0 | 0 | 0 | 0 | 0 | 0 | 0 | 0 | 0 | 0 | 0 | 0 | 0 | 0 | 0 | 0 | 0 | 0 | 0 | 0 | 0 | 0 | 0 | 0 | 0 | 0 | 0 | 0 | 0 | 0 | 0 | 0 | 0 | 0 | 0 | 0 | 0 | 0 | 0 | 0 | 0 | 0 | 0 | 0 | 0 | 0 | 0 | 0 | 0 | 0 | 0 | 0 | 0 | 0 | 0 | 0 | 0 | 0 | 0 | 0 | 0 | 0 |  | 0
298 |  | WIDCO Capital Lease | 399L | 0 | 0 | 0 | 0 | 0 | 0 | 0 | 0 | 0 | 0 | 0 | 0 | 0 | 0 | 0 | 0 | 0 | 0 | 0 | 0 | 0 | 0 | 0 | 0 | 0 | 0 | 0 | 0 | 0 | 0 | 0 | 0 | 0 | 0 | 0 | 0 | 0 | 0 | 0 | 0 | 0 | 0 | 0 | 0 | 0 | 0 | 0 | 0 | 0 | 0 | 0 | 0 | 0 | 0 | 0 | 0 | 0 | 0 | 0 | 0 | 0 | 0 | 0 | 0 | 0 | 0 | 0 | 0 | 0 | 0 | 0 | 0 | 0 | 0 | 0 | 0 | 0 | 0 | 0 | 0 | 0 | 0 | 0 | 0 | 0 | 0 | 0 | 0 | 0 | 0 | 0 | 0 | 0 | 0 | 0 | 0 | 0 | 0 | 0 | 0 | 0 | 0 | 0 | 0 | 0 | 0 | 0 | 0 | 0 | 0 | 0 | 0 | 0 | 0 | 0 | 0 | 0 | 0 |  | 0
299 |  | General Capital Leases | 1011390 | 11557280.6554 | 537861.7742 | 0 | 0 | 0 | 0 | 0 | 0 | 0 | 0 | 0 | 0 | 0 | 0 | 0 | 0 | 0 | 0 | 0 | 0 | 0 | 0 | 0 | 0 | 0 | 0 | 0 | 0 | 0 | 0 | 0 | 0 | 0 | 0 | 0 | 0 | 0 | 0 | 0 | 0 | 0 | 0 | 0 | 0 | 0 | 0 | 0 | 0 | 0 | 0 | 0 | 0 | 0 | 0 | 0 | 0 | 0 | 0 | 0 | 0 | 0 | 0 | 0 | 0 | 0 | 0 | 0 | 0 | 0 | 0 | 0 | 0 | 0 | 0 | 0 | 0 | 0 | 0 | 0 | 0 | 0 | 0 | 0 | 0 | 0 | 0 | 0 | 0 | 0 | 0 | 0 | 0 | 0 | 0 | 0 | 0 | 0 | 0 | 0 | 0 | 0 | 0 | 0 | 0 | 0 | 0 | 0 | 0 | 0 | 0 | 0 | 0 | 0 | 0 | 0 | 0 | 0 | 537861.7742 |  | 537861.7742
300 |  | General Vehicles Capital Leases | 1011392 | 0 | 0 | 0 | 0 | 0 | 0 | 0 | 0 | 0 | 0 | 0 | 0 | 0 | 0 | 0 | 0 | 0 | 0 | 0 | 0 | 0 | 0 | 0 | 0 | 0 | 0 | 0 | 0 | 0 | 0 | 0 | 0 | 0 | 0 | 0 | 0 | 0 | 0 | 0 | 0 | 0 | 0 | 0 | 0 | 0 | 0 | 0 | 0 | 0 | 0 | 0 | 0 | 0 | 0 | 0 | 0 | 0 | 0 | 0 | 0 | 0 | 0 | 0 | 0 | 0 | 0 | 0 | 0 | 0 | 0 | 0 | 0 | 0 | 0 | 0 | 0 | 0 | 0 | 0 | 0 | 0 | 0 | 0 | 0 | 0 | 0 | 0 | 0 | 0 | 0 | 0 | 0 | 0 | 0 | 0 | 0 | 0 | 0 | 0 | 0 | 0 | 0 | 0 | 0 | 0 | 0 | 0 | 0 | 0 | 0 | 0 | 0 | 0 | 0 | 0 | 0 | 0 | 0 |  | 0
301 |  | Unclassified Gen Plant - Acct 106 | GP | 66694957.9071 | 4725058.3319 | 0 | 0 | 0 | 0 | 0 | 0 | 0 | 0 | 0 | 0 | 0 | 0 | 0 | 0 | 0 | 0 | 0 | 0 | 0 | 0 | 0 | 0 | 0 | 0 | 0 | 0 | 0 | 0 | 0 | 0 | 0 | 0 | 0 | 0 | 0 | -3872.9263 | 0 | 0 | 0 | 0 | 0 | 0 | 0 | 0 | 0 | 0 | 0 | 0 | 0 | 0 | 0 | 0 | 0 | 0 | 0 | 0 | -3872.9263 | 0 | 0 | 0 | 0 | 0 | 0 | 0 | 0 | 0 | 0 | 0 | 0 | 0 | 0 | 0 | 0 | 0 | 0 | 0 | 0 | 0 | 0 | 0 | 0 | 0 | 0 | 0 | 0 | 0 | 0 | 0 | 0 | 0 | 0 | 0 | 0 | 0 | 0 | 0 | 0 | 0 | 0 | 0 | 0 | 0 | 0 | 0 | 0 | 0 | 0 | 0 | 0 | 0 | 0 | 0 | 0 | 0 | -3872.9263 | 4721185.4056 |  | 4721185.4056
302 |  | Unclassified Gen Plant - Acct 300 | 399G | 0 | 0 | 0 | 0 | 0 | 0 | 0 | 0 | 0 | 0 | 0 | 0 | 0 | 0 | 0 | 0 | 0 | 0 | 0 | 0 | 0 | 0 | 0 | 0 | 0 | 0 | 0 | 0 | 0 | 0 | 0 | 0 | 0 | 0 | 0 | 0 | 0 | 0 | 0 | 0 | 0 | 0 | 0 | 0 | 0 | 0 | 0 | 0 | 0 | 0 | 0 | 0 | 0 | 0 | 0 | 0 | 0 | 0 | 0 | 0 | 0 | 0 | 0 | 0 | 0 | 0 | 0 | 0 | 0 | 0 | 0 | 0 | 0 | 0 | 0 | 0 | 0 | 0 | 0 | 0 | 0 | 0 | 0 | 0 | 0 | 0 | 0 | 0 | 0 | 0 | 0 | 0 | 0 | 0 | 0 | 0 | 0 | 0 | 0 | 0 | 0 | 0 | 0 | 0 | 0 | 0 | 0 | 0 | 0 | 0 | 0 | 0 | 0 | 0 | 0 | 0 | 0 | 0 |  | 0
303 |  |  | General plant | 1391203363.5842 | 96666694.7478 | 0 | 0 | 0 | 0 | 0 | 0 | 0 | 0 | 0 | 0 | 0 | 0 | 0 | 0 | 0 | 0 | 0 | 0 | 0 | 0 | 0 | 0 | 0 | 0 | 0 | 0 | 0 | 0 | 0 | 0 | 0 | 0 | 0 | 0 | 0 | 1548163.212 | 0 | 0 | 0 | 0 | 0 | 0 | 0 | 0 | 0 | 0 | 0 | 0 | 0 | 0 | 0 | 38950353.582 | 0 | 0 | 0 | 0 | 40498516.794 | 0 | 0 | 0 | 0 | 0 | 0 | 0 | 0 | 0 | 0 | 0 | 0 | 0 | 0 | 0 | 0 | 0 | 0 | 0 | 0 | 0 | 0 | 0 | 0 | 0 | 0 | 0 | 0 | 0 | 0 | 0 | 0 | 0 | 0 | 0 | 0 | 0 | 0 | 5795051.4555 | 0 | 0 | 0 | 0 | 0 | 0 | 0 | 0 | 0 | 0 | 0 | 0 | 1121905.8127 | 0 | 41006.7969 | 0 | 0 | 6957964.0651 | 47456480.8591 | 144123175.6068 | 0 | 144123175.6068
304 |  | Organization | 301 | 0 | 0 | 0 | 0 | 0 | 0 | 0 | 0 | 0 | 0 | 0 | 0 | 0 | 0 | 0 | 0 | 0 | 0 | 0 | 0 | 0 | 0 | 0 | 0 | 0 | 0 | 0 | 0 | 0 | 0 | 0 | 0 | 0 | 0 | 0 | 0 | 0 | 0 | 0 | 0 | 0 | 0 | 0 | 0 | 0 | 0 | 0 | 0 | 0 | 0 | 0 | 0 | 0 | 0 | 0 | 0 | 0 | 0 | 0 | 0 | 0 | 0 | 0 | 0 | 0 | 0 | 0 | 0 | 0 | 0 | 0 | 0 | 0 | 0 | 0 | 0 | 0 | 0 | 0 | 0 | 0 | 0 | 0 | 0 | 0 | 0 | 0 | 0 | 0 | 0 | 0 | 0 | 0 | 0 | 0 | 0 | 0 | 0 | 0 | 0 | 0 | 0 | 0 | 0 | 0 | 0 | 0 | 0 | 0 | 0 | 0 | 0 | 0 | 0 | 0 | 0 | 0 | 0 |  | 0
305 |  | Franchise & Consent | 302 | 170143275.0325 | 16055254.2223 | 0 | 0 | 0 | 0 | 0 | 0 | 0 | 0 | 0 | 0 | 0 | 0 | 0 | 0 | 0 | 0 | 0 | 0 | 0 | 0 | 0 | 0 | 0 | 0 | 0 | 0 | 0 | 0 | 0 | 0 | 0 | 0 | 0 | 0 | 0 | 148.9532 | 0 | 0 | 0 | 0 | 0 | 0 | 0 | 0 | 0 | 0 | 0 | 0 | 0 | 0 | 0 | 0 | 0 | 0 | 0 | 0 | 148.9532 | 0 | 0 | 0 | 0 | 0 | 0 | 0 | 0 | 0 | 0 | 0 | 0 | 0 | 0 | 0 | 0 | 0 | 0 | 0 | 0 | 0 | 0 | 0 | 0 | 0 | 0 | 0 | 0 | 0 | 0 | 0 | 0 | 0 | 0 | 0 | 0 | 0 | 0 | -41443.6068 | 0 | 0 | 0 | 0 | 0 | 0 | 0 | 0 | 0 | 0 | 0 | 0 | 0 | 0 | 0 | 0 | 0 | -41443.6068 | -41294.6536 | 16013959.5687 |  | 16013959.5687
306 |  | Miscellaneous Intangible Plant | 303 | 884449559.6696 | 63143182.2109 | 0 | 0 | 0 | 0 | 0 | 0 | 0 | 0 | 0 | 0 | 0 | 0 | 0 | 0 | 0 | 0 | 0 | 0 | 0 | 0 | 0 | 0 | 0 | 0 | 0 | 0 | 0 | 0 | 0 | 0 | 0 | 0 | 0 | 0 | 0 | 974108.9716 | 0 | 0 | 0 | 0 | 0 | 0 | 0 | 0 | 0 | 0 | 0 | 0 | 0 | 0 | 0 | 0 | 0 | 0 | 0 | 0 | 974108.9716 | 0 | 0 | 0 | 0 | 0 | 0 | 0 | 0 | 0 | 0 | 0 | 0 | 0 | 0 | 0 | 0 | 0 | 0 | 0 | 0 | 0 | 0 | 0 | 0 | 0 | 0 | 0 | 0 | 0 | 0 | 0 | 0 | 0 | 0 | 0 | 0 | 0 | 0 | 7847286.6367 | 0 | 0 | 0 | 0 | 0 | 0 | 0 | 0 | 0 | 0 | 0 | 0 | 0 | 0 | 0 | 0 | 0 | 7847286.6367 | 8821395.6083 | 71964577.8192 |  | 71964577.8192
307 |  | Unclassified Intangible Plant - Acct 106 | IP | 0 | 0 | 0 | 0 | 0 | 0 | 0 | 0 | 0 | 0 | 0 | 0 | 0 | 0 | 0 | 0 | 0 | 0 | 0 | 0 | 0 | 0 | 0 | 0 | 0 | 0 | 0 | 0 | 0 | 0 | 0 | 0 | 0 | 0 | 0 | 0 | 0 | 0 | 0 | 0 | 0 | 0 | 0 | 0 | 0 | 0 | 0 | 0 | 0 | 0 | 0 | 0 | 0 | 0 | 0 | 0 | 0 | 0 | 0 | 0 | 0 | 0 | 0 | 0 | 0 | 0 | 0 | 0 | 0 | 0 | 0 | 0 | 0 | 0 | 0 | 0 | 0 | 0 | 0 | 0 | 0 | 0 | 0 | 0 | 0 | 0 | 0 | 0 | 0 | 0 | 0 | 0 | 0 | 0 | 0 | 0 | 0 | 0 | 0 | 0 | 0 | 0 | 0 | 0 | 0 | 0 | 0 | 0 | 0 | 0 | 0 | 0 | 0 | 0 | 0 | 0 | 0 | 0 |  | 0
308 |  |  | Intangible plant | 1054592834.7021 | 79198436.4331 | 0 | 0 | 0 | 0 | 0 | 0 | 0 | 0 | 0 | 0 | 0 | 0 | 0 | 0 | 0 | 0 | 0 | 0 | 0 | 0 | 0 | 0 | 0 | 0 | 0 | 0 | 0 | 0 | 0 | 0 | 0 | 0 | 0 | 0 | 0 | 974257.9248 | 0 | 0 | 0 | 0 | 0 | 0 | 0 | 0 | 0 | 0 | 0 | 0 | 0 | 0 | 0 | 0 | 0 | 0 | 0 | 0 | 974257.9248 | 0 | 0 | 0 | 0 | 0 | 0 | 0 | 0 | 0 | 0 | 0 | 0 | 0 | 0 | 0 | 0 | 0 | 0 | 0 | 0 | 0 | 0 | 0 | 0 | 0 | 0 | 0 | 0 | 0 | 0 | 0 | 0 | 0 | 0 | 0 | 0 | 0 | 0 | 7805843.0299 | 0 | 0 | 0 | 0 | 0 | 0 | 0 | 0 | 0 | 0 | 0 | 0 | 0 | 0 | 0 | 0 | 0 | 7805843.0299 | 8780100.9548 | 87978537.3879 | 0 | 87978537.3879
309 |  |  | Electric plant in service | 31784200759.0658 | 2263546946.4584 | 0 | 0 | 0 | 0 | 0 | 0 | 0 | 0 | 0 | 0 | 0 | 0 | 0 | 0 | 0 | 0 | 0 | 0 | 0 | 0 | 0 | 0 | 0 | 0 | 0 | 0 | 0 | 0 | 0 | 0 | 0 | 0 | 0 | 0 | 0 | 30000111.714 | 0 | 0 | 0 | 0 | 0 | 0 | -17855800.8133 | -10948499.3517 | -426745.9803 | 0 | 0 | 0 | -298414624.8801 | -49457131.5363 | -29244710.0192 | 38950353.582 | 0 | 0 | 0 | 0 | -337397047.2848 | 0 | 0 | 0 | 0 | 0 | 0 | 0 | 0 | 0 | 0 | 0 | 0 | 0 | 0 | 0 | 0 | 0 | 0 | 0 | 0 | 0 | 0 | 0 | 0 | 0 | 0 | 0 | 0 | 0 | 0 | 0 | 0 | 0 | 0 | 0 | 0 | 0 | 0 | 132654631.3451 | 0 | 0 | 0 | 0 | 0 | 0 | 2321668.5742 | 37741371.8083 | 192349.4134 | 0 | 0 | 0 | 1121905.8127 | 300463387.5477 | 3803939.4691 | 4092535.5976 | 0 | 482391789.568 | 144994742.2832 | 2408541688.7417 | 0 | 2408541688.7417
310 | Plant Helf for Future Use | Plant Held For Future Use | 105 | 19148374.3942 | 467184.7162 | 0 | 0 | 0 | 0 | 0 | 0 | 0 | 0 | 0 | 0 | 0 | 0 | 0 | 0 | 0 | 0 | 0 | 0 | 0 | 0 | 0 | 0 | 0 | 0 | 0 | 0 | 0 | 0 | 0 | 0 | 0 | 0 | 0 | 0 | 0 | 0 | 0 | 0 | 0 | 0 | 0 | 0 | 0 | 0 | 0 | 0 | 0 | 0 | 0 | 0 | 0 | 0 | 0 | 0 | 0 | 0 | 0 | 0 | 0 | 0 | 0 | 0 | 0 | 0 | 0 | 0 | 0 | 0 | 0 | 0 | 0 | 0 | 0 | 0 | 0 | 0 | 0 | 0 | 0 | 0 | 0 | 0 | 0 | 0 | 0 | 0 | 0 | 0 | 0 | 0 | 0 | 0 | 0 | 0 | 0 | 0 | 0 | 0 | 0 | 0 | 0 | 0 | 0 | 0 | 0 | 0 | 0 | 0 | 0 | 0 | 0 | 0 | 0 | 0 | 0 | 467184.7162 |  | 467184.7162
311 |  |  | Total Plant Held For Future Use | 19148374.3942 | 467184.7162 | 0 | 0 | 0 | 0 | 0 | 0 | 0 | 0 | 0 | 0 | 0 | 0 | 0 | 0 | 0 | 0 | 0 | 0 | 0 | 0 | 0 | 0 | 0 | 0 | 0 | 0 | 0 | 0 | 0 | 0 | 0 | 0 | 0 | 0 | 0 | 0 | 0 | 0 | 0 | 0 | 0 | 0 | 0 | 0 | 0 | 0 | 0 | 0 | 0 | 0 | 0 | 0 | 0 | 0 | 0 | 0 | 0 | 0 | 0 | 0 | 0 | 0 | 0 | 0 | 0 | 0 | 0 | 0 | 0 | 0 | 0 | 0 | 0 | 0 | 0 | 0 | 0 | 0 | 0 | 0 | 0 | 0 | 0 | 0 | 0 | 0 | 0 | 0 | 0 | 0 | 0 | 0 | 0 | 0 | 0 | 0 | 0 | 0 | 0 | 0 | 0 | 0 | 0 | 0 | 0 | 0 | 0 | 0 | 0 | 0 | 0 | 0 | 0 | 0 | 0 | 467184.7162 | 0 | 467184.7162
312 | Electric Plant Acquistion | Electric Plant Acquisition Adjustments | 114 | 154931754.42 | 158117.6883 | 0 | 0 | 0 | 0 | 0 | 0 | 0 | 0 | 0 | 0 | 0 | 0 | 0 | 0 | 0 | 0 | 0 | 0 | 0 | 0 | 0 | 0 | 0 | 0 | 0 | 0 | 0 | 0 | 0 | 0 | 0 | 0 | 0 | 0 | 0 | 0 | 0 | 0 | 0 | 0 | 0 | 0 | 0 | 0 | 0 | 0 | 0 | 0 | 0 | 0 | 0 | 0 | 0 | 0 | 0 | 0 | 0 | 0 | 0 | 0 | 0 | 0 | 0 | 0 | 0 | 0 | 0 | 0 | 0 | 0 | 0 | 0 | 0 | 0 | 0 | 0 | 0 | 0 | 0 | 0 | 0 | 0 | 0 | 0 | 0 | 0 | 0 | 0 | 0 | 0 | 0 | 0 | 0 | 0 | 0 | 0 | 0 | 0 | 0 | 0 | 0 | 0 | 0 | 0 | 0 | 0 | 0 | 0 | 0 | 0 | 0 | 0 | 0 | 0 | 0 | 158117.6883 |  | 158117.6883
313 |  |  | Total Electric Plant Acquisition Adjustments | 154931754.42 | 158117.6883 | 0 | 0 | 0 | 0 | 0 | 0 | 0 | 0 | 0 | 0 | 0 | 0 | 0 | 0 | 0 | 0 | 0 | 0 | 0 | 0 | 0 | 0 | 0 | 0 | 0 | 0 | 0 | 0 | 0 | 0 | 0 | 0 | 0 | 0 | 0 | 0 | 0 | 0 | 0 | 0 | 0 | 0 | 0 | 0 | 0 | 0 | 0 | 0 | 0 | 0 | 0 | 0 | 0 | 0 | 0 | 0 | 0 | 0 | 0 | 0 | 0 | 0 | 0 | 0 | 0 | 0 | 0 | 0 | 0 | 0 | 0 | 0 | 0 | 0 | 0 | 0 | 0 | 0 | 0 | 0 | 0 | 0 | 0 | 0 | 0 | 0 | 0 | 0 | 0 | 0 | 0 | 0 | 0 | 0 | 0 | 0 | 0 | 0 | 0 | 0 | 0 | 0 | 0 | 0 | 0 | 0 | 0 | 0 | 0 | 0 | 0 | 0 | 0 | 0 | 0 | 158117.6883 | 0 | 158117.6883
314 | Accum Provision for Asset Acq | Accum Provision for Asset Acquisition Adjustments | 115 | -142894276.2425 | -42273.4898 | 0 | 0 | 0 | 0 | 0 | 0 | 0 | 0 | 0 | 0 | 0 | 0 | 0 | 0 | 0 | 0 | 0 | 0 | 0 | 0 | 0 | 0 | 0 | 0 | 0 | 0 | 0 | 0 | 0 | 0 | 0 | 0 | 0 | 0 | 0 | 0 | 0 | 0 | 0 | 0 | 0 | 0 | 0 | 0 | 0 | 0 | 0 | 0 | 0 | 0 | 0 | 0 | 0 | 0 | 0 | 0 | 0 | 0 | 0 | 0 | 0 | 0 | 0 | 0 | 0 | 0 | 0 | 0 | 0 | 0 | 0 | 0 | 0 | 0 | 0 | 0 | 0 | 0 | 0 | 0 | 0 | 0 | 0 | 0 | 0 | 0 | 0 | 0 | 0 | 0 | 0 | 0 | 0 | 0 | 0 | 0 | 0 | 0 | 0 | 0 | 0 | 0 | 0 | 0 | 0 | 0 | 0 | 0 | 0 | 0 | 0 | 0 | 0 | 0 | 0 | -42273.4898 |  | -42273.4898
315 |  |  | Total Accum Provision for Asset Acq. Adj. | -142894276.2425 | -42273.4898 | 0 | 0 | 0 | 0 | 0 | 0 | 0 | 0 | 0 | 0 | 0 | 0 | 0 | 0 | 0 | 0 | 0 | 0 | 0 | 0 | 0 | 0 | 0 | 0 | 0 | 0 | 0 | 0 | 0 | 0 | 0 | 0 | 0 | 0 | 0 | 0 | 0 | 0 | 0 | 0 | 0 | 0 | 0 | 0 | 0 | 0 | 0 | 0 | 0 | 0 | 0 | 0 | 0 | 0 | 0 | 0 | 0 | 0 | 0 | 0 | 0 | 0 | 0 | 0 | 0 | 0 | 0 | 0 | 0 | 0 | 0 | 0 | 0 | 0 | 0 | 0 | 0 | 0 | 0 | 0 | 0 | 0 | 0 | 0 | 0 | 0 | 0 | 0 | 0 | 0 | 0 | 0 | 0 | 0 | 0 | 0 | 0 | 0 | 0 | 0 | 0 | 0 | 0 | 0 | 0 | 0 | 0 | 0 | 0 | 0 | 0 | 0 | 0 | 0 | 0 | -42273.4898 | 0 | -42273.4898
316 | Pensions | Pensions | 128 | 0 | 0 | 0 | 0 | 0 | 0 | 0 | 0 | 0 | 0 | 0 | 0 | 0 | 0 | 0 | 0 | 0 | 0 | 0 | 0 | 0 | 0 | 0 | 0 | 0 | 0 | 0 | 0 | 0 | 0 | 0 | 0 | 0 | 0 | 0 | 0 | 0 | 0 | 0 | 0 | 0 | 0 | 0 | 0 | 0 | 0 | 0 | 0 | 0 | 0 | 0 | 0 | 0 | 0 | 0 | 0 | 0 | 0 | 0 | 0 | 0 | 0 | 0 | 0 | 0 | 0 | 0 | 0 | 0 | 0 | 0 | 0 | 0 | 0 | 0 | 0 | 0 | 0 | 0 | 0 | 0 | 0 | 0 | 0 | 0 | 0 | 0 | 0 | 0 | 0 | 0 | 0 | 0 | 0 | 0 | 0 | 0 | 0 | 0 | 0 | 0 | 0 | 0 | 0 | 0 | 0 | 0 | 0 | 0 | 0 | 0 | 0 | 0 | 0 | 0 | 0 | 0 | 0 |  | 0
317 |  |  | Total pensions | 0 | 0 | 0 | 0 | 0 | 0 | 0 | 0 | 0 | 0 | 0 | 0 | 0 | 0 | 0 | 0 | 0 | 0 | 0 | 0 | 0 | 0 | 0 | 0 | 0 | 0 | 0 | 0 | 0 | 0 | 0 | 0 | 0 | 0 | 0 | 0 | 0 | 0 | 0 | 0 | 0 | 0 | 0 | 0 | 0 | 0 | 0 | 0 | 0 | 0 | 0 | 0 | 0 | 0 | 0 | 0 | 0 | 0 | 0 | 0 | 0 | 0 | 0 | 0 | 0 | 0 | 0 | 0 | 0 | 0 | 0 | 0 | 0 | 0 | 0 | 0 | 0 | 0 | 0 | 0 | 0 | 0 | 0 | 0 | 0 | 0 | 0 | 0 | 0 | 0 | 0 | 0 | 0 | 0 | 0 | 0 | 0 | 0 | 0 | 0 | 0 | 0 | 0 | 0 | 0 | 0 | 0 | 0 | 0 | 0 | 0 | 0 | 0 | 0 | 0 | 0 | 0 | 0 | 0 | 0
318 | Weatherization | Weatherization | 124 | 604411.1079 | 3311.89 | 0 | 0 | 0 | 0 | 0 | 0 | 0 | 0 | 0 | 0 | 0 | 0 | 0 | 0 | 0 | 0 | 0 | 0 | 0 | 0 | 0 | 0 | 0 | 0 | 0 | 0 | 0 | 0 | 0 | 0 | 0 | 0 | 0 | 0 | 0 | 0 | 0 | 0 | 0 | 0 | 0 | 0 | 0 | 0 | 0 | 0 | 0 | 0 | 0 | 0 | 0 | 0 | 0 | 0 | 0 | 0 | 0 | 0 | 0 | 0 | 0 | 0 | 0 | 0 | 0 | 0 | 0 | 0 | 0 | 0 | 0 | 0 | 0 | 0 | 0 | 0 | 0 | 0 | 0 | 0 | 0 | 0 | 0 | 0 | 0 | 0 | 0 | 0 | 0 | 0 | 0 | 0 | 0 | 0 | 0 | 0 | 0 | 0 | 0 | 0 | 0 | 0 | 0 | 0 | 0 | 0 | 0 | 0 | 0 | 0 | 0 | 0 | 0 | 0 | 0 | 3311.89 |  | 3311.89
319 |  | Weatherization | 182W | 202390509.49 | 0 | 0 | 0 | 0 | 0 | 0 | 0 | 0 | 0 | 0 | 0 | 0 | 0 | 0 | 0 | 0 | 0 | 0 | 0 | 0 | 0 | 0 | 0 | 0 | 0 | 0 | 0 | 0 | 0 | 0 | 0 | 0 | 0 | 0 | 0 | 0 | 0 | 0 | 0 | 0 | 0 | 0 | 0 | 0 | 0 | 0 | 0 | 0 | 0 | 0 | 0 | 0 | 0 | 0 | 0 | 0 | 0 | 0 | 0 | 0 | 0 | 0 | 0 | 0 | 0 | 0 | 0 | 0 | 0 | 0 | 0 | 0 | 0 | 0 | 0 | 0 | 0 | 0 | 0 | 0 | 0 | 0 | 0 | 0 | 0 | 0 | 0 | 0 | 0 | 0 | 0 | 0 | 0 | 0 | 0 | 0 | 0 | 0 | 0 | 0 | 0 | 0 | 0 | 0 | 0 | 0 | 0 | 0 | 0 | 0 | 0 | 0 | 0 | 0 | 0 | 0 | 0 |  | 0
320 |  | Weatherization | 186W | 0 | 0 | 0 | 0 | 0 | 0 | 0 | 0 | 0 | 0 | 0 | 0 | 0 | 0 | 0 | 0 | 0 | 0 | 0 | 0 | 0 | 0 | 0 | 0 | 0 | 0 | 0 | 0 | 0 | 0 | 0 | 0 | 0 | 0 | 0 | 0 | 0 | 0 | 0 | 0 | 0 | 0 | 0 | 0 | 0 | 0 | 0 | 0 | 0 | 0 | 0 | 0 | 0 | 0 | 0 | 0 | 0 | 0 | 0 | 0 | 0 | 0 | 0 | 0 | 0 | 0 | 0 | 0 | 0 | 0 | 0 | 0 | 0 | 0 | 0 | 0 | 0 | 0 | 0 | 0 | 0 | 0 | 0 | 0 | 0 | 0 | 0 | 0 | 0 | 0 | 0 | 0 | 0 | 0 | 0 | 0 | 0 | 0 | 0 | 0 | 0 | 0 | 0 | 0 | 0 | 0 | 0 | 0 | 0 | 0 | 0 | 0 | 0 | 0 | 0 | 0 | 0 | 0 |  | 0
321 |  |  | Total weatherization loans | 202994920.5979 | 3311.89 | 0 | 0 | 0 | 0 | 0 | 0 | 0 | 0 | 0 | 0 | 0 | 0 | 0 | 0 | 0 | 0 | 0 | 0 | 0 | 0 | 0 | 0 | 0 | 0 | 0 | 0 | 0 | 0 | 0 | 0 | 0 | 0 | 0 | 0 | 0 | 0 | 0 | 0 | 0 | 0 | 0 | 0 | 0 | 0 | 0 | 0 | 0 | 0 | 0 | 0 | 0 | 0 | 0 | 0 | 0 | 0 | 0 | 0 | 0 | 0 | 0 | 0 | 0 | 0 | 0 | 0 | 0 | 0 | 0 | 0 | 0 | 0 | 0 | 0 | 0 | 0 | 0 | 0 | 0 | 0 | 0 | 0 | 0 | 0 | 0 | 0 | 0 | 0 | 0 | 0 | 0 | 0 | 0 | 0 | 0 | 0 | 0 | 0 | 0 | 0 | 0 | 0 | 0 | 0 | 0 | 0 | 0 | 0 | 0 | 0 | 0 | 0 | 0 | 0 | 0 | 3311.89 | 0 | 3311.89
322 | Fuel Stock | Fuel Stock | 151 | 192798540.9071 | 9196314.6828 | 0 | 0 | 0 | 0 | 0 | 0 | 0 | 0 | 0 | 0 | 0 | 0 | 0 | 0 | 0 | 0 | 0 | 0 | 0 | 0 | 0 | 0 | 0 | 0 | 0 | 0 | 0 | 0 | 0 | 0 | 0 | 0 | 0 | 0 | 0 | 0 | 0 | 0 | 0 | -9196314.6828 | 0 | 0 | 0 | 0 | 0 | 0 | 0 | 0 | 0 | 0 | 0 | 0 | 0 | 0 | 0 | 0 | -9196314.6828 | 0 | 0 | 0 | 0 | 0 | 0 | 0 | 0 | 0 | 0 | 0 | 0 | 0 | 0 | 0 | 0 | 0 | 0 | 0 | 0 | 0 | 0 | 0 | 0 | 0 | 0 | 0 | 0 | 0 | 0 | 0 | 0 | 0 | 0 | 0 | 0 | 0 | 0 | 0 | 0 | 0 | 0 | 0 | 0 | 0 | 0 | 0 | 0 | 0 | 0 | 0 | 0 | 0 | 0 | 0 | 0 | 0 | -9196314.6828 | 0 |  | 0
323 |  |  | Total Fuel Stock | 192798540.9071 | 9196314.6828 | 0 | 0 | 0 | 0 | 0 | 0 | 0 | 0 | 0 | 0 | 0 | 0 | 0 | 0 | 0 | 0 | 0 | 0 | 0 | 0 | 0 | 0 | 0 | 0 | 0 | 0 | 0 | 0 | 0 | 0 | 0 | 0 | 0 | 0 | 0 | 0 | 0 | 0 | 0 | -9196314.6828 | 0 | 0 | 0 | 0 | 0 | 0 | 0 | 0 | 0 | 0 | 0 | 0 | 0 | 0 | 0 | 0 | -9196314.6828 | 0 | 0 | 0 | 0 | 0 | 0 | 0 | 0 | 0 | 0 | 0 | 0 | 0 | 0 | 0 | 0 | 0 | 0 | 0 | 0 | 0 | 0 | 0 | 0 | 0 | 0 | 0 | 0 | 0 | 0 | 0 | 0 | 0 | 0 | 0 | 0 | 0 | 0 | 0 | 0 | 0 | 0 | 0 | 0 | 0 | 0 | 0 | 0 | 0 | 0 | 0 | 0 | 0 | 0 | 0 | 0 | 0 | -9196314.6828 | 0 | 0 | 0
324 |  | Fuel Stock - Undistributed | 152 | 0 | 0 | 0 | 0 | 0 | 0 | 0 | 0 | 0 | 0 | 0 | 0 | 0 | 0 | 0 | 0 | 0 | 0 | 0 | 0 | 0 | 0 | 0 | 0 | 0 | 0 | 0 | 0 | 0 | 0 | 0 | 0 | 0 | 0 | 0 | 0 | 0 | 0 | 0 | 0 | 0 | 0 | 0 | 0 | 0 | 0 | 0 | 0 | 0 | 0 | 0 | 0 | 0 | 0 | 0 | 0 | 0 | 0 | 0 | 0 | 0 | 0 | 0 | 0 | 0 | 0 | 0 | 0 | 0 | 0 | 0 | 0 | 0 | 0 | 0 | 0 | 0 | 0 | 0 | 0 | 0 | 0 | 0 | 0 | 0 | 0 | 0 | 0 | 0 | 0 | 0 | 0 | 0 | 0 | 0 | 0 | 0 | 0 | 0 | 0 | 0 | 0 | 0 | 0 | 0 | 0 | 0 | 0 | 0 | 0 | 0 | 0 | 0 | 0 | 0 | 0 | 0 | 0 |  | 0
325 |  | DG&T Working Capital Deposit | 25316 | -2946250 | 0 | 0 | 0 | 0 | 0 | 0 | 0 | 0 | 0 | 0 | 0 | 0 | 0 | 0 | 0 | 0 | 0 | 0 | 0 | 0 | 0 | 0 | 0 | 0 | 0 | 0 | 0 | 0 | 0 | 0 | 0 | 0 | 0 | 0 | 0 | 0 | 0 | 0 | 0 | 0 | 0 | 0 | 0 | 0 | 0 | 0 | 0 | 0 | 0 | 0 | 0 | 0 | 0 | 0 | 0 | 0 | 0 | 0 | 0 | 0 | 0 | 0 | 0 | 0 | 0 | 0 | 0 | 0 | 0 | 0 | 0 | 0 | 0 | 0 | 0 | 0 | 0 | 0 | 0 | 0 | 0 | 0 | 0 | 0 | 0 | 0 | 0 | 0 | 0 | 0 | 0 | 0 | 0 | 0 | 0 | 0 | 0 | 0 | 0 | 0 | 0 | 0 | 0 | 0 | 0 | 0 | 0 | 0 | 0 | 0 | 0 | 0 | 0 | 0 | 0 | 0 | 0 |  | 0
326 |  | DG&T Working Capital Deposit | 25317 | -2644214.625 | 0 | 0 | 0 | 0 | 0 | 0 | 0 | 0 | 0 | 0 | 0 | 0 | 0 | 0 | 0 | 0 | 0 | 0 | 0 | 0 | 0 | 0 | 0 | 0 | 0 | 0 | 0 | 0 | 0 | 0 | 0 | 0 | 0 | 0 | 0 | 0 | 0 | 0 | 0 | 0 | 0 | 0 | 0 | 0 | 0 | 0 | 0 | 0 | 0 | 0 | 0 | 0 | 0 | 0 | 0 | 0 | 0 | 0 | 0 | 0 | 0 | 0 | 0 | 0 | 0 | 0 | 0 | 0 | 0 | 0 | 0 | 0 | 0 | 0 | 0 | 0 | 0 | 0 | 0 | 0 | 0 | 0 | 0 | 0 | 0 | 0 | 0 | 0 | 0 | 0 | 0 | 0 | 0 | 0 | 0 | 0 | 0 | 0 | 0 | 0 | 0 | 0 | 0 | 0 | 0 | 0 | 0 | 0 | 0 | 0 | 0 | 0 | 0 | 0 | 0 | 0 | 0 |  | 0
327 |  | Provo Working Capital Deposit | 25319 | 0 | 0 | 0 | 0 | 0 | 0 | 0 | 0 | 0 | 0 | 0 | 0 | 0 | 0 | 0 | 0 | 0 | 0 | 0 | 0 | 0 | 0 | 0 | 0 | 0 | 0 | 0 | 0 | 0 | 0 | 0 | 0 | 0 | 0 | 0 | 0 | 0 | 0 | 0 | 0 | 0 | 0 | 0 | 0 | 0 | 0 | 0 | 0 | 0 | 0 | 0 | 0 | 0 | 0 | 0 | 0 | 0 | 0 | 0 | 0 | 0 | 0 | 0 | 0 | 0 | 0 | 0 | 0 | 0 | 0 | 0 | 0 | 0 | 0 | 0 | 0 | 0 | 0 | 0 | 0 | 0 | 0 | 0 | 0 | 0 | 0 | 0 | 0 | 0 | 0 | 0 | 0 | 0 | 0 | 0 | 0 | 0 | 0 | 0 | 0 | 0 | 0 | 0 | 0 | 0 | 0 | 0 | 0 | 0 | 0 | 0 | 0 | 0 | 0 | 0 | 0 | 0 | 0 |  | 0
328 |  |  | Total Fuel Stock deferred | -5590464.625 | 0 | 0 | 0 | 0 | 0 | 0 | 0 | 0 | 0 | 0 | 0 | 0 | 0 | 0 | 0 | 0 | 0 | 0 | 0 | 0 | 0 | 0 | 0 | 0 | 0 | 0 | 0 | 0 | 0 | 0 | 0 | 0 | 0 | 0 | 0 | 0 | 0 | 0 | 0 | 0 | 0 | 0 | 0 | 0 | 0 | 0 | 0 | 0 | 0 | 0 | 0 | 0 | 0 | 0 | 0 | 0 | 0 | 0 | 0 | 0 | 0 | 0 | 0 | 0 | 0 | 0 | 0 | 0 | 0 | 0 | 0 | 0 | 0 | 0 | 0 | 0 | 0 | 0 | 0 | 0 | 0 | 0 | 0 | 0 | 0 | 0 | 0 | 0 | 0 | 0 | 0 | 0 | 0 | 0 | 0 | 0 | 0 | 0 | 0 | 0 | 0 | 0 | 0 | 0 | 0 | 0 | 0 | 0 | 0 | 0 | 0 | 0 | 0 | 0 | 0 | 0 | 0 | 0 | 0
329 |  |  | Total Fuel Stock (Net) | 187208076.2821 | 9196314.6828 | 0 | 0 | 0 | 0 | 0 | 0 | 0 | 0 | 0 | 0 | 0 | 0 | 0 | 0 | 0 | 0 | 0 | 0 | 0 | 0 | 0 | 0 | 0 | 0 | 0 | 0 | 0 | 0 | 0 | 0 | 0 | 0 | 0 | 0 | 0 | 0 | 0 | 0 | 0 | -9196314.6828 | 0 | 0 | 0 | 0 | 0 | 0 | 0 | 0 | 0 | 0 | 0 | 0 | 0 | 0 | 0 | 0 | -9196314.6828 | 0 | 0 | 0 | 0 | 0 | 0 | 0 | 0 | 0 | 0 | 0 | 0 | 0 | 0 | 0 | 0 | 0 | 0 | 0 | 0 | 0 | 0 | 0 | 0 | 0 | 0 | 0 | 0 | 0 | 0 | 0 | 0 | 0 | 0 | 0 | 0 | 0 | 0 | 0 | 0 | 0 | 0 | 0 | 0 | 0 | 0 | 0 | 0 | 0 | 0 | 0 | 0 | 0 | 0 | 0 | 0 | 0 | -9196314.6828 | 0 | 0 | 0
330 | Materials and Supplies | Materials and Supplies | 154 | 284144629.5075 | 12260466.6388 | 0 | 0 | 0 | 0 | 0 | 0 | 0 | 0 | 0 | 0 | 0 | 0 | 0 | 0 | 0 | 0 | 0 | 0 | 0 | 0 | 0 | 0 | 0 | 0 | 0 | 0 | 0 | 0 | 0 | 0 | 0 | 0 | 0 | 0 | 0 | 0 | 0 | 0 | 0 | -12260466.6387 | 0 | 0 | 0 | 0 | 0 | 0 | 0 | 0 | 0 | 0 | 0 | 0 | 0 | 0 | 0 | 0 | -12260466.6387 | 0 | 0 | 0 | 0 | 0 | 0 | 0 | 0 | 0 | 0 | 0 | 0 | 0 | 0 | 0 | 0 | 0 | 0 | 0 | 0 | 0 | 0 | 0 | 0 | 0 | 0 | 0 | 0 | 0 | 0 | 0 | 0 | 0 | 0 | 0 | 0 | 0 | 0 | 0 | 0 | 0 | 0 | 0 | 0 | 0 | 0 | 0 | 0 | 0 | 0 | 0 | 0 | 0 | 0 | 0 | 0 | 0 | -12260466.6387 | 8.6885e-05 |  | 8.6885e-05
331 |  | Stores Expense Undistributed | 163 | 0 | 0 | 0 | 0 | 0 | 0 | 0 | 0 | 0 | 0 | 0 | 0 | 0 | 0 | 0 | 0 | 0 | 0 | 0 | 0 | 0 | 0 | 0 | 0 | 0 | 0 | 0 | 0 | 0 | 0 | 0 | 0 | 0 | 0 | 0 | 0 | 0 | 0 | 0 | 0 | 0 | 0 | 0 | 0 | 0 | 0 | 0 | 0 | 0 | 0 | 0 | 0 | 0 | 0 | 0 | 0 | 0 | 0 | 0 | 0 | 0 | 0 | 0 | 0 | 0 | 0 | 0 | 0 | 0 | 0 | 0 | 0 | 0 | 0 | 0 | 0 | 0 | 0 | 0 | 0 | 0 | 0 | 0 | 0 | 0 | 0 | 0 | 0 | 0 | 0 | 0 | 0 | 0 | 0 | 0 | 0 | 0 | 0 | 0 | 0 | 0 | 0 | 0 | 0 | 0 | 0 | 0 | 0 | 0 | 0 | 0 | 0 | 0 | 0 | 0 | 0 | 0 | 0 |  | 0
332 |  | Provo Working Capital Deposit | 25318 | -273000 | 0 | 0 | 0 | 0 | 0 | 0 | 0 | 0 | 0 | 0 | 0 | 0 | 0 | 0 | 0 | 0 | 0 | 0 | 0 | 0 | 0 | 0 | 0 | 0 | 0 | 0 | 0 | 0 | 0 | 0 | 0 | 0 | 0 | 0 | 0 | 0 | 0 | 0 | 0 | 0 | 0 | 0 | 0 | 0 | 0 | 0 | 0 | 0 | 0 | 0 | 0 | 0 | 0 | 0 | 0 | 0 | 0 | 0 | 0 | 0 | 0 | 0 | 0 | 0 | 0 | 0 | 0 | 0 | 0 | 0 | 0 | 0 | 0 | 0 | 0 | 0 | 0 | 0 | 0 | 0 | 0 | 0 | 0 | 0 | 0 | 0 | 0 | 0 | 0 | 0 | 0 | 0 | 0 | 0 | 0 | 0 | 0 | 0 | 0 | 0 | 0 | 0 | 0 | 0 | 0 | 0 | 0 | 0 | 0 | 0 | 0 | 0 | 0 | 0 | 0 | 0 | 0 |  | 0
333 |  |  | Total Materials & Supplies (Net) | 283871629.5075 | 12260466.6388 | 0 | 0 | 0 | 0 | 0 | 0 | 0 | 0 | 0 | 0 | 0 | 0 | 0 | 0 | 0 | 0 | 0 | 0 | 0 | 0 | 0 | 0 | 0 | 0 | 0 | 0 | 0 | 0 | 0 | 0 | 0 | 0 | 0 | 0 | 0 | 0 | 0 | 0 | 0 | -12260466.6387 | 0 | 0 | 0 | 0 | 0 | 0 | 0 | 0 | 0 | 0 | 0 | 0 | 0 | 0 | 0 | 0 | -12260466.6387 | 0 | 0 | 0 | 0 | 0 | 0 | 0 | 0 | 0 | 0 | 0 | 0 | 0 | 0 | 0 | 0 | 0 | 0 | 0 | 0 | 0 | 0 | 0 | 0 | 0 | 0 | 0 | 0 | 0 | 0 | 0 | 0 | 0 | 0 | 0 | 0 | 0 | 0 | 0 | 0 | 0 | 0 | 0 | 0 | 0 | 0 | 0 | 0 | 0 | 0 | 0 | 0 | 0 | 0 | 0 | 0 | 0 | -12260466.6387 | 8.6885e-05 | 0 | 8.6885e-05
334 | Prepayments | Prepayments | 165 | 76694072.6779 | 3284761.1438 | 0 | 0 | 0 | 0 | 0 | 0 | 0 | 0 | 0 | 0 | 0 | 0 | 0 | 0 | 0 | 0 | 0 | 0 | 0 | 0 | 0 | 0 | 0 | 0 | 0 | 0 | 0 | 0 | 0 | 0 | 0 | 0 | 0 | 0 | 0 | 0 | 0 | 0 | 0 | -3284761.1438 | 0 | 0 | 0 | 0 | 0 | 0 | 0 | 0 | 0 | 0 | 0 | 0 | 0 | 0 | 0 | 0 | -3284761.1438 | 0 | 0 | 0 | 0 | 0 | 0 | 0 | 0 | 0 | 0 | 0 | 0 | 0 | 0 | 0 | 0 | 0 | 0 | 0 | 0 | 0 | 0 | 0 | 0 | 0 | 0 | 0 | 0 | 0 | 0 | 0 | 0 | 0 | 0 | 0 | 0 | 0 | 0 | 0 | 0 | 0 | 0 | 0 | 0 | 0 | 0 | 0 | 0 | 0 | 0 | 0 | 0 | 0 | 0 | 0 | 0 | 0 | -3284761.1438 | 4.6566e-09 |  | 4.6566e-09
335 |  |  | Total Prepayments | 76694072.6779 | 3284761.1438 | 0 | 0 | 0 | 0 | 0 | 0 | 0 | 0 | 0 | 0 | 0 | 0 | 0 | 0 | 0 | 0 | 0 | 0 | 0 | 0 | 0 | 0 | 0 | 0 | 0 | 0 | 0 | 0 | 0 | 0 | 0 | 0 | 0 | 0 | 0 | 0 | 0 | 0 | 0 | -3284761.1438 | 0 | 0 | 0 | 0 | 0 | 0 | 0 | 0 | 0 | 0 | 0 | 0 | 0 | 0 | 0 | 0 | -3284761.1438 | 0 | 0 | 0 | 0 | 0 | 0 | 0 | 0 | 0 | 0 | 0 | 0 | 0 | 0 | 0 | 0 | 0 | 0 | 0 | 0 | 0 | 0 | 0 | 0 | 0 | 0 | 0 | 0 | 0 | 0 | 0 | 0 | 0 | 0 | 0 | 0 | 0 | 0 | 0 | 0 | 0 | 0 | 0 | 0 | 0 | 0 | 0 | 0 | 0 | 0 | 0 | 0 | 0 | 0 | 0 | 0 | 0 | -3284761.1438 | 4.6566e-09 | 0 | 4.6566e-09
336 | Miscellaneous Deferred Debits | Misc Regulatory Assets | 182M | 483358645.9025 | 659642.5733 | 0 | 0 | 0 | 0 | 0 | 0 | 0 | 0 | 0 | 0 | 0 | 0 | 0 | 0 | 0 | 0 | 0 | 0 | 0 | 0 | 0 | 0 | 0 | 0 | 0 | 0 | 0 | 0 | 0 | 0 | 0 | 0 | 0 | 0 | 0 | 0 | 0 | 0 | 0 | -659642.5733 | 0 | 0 | 0 | 0 | 0 | 0 | 0 | 0 | 0 | 0 | 0 | 0 | 0 | 0 | 0 | 0 | -659642.5733 | 0 | 0 | 0 | 0 | 0 | 0 | 0 | 0 | 0 | 0 | 0 | 0 | 0 | 0 | 0 | 0 | 0 | 0 | 0 | 0 | 0 | 0 | 0 | 0 | 0 | 0 | 0 | 0 | 0 | 0 | 0 | 0 | 0 | 0 | 0 | 0 | 49361.3233 | 0 | 0 | 0 | 0 | 0 | 0 | 0 | 342885.2852 | 0 | 0 | 0 | 0 | 0 | 0 | 0 | 0 | 0 | 0 | 0 | 392246.6086 | -267395.9648 | 392246.6086 |  | 392246.6086
337 |  | Misc Deferred Debits | 186M | 114791540.9867 | 9300171.15 | 0 | 0 | 0 | 0 | 0 | 0 | 0 | 0 | 0 | 0 | 0 | 0 | 0 | 0 | 0 | 0 | 0 | 0 | 0 | 0 | 0 | 0 | 0 | 0 | 0 | 0 | 0 | 0 | 0 | 0 | 0 | 0 | 0 | 0 | 0 | 0 | 0 | 0 | 0 | -9300171.15 | 0 | 0 | 0 | 0 | 0 | 0 | 0 | 0 | 0 | 0 | 0 | 0 | 0 | 0 | 0 | 0 | -9300171.15 | 0 | 0 | 0 | 0 | 0 | 0 | 0 | 0 | 0 | 0 | 0 | 0 | 0 | 0 | 0 | 0 | 0 | 0 | 0 | 0 | 0 | 0 | 0 | 0 | 0 | 0 | 0 | 0 | 0 | 0 | 0 | 0 | 0 | 0 | 0 | 0 | 0 | 0 | 0 | 0 | 0 | 0 | 0 | 0 | 0 | 0 | 0 | 0 | 0 | 0 | 0 | 0 | 0 | 0 | 0 | 0 | 0 | -9300171.15 | 0 |  | 0
338 |  |  | Total Misc. Deferred Debits | 598150186.8892 | 9959813.7234 | 0 | 0 | 0 | 0 | 0 | 0 | 0 | 0 | 0 | 0 | 0 | 0 | 0 | 0 | 0 | 0 | 0 | 0 | 0 | 0 | 0 | 0 | 0 | 0 | 0 | 0 | 0 | 0 | 0 | 0 | 0 | 0 | 0 | 0 | 0 | 0 | 0 | 0 | 0 | -9959813.7234 | 0 | 0 | 0 | 0 | 0 | 0 | 0 | 0 | 0 | 0 | 0 | 0 | 0 | 0 | 0 | 0 | -9959813.7234 | 0 | 0 | 0 | 0 | 0 | 0 | 0 | 0 | 0 | 0 | 0 | 0 | 0 | 0 | 0 | 0 | 0 | 0 | 0 | 0 | 0 | 0 | 0 | 0 | 0 | 0 | 0 | 0 | 0 | 0 | 0 | 0 | 0 | 0 | 0 | 0 | 49361.3233 | 0 | 0 | 0 | 0 | 0 | 0 | 0 | 342885.2852 | 0 | 0 | 0 | 0 | 0 | 0 | 0 | 0 | 0 | 0 | 0 | 392246.6086 | -9567567.1148 | 392246.6086 | 0 | 392246.6086
339 | Working Capital | Cash Working Capital | CWC | 0 | 0 | 0 | 0 | 0 | 0 | 0 | 0 | 0 | 0 | 0 | 0 | 0 | 0 | 0 | 0 | 0 | 0 | 0 | 0 | 0 | 0 | 0 | 0 | 0 | 0 | 0 | 0 | 0 | 0 | 0 | 0 | 0 | 0 | 0 | 0 | 0 | 0 | 0 | 0 | 0 | 0 | 0 | 29873668.4172 | 0 | 0 | 0 | 0 | 0 | 0 | 0 | 0 | 0 | 0 | 0 | 0 | 0 | 0 | 29873668.4172 | 0 | 0 | 0 | 0 | 0 | 0 | 0 | 0 | 0 | 0 | 0 | 0 | 0 | 0 | 0 | 0 | 0 | 0 | 0 | 0 | 0 | 0 | 0 | 0 | 0 | 0 | 0 | 0 | 0 | 0 | 0 | 0 | 0 | 0 | 0 | 0 | 0 | 0 | 0 | 0 | 0 | 0 | 0 | 0 | 0 | 0 | 0 | 0 | 0 | 0 | 0 | 0 | 0 | 0 | 0 | 0 | 0 | 29873668.4172 | 29873668.4172 |  | 29873668.4172
340 |  | Other Work. Cap. | OWC | 0 | 0 | 0 | 0 | 0 | 0 | 0 | 0 | 0 | 0 | 0 | 0 | 0 | 0 | 0 | 0 | 0 | 0 | 0 | 0 | 0 | 0 | 0 | 0 | 0 | 0 | 0 | 0 | 0 | 0 | 0 | 0 | 0 | 0 | 0 | 0 | 0 | 0 | 0 | 0 | 0 | 0 | 0 | 0 | 0 | 0 | 0 | 0 | 0 | 0 | 0 | 0 | 0 | 0 | 0 | 0 | 0 | 0 | 0 | 0 | 0 | 0 | 0 | 0 | 0 | 0 | 0 | 0 | 0 | 0 | 0 | 0 | 0 | 0 | 0 | 0 | 0 | 0 | 0 | 0 | 0 | 0 | 0 | 0 | 0 | 0 | 0 | 0 | 0 | 0 | 0 | 0 | 0 | 0 | 0 | 0 | 0 | 0 | 0 | 0 | 0 | 0 | 0 | 0 | 0 | 0 | 0 | 0 | 0 | 0 | 0 | 0 | 0 | 0 | 0 | 0 | 0 | 0 |  | 0
341 |  | Cash | 131 | 0 | 0 | 0 | 0 | 0 | 0 | 0 | 0 | 0 | 0 | 0 | 0 | 0 | 0 | 0 | 0 | 0 | 0 | 0 | 0 | 0 | 0 | 0 | 0 | 0 | 0 | 0 | 0 | 0 | 0 | 0 | 0 | 0 | 0 | 0 | 0 | 0 | 0 | 0 | 0 | 0 | 0 | 0 | 0 | 0 | 0 | 0 | 0 | 0 | 0 | 0 | 0 | 0 | 0 | 0 | 0 | 0 | 0 | 0 | 0 | 0 | 0 | 0 | 0 | 0 | 0 | 0 | 0 | 0 | 0 | 0 | 0 | 0 | 0 | 0 | 0 | 0 | 0 | 0 | 0 | 0 | 0 | 0 | 0 | 0 | 0 | 0 | 0 | 0 | 0 | 0 | 0 | 0 | 0 | 0 | 0 | 0 | 0 | 0 | 0 | 0 | 0 | 0 | 0 | 0 | 0 | 0 | 0 | 0 | 0 | 0 | 0 | 0 | 0 | 0 | 0 | 0 | 0 |  | 0
342 |  | Working Funds | 135 | 0 | 0 | 0 | 0 | 0 | 0 | 0 | 0 | 0 | 0 | 0 | 0 | 0 | 0 | 0 | 0 | 0 | 0 | 0 | 0 | 0 | 0 | 0 | 0 | 0 | 0 | 0 | 0 | 0 | 0 | 0 | 0 | 0 | 0 | 0 | 0 | 0 | 0 | 0 | 0 | 0 | 0 | 0 | 0 | 0 | 0 | 0 | 0 | 0 | 0 | 0 | 0 | 0 | 0 | 0 | 0 | 0 | 0 | 0 | 0 | 0 | 0 | 0 | 0 | 0 | 0 | 0 | 0 | 0 | 0 | 0 | 0 | 0 | 0 | 0 | 0 | 0 | 0 | 0 | 0 | 0 | 0 | 0 | 0 | 0 | 0 | 0 | 0 | 0 | 0 | 0 | 0 | 0 | 0 | 0 | 0 | 0 | 0 | 0 | 0 | 0 | 0 | 0 | 0 | 0 | 0 | 0 | 0 | 0 | 0 | 0 | 0 | 0 | 0 | 0 | 0 | 0 | 0 |  | 0
343 |  | Other A/R | 141 | 0 | 0 | 0 | 0 | 0 | 0 | 0 | 0 | 0 | 0 | 0 | 0 | 0 | 0 | 0 | 0 | 0 | 0 | 0 | 0 | 0 | 0 | 0 | 0 | 0 | 0 | 0 | 0 | 0 | 0 | 0 | 0 | 0 | 0 | 0 | 0 | 0 | 0 | 0 | 0 | 0 | 0 | 0 | 0 | 0 | 0 | 0 | 0 | 0 | 0 | 0 | 0 | 0 | 0 | 0 | 0 | 0 | 0 | 0 | 0 | 0 | 0 | 0 | 0 | 0 | 0 | 0 | 0 | 0 | 0 | 0 | 0 | 0 | 0 | 0 | 0 | 0 | 0 | 0 | 0 | 0 | 0 | 0 | 0 | 0 | 0 | 0 | 0 | 0 | 0 | 0 | 0 | 0 | 0 | 0 | 0 | 0 | 0 | 0 | 0 | 0 | 0 | 0 | 0 | 0 | 0 | 0 | 0 | 0 | 0 | 0 | 0 | 0 | 0 | 0 | 0 | 0 | 0 |  | 0
344 |  | Other A/R | 143 | 49060066.335 | 3475700.15 | 0 | 0 | 0 | 0 | 0 | 0 | 0 | 0 | 0 | 0 | 0 | 0 | 0 | 0 | 0 | 0 | 0 | 0 | 0 | 0 | 0 | 0 | 0 | 0 | 0 | 0 | 0 | 0 | 0 | 0 | 0 | 0 | 0 | 0 | 0 | 0 | 0 | 0 | 0 | -3475700.15 | 0 | 0 | 0 | 0 | 0 | 0 | 0 | 0 | 0 | 0 | 0 | 0 | 0 | 0 | 0 | 0 | -3475700.15 | 0 | 0 | 0 | 0 | 0 | 0 | 0 | 0 | 0 | 0 | 0 | 0 | 0 | 0 | 0 | 0 | 0 | 0 | 0 | 0 | 0 | 0 | 0 | 0 | 0 | 0 | 0 | 0 | 0 | 0 | 0 | 0 | 0 | 0 | 0 | 0 | 0 | 0 | 0 | 0 | 0 | 0 | 0 | 0 | 0 | 0 | 0 | 0 | 0 | 0 | 0 | 0 | 0 | 0 | 0 | 0 | 0 | -3475700.15 | 0 |  | 0
345 |  | A/P | 232 | -13141296.4167 | -728540.7352 | 0 | 0 | 0 | 0 | 0 | 0 | 0 | 0 | 0 | 0 | 0 | 0 | 0 | 0 | 0 | 0 | 0 | 0 | 0 | 0 | 0 | 0 | 0 | 0 | 0 | 0 | 0 | 0 | 0 | 0 | 0 | 0 | 0 | 0 | 0 | 0 | 0 | 0 | 0 | 728540.7352 | 0 | 0 | 0 | 0 | 0 | 0 | 0 | 0 | 0 | 0 | 0 | 0 | 0 | 0 | 0 | 0 | 728540.7352 | 0 | 0 | 0 | 0 | 0 | 0 | 0 | 0 | 0 | 0 | 0 | 0 | 0 | 0 | 0 | 0 | 0 | 0 | 0 | 0 | 0 | 0 | 0 | 0 | 0 | 0 | 0 | 0 | 0 | 0 | 0 | 0 | 0 | 0 | 0 | 0 | 0 | 0 | 0 | 0 | 0 | 0 | 0 | 0 | 0 | 0 | 0 | 0 | 0 | 0 | 0 | 0 | 0 | 0 | 0 | 0 | 0 | 728540.7352 | 0 |  | 0
346 |  | Other Msc. Df. Crd. | 2533 | -8411096.6375 | 0 | 0 | 0 | 0 | 0 | 0 | 0 | 0 | 0 | 0 | 0 | 0 | 0 | 0 | 0 | 0 | 0 | 0 | 0 | 0 | 0 | 0 | 0 | 0 | 0 | 0 | 0 | 0 | 0 | 0 | 0 | 0 | 0 | 0 | 0 | 0 | 0 | 0 | 0 | 0 | 0 | 0 | 0 | 0 | 0 | 0 | 0 | 0 | 0 | 0 | 0 | 0 | 0 | 0 | 0 | 0 | 0 | 0 | 0 | 0 | 0 | 0 | 0 | 0 | 0 | 0 | 0 | 0 | 0 | 0 | 0 | 0 | 0 | 0 | 0 | 0 | 0 | 0 | 0 | 0 | 0 | 0 | 0 | 0 | 0 | 0 | 0 | 0 | 0 | 0 | 0 | 0 | 0 | 0 | 0 | 0 | 0 | 0 | 0 | 0 | 0 | 0 | 0 | 0 | 0 | 0 | 0 | 0 | 0 | 0 | 0 | 0 | 0 | 0 | 0 | 0 | 0 |  | 0
347 |  | Asset Retir. Oblig. | 230 | -2341735.7792 | 0 | 0 | 0 | 0 | 0 | 0 | 0 | 0 | 0 | 0 | 0 | 0 | 0 | 0 | 0 | 0 | 0 | 0 | 0 | 0 | 0 | 0 | 0 | 0 | 0 | 0 | 0 | 0 | 0 | 0 | 0 | 0 | 0 | 0 | 0 | 0 | 0 | 0 | 0 | 0 | 0 | 0 | 0 | 0 | 0 | 0 | 0 | 0 | 0 | 0 | 0 | 0 | 0 | 0 | 0 | 0 | 0 | 0 | 0 | 0 | 0 | 0 | 0 | 0 | 0 | 0 | 0 | 0 | 0 | 0 | 0 | 0 | 0 | 0 | 0 | 0 | 0 | 0 | 0 | 0 | 0 | 0 | 0 | 0 | 0 | 0 | 0 | 0 | 0 | 0 | 0 | 0 | 0 | 0 | 0 | 0 | 0 | 0 | 0 | 0 | 0 | 0 | 0 | 0 | 0 | 0 | 0 | 0 | 0 | 0 | 0 | 0 | 0 | 0 | 0 | 0 | 0 |  | 0
348 |  | ARO Reg Liability | 254105 | 0 | 0 | 0 | 0 | 0 | 0 | 0 | 0 | 0 | 0 | 0 | 0 | 0 | 0 | 0 | 0 | 0 | 0 | 0 | 0 | 0 | 0 | 0 | 0 | 0 | 0 | 0 | 0 | 0 | 0 | 0 | 0 | 0 | 0 | 0 | 0 | 0 | 0 | 0 | 0 | 0 | 0 | 0 | 0 | 0 | 0 | 0 | 0 | 0 | 0 | 0 | 0 | 0 | 0 | 0 | 0 | 0 | 0 | 0 | 0 | 0 | 0 | 0 | 0 | 0 | 0 | 0 | 0 | 0 | 0 | 0 | 0 | 0 | 0 | 0 | 0 | 0 | 0 | 0 | 0 | 0 | 0 | 0 | 0 | 0 | 0 | 0 | 0 | 0 | 0 | 0 | 0 | 0 | 0 | 0 | 0 | 0 | 0 | 0 | 0 | 0 | 0 | 0 | 0 | 0 | 0 | 0 | 0 | 0 | 0 | 0 | 0 | 0 | 0 | 0 | 0 | 0 | 0 |  | 0
349 |  |  | Total Working Capital | 25165937.5017 | 2747159.4147 | 0 | 0 | 0 | 0 | 0 | 0 | 0 | 0 | 0 | 0 | 0 | 0 | 0 | 0 | 0 | 0 | 0 | 0 | 0 | 0 | 0 | 0 | 0 | 0 | 0 | 0 | 0 | 0 | 0 | 0 | 0 | 0 | 0 | 0 | 0 | 0 | 0 | 0 | 0 | -2747159.4147 | 0 | 29873668.4172 | 0 | 0 | 0 | 0 | 0 | 0 | 0 | 0 | 0 | 0 | 0 | 0 | 0 | 0 | 27126509.0025 | 0 | 0 | 0 | 0 | 0 | 0 | 0 | 0 | 0 | 0 | 0 | 0 | 0 | 0 | 0 | 0 | 0 | 0 | 0 | 0 | 0 | 0 | 0 | 0 | 0 | 0 | 0 | 0 | 0 | 0 | 0 | 0 | 0 | 0 | 0 | 0 | 0 | 0 | 0 | 0 | 0 | 0 | 0 | 0 | 0 | 0 | 0 | 0 | 0 | 0 | 0 | 0 | 0 | 0 | 0 | 0 | 0 | 27126509.0025 | 29873668.4172 | 0 | 29873668.4172
350 | Miscellaneous Rate Base | Unrec Plant & Reg Study Costs | 18221 | 0 | 0 | 0 | 0 | 0 | 0 | 0 | 0 | 0 | 0 | 0 | 0 | 0 | 0 | 0 | 0 | 0 | 0 | 0 | 0 | 0 | 0 | 0 | 0 | 0 | 0 | 0 | 0 | 0 | 0 | 0 | 0 | 0 | 0 | 0 | 0 | 0 | 0 | 0 | 0 | 0 | 0 | 0 | 0 | 0 | 0 | 0 | 0 | 0 | 0 | 0 | 0 | 0 | 0 | 0 | 0 | 0 | 0 | 0 | 0 | 0 | 0 | 0 | 0 | 0 | 0 | 0 | 0 | 0 | 0 | 0 | 0 | 0 | 0 | 0 | 0 | 0 | 0 | 0 | 0 | 0 | 0 | 0 | 0 | 0 | 0 | 0 | 0 | 0 | 0 | 0 | 0 | 0 | 0 | 0 | 0 | 0 | 0 | 0 | 0 | 0 | 0 | 0 | 0 | 0 | 0 | 0 | 0 | 0 | 0 | 0 | 0 | 0 | 0 | 0 | 0 | 0 | 0 |  | 0
351 |  | Nuclear Plant - Trojan | 18222 | 0 | 0 | 0 | 0 | 0 | 0 | 0 | 0 | 0 | 0 | 0 | 0 | 0 | 0 | 0 | 0 | 0 | 0 | 0 | 0 | 0 | 0 | 0 | 0 | 0 | 0 | 0 | 0 | 0 | 0 | 0 | 0 | 0 | 0 | 0 | 0 | 0 | 0 | 0 | 0 | 0 | 0 | 0 | 0 | 0 | 0 | 0 | 0 | 0 | 0 | 0 | 0 | 0 | 0 | 0 | 0 | 0 | 0 | 0 | 0 | 0 | 0 | 0 | 0 | 0 | 0 | 0 | 0 | 0 | 0 | 0 | 0 | 0 | 0 | 0 | 0 | 0 | 0 | 0 | 0 | 0 | 0 | 0 | 0 | 0 | 0 | 0 | 0 | 0 | 0 | 0 | 0 | 0 | 0 | 0 | 0 | 0 | 0 | 0 | 0 | 0 | 0 | 0 | 0 | 0 | 0 | 0 | 0 | 0 | 0 | 0 | 0 | 0 | 0 | 0 | 0 | 0 | 0 |  | 0
352 |  | Misc Deferred Debits-Trojan | 1869 | 0 | 0 | 0 | 0 | 0 | 0 | 0 | 0 | 0 | 0 | 0 | 0 | 0 | 0 | 0 | 0 | 0 | 0 | 0 | 0 | 0 | 0 | 0 | 0 | 0 | 0 | 0 | 0 | 0 | 0 | 0 | 0 | 0 | 0 | 0 | 0 | 0 | 0 | 0 | 0 | 0 | 0 | 0 | 0 | 0 | 0 | 0 | 0 | 0 | 0 | 0 | 0 | 0 | 0 | 0 | 0 | 0 | 0 | 0 | 0 | 0 | 0 | 0 | 0 | 0 | 0 | 0 | 0 | 0 | 0 | 0 | 0 | 0 | 0 | 0 | 0 | 0 | 0 | 0 | 0 | 0 | 0 | 0 | 0 | 0 | 0 | 0 | 0 | 0 | 0 | 0 | 0 | 0 | 0 | 0 | 0 | 0 | 0 | 0 | 0 | 0 | 0 | 0 | 0 | 0 | 0 | 0 | 0 | 0 | 0 | 0 | 0 | 0 | 0 | 0 | 0 | 0 | 0 |  | 0
353 |  |  | TOTAL MISCELLANEOUS RATE BASE | 0 | 0 | 0 | 0 | 0 | 0 | 0 | 0 | 0 | 0 | 0 | 0 | 0 | 0 | 0 | 0 | 0 | 0 | 0 | 0 | 0 | 0 | 0 | 0 | 0 | 0 | 0 | 0 | 0 | 0 | 0 | 0 | 0 | 0 | 0 | 0 | 0 | 0 | 0 | 0 | 0 | 0 | 0 | 0 | 0 | 0 | 0 | 0 | 0 | 0 | 0 | 0 | 0 | 0 | 0 | 0 | 0 | 0 | 0 | 0 | 0 | 0 | 0 | 0 | 0 | 0 | 0 | 0 | 0 | 0 | 0 | 0 | 0 | 0 | 0 | 0 | 0 | 0 | 0 | 0 | 0 | 0 | 0 | 0 | 0 | 0 | 0 | 0 | 0 | 0 | 0 | 0 | 0 | 0 | 0 | 0 | 0 | 0 | 0 | 0 | 0 | 0 | 0 | 0 | 0 | 0 | 0 | 0 | 0 | 0 | 0 | 0 | 0 | 0 | 0 | 0 | 0 | 0 | 0 | 0
354 |  |  | TOTAL RATE BASE ADDITIONS | 1405270676.0279 | 38034856.4082 | 0 | 0 | 0 | 0 | 0 | 0 | 0 | 0 | 0 | 0 | 0 | 0 | 0 | 0 | 0 | 0 | 0 | 0 | 0 | 0 | 0 | 0 | 0 | 0 | 0 | 0 | 0 | 0 | 0 | 0 | 0 | 0 | 0 | 0 | 0 | 0 | 0 | 0 | 0 | -37448515.6034 | 0 | 29873668.4172 | 0 | 0 | 0 | 0 | 0 | 0 | 0 | 0 | 0 | 0 | 0 | 0 | 0 | 0 | -7574847.1862 | 0 | 0 | 0 | 0 | 0 | 0 | 0 | 0 | 0 | 0 | 0 | 0 | 0 | 0 | 0 | 0 | 0 | 0 | 0 | 0 | 0 | 0 | 0 | 0 | 0 | 0 | 0 | 0 | 0 | 0 | 0 | 0 | 0 | 0 | 0 | 0 | 49361.3233 | 0 | 0 | 0 | 0 | 0 | 0 | 0 | 342885.2852 | 0 | 0 | 0 | 0 | 0 | 0 | 0 | 0 | 0 | 0 | 0 | 392246.6086 | -7182600.5776 | 30852255.8305 | 0 | 30852255.8305
355 |  |  | Total Electric Plant | 33189471435.0938 | 2301581802.8666 | 0 | 0 | 0 | 0 | 0 | 0 | 0 | 0 | 0 | 0 | 0 | 0 | 0 | 0 | 0 | 0 | 0 | 0 | 0 | 0 | 0 | 0 | 0 | 0 | 0 | 0 | 0 | 0 | 0 | 0 | 0 | 0 | 0 | 0 | 0 | 30000111.714 | 0 | 0 | 0 | -37448515.6034 | 0 | 29873668.4172 | -17855800.8133 | -10948499.3517 | -426745.9803 | 0 | 0 | 0 | -298414624.8801 | -49457131.5363 | -29244710.0192 | 38950353.582 | 0 | 0 | 0 | 0 | -344971894.471 | 0 | 0 | 0 | 0 | 0 | 0 | 0 | 0 | 0 | 0 | 0 | 0 | 0 | 0 | 0 | 0 | 0 | 0 | 0 | 0 | 0 | 0 | 0 | 0 | 0 | 0 | 0 | 0 | 0 | 0 | 0 | 0 | 0 | 0 | 0 | 0 | 49361.3233 | 0 | 132654631.3451 | 0 | 0 | 0 | 0 | 0 | 342885.2852 | 2321668.5742 | 37741371.8083 | 192349.4134 | 0 | 0 | 0 | 1121905.8127 | 300463387.5477 | 3803939.4691 | 4092535.5976 | 0 | 482784036.1766 | 137812141.7056 | 2439393944.5722 | 0 | 2439393944.5722
356 | Customer Service Deposits | Customer Service Deposits | 235 | 0 | 0 | 0 | 0 | 0 | 0 | 0 | 0 | 0 | 0 | 0 | 0 | 0 | 0 | 0 | 0 | 0 | 0 | 0 | 0 | 0 | 0 | 0 | 0 | 0 | 0 | 0 | 0 | 0 | 0 | 0 | 0 | 0 | 0 | 0 | 0 | 0 | 0 | 0 | 0 | 0 | 0 | -408390.6325 | 0 | 0 | 0 | 0 | 0 | 0 | 0 | 0 | 0 | 0 | 0 | 0 | 0 | 0 | 0 | -408390.6325 | 0 | 0 | 0 | 0 | 0 | 0 | 0 | 0 | 0 | 0 | 0 | 0 | 0 | 0 | 0 | 0 | 0 | 0 | 0 | 0 | 0 | 0 | 0 | 0 | 0 | 0 | 0 | 0 | 0 | 0 | 0 | 0 | 0 | 0 | 0 | 0 | 0 | 0 | 0 | 0 | 0 | 0 | 0 | 0 | 0 | 0 | 0 | 0 | 0 | 0 | 0 | 0 | 0 | 0 | 0 | 0 | 0 | -408390.6325 | -408390.6325 |  | -408390.6325
357 |  |  | Total Customer Service Deposits | 0 | 0 | 0 | 0 | 0 | 0 | 0 | 0 | 0 | 0 | 0 | 0 | 0 | 0 | 0 | 0 | 0 | 0 | 0 | 0 | 0 | 0 | 0 | 0 | 0 | 0 | 0 | 0 | 0 | 0 | 0 | 0 | 0 | 0 | 0 | 0 | 0 | 0 | 0 | 0 | 0 | 0 | -408390.6325 | 0 | 0 | 0 | 0 | 0 | 0 | 0 | 0 | 0 | 0 | 0 | 0 | 0 | 0 | 0 | -408390.6325 | 0 | 0 | 0 | 0 | 0 | 0 | 0 | 0 | 0 | 0 | 0 | 0 | 0 | 0 | 0 | 0 | 0 | 0 | 0 | 0 | 0 | 0 | 0 | 0 | 0 | 0 | 0 | 0 | 0 | 0 | 0 | 0 | 0 | 0 | 0 | 0 | 0 | 0 | 0 | 0 | 0 | 0 | 0 | 0 | 0 | 0 | 0 | 0 | 0 | 0 | 0 | 0 | 0 | 0 | 0 | 0 | 0 | -408390.6325 | -408390.6325 | 0 | -408390.6325
358 | Insurance and Misc Accumulation Provisions | Prop Ins | 2281 | -5651178.1004 | -42006.3718 | 0 | 0 | 0 | 0 | 0 | 0 | 0 | 0 | 0 | 0 | 0 | 0 | 0 | 0 | 0 | 0 | 0 | 0 | 0 | 0 | 0 | 0 | 0 | 0 | 0 | 0 | 0 | 0 | 0 | 0 | 0 | 0 | 0 | 0 | 0 | 0 | 0 | 0 | 0 | 50182.4489 | 0 | 0 | 0 | 0 | 0 | 0 | 0 | 0 | 0 | 0 | 0 | 0 | 0 | 0 | 0 | 0 | 50182.4489 | 0 | 0 | 0 | 0 | 0 | 0 | 0 | 0 | 0 | 0 | 0 | 0 | 0 | 0 | 0 | 0 | 0 | 0 | 0 | 0 | 0 | 0 | 0 | 0 | 0 | 0 | 0 | 0 | 0 | 0 | 0 | 0 | 0 | 0 | 0 | 0 | 0 | 0 | 0 | 0 | 0 | 0 | 0 | 0 | 0 | 0 | 0 | 0 | 0 | 0 | 0 | 0 | 0 | 0 | 0 | 0 | 0 | 50182.4489 | 8176.0771 |  | 8176.0771
359 |  | Inj & Dam | 2282 | -156072745.4442 | -10145355.9217 | 0 | 0 | 0 | 0 | 0 | 0 | 0 | 0 | 0 | 0 | 0 | 0 | 0 | 0 | 0 | 0 | 0 | 0 | 0 | 0 | 0 | 0 | 0 | 0 | 0 | 0 | 0 | 0 | 0 | 0 | 0 | 0 | 0 | 0 | 0 | 0 | 0 | 0 | 0 | 10145355.9217 | 0 | 0 | 0 | 0 | 0 | 0 | 0 | 0 | 0 | 0 | 0 | 0 | 0 | 0 | 0 | 0 | 10145355.9217 | 0 | 0 | 0 | 0 | 0 | 0 | 0 | 0 | 0 | 0 | 0 | 0 | 0 | 0 | 0 | 0 | 0 | 0 | 0 | 0 | 0 | 0 | 0 | 0 | 0 | 0 | 0 | 0 | 0 | 0 | 0 | 0 | 0 | 0 | 0 | 0 | 0 | 0 | 0 | 0 | 0 | 0 | 0 | 0 | 0 | 0 | 0 | 0 | 0 | 0 | 0 | 0 | 0 | 0 | 0 | 0 | 0 | 10145355.9217 | 0 |  | 0
360 |  | Pen & Ben | 2283 | -2068053.21 | -146512.9053 | 0 | 0 | 0 | 0 | 0 | 0 | 0 | 0 | 0 | 0 | 0 | 0 | 0 | 0 | 0 | 0 | 0 | 0 | 0 | 0 | 0 | 0 | 0 | 0 | 0 | 0 | 0 | 0 | 0 | 0 | 0 | 0 | 0 | 0 | 0 | 0 | 0 | 0 | 0 | 0 | 0 | 0 | 0 | 0 | 0 | 0 | 0 | 0 | 0 | 0 | 0 | 0 | 0 | 0 | 0 | 0 | 0 | 0 | 0 | 0 | 0 | 0 | 0 | 0 | 0 | 0 | 0 | 0 | 0 | 0 | 0 | 0 | 0 | 0 | 0 | 0 | 0 | 0 | 0 | 0 | 0 | 0 | 0 | 0 | 0 | 0 | 0 | 0 | 0 | 0 | 0 | 0 | 0 | 0 | 0 | 0 | 0 | 0 | 0 | 0 | 0 | 0 | 0 | 0 | 0 | 0 | 0 | 0 | 0 | 0 | 0 | 0 | 0 | 0 | 0 | -146512.9053 |  | -146512.9053
361 |  | Accum Misc Oper Provisions - Other | 22841 | -234884.085 | -52057.3196 | 0 | 0 | 0 | 0 | 0 | 0 | 0 | 0 | 0 | 0 | 0 | 0 | 0 | 0 | 0 | 0 | 0 | 0 | 0 | 0 | 0 | 0 | 0 | 0 | 0 | 0 | 0 | 0 | 0 | 0 | 0 | 0 | 0 | 0 | 0 | 0 | 0 | 0 | 0 | 0 | 0 | 0 | 0 | 0 | 0 | 0 | 0 | 0 | 0 | 0 | 0 | 0 | 0 | 0 | 0 | 0 | 0 | 0 | 0 | 0 | 0 | 0 | 0 | 0 | 0 | 0 | 0 | 0 | 0 | 0 | 0 | 0 | 0 | 0 | 0 | 0 | 0 | 0 | 0 | 0 | 0 | 0 | 0 | 0 | 0 | 0 | 0 | 0 | 0 | 0 | 0 | 0 | 0 | 0 | 0 | 0 | 0 | 0 | 0 | 0 | 0 | 0 | 0 | 0 | 0 | 0 | 0 | 0 | 0 | 0 | 0 | 0 | 0 | 0 | 0 | -52057.3196 |  | -52057.3196
362 |  |  | Total Insurance and Misc Accum Provisions | -164026860.8396 | -10385932.5185 | 0 | 0 | 0 | 0 | 0 | 0 | 0 | 0 | 0 | 0 | 0 | 0 | 0 | 0 | 0 | 0 | 0 | 0 | 0 | 0 | 0 | 0 | 0 | 0 | 0 | 0 | 0 | 0 | 0 | 0 | 0 | 0 | 0 | 0 | 0 | 0 | 0 | 0 | 0 | 10195538.3707 | 0 | 0 | 0 | 0 | 0 | 0 | 0 | 0 | 0 | 0 | 0 | 0 | 0 | 0 | 0 | 0 | 10195538.3707 | 0 | 0 | 0 | 0 | 0 | 0 | 0 | 0 | 0 | 0 | 0 | 0 | 0 | 0 | 0 | 0 | 0 | 0 | 0 | 0 | 0 | 0 | 0 | 0 | 0 | 0 | 0 | 0 | 0 | 0 | 0 | 0 | 0 | 0 | 0 | 0 | 0 | 0 | 0 | 0 | 0 | 0 | 0 | 0 | 0 | 0 | 0 | 0 | 0 | 0 | 0 | 0 | 0 | 0 | 0 | 0 | 0 | 10195538.3707 | -190394.1478 | 0 | -190394.1478
363 | Regulatory Liabilities | Regulatory Liability | 25335 | -115119099.34 | 0 | 0 | 0 | 0 | 0 | 0 | 0 | 0 | 0 | 0 | 0 | 0 | 0 | 0 | 0 | 0 | 0 | 0 | 0 | 0 | 0 | 0 | 0 | 0 | 0 | 0 | 0 | 0 | 0 | 0 | 0 | 0 | 0 | 0 | 0 | 0 | 0 | 0 | 0 | 0 | 0 | 0 | 0 | 0 | 0 | 0 | 0 | 0 | 0 | 0 | 0 | 0 | 0 | 0 | 0 | 0 | 0 | 0 | 0 | 0 | 0 | 0 | 0 | 0 | 0 | 0 | 0 | 0 | 0 | 0 | 0 | 0 | 0 | 0 | 0 | 0 | 0 | 0 | 0 | 0 | 0 | 0 | 0 | 0 | 0 | 0 | 0 | 0 | 0 | 0 | 0 | 0 | 0 | 0 | 0 | 0 | 0 | 0 | 0 | 0 | 0 | 0 | 0 | 0 | 0 | 0 | 0 | 0 | 0 | 0 | 0 | 0 | 0 | 0 | 0 | 0 | 0 |  | 0
364 |  | Regulatory Liability | 254 | -1719330505.5554 | -160361701.3313 | 0 | 0 | 0 | 0 | 0 | 0 | 0 | 0 | 0 | 0 | 0 | 0 | 0 | 0 | 0 | 0 | 0 | 0 | 0 | 0 | 0 | 0 | 0 | 0 | 0 | 0 | 0 | 0 | 0 | 0 | 0 | 0 | 35285349 | 0 | 0 | 0 | 0 | 0 | 0 | 0 | 0 | 0 | 0 | 0 | 0 | 0 | 0 | 0 | 0 | 0 | 0 | 0 | 0 | 0 | 0 | 0 | 35285349 | 0 | 0 | 0 | 0 | 0 | 0 | 0 | 0 | 0 | 0 | 0 | 0 | 0 | 0 | 0 | 0 | 0 | 0 | 0 | 0 | 0 | 0 | 0 | 0 | -16478622.8769 | 0 | 0 | 0 | 0 | 0 | 0 | 0 | 18039048 | 0 | 0 | 0 | 34836222.48 | 0 | 0 | 0 | 0 | 0 | 0 | 0 | 0 | 0 | 0 | 0 | 0 | 0 | 0 | 0 | 0 | 0 | 0 | 0 | 36396647.6031 | 71681996.6031 | -88679704.7282 |  | -88679704.7282
365 |  |  | Total Regulatory Liabilities | -1834449604.8954 | -160361701.3313 | 0 | 0 | 0 | 0 | 0 | 0 | 0 | 0 | 0 | 0 | 0 | 0 | 0 | 0 | 0 | 0 | 0 | 0 | 0 | 0 | 0 | 0 | 0 | 0 | 0 | 0 | 0 | 0 | 0 | 0 | 0 | 0 | 35285349 | 0 | 0 | 0 | 0 | 0 | 0 | 0 | 0 | 0 | 0 | 0 | 0 | 0 | 0 | 0 | 0 | 0 | 0 | 0 | 0 | 0 | 0 | 0 | 35285349 | 0 | 0 | 0 | 0 | 0 | 0 | 0 | 0 | 0 | 0 | 0 | 0 | 0 | 0 | 0 | 0 | 0 | 0 | 0 | 0 | 0 | 0 | 0 | 0 | -16478622.8769 | 0 | 0 | 0 | 0 | 0 | 0 | 0 | 18039048 | 0 | 0 | 0 | 34836222.48 | 0 | 0 | 0 | 0 | 0 | 0 | 0 | 0 | 0 | 0 | 0 | 0 | 0 | 0 | 0 | 0 | 0 | 0 | 0 | 36396647.6031 | 71681996.6031 | -88679704.7282 | 0 | -88679704.7282
366 | Customer Adv for Construction | Customer Advances for Construction | 252 | -119222098.3033 | -6092041.5723 | 0 | 0 | 0 | 0 | 0 | 0 | 0 | 0 | 0 | 0 | 0 | 0 | 0 | 0 | 0 | 0 | 0 | 0 | 0 | 0 | 0 | 0 | 0 | 0 | 0 | 0 | 0 | 0 | 0 | 0 | 0 | 0 | 0 | 0 | 0 | 0 | 0 | -1733115.077 | 0 | 0 | 0 | 0 | 0 | 0 | 0 | 0 | 0 | 0 | 0 | 0 | 0 | 0 | 0 | 0 | 0 | 0 | -1733115.077 | 0 | 0 | 0 | 0 | 0 | 0 | 0 | 0 | 0 | 0 | 0 | 0 | 0 | 0 | 0 | 0 | 0 | 0 | 0 | 0 | 0 | 0 | 0 | 0 | 0 | 0 | 0 | 0 | 0 | 0 | 0 | 0 | 0 | 0 | 0 | 0 | 0 | 0 | 0 | 0 | 0 | 0 | 0 | 0 | 0 | 0 | 0 | 0 | 0 | 0 | 0 | 0 | 0 | 0 | 0 | 0 | 0 | -1733115.077 | -7825156.6493 |  | -7825156.6493
367 |  |  | Total Customer Advances for Constr. | -119222098.3033 | -6092041.5723 | 0 | 0 | 0 | 0 | 0 | 0 | 0 | 0 | 0 | 0 | 0 | 0 | 0 | 0 | 0 | 0 | 0 | 0 | 0 | 0 | 0 | 0 | 0 | 0 | 0 | 0 | 0 | 0 | 0 | 0 | 0 | 0 | 0 | 0 | 0 | 0 | 0 | -1733115.077 | 0 | 0 | 0 | 0 | 0 | 0 | 0 | 0 | 0 | 0 | 0 | 0 | 0 | 0 | 0 | 0 | 0 | 0 | -1733115.077 | 0 | 0 | 0 | 0 | 0 | 0 | 0 | 0 | 0 | 0 | 0 | 0 | 0 | 0 | 0 | 0 | 0 | 0 | 0 | 0 | 0 | 0 | 0 | 0 | 0 | 0 | 0 | 0 | 0 | 0 | 0 | 0 | 0 | 0 | 0 | 0 | 0 | 0 | 0 | 0 | 0 | 0 | 0 | 0 | 0 | 0 | 0 | 0 | 0 | 0 | 0 | 0 | 0 | 0 | 0 | 0 | 0 | -1733115.077 | -7825156.6493 | 0 | -7825156.6493
368 | Other Deferred Credits | SO2 Emissions | 25398 | 0 | 0 | 0 | 0 | 0 | 0 | 0 | 0 | 0 | 0 | 0 | 0 | 0 | 0 | 0 | 0 | 0 | 0 | 0 | 0 | 0 | 0 | 0 | 0 | 0 | 0 | 0 | 0 | 0 | 0 | 0 | 0 | 0 | 0 | 0 | 0 | 0 | 0 | 0 | 0 | 0 | 0 | 0 | 0 | 0 | 0 | 0 | 0 | 0 | 0 | 0 | 0 | 0 | 0 | 0 | 0 | 0 | 0 | 0 | 0 | 0 | 0 | 0 | 0 | 0 | 0 | 0 | 0 | 0 | 0 | 0 | 0 | 0 | 0 | 0 | 0 | 0 | 0 | 0 | 0 | 0 | 0 | 0 | 0 | 0 | 0 | 0 | 0 | 0 | 0 | 0 | 0 | 0 | 0 | 0 | 0 | 0 | 0 | 0 | 0 | 0 | 0 | 0 | 0 | 0 | 0 | 0 | 0 | 0 | 0 | 0 | 0 | 0 | 0 | 0 | 0 | 0 | 0 |  | 0
369 |  | Other Deferred Credits | 25399 | -97116105.8333 | -6461096.3512 | 0 | 0 | 0 | 0 | 0 | 0 | 0 | 0 | 0 | 0 | 0 | 0 | 0 | 0 | 0 | 0 | 0 | 0 | 0 | 0 | 0 | 0 | 0 | 0 | 0 | 0 | 0 | 0 | 0 | 0 | 0 | 0 | 0 | 0 | 0 | 0 | 0 | 0 | 0 | 0 | 0 | 0 | 0 | 0 | 0 | 0 | 0 | 0 | 0 | 0 | 0 | 0 | 0 | 0 | 0 | 0 | 0 | 0 | 0 | 0 | 0 | 0 | 0 | 0 | 0 | 0 | 0 | 0 | 0 | 0 | 0 | 0 | 0 | 0 | 0 | 0 | 0 | 0 | 0 | 0 | 0 | 0 | 0 | 0 | 0 | 0 | 0 | 0 | 0 | 0 | 0 | 0 | 0 | 0 | 0 | 0 | 0 | 0 | 0 | 0 | 0 | 0 | 0 | 0 | 0 | 0 | 0 | 0 | 0 | 0 | 0 | 0 | 0 | 0 | 0 | -6461096.3512 |  | -6461096.3512
370 |  |  | Total Other deferred credits | -97116105.8333 | -6461096.3512 | 0 | 0 | 0 | 0 | 0 | 0 | 0 | 0 | 0 | 0 | 0 | 0 | 0 | 0 | 0 | 0 | 0 | 0 | 0 | 0 | 0 | 0 | 0 | 0 | 0 | 0 | 0 | 0 | 0 | 0 | 0 | 0 | 0 | 0 | 0 | 0 | 0 | 0 | 0 | 0 | 0 | 0 | 0 | 0 | 0 | 0 | 0 | 0 | 0 | 0 | 0 | 0 | 0 | 0 | 0 | 0 | 0 | 0 | 0 | 0 | 0 | 0 | 0 | 0 | 0 | 0 | 0 | 0 | 0 | 0 | 0 | 0 | 0 | 0 | 0 | 0 | 0 | 0 | 0 | 0 | 0 | 0 | 0 | 0 | 0 | 0 | 0 | 0 | 0 | 0 | 0 | 0 | 0 | 0 | 0 | 0 | 0 | 0 | 0 | 0 | 0 | 0 | 0 | 0 | 0 | 0 | 0 | 0 | 0 | 0 | 0 | 0 | 0 | 0 | 0 | -6461096.3512 | 0 | -6461096.3512
371 | Accumulated Deferred Income Taxes | Accumulated Deferred Income Taxes | 190 | 522887709.3892 | 43859902.876 | 0 | 0 | 0 | 0 | 0 | 0 | 0 | 0 | 0 | 0 | 0 | 0 | 0 | 0 | 0 | 0 | 0 | 0 | 0 | 0 | 0 | 0 | 0 | 0 | 0 | 0 | 0 | 0 | 0 | 0 | 0 | 0 | -8675413 | 0 | 0 | 0 | 0 | 0 | 0 | 0 | 0 | 0 | 0 | 0 | 0 | 0 | 0 | 0 | 0 | 0 | 0 | 0 | 0 | 0 | 0 | 0 | -8675413 | 0 | 0 | 0 | 0 | 0 | 0 | 0 | -2506736.237 | 0 | 0 | 0 | 0 | 0 | 0 | 0 | 0 | 0 | 0 | 0 | 0 | 0 | 0 | 0 | 0 | 4379287.4543 | 0 | 0 | 0 | 0 | 0 | -3491695 | 0 | -4435058 | 0 | 0 | 0 | -8564968 | 0 | 0 | 0 | 0 | 0 | 0 | 0 | 0 | 0 | 0 | 0 | 0 | 0 | 0 | -120983.8476 | 0 | 0 | 0 | 0 | -14740153.6303 | -23415566.6303 | 20444336.2456 |  | 20444336.2456
372 |  | Accumulated Deferred Income Taxes | 281 | -143593227.3233 | -11456984.0412 | 0 | 0 | 0 | 0 | 0 | 0 | 0 | 0 | 0 | 0 | 0 | 0 | 0 | 0 | 0 | 0 | 0 | 0 | 0 | 0 | 0 | 0 | 0 | 0 | 0 | 0 | 0 | 0 | 0 | 0 | 0 | 0 | 0 | 0 | 0 | 0 | 0 | 0 | 0 | 0 | 0 | 0 | 0 | 0 | 0 | 0 | 0 | 0 | 0 | 0 | 0 | 0 | 0 | 0 | 0 | 0 | 0 | 0 | 0 | 0 | 0 | 0 | 0 | 0 | 0 | 0 | 0 | 0 | 0 | 0 | 0 | 0 | 0 | 0 | 0 | 0 | 0 | 0 | 0 | 0 | 0 | 0 | 0 | 0 | 0 | 11456984.0154 | 0 | 0 | 0 | 0 | 0 | 0 | 0 | 0 | 0 | 0 | 0 | 0 | 0 | 0 | 0 | 0 | 0 | 0 | 0 | 0 | 0 | 0 | 0 | 0 | 0 | 0 | 0 | 11456984.0154 | 11456984.0154 | -0.025798 |  | -0.025798
373 |  | Accumulated Deferred Income Taxes | 282 | -2816480659.3904 | -192188048.2138 | 0 | 0 | 0 | 0 | 0 | 0 | 0 | 0 | 0 | 0 | 0 | 0 | 0 | 0 | 0 | 0 | 0 | 0 | 0 | 0 | 0 | 0 | 0 | 0 | 0 | 0 | 0 | 0 | 396454.6868 | 0 | 0 | 0 | 0 | 0 | 0 | 0 | 0 | 0 | 0 | 0 | 0 | 0 | 759932.0358 | 1434109.5152 | 0 | 0 | 0 | 0 | 0 | 1868593.1042 | 792539.807 | 0 | 0 | 0 | 0 | 0 | 5251629.1491 | 0 | 0 | 0 | 0 | 0 | 0 | 0 | 0 | 0 | 0 | 0 | 0 | 0 | 0 | 0 | 0 | 0 | 0 | 0 | 0 | 0 | 0 | 0 | 0 | 0 | 0 | 0 | 0 | -44644093.1373 | 0 | 31532420 | 0 | 102031.4447 | 0 | 0 | 0 | 0 | 0 | 289567.5146 | 0 | 0 | 0 | 0 | 0 | 0 | 0 | 0 | 0 | 0 | 0 | 0 | 0 | 15084520.8967 | -37768.1608 | -16900.6043 | 0 | 2309777.9537 | 7561407.1028 | -184626641.111 |  | -184626641.111
374 |  | Accumulated Deferred Income Taxes | 283 | -204295746.7604 | -2091723.7017 | 0 | 0 | 0 | 0 | 0 | 0 | 0 | 0 | 0 | 0 | 0 | 0 | 0 | 1273328.145 | 0 | 0 | 0 | 0 | 0 | 0 | 0 | 0 | 0 | 0 | 0 | 0 | 0 | 0 | 0 | 0 | 0 | 0 | 0 | 0 | 0 | 0 | 0 | 0 | 0 | 0 | 0 | 0 | 0 | 0 | 0 | 0 | 0 | 0 | 0 | 0 | 0 | 0 | 0 | 0 | 0 | 0 | 1273328.145 | 0 | 0 | 0 | 0 | 0 | 0 | 0 | 0 | 0 | 0 | 0 | 0 | 0 | 0 | 0 | 0 | 0 | 0 | 0 | 0 | 0 | 0 | 0 | 0 | 0 | 0 | 0 | 0 | 0 | 0 | 132123 | 0 | 0 | 0 | 0 | 0 | -3027.0699 | 0 | 0 | 0 | 0 | 0 | 0 | 0 | -84303.8335 | 0 | 0 | 0 | 0 | 0 | 0 | 0 | 0 | 0 | 0 | 0 | 44792.0966 | 1318120.2415 | -773603.4601 |  | -773603.4601
375 |  |  | TOTAL ACCUM DEF INCOME TAX | -2641481924.085 | -161876853.0807 | 0 | 0 | 0 | 0 | 0 | 0 | 0 | 0 | 0 | 0 | 0 | 0 | 0 | 1273328.145 | 0 | 0 | 0 | 0 | 0 | 0 | 0 | 0 | 0 | 0 | 0 | 0 | 0 | 0 | 396454.6868 | 0 | 0 | 0 | -8675413 | 0 | 0 | 0 | 0 | 0 | 0 | 0 | 0 | 0 | 759932.0358 | 1434109.5152 | 0 | 0 | 0 | 0 | 0 | 1868593.1042 | 792539.807 | 0 | 0 | 0 | 0 | 0 | -2150455.706 | 0 | 0 | 0 | 0 | 0 | 0 | 0 | -2506736.237 | 0 | 0 | 0 | 0 | 0 | 0 | 0 | 0 | 0 | 0 | 0 | 0 | 0 | 0 | 0 | 0 | 4379287.4543 | 0 | 0 | 0 | -33187109.1219 | 0 | 28172848 | 0 | -4333026.5553 | 0 | 0 | 0 | -8567995.0699 | 0 | 289567.5146 | 0 | 0 | 0 | 0 | 0 | -84303.8335 | 0 | 0 | 0 | 0 | 0 | 0 | -120983.8476 | 15084520.8967 | -37768.1608 | -16900.6043 | 0 | -928599.5647 | -3079055.2706 | -164955908.3513 | 0 | -164955908.3513
376 | Accum Investment Tax Credit | Accumulated Investment Tax Credit | 255 | -2403506.7446 | -14943.3387 | 0 | 0 | 0 | 0 | 0 | 0 | 0 | 0 | 0 | 0 | 0 | 0 | 0 | 0 | 0 | 0 | 0 | 0 | 0 | 0 | 0 | 0 | 0 | 0 | 0 | 0 | 0 | 0 | 0 | 0 | 0 | 0 | 0 | 0 | 0 | 0 | 0 | 0 | 0 | 0 | 0 | 0 | 0 | 0 | 0 | 0 | 0 | 0 | 0 | 0 | 0 | 0 | 0 | 0 | 0 | 0 | 0 | 0 | 0 | 0 | 0 | 0 | 0 | 0 | 0 | 0 | 0 | 0 | 0 | 0 | 0 | 0 | 0 | 0 | 0 | 0 | 0 | 0 | 0 | 0 | 0 | 0 | 0 | 0 | 0 | 0 | 0 | 0 | 0 | 0 | 0 | 0 | 0 | 0 | 0 | 0 | 0 | 0 | 0 | 0 | 0 | 0 | 0 | 0 | 0 | 0 | 0 | 0 | 0 | 0 | 0 | 0 | 0 | 0 | 0 | -14943.3387 |  | -14943.3387
377 |  |  | Total Accumulated Investment Tax Credit | -2403506.7446 | -14943.3387 | 0 | 0 | 0 | 0 | 0 | 0 | 0 | 0 | 0 | 0 | 0 | 0 | 0 | 0 | 0 | 0 | 0 | 0 | 0 | 0 | 0 | 0 | 0 | 0 | 0 | 0 | 0 | 0 | 0 | 0 | 0 | 0 | 0 | 0 | 0 | 0 | 0 | 0 | 0 | 0 | 0 | 0 | 0 | 0 | 0 | 0 | 0 | 0 | 0 | 0 | 0 | 0 | 0 | 0 | 0 | 0 | 0 | 0 | 0 | 0 | 0 | 0 | 0 | 0 | 0 | 0 | 0 | 0 | 0 | 0 | 0 | 0 | 0 | 0 | 0 | 0 | 0 | 0 | 0 | 0 | 0 | 0 | 0 | 0 | 0 | 0 | 0 | 0 | 0 | 0 | 0 | 0 | 0 | 0 | 0 | 0 | 0 | 0 | 0 | 0 | 0 | 0 | 0 | 0 | 0 | 0 | 0 | 0 | 0 | 0 | 0 | 0 | 0 | 0 | 0 | -14943.3387 | 0 | -14943.3387
378 |  | Steam Prod Plant Accumulated Depr | 108SP | -3544367565.8613 | -195880294.2332 | 0 | 0 | 0 | 0 | 0 | 0 | 0 | 0 | 0 | 0 | 0 | 0 | 0 | 0 | 0 | 0 | 0 | 0 | 0 | 0 | 0 | 0 | 0 | -9005214.6691 | 0 | 0 | 0 | 0 | 0 | 0 | 0 | 0 | 0 | 0 | 0 | 0 | 0 | 0 | 0 | 0 | 0 | 0 | 0 | 0 | 0 | 0 | 0 | 0 | 153319745.9344 | 24936776.5312 | 18475234.8773 | 0 | 0 | 0 | 0 | 0 | 187726542.6738 | 0 | 0 | 0 | 0 | 0 | 0 | 0 | 0 | 0 | 0 | 0 | 0 | 0 | 0 | 0 | 0 | 0 | 0 | 0 | 0 | 0 | 0 | -341238.152 | 0 | 0 | 0 | 0 | 0 | 0 | 0 | 0 | 0 | 0 | 0 | 0 | 0 | 0 | 0 | 0 | 0 | 0 | 0 | 0 | 0 | 0 | 0 | 0 | -2217.0686 | 0 | 0 | 0 | 0 | -311209009.7002 | -53436.0241 | -14379.0743 | 0 | -311620280.0193 | -123893737.3454 | -319774031.5787 |  | -319774031.5787
379 |  | Nuclear Prod Plant Accumulated Depr | 108NP | 0 | 0 | 0 | 0 | 0 | 0 | 0 | 0 | 0 | 0 | 0 | 0 | 0 | 0 | 0 | 0 | 0 | 0 | 0 | 0 | 0 | 0 | 0 | 0 | 0 | 0 | 0 | 0 | 0 | 0 | 0 | 0 | 0 | 0 | 0 | 0 | 0 | 0 | 0 | 0 | 0 | 0 | 0 | 0 | 0 | 0 | 0 | 0 | 0 | 0 | 0 | 0 | 0 | 0 | 0 | 0 | 0 | 0 | 0 | 0 | 0 | 0 | 0 | 0 | 0 | 0 | 0 | 0 | 0 | 0 | 0 | 0 | 0 | 0 | 0 | 0 | 0 | 0 | 0 | 0 | 0 | 0 | 0 | 0 | 0 | 0 | 0 | 0 | 0 | 0 | 0 | 0 | 0 | 0 | 0 | 0 | 0 | 0 | 0 | 0 | 0 | 0 | 0 | 0 | 0 | 0 | 0 | 0 | 0 | 0 | 0 | 0 | 0 | 0 | 0 | 0 | 0 | 0 |  | 0
380 |  | Hydraulic Prod Plant Accum Depr | 108HP | -509720395.2683 | -40781396.3171 | 0 | 0 | 0 | 0 | 0 | 0 | 0 | 0 | 0 | 0 | 0 | 0 | 0 | 0 | 0 | 0 | 0 | 0 | 0 | 0 | 0 | 0 | 0 | -1085836.7534 | 0 | 0 | 0 | 0 | 0 | 0 | 0 | 0 | 0 | 0 | 0 | 0 | 0 | 0 | 0 | 0 | 0 | 0 | 0 | 0 | 90668.7836 | 0 | 0 | 0 | 0 | 0 | 0 | 0 | 0 | 0 | 0 | 0 | -995167.9698 | 0 | 0 | 0 | 0 | 0 | 0 | 0 | 0 | 0 | 0 | 0 | 0 | 0 | 0 | 0 | 0 | 0 | 0 | 0 | 0 | 0 | 0 | -4234192.9848 | 0 | 0 | 0 | 0 | 0 | 0 | 0 | 0 | 0 | 0 | 0 | 0 | 0 | 0 | 0 | 0 | 0 | 0 | 0 | 0 | 0 | 0 | 0 | 0 | -22949.326 | 0 | 0 | 0 | 0 | 0 | 0 | 0 | 0 | -4257142.3107 | -5252310.2805 | -46033706.5976 |  | -46033706.5976
381 |  | Other Production Plant - Accum Depr | 108OP | -217955389.6104 | -27708726.413 | 0 | 0 | 0 | 0 | 0 | 0 | 0 | 0 | 0 | 0 | 0 | 0 | 0 | 0 | 0 | 0 | 0 | 0 | 0 | 0 | 0 | 0 | 0 | -7799258.0674 | 0 | 0 | 0 | 0 | 0 | 0 | 0 | 0 | 0 | 0 | 0 | 0 | 0 | 0 | 0 | 0 | 0 | 0 | 0 | 0 | 0 | 0 | 0 | 0 | 0 | 0 | 0 | 0 | 0 | 0 | 0 | 0 | -7799258.0674 | 0 | 0 | 0 | 0 | 0 | 0 | 0 | 0 | 0 | 0 | 0 | 0 | 0 | 0 | 0 | 0 | 0 | 0 | 0 | 0 | 0 | 0 | -31357031.2422 | 0 | 0 | 0 | 0 | 0 | 0 | 0 | 0 | 0 | 0 | 0 | 0 | 0 | 0 | 0 | 0 | 0 | 0 | 0 | 0 | 0 | 0 | -5246.4809 | 0 | -169983.5453 | 0 | 0 | 0 | 0 | 0 | 0 | 0 | 0 | -31532261.2684 | -39331519.3358 | -67040245.7488 |  | -67040245.7488
382 |  | Experimental Plant - Accum Depr | 108EP | 0 | 0 | 0 | 0 | 0 | 0 | 0 | 0 | 0 | 0 | 0 | 0 | 0 | 0 | 0 | 0 | 0 | 0 | 0 | 0 | 0 | 0 | 0 | 0 | 0 | 0 | 0 | 0 | 0 | 0 | 0 | 0 | 0 | 0 | 0 | 0 | 0 | 0 | 0 | 0 | 0 | 0 | 0 | 0 | 0 | 0 | 0 | 0 | 0 | 0 | 0 | 0 | 0 | 0 | 0 | 0 | 0 | 0 | 0 | 0 | 0 | 0 | 0 | 0 | 0 | 0 | 0 | 0 | 0 | 0 | 0 | 0 | 0 | 0 | 0 | 0 | 0 | 0 | 0 | 0 | 0 | 0 | 0 | 0 | 0 | 0 | 0 | 0 | 0 | 0 | 0 | 0 | 0 | 0 | 0 | 0 | 0 | 0 | 0 | 0 | 0 | 0 | 0 | 0 | 0 | 0 | 0 | 0 | 0 | 0 | 0 | 0 | 0 | 0 | 0 | 0 | 0 | 0 |  | 0
383 |  |  | TOTAL PRODUCTION PLANT DEPR | -4272043350.74 | -264370416.9633 | 0 | 0 | 0 | 0 | 0 | 0 | 0 | 0 | 0 | 0 | 0 | 0 | 0 | 0 | 0 | 0 | 0 | 0 | 0 | 0 | 0 | 0 | 0 | -17890309.4899 | 0 | 0 | 0 | 0 | 0 | 0 | 0 | 0 | 0 | 0 | 0 | 0 | 0 | 0 | 0 | 0 | 0 | 0 | 0 | 0 | 90668.7836 | 0 | 0 | 0 | 153319745.9344 | 24936776.5312 | 18475234.8773 | 0 | 0 | 0 | 0 | 0 | 178932116.6366 | 0 | 0 | 0 | 0 | 0 | 0 | 0 | 0 | 0 | 0 | 0 | 0 | 0 | 0 | 0 | 0 | 0 | 0 | 0 | 0 | 0 | 0 | -35932462.379 | 0 | 0 | 0 | 0 | 0 | 0 | 0 | 0 | 0 | 0 | 0 | 0 | 0 | 0 | 0 | 0 | 0 | 0 | 0 | 0 | 0 | 0 | -5246.4809 | 0 | -195149.9399 | 0 | 0 | 0 | 0 | -311209009.7002 | -53436.0241 | -14379.0743 | 0 | -347409683.5984 | -168477566.9618 | -432847983.9251 | 0 | -432847983.9251
384 |  | Transmission Plant Accumulated Depr | 108TP | -2049807316.6354 | -163658322.2647 | 0 | 0 | 0 | 0 | 0 | 0 | 0 | 0 | 0 | 0 | 0 | 0 | 0 | 0 | 0 | 0 | 0 | 0 | 0 | 0 | 0 | 0 | 0 | -3041057.2409 | 0 | 0 | 0 | 0 | 0 | 0 | 0 | 0 | 0 | 0 | 0 | 0 | 0 | 0 | 0 | 0 | 0 | 0 | 499944.1891 | 3287281.0119 | 0 | 0 | 0 | 0 | 389809.4347 | 0 | 0 | 0 | 0 | 0 | 0 | 0 | 1135977.3947 | 0 | 0 | 0 | 0 | 0 | 0 | 0 | 0 | 0 | 0 | 0 | 0 | 0 | 0 | 0 | 0 | 0 | 0 | 0 | 0 | 0 | 0 | -17839860.092 | 0 | 0 | 0 | 0 | 0 | 0 | 0 | 0 | 0 | 0 | 0 | 0 | 0 | 0 | 0 | 0 | 0 | 0 | 0 | 0 | 0 | 0 | 0 | -86079.0755 | 0 | 0 | 0 | 0 | 0 | -3541583.5086 | 0 | 0 | 0 | -21467522.676 | -20331545.2813 | -183989867.546 |  | -183989867.546
385 |  |  | TOTAL TRANS PLANT ACCUM DEPR | -2049807316.6354 | -163658322.2647 | 0 | 0 | 0 | 0 | 0 | 0 | 0 | 0 | 0 | 0 | 0 | 0 | 0 | 0 | 0 | 0 | 0 | 0 | 0 | 0 | 0 | 0 | 0 | -3041057.2409 | 0 | 0 | 0 | 0 | 0 | 0 | 0 | 0 | 0 | 0 | 0 | 0 | 0 | 0 | 0 | 0 | 0 | 0 | 499944.1891 | 3287281.0119 | 0 | 0 | 0 | 0 | 389809.4347 | 0 | 0 | 0 | 0 | 0 | 0 | 0 | 1135977.3947 | 0 | 0 | 0 | 0 | 0 | 0 | 0 | 0 | 0 | 0 | 0 | 0 | 0 | 0 | 0 | 0 | 0 | 0 | 0 | 0 | 0 | 0 | -17839860.092 | 0 | 0 | 0 | 0 | 0 | 0 | 0 | 0 | 0 | 0 | 0 | 0 | 0 | 0 | 0 | 0 | 0 | 0 | 0 | 0 | 0 | 0 | 0 | -86079.0755 | 0 | 0 | 0 | 0 | 0 | -3541583.5086 | 0 | 0 | 0 | -21467522.676 | -20331545.2813 | -183989867.546 | 0 | -183989867.546
386 |  | Land and Land Rights | 108360 | -10165828.3054 | -203993.8571 | 0 | 0 | 0 | 0 | 0 | 0 | 0 | 0 | 0 | 0 | 0 | 0 | 0 | 0 | 0 | 0 | 0 | 0 | 0 | 0 | 0 | 0 | 0 | -3408.5729 | 0 | 0 | 0 | 0 | 0 | 0 | 0 | 0 | 0 | 0 | 0 | 0 | 0 | 0 | 0 | 0 | 0 | 0 | 0 | 0 | 0 | 0 | 0 | 0 | 0 | 0 | 0 | 0 | 0 | 0 | 0 | 0 | -3408.5729 | 0 | 0 | 0 | 0 | 0 | 0 | 0 | 0 | 0 | 0 | 0 | 0 | 0 | 0 | 0 | 0 | 0 | 0 | 0 | 0 | 0 | 0 | -209241.4245 | 0 | 0 | 0 | 0 | 0 | 0 | 0 | 0 | 0 | 0 | 0 | 0 | 0 | 0 | 0 | 0 | 0 | 0 | 0 | 0 | 0 | 0 | 0 | 0 | 0 | 0 | 0 | 0 | 0 | 0 | 0 | 0 | 0 | -209241.4245 | -212649.9974 | -416643.8545 |  | -416643.8545
387 |  | Structures and Improvements | 108361 | -34062627.0933 | -1431820.8167 | 0 | 0 | 0 | 0 | 0 | 0 | 0 | 0 | 0 | 0 | 0 | 0 | 0 | 0 | 0 | 0 | 0 | 0 | 0 | 0 | 0 | 0 | 0 | -69887.8133 | 0 | 0 | 0 | 0 | 0 | 0 | 0 | 0 | 0 | 0 | 0 | 0 | 0 | 0 | 0 | 0 | 0 | 0 | 0 | 0 | 0 | 0 | 0 | 0 | 0 | 0 | 0 | 0 | 0 | 0 | 0 | 0 | -69887.8133 | 0 | 0 | 0 | 0 | 0 | 0 | 0 | 0 | 0 | 0 | 0 | 0 | 0 | 0 | 0 | 0 | 0 | 0 | 0 | 0 | 0 | 0 | -405152.6925 | 0 | 0 | 0 | 0 | 0 | 0 | 0 | 0 | 0 | 0 | 0 | 0 | 0 | 0 | 0 | 0 | 0 | 0 | 0 | 0 | 0 | 0 | 0 | 0 | 0 | 0 | 0 | 0 | 0 | 0 | 0 | 0 | 0 | -405152.6925 | -475040.5058 | -1906861.3225 |  | -1906861.3225
388 |  | Station Equipment | 108362 | -360580732.3475 | -27911108.8429 | 0 | 0 | 0 | 0 | 0 | 0 | 0 | 0 | 0 | 0 | 0 | 0 | 0 | 0 | 0 | 0 | 0 | 0 | 0 | 0 | 0 | 0 | 0 | -553500.9171 | 0 | 0 | 0 | 0 | 0 | 0 | 0 | 0 | 0 | 0 | 0 | 0 | 0 | 0 | 0 | 0 | 0 | 0 | 0 | 0 | 0 | 0 | 0 | 0 | 0 | 0 | 0 | 0 | 0 | 0 | 0 | 0 | -553500.9171 | 0 | 0 | 0 | 0 | 0 | 0 | 0 | 0 | 0 | 0 | 0 | 0 | 0 | 0 | 0 | 0 | 0 | 0 | 0 | 0 | 0 | 0 | -3352632.6537 | 0 | 0 | 0 | 0 | 0 | 0 | 0 | 0 | 0 | 0 | 0 | 0 | 0 | 0 | 0 | 0 | 0 | 0 | 0 | 0 | 0 | 0 | 0 | 0 | 0 | 0 | 0 | 0 | 0 | 0 | 0 | 0 | 0 | -3352632.6537 | -3906133.5708 | -31817242.4137 |  | -31817242.4137
389 |  | Storage Battery Equipment | 108363 | 0 | 0 | 0 | 0 | 0 | 0 | 0 | 0 | 0 | 0 | 0 | 0 | 0 | 0 | 0 | 0 | 0 | 0 | 0 | 0 | 0 | 0 | 0 | 0 | 0 | 0 | 0 | 0 | 0 | 0 | 0 | 0 | 0 | 0 | 0 | 0 | 0 | 0 | 0 | 0 | 0 | 0 | 0 | 0 | 0 | 0 | 0 | 0 | 0 | 0 | 0 | 0 | 0 | 0 | 0 | 0 | 0 | 0 | 0 | 0 | 0 | 0 | 0 | 0 | 0 | 0 | 0 | 0 | 0 | 0 | 0 | 0 | 0 | 0 | 0 | 0 | 0 | 0 | 0 | 0 | 0 | 0 | 0 | 0 | 0 | 0 | 0 | 0 | 0 | 0 | 0 | 0 | 0 | 0 | 0 | 0 | 0 | 0 | 0 | 0 | 0 | 0 | 0 | 0 | 0 | 0 | 0 | 0 | 0 | 0 | 0 | 0 | 0 | 0 | 0 | 0 | 0 | 0 |  | 0
390 |  | Poles, Towers & Fixtures | 108364 | -689252175.0425 | -77126824.8079 | 0 | 0 | 0 | 0 | 0 | 0 | 0 | 0 | 0 | 0 | 0 | 0 | 0 | 0 | 0 | 0 | 0 | 0 | 0 | 0 | 0 | 0 | 0 | -1081214.0721 | 0 | 0 | 0 | 0 | 0 | 0 | 0 | 0 | 0 | 0 | 0 | 0 | 0 | 0 | 0 | 0 | 0 | 0 | 0 | 0 | 0 | 0 | 0 | 0 | 0 | 0 | 0 | 0 | 0 | 0 | 0 | 0 | -1081214.0721 | 0 | 0 | 0 | 0 | 0 | 0 | 0 | 0 | 0 | 0 | 0 | 0 | 0 | 0 | 0 | 0 | 0 | 0 | 0 | 0 | 0 | 0 | -4119053.7389 | 0 | 0 | 0 | 0 | 0 | 0 | 0 | 0 | 0 | 0 | 0 | 0 | 0 | 0 | 0 | 0 | 0 | 0 | 0 | 0 | 0 | 0 | 0 | 0 | 0 | 0 | 0 | 0 | 0 | 0 | 0 | 0 | 0 | -4119053.7389 | -5200267.811 | -82327092.6189 |  | -82327092.6189
391 |  | Overhead Conductors | 108365 | -354672282.8004 | -37936696.9838 | 0 | 0 | 0 | 0 | 0 | 0 | 0 | 0 | 0 | 0 | 0 | 0 | 0 | 0 | 0 | 0 | 0 | 0 | 0 | 0 | 0 | 0 | 0 | -484383.6662 | 0 | 0 | 0 | 0 | 0 | 0 | 0 | 0 | 0 | 0 | 0 | 0 | 0 | 0 | 0 | 0 | 0 | 0 | 0 | 0 | 0 | 0 | 0 | 0 | 0 | 0 | 0 | 0 | 0 | 0 | 0 | 0 | -484383.6662 | 0 | 0 | 0 | 0 | 0 | 0 | 0 | 0 | 0 | 0 | 0 | 0 | 0 | 0 | 0 | 0 | 0 | 0 | 0 | 0 | 0 | 0 | -2576446.1505 | 0 | 0 | 0 | 0 | 0 | 0 | 0 | 0 | 0 | 0 | 0 | 0 | 0 | 0 | 0 | 0 | 0 | 0 | 0 | 0 | 0 | 0 | 0 | 0 | 0 | 0 | 0 | 0 | 0 | 0 | 0 | 0 | 0 | -2576446.1505 | -3060829.8168 | -40997526.8005 |  | -40997526.8005
392 |  | Underground Conduit | 108366 | -182889757.5429 | -11310929.1067 | 0 | 0 | 0 | 0 | 0 | 0 | 0 | 0 | 0 | 0 | 0 | 0 | 0 | 0 | 0 | 0 | 0 | 0 | 0 | 0 | 0 | 0 | 0 | -228180.7833 | 0 | 0 | 0 | 0 | 0 | 0 | 0 | 0 | 0 | 0 | 0 | 0 | 0 | 0 | 0 | 0 | 0 | 0 | 0 | 0 | 0 | 0 | 0 | 0 | 0 | 0 | 0 | 0 | 0 | 0 | 0 | 0 | -228180.7833 | 0 | 0 | 0 | 0 | 0 | 0 | 0 | 0 | 0 | 0 | 0 | 0 | 0 | 0 | 0 | 0 | 0 | 0 | 0 | 0 | 0 | 0 | -1297073.8213 | 0 | 0 | 0 | 0 | 0 | 0 | 0 | 0 | 0 | 0 | 0 | 0 | 0 | 0 | 0 | 0 | 0 | 0 | 0 | 0 | 0 | 0 | 0 | 0 | 0 | 0 | 0 | 0 | 0 | 0 | 0 | 0 | 0 | -1297073.8213 | -1525254.6047 | -12836183.7113 |  | -12836183.7113
393 |  | Underground Conductors | 108367 | -387848043.5275 | -13887512.3633 | 0 | 0 | 0 | 0 | 0 | 0 | 0 | 0 | 0 | 0 | 0 | 0 | 0 | 0 | 0 | 0 | 0 | 0 | 0 | 0 | 0 | 0 | 0 | -329045.9767 | 0 | 0 | 0 | 0 | 0 | 0 | 0 | 0 | 0 | 0 | 0 | 0 | 0 | 0 | 0 | 0 | 0 | 0 | 0 | 0 | 0 | 0 | 0 | 0 | 0 | 0 | 0 | 0 | 0 | 0 | 0 | 0 | -329045.9767 | 0 | 0 | 0 | 0 | 0 | 0 | 0 | 0 | 0 | 0 | 0 | 0 | 0 | 0 | 0 | 0 | 0 | 0 | 0 | 0 | 0 | 0 | -2990695.5214 | 0 | 0 | 0 | 0 | 0 | 0 | 0 | 0 | 0 | 0 | 0 | 0 | 0 | 0 | 0 | 0 | 0 | 0 | 0 | 0 | 0 | 0 | 0 | 0 | 0 | 0 | 0 | 0 | 0 | 0 | 0 | 0 | 0 | -2990695.5214 | -3319741.4981 | -17207253.8614 |  | -17207253.8614
394 |  | Line Transformers | 108368 | -614948421.5425 | -65900796.5083 | 0 | 0 | 0 | 0 | 0 | 0 | 0 | 0 | 0 | 0 | 0 | 0 | 0 | 0 | 0 | 0 | 0 | 0 | 0 | 0 | 0 | 0 | 0 | -748934.9717 | 0 | 0 | 0 | 0 | 0 | 0 | 0 | 0 | 0 | 0 | 0 | 0 | 0 | 0 | 0 | 0 | 0 | 0 | 0 | 0 | 0 | 0 | 0 | 0 | 0 | 0 | 0 | 0 | 0 | 0 | 0 | 0 | -748934.9717 | 0 | 0 | 0 | 0 | 0 | 0 | 0 | 0 | 0 | 0 | 0 | 0 | 0 | 0 | 0 | 0 | 0 | 0 | 0 | 0 | 0 | 0 | -4454995.1028 | 0 | 0 | 0 | 0 | 0 | 0 | 0 | 0 | 0 | 0 | 0 | 0 | 0 | 0 | 0 | 0 | 0 | 0 | 0 | 0 | 0 | 0 | 0 | 0 | 0 | 0 | 0 | 0 | 0 | 0 | 0 | 0 | 0 | -4454995.1028 | -5203930.0745 | -71104726.5828 |  | -71104726.5828
395 |  | Services | 108369 | -370797076.5954 | -33665109.0592 | 0 | 0 | 0 | 0 | 0 | 0 | 0 | 0 | 0 | 0 | 0 | 0 | 0 | 0 | 0 | 0 | 0 | 0 | 0 | 0 | 0 | 0 | 0 | -708261.6508 | 0 | 0 | 0 | 0 | 0 | 0 | 0 | 0 | 0 | 0 | 0 | 0 | 0 | 0 | 0 | 0 | 0 | 0 | 0 | 0 | 0 | 0 | 0 | 0 | 0 | 0 | 0 | 0 | 0 | 0 | 0 | 0 | -708261.6508 | 0 | 0 | 0 | 0 | 0 | 0 | 0 | 0 | 0 | 0 | 0 | 0 | 0 | 0 | 0 | 0 | 0 | 0 | 0 | 0 | 0 | 0 | -2803351.3596 | 0 | 0 | 0 | 0 | 0 | 0 | 0 | 0 | 0 | 0 | 0 | 0 | 0 | 0 | 0 | 0 | 0 | 0 | 0 | 0 | 0 | 0 | 0 | 0 | 0 | 0 | 0 | 0 | 0 | 0 | 0 | 0 | 0 | -2803351.3596 | -3511613.0104 | -37176722.0696 |  | -37176722.0696
396 |  | Meters | 108370 | -109244734.3904 | -8328628.5925 | 0 | 0 | 0 | 0 | 0 | 0 | 0 | 0 | 0 | 0 | 0 | 0 | 0 | 0 | 0 | 0 | 0 | 0 | 0 | 0 | 0 | 0 | 0 | -325711.1875 | 0 | 0 | 0 | 0 | 0 | 0 | 0 | 0 | 0 | 0 | 0 | 0 | 0 | 0 | 0 | 0 | 0 | 0 | 0 | 0 | 0 | 0 | 0 | 0 | 0 | 0 | 0 | 0 | 0 | 0 | 0 | 0 | -325711.1875 | 0 | 0 | 0 | 0 | 0 | 0 | 0 | 0 | 0 | 0 | 0 | 0 | 0 | 0 | 0 | 0 | 0 | 0 | 0 | 0 | 0 | 0 | -760441.5162 | 0 | 0 | 0 | 0 | 0 | 0 | 0 | 0 | 0 | 0 | 0 | 0 | 0 | 0 | 0 | 0 | 0 | 0 | 0 | 0 | 0 | 0 | 0 | 0 | 0 | 0 | 0 | 0 | 0 | 0 | 0 | 0 | 0 | -760441.5162 | -1086152.7037 | -9414781.2962 |  | -9414781.2962
397 |  | Installations on Customers' Premises | 108371 | -7299879.6079 | -428137.6542 | 0 | 0 | 0 | 0 | 0 | 0 | 0 | 0 | 0 | 0 | 0 | 0 | 0 | 0 | 0 | 0 | 0 | 0 | 0 | 0 | 0 | 0 | 0 | 3210.9842 | 0 | 0 | 0 | 0 | 0 | 0 | 0 | 0 | 0 | 0 | 0 | 0 | 0 | 0 | 0 | 0 | 0 | 0 | 0 | 0 | 0 | 0 | 0 | 0 | 0 | 0 | 0 | 0 | 0 | 0 | 0 | 0 | 3210.9842 | 0 | 0 | 0 | 0 | 0 | 0 | 0 | 0 | 0 | 0 | 0 | 0 | 0 | 0 | 0 | 0 | 0 | 0 | 0 | 0 | 0 | 0 | -25118.3359 | 0 | 0 | 0 | 0 | 0 | 0 | 0 | 0 | 0 | 0 | 0 | 0 | 0 | 0 | 0 | 0 | 0 | 0 | 0 | 0 | 0 | 0 | 0 | 0 | 0 | 0 | 0 | 0 | 0 | 0 | 0 | 0 | 0 | -25118.3359 | -21907.3518 | -450045.0059 |  | -450045.0059
398 |  | Leased Property | 108372 | 0 | 0 | 0 | 0 | 0 | 0 | 0 | 0 | 0 | 0 | 0 | 0 | 0 | 0 | 0 | 0 | 0 | 0 | 0 | 0 | 0 | 0 | 0 | 0 | 0 | 0 | 0 | 0 | 0 | 0 | 0 | 0 | 0 | 0 | 0 | 0 | 0 | 0 | 0 | 0 | 0 | 0 | 0 | 0 | 0 | 0 | 0 | 0 | 0 | 0 | 0 | 0 | 0 | 0 | 0 | 0 | 0 | 0 | 0 | 0 | 0 | 0 | 0 | 0 | 0 | 0 | 0 | 0 | 0 | 0 | 0 | 0 | 0 | 0 | 0 | 0 | 0 | 0 | 0 | 0 | 0 | 0 | 0 | 0 | 0 | 0 | 0 | 0 | 0 | 0 | 0 | 0 | 0 | 0 | 0 | 0 | 0 | 0 | 0 | 0 | 0 | 0 | 0 | 0 | 0 | 0 | 0 | 0 | 0 | 0 | 0 | 0 | 0 | 0 | 0 | 0 | 0 | 0 |  | 0
399 |  | Street Lights | 108373 | -34145824.59 | -1786573.6471 | 0 | 0 | 0 | 0 | 0 | 0 | 0 | 0 | 0 | 0 | 0 | 0 | 0 | 0 | 0 | 0 | 0 | 0 | 0 | 0 | 0 | 0 | 0 | -20923.1129 | 0 | 0 | 0 | 0 | 0 | 0 | 0 | 0 | 0 | 0 | 0 | 0 | 0 | 0 | 0 | 0 | 0 | 0 | 0 | 0 | 0 | 0 | 0 | 0 | 0 | 0 | 0 | 0 | 0 | 0 | 0 | 0 | -20923.1129 | 0 | 0 | 0 | 0 | 0 | 0 | 0 | 0 | 0 | 0 | 0 | 0 | 0 | 0 | 0 | 0 | 0 | 0 | 0 | 0 | 0 | 0 | -180027.3737 | 0 | 0 | 0 | 0 | 0 | 0 | 0 | 0 | 0 | 0 | 0 | 0 | 0 | 0 | 0 | 0 | 0 | 0 | 0 | 0 | 0 | 0 | 0 | 0 | 0 | 0 | 0 | 0 | 0 | 0 | 0 | 0 | 0 | -180027.3737 | -200950.4866 | -1987524.1337 |  | -1987524.1337
400 |  | Unclassified Dist Plant - Acct 300 | 108D00 | 0 | 0 | 0 | 0 | 0 | 0 | 0 | 0 | 0 | 0 | 0 | 0 | 0 | 0 | 0 | 0 | 0 | 0 | 0 | 0 | 0 | 0 | 0 | 0 | 0 | 0 | 0 | 0 | 0 | 0 | 0 | 0 | 0 | 0 | 0 | 0 | 0 | 0 | 0 | 0 | 0 | 0 | 0 | 0 | 0 | 0 | 0 | 0 | 0 | 0 | 0 | 0 | 0 | 0 | 0 | 0 | 0 | 0 | 0 | 0 | 0 | 0 | 0 | 0 | 0 | 0 | 0 | 0 | 0 | 0 | 0 | 0 | 0 | 0 | 0 | 0 | 0 | 0 | 0 | 0 | 0 | 0 | 0 | 0 | 0 | 0 | 0 | 0 | 0 | 0 | 0 | 0 | 0 | 0 | 0 | 0 | 0 | 0 | 0 | 0 | 0 | 0 | 0 | 0 | 0 | 0 | 0 | 0 | 0 | 0 | 0 | 0 | 0 | 0 | 0 | 0 | 0 | 0 |  | 0
401 |  | Unclassified Dist Sub Plant - Acct 300 | 108DS | 0 | 0 | 0 | 0 | 0 | 0 | 0 | 0 | 0 | 0 | 0 | 0 | 0 | 0 | 0 | 0 | 0 | 0 | 0 | 0 | 0 | 0 | 0 | 0 | 0 | 0 | 0 | 0 | 0 | 0 | 0 | 0 | 0 | 0 | 0 | 0 | 0 | 0 | 0 | 0 | 0 | 0 | 0 | 0 | 0 | 0 | 0 | 0 | 0 | 0 | 0 | 0 | 0 | 0 | 0 | 0 | 0 | 0 | 0 | 0 | 0 | 0 | 0 | 0 | 0 | 0 | 0 | 0 | 0 | 0 | 0 | 0 | 0 | 0 | 0 | 0 | 0 | 0 | 0 | 0 | 0 | 0 | 0 | 0 | 0 | 0 | 0 | 0 | 0 | 0 | 0 | 0 | 0 | 0 | 0 | 0 | 0 | 0 | 0 | 0 | 0 | 0 | 0 | 0 | 0 | 0 | 0 | 0 | 0 | 0 | 0 | 0 | 0 | 0 | 0 | 0 | 0 | 0 |  | 0
402 |  | Unclassified Dist Sub Plant - Acct 300 | 108DP | 6348156.9742 | 481028.6675 | 0 | 0 | 0 | 0 | 0 | 0 | 0 | 0 | 0 | 0 | 0 | 0 | 0 | 0 | 0 | 0 | 0 | 0 | 0 | 0 | 0 | 0 | 0 | -179026.6675 | 0 | 0 | 0 | 0 | 0 | 0 | 0 | 0 | 0 | 0 | 0 | 0 | 0 | 0 | 0 | 0 | 0 | 0 | 0 | 0 | 0 | 0 | 0 | 0 | 0 | 0 | 0 | 0 | 0 | 0 | 0 | 0 | -179026.6675 | 0 | 0 | 0 | 0 | 0 | 0 | 0 | 0 | 0 | 0 | 0 | 0 | 0 | 0 | 0 | 0 | 0 | 0 | 0 | 0 | 0 | 0 | 0 | 0 | 0 | 0 | 0 | 0 | 0 | 0 | 0 | 0 | 0 | 0 | 0 | 0 | 0 | 0 | 0 | 0 | 0 | 0 | 0 | 0 | 0 | 0 | 0 | 0 | 0 | 0 | 0 | 0 | 0 | 0 | 0 | 0 | 0 | -179026.6675 | 302002 |  | 302002
403 |  |  | TOTAL DISTRIBUTION PLANT DEPR | -3149559226.4117 | -279437103.5721 | 0 | 0 | 0 | 0 | 0 | 0 | 0 | 0 | 0 | 0 | 0 | 0 | 0 | 0 | 0 | 0 | 0 | 0 | 0 | 0 | 0 | 0 | 0 | -4729268.4079 | 0 | 0 | 0 | 0 | 0 | 0 | 0 | 0 | 0 | 0 | 0 | 0 | 0 | 0 | 0 | 0 | 0 | 0 | 0 | 0 | 0 | 0 | 0 | 0 | 0 | 0 | 0 | 0 | 0 | 0 | 0 | 0 | -4729268.4079 | 0 | 0 | 0 | 0 | 0 | 0 | 0 | 0 | 0 | 0 | 0 | 0 | 0 | 0 | 0 | 0 | 0 | 0 | 0 | 0 | 0 | 0 | -23174229.6911 | 0 | 0 | 0 | 0 | 0 | 0 | 0 | 0 | 0 | 0 | 0 | 0 | 0 | 0 | 0 | 0 | 0 | 0 | 0 | 0 | 0 | 0 | 0 | 0 | 0 | 0 | 0 | 0 | 0 | 0 | 0 | 0 | 0 | -23174229.6911 | -27903498.099 | -307340601.6711 | 0 | -307340601.6711
404 |  | General Plant Accumulated Depr | 108GP | -538694282.3342 | -42629144.2709 | 0 | 0 | 0 | 0 | 0 | 0 | 0 | 0 | 0 | 0 | 0 | 0 | 0 | 0 | 0 | 0 | 0 | 0 | 0 | 0 | 0 | 0 | 0 | -692110.1905 | 0 | 0 | 0 | 0 | 0 | 0 | 0 | 0 | 0 | 0 | 0 | 0 | 0 | 0 | 0 | 0 | 0 | 0 | 0 | 0 | 0 | 0 | 0 | 0 | 0 | 0 | 0 | 0 | 0 | 0 | 0 | 0 | -692110.1905 | 0 | 0 | 0 | 0 | 0 | 0 | 0 | 0 | 0 | 0 | 0 | 0 | 0 | 0 | 0 | 0 | 0 | 0 | 0 | 0 | 0 | 0 | -3260879.5264 | 0 | 0 | 0 | 0 | 0 | 0 | 0 | 0 | 0 | 0 | 0 | 0 | 0 | 0 | 0 | 0 | 0 | 0 | 0 | 0 | 0 | 0 | 0 | 0 | 0 | 0 | 0 | 0 | 0 | 0 | -1122.9413 | 0 | 0 | -3262002.4677 | -3954112.6582 | -46583256.9291 |  | -46583256.9291
405 |  | Mining Plant Accumulated Depr. | 108MP | 0 | 0 | 0 | 0 | 0 | 0 | 0 | 0 | 0 | 0 | 0 | 0 | 0 | 0 | 0 | 0 | 0 | 0 | 0 | 0 | 0 | 0 | 0 | 0 | 0 | 0 | 0 | 0 | 0 | 0 | 0 | 0 | 0 | 0 | 0 | 0 | 0 | 0 | 0 | 0 | 0 | 0 | 0 | 0 | 0 | 0 | 0 | 0 | 0 | 0 | 0 | 0 | 0 | -32456642.2168 | 0 | 0 | 0 | 0 | -32456642.2168 | 0 | 0 | 0 | 0 | 0 | 0 | 0 | 0 | 0 | 0 | 0 | 0 | 0 | 0 | 0 | 0 | 0 | 0 | 0 | 0 | 0 | 0 | 0 | 0 | 0 | 0 | 0 | 0 | 0 | 0 | 0 | 0 | 0 | 0 | 0 | 0 | 0 | 0 | 0 | 0 | 0 | 0 | 0 | 0 | 0 | 0 | 0 | 0 | 0 | 0 | 0 | -2282754.0369 | 0 | 0 | 0 | 0 | -2282754.0369 | -34739396.2537 | -34739396.2537 |  | -34739396.2537
406 |  | Accum Depr - Capital Lease | 1081390 | 0 | 0 | 0 | 0 | 0 | 0 | 0 | 0 | 0 | 0 | 0 | 0 | 0 | 0 | 0 | 0 | 0 | 0 | 0 | 0 | 0 | 0 | 0 | 0 | 0 | 0 | 0 | 0 | 0 | 0 | 0 | 0 | 0 | 0 | 0 | 0 | 0 | 0 | 0 | 0 | 0 | 0 | 0 | 0 | 0 | 0 | 0 | 0 | 0 | 0 | 0 | 0 | 0 | 0 | 0 | 0 | 0 | 0 | 0 | 0 | 0 | 0 | 0 | 0 | 0 | 0 | 0 | 0 | 0 | 0 | 0 | 0 | 0 | 0 | 0 | 0 | 0 | 0 | 0 | 0 | 0 | 0 | 0 | 0 | 0 | 0 | 0 | 0 | 0 | 0 | 0 | 0 | 0 | 0 | 0 | 0 | 0 | 0 | 0 | 0 | 0 | 0 | 0 | 0 | 0 | 0 | 0 | 0 | 0 | 0 | 0 | 0 | 0 | 0 | 0 | 0 | 0 | 0 |  | 0
407 |  | Accum Depr - Capital Lease | 1081399 | 0 | 0 | 0 | 0 | 0 | 0 | 0 | 0 | 0 | 0 | 0 | 0 | 0 | 0 | 0 | 0 | 0 | 0 | 0 | 0 | 0 | 0 | 0 | 0 | 0 | 0 | 0 | 0 | 0 | 0 | 0 | 0 | 0 | 0 | 0 | 0 | 0 | 0 | 0 | 0 | 0 | 0 | 0 | 0 | 0 | 0 | 0 | 0 | 0 | 0 | 0 | 0 | 0 | 0 | 0 | 0 | 0 | 0 | 0 | 0 | 0 | 0 | 0 | 0 | 0 | 0 | 0 | 0 | 0 | 0 | 0 | 0 | 0 | 0 | 0 | 0 | 0 | 0 | 0 | 0 | 0 | 0 | 0 | 0 | 0 | 0 | 0 | 0 | 0 | 0 | 0 | 0 | 0 | 0 | 0 | 0 | 0 | 0 | 0 | 0 | 0 | 0 | 0 | 0 | 0 | 0 | 0 | 0 | 0 | 0 | 0 | 0 | 0 | 0 | 0 | 0 | 0 | 0 |  | 0
408 |  |  | TOTAL GENERAL PLANT ACCUM DEPR | -538694282.3342 | -42629144.2709 | 0 | 0 | 0 | 0 | 0 | 0 | 0 | 0 | 0 | 0 | 0 | 0 | 0 | 0 | 0 | 0 | 0 | 0 | 0 | 0 | 0 | 0 | 0 | -692110.1905 | 0 | 0 | 0 | 0 | 0 | 0 | 0 | 0 | 0 | 0 | 0 | 0 | 0 | 0 | 0 | 0 | 0 | 0 | 0 | 0 | 0 | 0 | 0 | 0 | 0 | 0 | 0 | -32456642.2168 | 0 | 0 | 0 | 0 | -33148752.4073 | 0 | 0 | 0 | 0 | 0 | 0 | 0 | 0 | 0 | 0 | 0 | 0 | 0 | 0 | 0 | 0 | 0 | 0 | 0 | 0 | 0 | 0 | -3260879.5264 | 0 | 0 | 0 | 0 | 0 | 0 | 0 | 0 | 0 | 0 | 0 | 0 | 0 | 0 | 0 | 0 | 0 | 0 | 0 | 0 | 0 | 0 | 0 | 0 | 0 | 0 | 0 | 0 | -2282754.0369 | 0 | -1122.9413 | 0 | 0 | -5544756.5046 | -38693508.912 | -81322653.1828 | 0 | -81322653.1828
409 |  |  | Total accumulated provision for depreciation of electric utility plant | -10010104176.1212 | -750094987.0709 | 0 | 0 | 0 | 0 | 0 | 0 | 0 | 0 | 0 | 0 | 0 | 0 | 0 | 0 | 0 | 0 | 0 | 0 | 0 | 0 | 0 | 0 | 0 | -26352745.3292 | 0 | 0 | 0 | 0 | 0 | 0 | 0 | 0 | 0 | 0 | 0 | 0 | 0 | 0 | 0 | 0 | 0 | 0 | 499944.1891 | 3287281.0119 | 90668.7836 | 0 | 0 | 0 | 153709555.3691 | 24936776.5312 | 18475234.8773 | -32456642.2168 | 0 | 0 | 0 | 0 | 142190073.2161 | 0 | 0 | 0 | 0 | 0 | 0 | 0 | 0 | 0 | 0 | 0 | 0 | 0 | 0 | 0 | 0 | 0 | 0 | 0 | 0 | 0 | 0 | -80207431.6885 | 0 | 0 | 0 | 0 | 0 | 0 | 0 | 0 | 0 | 0 | 0 | 0 | 0 | 0 | 0 | 0 | 0 | 0 | 0 | 0 | 0 | 0 | -5246.4809 | -86079.0755 | -195149.9399 | 0 | 0 | 0 | -2282754.0369 | -314750593.2088 | -54558.9654 | -14379.0743 | 0 | -397596192.4701 | -255406119.254 | -1005501106.3249 | 0 | -1005501106.3249
410 | Accumulated Provisions for Amortization of Electric Utility Plant | Accum Prov for Amort-Other | 111OP | -15600.9783 | 0 | 0 | 0 | 0 | 0 | 0 | 0 | 0 | 0 | 0 | 0 | 0 | 0 | 0 | 0 | 0 | 0 | 0 | 0 | 0 | 0 | 0 | 0 | 0 | 0 | 0 | 0 | 0 | 0 | 0 | 0 | 0 | 0 | 0 | 0 | 0 | 0 | 0 | 0 | 0 | 0 | 0 | 0 | 0 | 0 | 0 | 0 | 0 | 0 | 0 | 0 | 0 | 0 | 0 | 0 | 0 | 0 | 0 | 0 | 0 | 0 | 0 | 0 | 0 | 0 | 0 | 0 | 0 | 0 | 0 | 0 | 0 | 0 | 0 | 0 | 0 | 0 | 0 | 0 | 0 | 0 | 0 | 0 | 0 | 0 | 0 | 0 | 0 | 0 | 0 | 0 | 0 | 0 | 0 | 0 | 0 | 0 | 0 | 0 | 0 | 0 | 0 | 0 | 0 | 0 | 0 | 0 | 0 | 0 | 0 | 0 | 0 | 0 | 0 | 0 | 0 | 0 |  | 0
411 |  | Accum Prov for Amort-General | 111GP | -13325366.0417 | -1990700.7109 | 0 | 0 | 0 | 0 | 0 | 0 | 0 | 0 | 0 | 0 | 0 | 0 | 0 | 0 | 0 | 0 | 0 | 0 | 0 | 0 | 0 | 0 | 0 | -51984.8256 | 0 | 0 | 0 | 0 | 0 | 0 | 0 | 0 | 0 | 0 | 0 | 0 | 0 | 0 | 0 | 0 | 0 | 0 | 0 | 0 | 0 | 0 | 0 | 0 | 0 | 0 | 0 | 0 | 0 | 0 | 0 | 0 | -51984.8256 | 0 | 0 | 0 | 0 | 0 | 0 | 0 | 0 | 0 | 0 | 0 | 0 | 0 | 0 | 0 | 0 | 0 | 0 | 0 | 0 | 0 | 0 | -207823.0932 | 0 | 0 | 0 | 0 | 0 | 0 | 0 | 0 | 0 | 0 | 0 | 0 | 0 | 0 | 0 | 0 | 0 | 0 | 0 | 0 | 0 | 0 | 0 | 0 | 0 | 0 | 0 | 0 | 0 | 0 | 0 | 0 | 0 | -207823.0932 | -259807.9188 | -2250508.6297 |  | -2250508.6297
412 |  | Accum Prov for Amort-Hydro | 111HP | -3295120.5421 | -262910.3348 | 0 | 0 | 0 | 0 | 0 | 0 | 0 | 0 | 0 | 0 | 0 | 0 | 0 | 0 | 0 | 0 | 0 | 0 | 0 | 0 | 0 | 0 | 0 | -12450.5789 | 0 | 0 | 0 | 0 | 0 | 0 | 0 | 0 | 0 | 0 | 0 | 0 | 0 | 0 | 0 | 0 | 0 | 0 | 0 | 0 | 0 | 0 | 0 | 0 | 0 | 0 | 0 | 0 | 0 | 0 | 0 | 0 | -12450.5789 | 0 | 0 | 0 | 0 | 0 | 0 | 0 | 0 | 0 | 0 | 0 | 0 | 0 | 0 | 0 | 0 | 0 | 0 | 0 | 0 | 0 | 0 | -49847.495 | 0 | 0 | 0 | 0 | 0 | 0 | 0 | 0 | 0 | 0 | 0 | 0 | 0 | 0 | 0 | 0 | 0 | 0 | 0 | 0 | 0 | 0 | 0 | 0 | 0 | 0 | 0 | 0 | 0 | 0 | 0 | 0 | 0 | -49847.495 | -62298.0739 | -325208.4087 |  | -325208.4087
413 |  | Accum Prov for Amort-Intangible Plant | 111IP | -692875661.755 | -53643089.3323 | 0 | 0 | 0 | 0 | 0 | 0 | 0 | 0 | 0 | 0 | 0 | 0 | 0 | 0 | 0 | 0 | 0 | 0 | 0 | 0 | 0 | 0 | 0 | -1481240.6597 | 0 | 0 | 0 | 0 | 0 | 0 | 0 | 0 | 0 | 0 | 0 | 0 | 0 | 0 | 0 | 0 | 0 | 0 | 0 | 0 | 0 | 0 | 0 | 0 | 0 | 0 | 0 | 0 | 0 | 0 | 0 | 0 | -1481240.6597 | 0 | 0 | 0 | 0 | 0 | 0 | 0 | 0 | 0 | 0 | 0 | 0 | 0 | 0 | 0 | 0 | 0 | 0 | 0 | 0 | 0 | 0 | -7232850.3175 | 0 | 0 | 0 | 0 | 0 | 0 | 0 | 0 | 0 | 0 | 0 | 0 | 0 | 0 | 0 | 0 | 0 | 0 | 0 | 0 | 0 | 0 | 0 | 0 | 0 | 0 | 0 | 0 | 0 | 0 | 0 | 0 | 0 | -7232850.3175 | -8714090.9772 | -62357180.3095 |  | -62357180.3095
414 |  | Accum Amtr - Capital Lease | 111390 | 0 | 0 | 0 | 0 | 0 | 0 | 0 | 0 | 0 | 0 | 0 | 0 | 0 | 0 | 0 | 0 | 0 | 0 | 0 | 0 | 0 | 0 | 0 | 0 | 0 | 0 | 0 | 0 | 0 | 0 | 0 | 0 | 0 | 0 | 0 | 0 | 0 | 0 | 0 | 0 | 0 | 0 | 0 | 0 | 0 | 0 | 0 | 0 | 0 | 0 | 0 | 0 | 0 | 0 | 0 | 0 | 0 | 0 | 0 | 0 | 0 | 0 | 0 | 0 | 0 | 0 | 0 | 0 | 0 | 0 | 0 | 0 | 0 | 0 | 0 | 0 | 0 | 0 | 0 | 0 | 0 | 0 | 0 | 0 | 0 | 0 | 0 | 0 | 0 | 0 | 0 | 0 | 0 | 0 | 0 | 0 | 0 | 0 | 0 | 0 | 0 | 0 | 0 | 0 | 0 | 0 | 0 | 0 | 0 | 0 | 0 | 0 | 0 | 0 | 0 | 0 | 0 | 0 |  | 0
415 |  |  | Total accumulated provision for amortization of electric utility plant | -709511749.3171 | -55896700.378 | 0 | 0 | 0 | 0 | 0 | 0 | 0 | 0 | 0 | 0 | 0 | 0 | 0 | 0 | 0 | 0 | 0 | 0 | 0 | 0 | 0 | 0 | 0 | -1545676.0641 | 0 | 0 | 0 | 0 | 0 | 0 | 0 | 0 | 0 | 0 | 0 | 0 | 0 | 0 | 0 | 0 | 0 | 0 | 0 | 0 | 0 | 0 | 0 | 0 | 0 | 0 | 0 | 0 | 0 | 0 | 0 | 0 | -1545676.0641 | 0 | 0 | 0 | 0 | 0 | 0 | 0 | 0 | 0 | 0 | 0 | 0 | 0 | 0 | 0 | 0 | 0 | 0 | 0 | 0 | 0 | 0 | -7490520.9058 | 0 | 0 | 0 | 0 | 0 | 0 | 0 | 0 | 0 | 0 | 0 | 0 | 0 | 0 | 0 | 0 | 0 | 0 | 0 | 0 | 0 | 0 | 0 | 0 | 0 | 0 | 0 | 0 | 0 | 0 | 0 | 0 | 0 | -7490520.9058 | -9036196.9699 | -64932897.3479 | 0 | -64932897.3479
416 |  |  | TOTAL RATE BASE DEDUCTIONS | -15578316026.1396 | -1151184255.6415 | 0 | 0 | 0 | 0 | 0 | 0 | 0 | 0 | 0 | 0 | 0 | 0 | 0 | 1273328.145 | 0 | 0 | 0 | 0 | 0 | 0 | 0 | 0 | 0 | -27898421.3933 | 0 | 0 | 0 | 0 | 396454.6868 | 0 | 0 | 0 | 26609936 | 0 | 0 | 0 | 0 | -1733115.077 | 0 | 10195538.3707 | -408390.6325 | 0 | 1259876.2249 | 4721390.5271 | 90668.7836 | 0 | 0 | 0 | 153709555.3691 | 26805369.6354 | 19267774.6843 | -32456642.2168 | 0 | 0 | 0 | 0 | 181833323.1071 | 0 | 0 | 0 | 0 | 0 | 0 | 0 | -2506736.237 | 0 | 0 | 0 | 0 | 0 | 0 | 0 | 0 | 0 | 0 | 0 | 0 | 0 | 0 | -87697952.5943 | 0 | -12099335.4227 | 0 | 0 | 0 | -33187109.1219 | 0 | 28172848 | 0 | 13706021.4447 | 0 | 0 | 0 | 26268227.4101 | 0 | 289567.5146 | 0 | 0 | 0 | 0 | 0 | -84303.8335 | -5246.4809 | -86079.0755 | -195149.9399 | 0 | 0 | 0 | -2403737.8844 | -299666072.312 | -92327.1262 | -31279.6786 | 0 | -369618665.3375 | -187785342.2304 | -1338969597.8718 | 0 | -1338969597.8718
417 |  |  | Total Rate Base | 17611155408.9542 | 1150397547.2252 | 0 | 0 | 0 | 0 | 0 | 0 | 0 | 0 | 0 | 0 | 0 | 0 | 0 | 1273328.145 | 0 | 0 | 0 | 0 | 0 | 0 | 0 | 0 | 0 | -27898421.3933 | 0 | 0 | 0 | 0 | 396454.6868 | 0 | 0 | 0 | 26609936 | 0 | 0 | 30000111.714 | 0 | -1733115.077 | 0 | -27252977.2327 | -408390.6325 | 29873668.4172 | -16595924.5885 | -6227108.8246 | -336077.1967 | 0 | 0 | 0 | -144705069.511 | -22651761.9008 | -9976935.3349 | 6493711.3651 | 0 | 0 | 0 | 0 | -163138571.3639 | 0 | 0 | 0 | 0 | 0 | 0 | 0 | -2506736.237 | 0 | 0 | 0 | 0 | 0 | 0 | 0 | 0 | 0 | 0 | 0 | 0 | 0 | 0 | -87697952.5943 | 0 | -12099335.4227 | 0 | 0 | 0 | -33187109.1219 | 0 | 28172848 | 0 | 13706021.4447 | 0 | 0 | 0 | 26317588.7335 | 0 | 132944198.8597 | 0 | 0 | 0 | 0 | 0 | 258581.4517 | 2316422.0933 | 37655292.7328 | -2800.5264 | 0 | 0 | 0 | -1281832.0718 | 797315.2357 | 3711612.3428 | 4061255.919 | 0 | 113165370.8391 | -49973200.5248 | 1100424346.7004 | 0 | 1100424346.7004
|  |  | Revenue Requirement Impact |  | 25976377.2351 | 2354318.8408 | -35425310.9151 | 22704.0076 | 181616.0009 | 395166.1642 | 0 | -204840.1007 | 0 | 17765.5352 | -806.8242 | 573240.0552 | -661236.3163 | 2108651.5788 | 1523408.8289 | 0 | 0 | -7504506.8646 | 0 | 0 | 0 | 0 | 0 | 0 | -2820196.358 | 6801620.8888 | 1397282.4217 | 0 | 14569724.5332 | -8452.6647 | 0 | 0 | 1356058.0857 | 2689945.9126 | 0 | 0 | 3032652.0846 | 0 | -175197.1826 | 0 | -2754949.6817 | -38827.7957 | 3019870.1813 | -1677649.2628 | -629486.1412 | -300514.1377 | 0 | 0 | 0 | -14627949.8854 | -2309785.4766 | -2229634.1694 | 656436.4658 | 0 | 0 | 0 | 0 | -30668882.1913 | 0 | 0 | -1496976.2806 | 0 | 0 | 1898834.9649 | -435582.7171 | -3964780.1457 | 0 | 0 | 0 | 0 | 0 | 0 | 76895.2442 | 4339931.3071 | 0 | 39013567.7021 | -279271.0697 | 119937.3011 | 39694.3949 | -16397070.1321 | -8865212.9461 | 0 | -1886482.9393 | -734589.3533 | 886660.1645 | -22584816.1497 | -8501891.5067 | 401739.118 | 3012423.7823 | 0 | 12626782.5488 | -17518.6614 | 244333.3679 | 0 | 9123363.6791 | 0 | 13332538.4747 | 0 | 0 | 0 | 0 | 0 | 102570.7419 | 474640.5001 | 4486193.2893 | 1120558.8195 | 0 | 439726.2511 | 0 | -129577.8743 | 3042227.4007 | 435795.5439 | 458410.01 | 1072669.1945 | 31455724.0246 | 786841.8333 | 26763219.0252 |  | 45.905
|  |  | Change in Rate Base |  | 0 | 0 | 0 | 0 | 0 | 0 | 0 | 0 | 0 | 0 | 0 | 0 | 0 | 0 | 1273328.145 | 0 | 0 | 0 | 0 | 0 | 0 | 0 | 0 | 0 | -27898421.3933 | 0 | 0 | 0 | 0 | 396454.6868 | 0 | 0 | 0 | 26609936 | 0 | 0 | 30000111.714 | 0 | -1733115.077 | 0 | -27252977.2327 | -408390.6325 | 29873668.4172 | -16595924.5885 | -6227108.8246 | -336077.1967 | 0 | 0 | 0 | -144705069.511 | -22651761.9008 | -9976935.3349 | 6493711.3651 | 0 | 0 | 0 | 0 | -163138571.3639 | 0 | 0 | 0 | 0 | 0 | 0 | 0 | -2506736.237 | 0 | 0 | 0 | 0 | 0 | 0 | 0 | 0 | 0 | 0 | 0 | 0 | 0 | 0 | -87697952.5943 | 0 | -12099335.4227 | 0 | 0 | 0 | -33187109.1219 | 0 | 28172848 | 0 | 13706021.4447 | 0 | 0 | 0 | 26317588.7335 | 0 | 132944198.8597 | 0 | 0 | 0 | 0 | 0 | 258581.4517 | 2316422.0933 | 37655292.7328 | -2800.5264 | 0 | 0 | 0 | -1281832.0718 | 797315.2357 | 3711612.3428 | 4061255.919 | 0 | 113165370.8391 | -49973200.5248 | -49973200.5248 |  | 1847154541.5719
|  |  | ROR |  | 6.978% | -0.3001% | 4.516% | -0.002894% | -0.02315% | -0.05037% | 0% | 0.02611% | 0% | -0.002265% | 0.0001028% | -0.07307% | 0.08429% | -0.2688% | -0.1903% | 0% | 0% | 0.9566% | 0% | 0% | 0% | 0% | 0% | 0% | 0.2861% | -0.867% | -0.1781% | 0% | -1.857% | 0.002218% | 0% | 0% | -0.1729% | -0.2603% | 0% | 0% | -0.2926% | 0% | 0.01737% | 0% | 0.2793% | 0.003775% | -0.2914% | 0.1685% | 0.06266% | 0.03735% | 0% | 0% | 0% | 1.656% | 0.2338% | 0.2577% | -0.06462% | 0% | 0% | 0% | 0% | 4.008% | 0% | 0% | 0.1908% | 0% | 0% | -0.242% | 0.05552% | 0.4993% | 0% | 0% | 0% | 0% | 0% | 0% | -0.009802% | -0.5532% | 0% | -4.973% | 0.0356% | -0.01529% | -0.00506% | 2.09% | 0.95% | 0% | 0.2078% | 0.09364% | -0.113% | 2.879% | 1.018% | -0.05121% | -0.2957% | 0% | -1.552% | 0.002233% | -0.03114% | 0% | -1.063% | 0% | -1.18% | 0% | 0% | 0% | 0% | 0% | -0.01233% | -0.05373% | -0.4488% | -0.1428% | 0% | -0.05605% | 0% | 0.01284% | -0.3852% | -0.04472% | -0.04658% | -0.1367% | -3.354% | -0.2552% | 6.723% |  | 10.29%
Capital Structure and Cost
|  |  | Capital Structure | Embedded Cost | Weighted Cost
|  | DEBT% | 48.72% | 4.77% | 2.324%
|  | PREFERRED % | 0.01% | 6.75% | 0.000675%
|  | COMMON % | 51.27% | 10.3% | 5.281%
7.6%
Net to Gross Bump-up Factor
|  | Net Operating Income | 75.18%
Note on DS9: Author: Robert's team will need to populate the yellow cells with the class breakout of the total Price Change
Note on E301: Author: Removal line in the JAM Report tab

## B - COS results
A | B
Line No. |  |  | FERC Acct # | Residential Schedule 16 | Small General Service Shedule 24 | Large General Service < 1,000 kW Schedule 36 | Large General Service > 1,000 kW Schedule 48 | Large General Dedicated Facilities Schedule 48 | Agricultural Pumping Schedule 40 | Street & Area Lighting Sch. 15, 51-54, 57 | Total
1
2 | Electric operating revenues | Residential sales | 440 | 176071754.9 | 0 | 0 | 0 | 0 | 0 | 0 | 176071754.9
3 |  | Commercial and industrial sales | 442 | 0 | 58004210.2385 | 84757248.9525 | 31760598.3937 | 38671305.3249 | 14475016.4003 | 0 | 227668379.3099
4 |  | Public street and highway lighting | 444 | 0 | 0 | 0 | 0 | 0 | 0 | 888616.7432 | 888616.7432
5 |  | Other sales to public authorities | 445 | 0 | 0 | 0 | 0 | 0 | 0 | 0 | 0
6 |  | Sales to railroads and railways | 446 | 0 | 0 | 0 | 0 | 0 | 0 | 0 | 0
7 |  | Interdepartmental sales | 448 | 0 | 0 | 0 | 0 | 0 | 0 | 0 | 0
8 |  | Total sales to ultimate customers |  | 176071754.9 | 58004210.2385 | 84757248.9525 | 31760598.3937 | 38671305.3249 | 14475016.4003 | 888616.7432 | 404628750.953
9 |  | Sales for resale | 447 | 7979097.437 | 2678980.8764 | 4559882.2855 | 1836297.6095 | 2598540.2912 | 747509.5411 | 34004.9971 | 20434313.0378
10 |  | Total sales of electricity |  | 183720742.7656 | 60872833.135 | 89601249.2033 | 33668520.5517 | 41309743.5289 | 15375283.7881 | 910256.4763 | 425458629.4489
11 |  | Provision for rate refunds | 449.1 | 113563.2411 | 32223.1618 | 53183.4246 | 21075.1515 | 28405.6411 | 9765.1463 | 290.0804 | 258505.8468
12 |  | Total revenues net of provision for rate refunds |  | -330109.5714 | 189642.0202 | 284117.9653 | 71624.5485 | 39897.9128 | 152757.8467 | -12365.264 | 395565.4581
13 |  | Forfeited discounts | 450 | -641.9804 | -82.9939 | -105.9996 | -27.9093 | -17.9158 | -6.7061 | -0.66495 | -884.17
14 |  | Miscellaneous service revenues | 451 | 133160.1477 | 25027.8505 | 1287.2946 | 79.8954 | 1.2024 | 6181.5753 | 3237.5573 | 168975.5232
15 |  | Sales of water and water power | 453 | 311.2744 | 97.1427 | 159.8772 | 64.2197 | 84.3766 | 27.5035 | 1.2227 | 745.6168
16 |  | Rent from electric property | 454 | 774271.6492 | 189163.0463 | 226211.6989 | 86755.1476 | 109962.0229 | 65489.1512 | 5225.9507 | 1457078.6668
17 |  | Interdepartmental rents | 455 | 0 | 0 | 0 | 0 | 0 | 0 | 0 | 0
18 |  | Other electric revenues | 456 | 12775227.9312 | 2681321.663 | 1269162.3546 | 475058.3132 | 616726.115 | 688550.687 | 263890.76 | 18769937.824
19 |  | Revenues from transmission of electricity of others | 456.1 | 13795892.2632 | 2927749.8704 | 1549898.6503 | 583004.818 | 755161.4422 | 770007.3573 | 272644.9062 | 20654359.3075
20 |  | Regional transmission service revenues | 457.1 | 0 | 0 | 0 | 0 | 0 | 0 | 0 | 0
21 |  | Miscellaneous revenues | 457.2 | 0 | 0 | 0 | 0 | 0 | 0 | 0 | 0
22 |  | Total other operating revenues |  | 13795892.2632 | 2927749.8704 | 1549898.6503 | 583004.818 | 755161.4422 | 770007.3573 | 272644.9062 | 20654359.3075
23 | Total electric operating revenues |  |  | 197516635.0287 | 63800583.0055 | 91151147.8537 | 34251525.3697 | 42064904.9711 | 16145291.1453 | 1182901.3825 | 446112988.7565
24 | Generation production expenses | Operation supervision and engineering | 500 | 1323985.3759 | 375676.0954 | 620042.857 | 245706.1993 | 331169.2501 | 113847.6739 | 3381.9234 | 3013809.375
25 |  | Fuel | 501 | 17698917.0839 | 5942408.9974 | 10114549.8124 | 4073202.4378 | 5763978.8856 | 1658095.9804 | 75428.5343 | 45326581.7318
26 |  | Steam expenses | 502 | 2137735.3032 | 606574.7148 | 1001134.5511 | 396722.5214 | 534713.0037 | 183820.9063 | 5460.5263 | 4866161.5268
27 |  | Steam from other sources | 503 | 128578.3636 | 43170.168 | 73479.7647 | 29590.8332 | 41873.9163 | 12045.6674 | 547.9701 | 329286.6833
28 |  | Steam transferred—credit | 504 | 0 | 0 | 0 | 0 | 0 | 0 | 0 | 0
29 |  | Electric expenses | 505 | -3684.8605 | -1045.5659 | -1725.6773 | -683.8392 | -921.6964 | -316.8561 | -9.4124 | -8387.9077
30 |  | Miscellaneous steam power expenses | 506 | -1288708.1287 | -365666.3032 | -603521.9758 | -239159.4214 | -322345.3312 | -110814.2322 | -3291.8129 | -2933507.2054
31 |  | Rents | 507 | 29172.2138 | 8277.5109 | 13661.7995 | 5413.8013 | 7296.8632 | 2508.4784 | 74.5161 | 66405.1833
32 |  | Operation supplies and expenses (non-major only) | 508 | 0 | 0 | 0 | 0 | 0 | 0 | 0 | 0
33 |  | Total steam power generation operation expenses |  | 20025995.3511 | 6609395.6174 | 11217621.1316 | 4510792.5325 | 6355764.8913 | 1859187.6182 | 81592.2448 | 50660349.387
34 |  | Maintenance supervision and engineering | 510 | 68187.4161 | 19347.9344 | 31933.223 | 12654.2718 | 17055.759 | 5863.3417 | 174.1746 | 155216.1207
35 |  | Maintenance of structures | 511 | 789127.0309 | 223911.9609 | 369560.4103 | 146446.7864 | 197384.8139 | 67855.9435 | 2015.7074 | 1796302.6533
36 |  | Maintenance of boiler plant | 512 | 2511951.7451 | 712757.2862 | 1176385.9065 | 466169.8894 | 628315.985 | 215999.2614 | 6416.4064 | 5717996.48
37 |  | Maintenance of electric plant | 513 | 1256126.1875 | 356421.2944 | 588263.3481 | 233112.8403 | 314195.5909 | 108012.5561 | 3208.5872 | 2859340.4045
38 |  | Maintenance of miscellaneous steam plant | 514 | 243780.0856 | 69171.7238 | 114165.9897 | 45240.8912 | 60976.8579 | 20962.3129 | 622.6999 | 554920.561
39 |  | Total steam power generation maintenance expenses |  | 4869172.4653 | 1381610.1998 | 2280308.8777 | 903624.6791 | 1217929.0067 | 418693.4156 | 12437.5756 | 11083776.2196
40 |  | Generation - steam production expenses |  | 23757867.4238 | 7609157.3655 | 12847987.3367 | 5152680.5918 | 7203311.0424 | 2171334.7858 | 89182.9192 | 58831521.4652
41 |  | Operation supervision and engineering | 535 | 308932.6605 | 87658.5329 | 144677.9496 | 57331.9549 | 77273.5102 | 26564.6928 | 789.1225 | 703228.4234
42 |  | Water for power | 536 | 5780.8609 | 1640.2985 | 2707.2667 | 1072.8165 | 1445.9702 | 497.0882 | 14.7663 | 13159.0673
43 |  | Hydraulic expenses | 537 | 162297.4209 | 46051.3103 | 76006.3958 | 30119.2771 | 40595.5505 | 13955.7311 | 414.5646 | 369440.2503
44 |  | Electric expenses | 538 | 0 | 0 | 0 | 0 | 0 | 0 | 0 | 0
45 |  | Miscellaneous hydraulic power generation expenses | 539 | 664371.8129 | 188513.1159 | 311135.6096 | 123294.6195 | 166179.717 | 57128.4146 | 1697.0388 | 1512320.3283
46 |  | Rents | 540 | 78203.2562 | 22189.8931 | 36623.7961 | 14513.019 | 19561.027 | 6724.59 | 199.7586 | 178015.3399
47 |  | Total hydraulic power generation operation expenses |  | 1219586.0114 | 346053.1507 | 571151.0177 | 226331.687 | 305055.7749 | 104870.5168 | 3115.2507 | 2776163.4092
48 |  | Maintenance supervision and engineering | 541 | 13.3545 | 3.7893 | 6.2541 | 2.4783 | 3.3404 | 1.1483 | 0.034112 | 30.3991
49 |  | Maintenance of structures | 542 | 30771.9703 | 8731.4361 | 14410.9903 | 5710.6853 | 7697.0112 | 2646.0392 | 78.6024 | 70046.7348
50 |  | Maintenance of reservoirs, dams and waterways | 543 | 32139.9176 | 9119.5862 | 15051.6212 | 5964.55 | 8039.1767 | 2763.6671 | 82.0966 | 73160.6155
51 |  | Maintenance of electric plant | 544 | 43673.4501 | 12392.1846 | 20452.9531 | 8104.9516 | 10924.0661 | 3755.4197 | 111.5573 | 99414.5824
52 |  | Maintenance of miscellaneous hydraulic plant | 545 | 187055.7607 | 53076.4003 | 87601.1098 | 34713.9484 | 46788.3687 | 16084.6665 | 477.8061 | 425798.0605
53 |  | Total hydraulic power generation maintenance expenses |  | 293654.4532 | 83323.3965 | 137522.9285 | 54496.6137 | 73451.9631 | 25250.9409 | 750.0965 | 668450.3924
54 |  | Generation - hydraulic power production expenses |  | 1513240.4646 | 429376.5472 | 708673.9462 | 280828.3007 | 378507.738 | 130121.4576 | 3865.3473 | 3444613.8016
55 |  | Operation supervision and engineering | 546 | 15106.1642 | 4286.3199 | 7074.4507 | 2803.4133 | 3778.5139 | 1298.9582 | 38.5864 | 34386.4066
56 |  | Fuel | 547 | 26203911.3763 | 8797959.6714 | 14974970.821 | 6030529.167 | 8533787.1904 | 2454873.3642 | 111674.7775 | 67107706.3678
57 |  | Generation expenses | 548 | 14697.3934 | 4170.3326 | 6883.017 | 2727.5533 | 3676.2678 | 1263.8086 | 37.5423 | 33455.915
58 |  | Operation of energy storage equipment | 548.1 | 728362.1746 | 206670.1512 | 341103.287 | 135169.9988 | 182185.6642 | 62630.8575 | 1860.4926 | 1657982.6259
59 |  | Miscellaneous other power generation expenses | 549 | 389531.1858 | 110528.075 | 182423.4872 | 72289.4897 | 97433.6673 | 33495.2487 | 994.9994 | 886696.1531
60 |  | Rents | 550 | 366708.9202 | 104052.3391 | 171735.4668 | 68054.1165 | 91725.1204 | 31532.7936 | 936.7033 | 834745.4599
61 |  | Total other power generation operation expenses |  | 27718317.2145 | 9227666.8891 | 15684190.5297 | 6311573.7386 | 8912586.424 | 2585095.0307 | 115543.1016 | 70554972.9281
62 |  | Maintenance supervision and engineering | 551 | 0 | 0 | 0 | 0 | 0 | 0 | 0 | 0
63 |  | Maintenance of structures | 552 | 1968.2143 | 558.4737 | 921.7452 | 365.2627 | 492.3106 | 169.244 | 5.0275 | 4480.278
64 |  | Maintenance of generating and electric plant | 553 | 1310230.4489 | 297504.8093 | 491023.3421 | 194579.2582 | 262259.0199 | 90158.0668 | 2678.2073 | 2648433.1525
65 |  | Maintenance of energy storage equipment | 553.1 | 1076460.624 | 472895.909 | 134182.5158 | 221464.4782 | 87760.3776 | 118285.7352 | 40663.6661 | 2151713.306
66 |  | Maintenance of miscellaneous other power generation plant | 554 | 42028.2325 | 11925.36 | 19682.4722 | 7799.6309 | 10512.5468 | 3613.9497 | 107.3549 | 95669.547
67 |  | Total other power generation maintenance expenses |  | 2430687.5197 | 782884.552 | 645810.0753 | 424208.63 | 361024.2548 | 212226.9957 | 43454.2558 | 4900296.2834
68 |  | Generation - other production expenses |  | 28810802.0307 | 9537655.5321 | 16195818.0892 | 6514317.8904 | 9185850.3012 | 2679036.2913 | 118333.6913 | 73041813.8261
69 |  | Purchased power | 555 | 39099945.2949 | 13127801.301 | 22344776.3765 | 8998403.2208 | 12733618.5621 | 3663018.5803 | 166634.5772 | 100134197.9126
70 |  | Power purchased for storage operations | 555.1 | 0 | 0 | 0 | 0 | 0 | 0 | 0 | 0
71 |  | System control and load dispatching | 556 | 38172.8076 | 10831.3971 | 17876.917 | 7084.1383 | 9548.1871 | 3282.427 | 97.5067 | 86893.3809
72 |  | Other expenses | 557 | 1248303.2809 | 354201.5728 | 584599.7598 | 231661.0594 | 312238.8426 | 107339.8751 | 3188.6047 | 2841532.9953
73 |  | Generation - other power supply expenses |  | 40386421.3834 | 13492834.2708 | 22947253.0533 | 9237148.4185 | 13055405.5918 | 3773640.8824 | 169920.6886 | 103062624.2888
74 | Total power generation production expenses |  |  | 94468331.3026 | 31069023.7156 | 52699732.4253 | 21184975.2014 | 29823074.6735 | 8754133.4171 | 381302.6464 | 238380573.3819
75 | Transmission expenses | Operation supervision and engineering | 560 | 436512.6438 | 136227.1023 | 224202.3171 | 90057.9213 | 118324.6589 | 38569.2714 | 1714.693 | 1045608.6078
76 |  | Load dispatch—reliability | 561.1 | 567880.4054 | 177224.4245 | 291675.6353 | 117160.7044 | 153934.2702 | 50176.6302 | 2230.727 | 1360282.7971
77 |  | Load dispatch—monitor and operate transmission system | 561.2 | 0 | 0 | 0 | 0 | 0 | 0 | 0 | 0
78 |  | Load dispatch—transmission service and scheduling | 561.3 | 0 | 0 | 0 | 0 | 0 | 0 | 0 | 0
79 |  | Scheduling, system control and dispatch services | 561.4 | 0 | 0 | 0 | 0 | 0 | 0 | 0 | 0
80 |  | Reliability planning and standards development | 561.5 | 0 | 0 | 0 | 0 | 0 | 0 | 0 | 0
81 |  | Transmission service studies | 561.6 | 0 | 0 | 0 | 0 | 0 | 0 | 0 | 0
82 |  | Generation interconnection studies | 561.7 | 0 | 0 | 0 | 0 | 0 | 0 | 0 | 0
83 |  | Reliability planning and standards development services | 561.8 | 0 | 0 | 0 | 0 | 0 | 0 | 0 | 0
84 |  | Station expenses | 562 | 114042.9387 | 35590.5821 | 58574.9152 | 23528.4594 | 30913.4043 | 10076.5765 | 447.9793 | 273174.8554
85 |  | Overhead line expense | 563 | 39374.7437 | 12288.0913 | 20223.7184 | 8123.4934 | 10673.2375 | 3479.0634 | 154.6704 | 94317.0181
86 |  | Underground line expenses | 564 | 0 | 0 | 0 | 0 | 0 | 0 | 0 | 0
87 |  | Transmission of electricity by others | 565 | 5604938.2836 | 1749192.1753 | 2878817.2991 | 1156367.6284 | 1519320.0474 | 495239.6891 | 22017.1136 | 13425892.2365
88 |  | Miscellaneous transmission expenses | 566 | 75690.1848 | 23621.4339 | 38876.1129 | 15615.815 | 20517.1956 | 6687.8138 | 297.3234 | 181305.8794
89 |  | Rents | 567 | 86287.1548 | 26928.542 | 44318.9454 | 17802.1001 | 23389.6963 | 7624.1381 | 338.95 | 206689.5269
90 |  | Total transmission operation expenses |  | 6924726.3548 | 2161072.3514 | 3556688.9434 | 1428656.122 | 1877072.5102 | 611853.1826 | 27201.4568 | 16587270.9213
91 |  | Maintenance supervision and engineering | 568 | 36617.8063 | 11427.7048 | 18807.6958 | 7554.7033 | 9925.9197 | 3235.4667 | 143.8407 | 87713.1372
92 |  | Maintenance of structures | 569 | 205831.8519 | 64236.1158 | 105719.6825 | 42465.6398 | 55794.4518 | 18186.8376 | 808.5412 | 493043.1206
93 |  | Maintenance of computer hardware | 569.1 | 0 | 0 | 0 | 0 | 0 | 0 | 0 | 0
94 |  | Maintenance of computer software | 569.2 | 0 | 0 | 0 | 0 | 0 | 0 | 0 | 0
95 |  | Maintenance of communication equipment | 569.3 | 0 | 0 | 0 | 0 | 0 | 0 | 0 | 0
96 |  | Maintenance of miscellaneous regional transmission plant | 569.4 | 0 | 0 | 0 | 0 | 0 | 0 | 0 | 0
97 |  | Maintenance of station equipment | 570 | 426434.2695 | 133081.8378 | 219025.8465 | 87978.6288 | 115592.733 | 37678.769 | 1675.1035 | 1021467.1882
98 |  | Maintenance of overhead lines | 571 | 740429.7422 | 231073.715 | 380300.6996 | 152759.7525 | 200706.8935 | 65422.6999 | 2908.529 | 1773602.0316
99 |  | Maintenance of underground lines | 572 | 3855.1596 | 1203.1203 | 1980.0932 | 795.3668 | 1045.0109 | 340.6332 | 15.1437 | 9234.5277
100 |  | Maintenance of miscellaneous transmission plant | 573 | 4080.7964 | 1273.5372 | 2095.9851 | 841.9184 | 1106.1738 | 360.57 | 16.03 | 9775.0109
101 |  | Total transmission maintenance expenses |  | 1417249.6259 | 442296.0309 | 727930.0027 | 292396.0097 | 384171.1826 | 125224.9764 | 5567.1881 | 3394835.0163
102 | Total transmission expenses |  |  | 8341975.9807 | 2603368.3823 | 4284618.9461 | 1721052.1316 | 2261243.6928 | 737078.159 | 32768.645 | 19982105.9375
103 | Distribution expenses | Operation supervision and engineering | 580 | 743880.5584 | 185881.9379 | 163224.5167 | 60881.7429 | 21659.0951 | 46227.8261 | 6788.8796 | 1228544.5566
104 |  | Load dispatching | 581 | 470033.9085 | 118839.997 | 160538.4863 | 61235.5435 | 75573.6289 | 46154.4067 | 744.5632 | 933120.5341
105 |  | Station expenses | 582 | 313240.9193 | 79197.5839 | 106986.3729 | 40808.711 | 40042.3316 | 30758.3103 | 496.1933 | 611530.4223
106 |  | Overhead line expenses | 583 | 208533.8337 | 47669.1749 | 51510.3884 | 19648.0402 | 0 | 14809.1057 | 325.6372 | 342496.18
107 |  | Underground line expenses | 584 | 0 | 0 | 0 | 0 | 0 | 0 | 0 | 0
108 |  | Street lighting and signal system expenses | 585 | 0 | 0 | 0 | 0 | 0 | 0 | 18034.5475 | 18034.5475
109 |  | Meter expenses | 586 | 161547.4498 | 42122.2222 | 18387.7745 | 2552.9295 | 1601.3007 | 12951.3233 | 0 | 239163
110 |  | Customer installations expenses | 587 | 719231.4897 | 181845.3233 | 245651.0745 | 93700.7531 | 115640.4521 | 70624.0595 | 1139.3078 | 1427832.46
111 |  | Miscellaneous distribution expenses | 588 | 43955.7768 | 10983.7324 | 9644.9092 | 3597.4919 | 1279.8323 | 2731.5945 | 401.1538 | 72594.4908
112 |  | Rents | 589 | 46203.7629 | 11545.4623 | 10138.1691 | 3781.4748 | 1345.2855 | 2871.2936 | 421.6696 | 76307.1177
113 |  | Total distribution operation expenses |  | 2706627.6991 | 678085.4339 | 766081.6915 | 286206.6869 | 257141.9261 | 227127.9197 | 28351.9519 | 4949623.3091
114 |  | Maintenance supervision and engineering | 590 | 200835.6519 | 50185.0999 | 44067.9647 | 16437.0804 | 5847.6034 | 12480.7612 | 1832.8871 | 331687.0486
115 |  | Maintenance of structures | 591 | 47295.6141 | 11957.8833 | 16153.6565 | 6161.6249 | 7604.3475 | 4644.1352 | 74.9192 | 93892.1807
116 |  | Maintenance of station equipment | 592 | 351862.2958 | 88962.3353 | 120177.373 | 45840.265 | 44979.394 | 34550.6893 | 557.372 | 686929.7244
117 |  | Maintenance of Energy Storage Equipment | 592.2 | 0 | 0 | 0 | 0 | 0 | 0 | 0 | 0
118 |  | Maintenance of overhead lines | 593 | 6464118.2329 | 1621725.0365 | 1282862.1527 | 481043.1408 | 0 | 357701.0057 | 7865.4811 | 10215315.0498
119 |  | Maintenance of underground lines | 594 | 1021815.6149 | 240487.2361 | 144153.8874 | 50914.7469 | 0 | 28784.7769 | 1101.6206 | 1487257.883
120 |  | Maintenance of line transformers | 595 | 39578.2351 | 15243.6055 | 4317.7423 | 557.8042 | 0 | 7694.5834 | 80.0107 | 67471.9812
121 |  | Maintenance of street lighting and signal systems | 596 | 0 | 0 | 0 | 0 | 0 | 0 | 59079.09 | 59079.09
122 |  | Maintenance of meters | 597 | 9423.1345 | 2457.0079 | 1072.5671 | 148.9135 | 93.4046 | 755.4564 | 0 | 13950.484
123 |  | Maintenance of miscellaneous distribution plant | 598 | 415179.4791 | 103745.642 | 91099.934 | 33979.7162 | 12088.5157 | 25800.9764 | 3789.0538 | 685683.3173
124 |  | Total distribution maintenance expenses |  | 8550108.2583 | 2134763.8467 | 1703905.2778 | 635083.2919 | 70613.2653 | 472412.3844 | 74380.4346 | 13641266.7589
125 | Total distribution expenses |  |  | 11256735.9573 | 2812849.2806 | 2469986.9693 | 921289.9788 | 327755.1914 | 699540.3041 | 102732.3864 | 18590890.068
126 | Customer account expenses | Supervision | 901 | 124900.6897 | 19876.5902 | 4166.8206 | 1628.6225 | 1498.93 | 3290.5683 | 1442.2895 | 156804.5108
127 |  | Meter reading expenses | 902 | 963617.0048 | 181114.7158 | 10030.617 | 4208.5462 | 1061.7876 | 29863.4901 | 0 | 1189896.1615
128 |  | Customer records and collection expenses | 903 | 2574338.6227 | 538880.1285 | 30169.9667 | 13555.9963 | 204.02 | 109065.8322 | 60676.1057 | 3326890.6722
129 |  | Uncollectible accounts | 904 | 1716528.6869 | 116199.3484 | 135094.6329 | 50750.4621 | 61793.1247 | -497.4256 | 0 | 2079868.8295
130 |  | Miscellaneous customer accounts expenses | 905 | 124.875 | 19.8725 | 4.166 | 1.6283 | 1.4986 | 3.2899 | 1.442 | 156.7723
131 | Total customer account expenses |  |  | 5379509.8792 | 856090.6555 | 179466.2032 | 70145.2554 | 64559.3609 | 141725.7549 | 62119.8371 | 6753616.9462
132 | Customer service and informational expenses | Supervision | 907 | 30.306 | 5.6961 | 0.29298 | 0.018183 | 0.00027366 | 1.4069 | 0.73684 | 38.4572
133 |  | Customer assistance expenses | 908 | 299540.4188 | 56299.5231 | 2895.7369 | 179.7227 | 2.7049 | 13905.299 | 7282.8042 | 380106.2095
134 |  | Informational and instructional advertising expenses | 909 | 259621.6226 | 48796.6652 | 2509.8313 | 155.7716 | 2.3444 | 12052.1841 | 6312.2481 | 329450.6674
135 |  | Miscellaneous customer service and informational expenses | 910 | 77.2292 | 14.5155 | 0.7466 | 0.046337 | 0.00069738 | 3.5851 | 1.8777 | 98.0011
136 | Total customer service and informational expenses |  |  | 559269.5766 | 105116.3999 | 5406.6078 | 335.5588 | 5.0502 | 25962.4751 | 13597.6668 | 709693.3353
137 | Administrative and general expenses | Administrative and general salaries | 920 | 2580038.0963 | 742661.8502 | 966378.224 | 375070.1277 | 436708.705 | 221546.029 | 18532.2788 | 5340935.3109
138 |  | Office supplies and expenses | 921 | 570605.9588 | 163858.6942 | 211924.9254 | 82255.7332 | 95743.5019 | 48781.5886 | 4179.9723 | 1177350.3744
139 |  | Administrative expenses transferred—credit | 922 | -1368503.53 | -393922.6189 | -512586.2338 | -198944.6568 | -231638.9844 | -117512.4209 | -9829.8893 | -2832938.3341
140 |  | Outside services employed | 923 | 1165952.3748 | 324920.2002 | 387283.2929 | 150409.8782 | 174303.5063 | 94192.4324 | 10607.586 | 2307669.2707
141 |  | Property insurance | 924 | 742907.1975 | 213845.2276 | 278263.0765 | 107999.2958 | 125747.7712 | 63792.9106 | 5336.2636 | 1537891.7427
142 |  | Injuries and damages | 925 | 2140287.8205 | 616080.094 | 801665.5047 | 311141.9274 | 362274.6206 | 183784.9868 | 15373.5755 | 4430608.5295
143 |  | Employee pensions and benefits | 926 | 3861943.7359 | 1125122.8986 | 1466344.5191 | 565762.6294 | 661909.9383 | 326981.1549 | 28007.0885 | 8036071.9646
144 |  | Franchise requirements | 927 | 0 | 0 | 0 | 0 | 0 | 0 | 0 | 0
145 |  | Regulatory commission expenses | 928 | 946117.3943 | 313314.9315 | 457860.0473 | 171375.6558 | 208399.4876 | 78748.0443 | 4716.4634 | 2180532.0242
146 |  | Duplicate charges—credit | 929 | -4354907.3834 | -1268740.9122 | -1653518.2824 | -637980.2557 | -746400.4332 | -368719.1588 | -31582.0957 | -9061848.5214
147 |  | General advertising expenses | 930.1 | 0 | 0 | 0 | 0 | 0 | 0 | 0 | 0
148 |  | Miscellaneous general expenses | 930.2 | 79014.0459 | 23019.6291 | 30000.9066 | 11575.3096 | 13542.4506 | 6689.9224 | 573.0154 | 164415.2796
149 |  | Rents | 931 | 6825.6072 | 1964.7454 | 2556.5972 | 992.2649 | 1155.3326 | 586.11 | 49.028 | 14129.6854
150 |  | Maintenance of general plant | 932 | 0 | 0 | 0 | 0 | 0 | 0 | 0 | 0
151 | Total administrative and general expenses |  |  | 6697415.649 | 1953310.4363 | 2546056.2747 | 981830.8212 | 1149179.5867 | 566325.2953 | 48612.0151 | 13942730.0782
152 | Depreciation expenses | Depreciation expense steam production plant | 403, 403.1 | 1788249.1984 | 507409.2877 | 837464.7954 | 331864.6278 | 447295.8363 | 153769.0789 | 4567.8161 | 4070620.6406
153 |  | Depreciation expense hydraulic production plant | 403, 403.1 | 1237989.5391 | 351275.0856 | 579769.6748 | 229747.0274 | 309659.0602 | 106453.0107 | 3162.2598 | 2818055.6576
154 |  | Depreciation expense other power generation production plant | 403, 403.1 | 7242096.4777 | 2054918.8661 | 3391585.9438 | 1343993.6976 | 1811469.9022 | 622737.8742 | 18498.8564 | 16485301.6179
155 |  | Depreciation expense transmission | 403, 403.1 | 4973846.3529 | 1552240.6637 | 2554674.8598 | 1026165.6097 | 1348251.1482 | 439477.8313 | 19538.0813 | 11914194.5469
156 |  | Depreciation expense distribution | 403, 403.1 | 10030844.2622 | 2744716.4575 | 1928821.0784 | 657660.9269 | 166008.5449 | 860277.4211 | 164048.3468 | 16552377.0378
157 |  | Depreciation expense general plant | 403, 403.1 | 1879393.2954 | 537501.1715 | 653307.9516 | 252096.7366 | 281608.1813 | 159339.1499 | 15739.6384 | 3778986.1246
158 |  | Depreciation expense common | 403, 403.1 | 0 | 0 | 0 | 0 | 0 | 0 | 0 | 0
159 | Total depreciation expenses |  |  | 27152419.1257 | 7748061.5322 | 9945624.3037 | 3841528.626 | 4364292.6731 | 2342054.366 | 225554.9989 | 55619535.6255
160 | Amortization expenses | Intangible plant | 404, 405 | 2448076.1149 | 643518.9548 | 674272.0482 | 263758.1132 | 315098.9884 | 176881.8892 | 28485.1759 | 4550091.2845
161 |  | Amortization expense steam production plant | 404, 405 | 0 | 0 | 0 | 0 | 0 | 0 | 0 | 0
162 |  | Amortization expense hydraulic production plant | 404, 405 | 0 | 0 | 0 | 0 | 0 | 0 | 0 | 0
163 |  | Amortization expense other power generation production plant | 404, 405 | 12893.0007 | 3451.3647 | 3992.2543 | 1566.7319 | 1923.9824 | 965.9473 | 130.4663 | 24923.7475
164 |  | Amortization expense transmission | 404, 405 | 0 | 0 | 0 | 0 | 0 | 0 | 0 | 0
165 |  | Amortization expense distribution | 404, 405 | 0 | 0 | 0 | 0 | 0 | 0 | 0 | 0
166 |  | Amortization expense general plant | 404, 405 | 43866.7225 | 13599.5361 | 22033.6796 | 8832.1963 | 11529.1294 | 3866.7792 | 183.5036 | 103911.5466
167 |  | Amortization expense common plant | 404, 405 | 0 | 0 | 0 | 0 | 0 | 0 | 0 | 0
168 |  | Amortization of electric plant acquisition adjustments | 406 | 0 | 0 | 0 | 0 | 0 | 0 | 0 | 0
169 |  | Amortization of property losses, unrecovered plant and regulatory costs | 407 | 5583574.28 | 1494683.1588 | 1728926.3373 | 678504.8774 | 833219.4276 | 418322.9911 | 56501.0766 | 10793732.1487
170 | Total amortization expenses |  |  | 8088410.1179 | 2155253.0144 | 2429224.3193 | 952661.9187 | 1161771.5277 | 600037.6069 | 85300.2223 | 15472658.7273
171 | Regulatory debits and credits | Regulatory debits and credits | 407.3, 407.4 | 0 | 0 | 0 | 0 | 0 | 0 | 0 | 0
172 | Total regulatory debits and credits |  |  | 0 | 0 | 0 | 0 | 0 | 0 | 0 | 0
173 | Taxes | Taxes other than income | 408.1 | 14070104.4731 | 3935446.8627 | 5182233.4461 | 2035750.5913 | 2415407.9814 | 1172029.6638 | 87186.6656 | 28898159.684
174 |  | Income Taxes - federal taxes utility operating income | 409.1 | 0 | 0 | 0 | 0 | 0 | 0 | 0 | 0
175 |  | Income Taxes - other taxes utility operating income | 409.1 | -5380428.3933 | -1591468.3043 | -3428342.0236 | -1342369.7153 | -1971581.1528 | -498021.7076 | 19770.6005 | -14192440.6963
176 |  | Provisions for deferred income taxes, utility operating income | 410.1 | -2081473.43 | -499267.694 | -65210.9586 | -20790.1359 | 137129.9712 | -148644.1856 | -33498.0794 | -2711754.5123
177 |  | Provision for deferred income taxes—credit, utility operating income | 411.1 | 0 | 0 | 0 | 0 | 0 | 0 | 0 | 0
178 |  | Investment Tax credit Adj. | 411.4 | 0 | 1 | 2 | 3 | 4 | 5 | 6 | 21
179 | Total taxes |  |  | 6608202.6498 | 1844711.8644 | 1688682.464 | 672593.7402 | 580960.7998 | 525368.7705 | 73465.1867 | 11993985.4754
180 | Various utility operating income items | Gains from disposition of utility plant | 411.6 | 0 | 0 | 0 | 0 | 0 | 0 | 0 | 0
181 |  | Losses from disposition of utility plant | 411.7 | 0 | 0 | 0 | 0 | 0 | 0 | 0 | 0
182 |  | Gains from disposition of allowances | 411.8 | -3.1787 | -0.992 | -1.6326 | -0.6558 | -0.86164 | -0.28086 | -0.012486 | -7.6141
183 |  | Losses from disposition of allowances | 411.9 | 0 | 0 | 0 | 0 | 0 | 0 | 0 | 0
184 |  | Revenues from electric plant leased to others | 412 | 0 | 0 | 0 | 0 | 0 | 0 | 0 | 0
185 |  | Expenses of electric plant leased to others | 413 | 0 | 0 | 0 | 0 | 0 | 0 | 0 | 0
186 |  | Other utility operating income | 414 | 0 | 0 | 0 | 0 | 0 | 0 | 0 | 0
187 | Total various utility operating income items |  |  | -3.1787 | -0.992 | -1.6326 | -0.6558 | -0.86164 | -0.28086 | -0.012486 | -7.6141
188 | Electric Operating Expenses |  |  | 0 | 0 | 0 | 0 | 0 | 0 | 0 | 0
189 | Net Operating Income = electric operating revenues - electric operating expenses |  |  | -40067.4012 | -12975.5997 | -21418.3037 | -8607.2851 | -11314.3689 | -3711.2381 | -164.9675 | -98259.1642
190 |  |  | 21: 0
192 |  |  | 21: 0
193 | Electric plant in service | Organization | 301 | 0 | 0 | 0 | 0 | 0 | 0 | 0 | 0
194 |  | Franchises and consents | 302 | 6972611.6338 | 2012270.7359 | 3319455.5491 | 1318725.9065 | 1769052.7501 | 602392.8294 | 19450.1639 | 16013959.5687
195 |  | Miscellaneous intangible plant | 303 | 38538495.3477 | 10170729.2089 | 10772835.0792 | 4211693.5904 | 5022428.2273 | 2807312.3965 | 441083.9692 | 71964577.8192
196 |  | Intangible plant |  | 45511106.9815 | 12182999.9448 | 14092290.6283 | 5530419.497 | 6791480.9775 | 3409705.2258 | 460534.1331 | 87978537.3879
197 |  | Land and land rights | 310 | 1734334.9692 | 492111.3188 | 812215.9269 | 321859.1847 | 433810.2381 | 149133.0687 | 4430.1003 | 3947894.8067
198 |  | Structures and improvements | 311 | 21817859.111 | 6190739.1656 | 10217641.3297 | 4048974.6622 | 5457314.0845 | 1876087.5727 | 55730.4702 | 49664346.3959
199 |  | Boiler plant equipment | 312 | 82379484.3125 | 23374882.8144 | 38579588.3707 | 15288046.5021 | 20605629.44 | 7083698.0833 | 210426.1181 | 187521755.6411
200 |  | Engines and engine-driven generators | 313 | 0 | 0 | 0 | 0 | 0 | 0 | 0 | 0
201 |  | Turbogenerator units | 314 | 25420581.612 | 7212998.7364 | 11904852.0747 | 4717570.6068 | 6358465.2079 | 2185880.7049 | 64933.088 | 57865282.0309
202 |  | Accessory electric equipment | 315 | 7341554.8724 | 2083139.8284 | 3438163.8504 | 1362451.2611 | 1836347.4896 | 631290.1642 | 18752.908 | 16711700.3742
203 |  | Miscellaneous power plant equipment | 316 | 682893.1657 | 193768.4832 | 319809.4459 | 126731.826 | 170812.474 | 58721.0402 | 1744.3488 | 1554480.7838
204 |  | Asset retirement costs for steam production plant | 317 | 3548884.4937 | 1006983.2295 | 1661997.5724 | 658604.6468 | 887684.5906 | 305163.6763 | 9065.0967 | 8078383.3059
205 |  | Steam production plant |  | 142925592.5365 | 40554623.5765 | 66934268.5707 | 26524238.6898 | 35750063.5246 | 12289974.3105 | 365082.1301 | 325343843.3385
206 |  | Land and land rights | 330 | 1178475.5699 | 334388.2105 | 551898.3612 | 218702.3804 | 294772.7957 | 101335.4867 | 3010.2402 | 2682583.0446
207 |  | Structures and improvements | 331 | 10317653.1064 | 2927597.0139 | 4831916.7462 | 1914757.8041 | 2580760.7121 | 887200.7411 | 26354.9075 | 23486241.0313
208 |  | Reservoirs, dams, and waterways | 332 | 25144514.6957 | 7134665.7404 | 11775565.6622 | 4666337.9014 | 6289412.4258 | 2162142.0921 | 64227.9162 | 57236866.4337
209 |  | Water wheels, turbines and generators | 333 | 5186336.834 | 1471604.4503 | 2428841.8637 | 962484.2806 | 1297261.519 | 445965.9416 | 13247.7247 | 11805742.6139
210 |  | Accessory electric equipment | 334 | 3067465.1821 | 870382.2289 | 1436541.4527 | 569262.4898 | 767266.8916 | 263767.0946 | 7835.3828 | 6982520.7225
211 |  | Miscellaneous power plant equipment | 335 | 89693.0643 | 25450.0849 | 42004.6511 | 16645.3062 | 22434.9796 | 7712.5827 | 229.1076 | 204169.7763
212 |  | Roads, railroads and bridges | 336 | 929959.642 | 263872.7086 | 435514.5033 | 172582.6081 | 232611.3587 | 79965.9453 | 2375.4433 | 2116882.2093
213 |  | Asset retirement costs for hydraulic production plant | 337 | 0 | 0 | 0 | 0 | 0 | 0 | 0 | 0
214 |  | Hydraulic production plant |  | 45914098.0944 | 13027960.4375 | 21502283.2405 | 8520772.7704 | 11484520.6825 | 3948089.8841 | 117280.7223 | 104515005.8317
215 |  | Land and land rights | 340 | 859805.3998 | 243966.6943 | 402660.1851 | 159563.3312 | 215063.6364 | 73933.4789 | 2196.2448 | 1957188.9704
216 |  | Structures and improvements | 341 | 7080291.4454 | 2009007.2693 | 3315810.1412 | 1313965.7983 | 1770997.5131 | 608824.4829 | 18085.5495 | 16116982.1998
217 |  | Fuel holders, producers, and accessories | 342 | 176907.6617 | 50196.9136 | 82848.5978 | 32830.6566 | 44250.0187 | 15212.0455 | 451.8843 | 402697.7782
218 |  | Prime movers | 343 | 139837275.9377 | 39678324.833 | 65487962.0767 | 25951106.5784 | 34977581.0557 | 12024414.2314 | 357193.4855 | 318313858.1984
219 |  | Generators | 344 | 16955574.6364 | 4811083.4085 | 7940558.2047 | 3146628.2616 | 4241107.9751 | 1457986.446 | 43310.489 | 38596249.4213
220 |  | Accessory electric equipment | 345 | 13158769.2323 | 3733753.511 | 6162455.4303 | 2442014.2662 | 3291410.7796 | 1131504.393 | 33612.1153 | 29953519.7277
221 |  | Miscellaneous power plant equipment | 346 | 753789.7577 | 213885.1366 | 353011.418 | 139888.8687 | 188545.8807 | 64817.3402 | 1925.4436 | 1715863.8456
222 |  | Asset retirement costs for other production plant | 347 | 0 | 0 | 0 | 0 | 0 | 0 | 0 | 0
223 |  | Energy Storage Equipment—production | 348 | 0 | 0 | 0 | 0 | 0 | 0 | 0 | 0
224 |  | Other production plant |  | 178822414.071 | 50740217.7663 | 83745306.0539 | 33185997.761 | 44728956.8593 | 15376692.4178 | 456775.2121 | 407056360.1414
225 |  | Land and land rights | 350 | 11225688.776 | 3503319.0333 | 5765756.0899 | 2315997.5097 | 3042926.2804 | 991876.5093 | 44096.3401 | 26889660.5387
226 |  | Structures and improvements | 352 | 12439752.5308 | 3882204.7075 | 6389325.4431 | 2566473.7779 | 3372020.2522 | 1099148.441 | 48865.3809 | 29797790.5334
227 |  | Station equipment | 353 | 84385444.0546 | 26335055.0855 | 43342185.7376 | 17409753.8407 | 22874203.1355 | 7456107.2693 | 331479.8151 | 202134228.9385
228 |  | Towers and fixtures | 354 | 49979964.338 | 15597774.3408 | 25670788.6267 | 10311480.6806 | 13547974.6511 | 4416116.7793 | 196329.468 | 119720428.8845
229 |  | Poles and fixtures | 355 | 71787953.6381 | 22403623.4533 | 36871842.7114 | 14810736.7991 | 19459425.1722 | 6343021.465 | 281994.814 | 171958598.0531
230 |  | Overhead conductors and devices | 356 | 53989435.0567 | 16849052.1344 | 27730139.3423 | 11138683.749 | 14634814.3154 | 4770384.5575 | 212079.3243 | 129324588.4795
231 |  | Underground conduit | 357 | 128507.026 | 40104.5423 | 66003.9827 | 26512.5783 | 34834.1571 | 11354.5906 | 504.7966 | 307821.6736
232 |  | Underground conductors and devices | 358 | 302467.9778 | 94394.3703 | 155354.0829 | 62402.8598 | 81989.4242 | 26725.3875 | 1188.1436 | 724522.2462
233 |  | Roads and trails | 359 | 404422.4357 | 126212.3728 | 207720.0935 | 83437.3171 | 109626.0268 | 35733.8531 | 1588.6374 | 968740.7364
234 |  | Asset retirement costs for transmission plant | 359.1 | 0 | 0 | 0 | 0 | 0 | 0 | 0 | 0
235 |  | Transmission plant |  | 291663665.4537 | 91022554.6861 | 149804754.8679 | 60173797.4686 | 79060719.6015 | 25770742.8165 | 1145702.5437 | 698641937.438
236 |  | Land and land rights | 360 | 1235213.8794 | 312302.6042 | 421883.1085 | 160922.4184 | 0 | 121290.3213 | 1956.6563 | 2253568.9881
237 |  | Structures and improvements | 361 | 4603533.5811 | 1163924.3616 | 1572321.2716 | 599743.7118 | 740171.5749 | 452038.3689 | 7292.2861 | 9139025.156
238 |  | Station equipment | 362 | 47595912.0975 | 12033808.5141 | 16256222.2504 | 6200747.4225 | 6084298.63 | 4673622.5748 | 75394.9122 | 92920006.4015
239 |  | Storage battery equipment | 363 | 0 | 0 | 0 | 0 | 0 | 0 | 0 | 0
240 |  | Poles, towers and fixtures | 364 | 76154467.5769 | 18076183.7278 | 21415678.5065 | 8168762.1671 | 0 | 6156953.1335 | 119539.5472 | 130091584.6589
241 |  | Overhead conductors and devices | 365 | 59376679.5614 | 12905157.9755 | 12062160.0792 | 4600971.0539 | 0 | 3467840.3616 | 92099.8679 | 92504908.8996
242 |  | Underground conduit | 366 | 17687981.4927 | 3520076.223 | 2328547.6353 | 888197.4868 | 0 | 669451.5261 | 27134.9303 | 25121389.2942
243 |  | Underground conductors and devices | 367 | 28046738.13 | 5674840.6507 | 4055983.1757 | 1547107.7373 | 0 | 1166084.853 | 43112.7836 | 40533867.3303
244 |  | Line transformers | 368 | 78654268.6029 | 30293787.5333 | 8580697.5957 | 1108530.5066 | 0 | 15291531.4563 | 159006.1388 | 134087821.8336
245 |  | Services | 369 | 57825295.4826 | 18795393.7309 | 3848426.4956 | 985279.2181 | 0 | 0 | 0 | 81454394.9272
246 |  | Meters | 370 | 11176959.9308 | 2914304.066 | 1272192.2829 | 176629.1627 | 110788.96 | 896061.3248 | 0 | 16546935.7273
247 |  | Installations on customers premises | 371 | 0 | 0 | 0 | 0 | 0 | 0 | 567696.8032 | 567696.8032
248 |  | Leased property on customers premises | 372 | 0 | 0 | 0 | 0 | 0 | 0 | 0 | 0
249 |  | Street lighting and signal systems | 373 | 0 | 0 | 0 | 0 | 0 | 0 | 4359302.6673 | 4359302.6673
250 |  | Asset retirement costs for distribution plant | 374 | 0 | 0 | 0 | 0 | 0 | 0 | 0 | 0
251 |  | Distribution plant |  | 392044022.7392 | 107290576.2369 | 71814112.4015 | 24436890.8851 | 6935259.1649 | 32894873.9204 | 5467093.6493 | 640882828.9973
252 |  | Land and land rights | 389 | 929156.7955 | 259157.7027 | 254369.6762 | 95530.0878 | 89051.7831 | 76611.0404 | 10393.327 | 1714270.4128
253 |  | Structures and improvements | 390 | 12442464.9534 | 3504748.1033 | 3612621.9405 | 1362557.2329 | 1313072.4448 | 1042389.8595 | 130656.3972 | 23408510.9315
254 |  | Office furniture and equipment | 391 | 3040338.0649 | 858315.6814 | 1059368.9817 | 410870.7638 | 475318.2048 | 252424.1627 | 25236.3361 | 6121872.1954
255 |  | Transportation equipment | 392 | 4469845.9048 | 1269718.2272 | 1326884.1922 | 499463.5053 | 476219.388 | 380931.214 | 45428.748 | 8468491.1795
256 |  | Stores equipment | 393 | 569328.4045 | 163701.7383 | 187542.9935 | 71686.1959 | 74976.5935 | 48755.6997 | 5203.1761 | 1121194.8016
257 |  | Tools, shop and garage equipment | 394 | 2045007.9288 | 580776.6523 | 630178.5798 | 238460.2068 | 237286.9907 | 174376.8545 | 19747.5517 | 3925834.7647
258 |  | Laboratory equipment | 395 | 1129569.0811 | 321419.092 | 344607.5165 | 130244.8581 | 127787.056 | 96349.4238 | 11135.4466 | 2161112.4739
259 |  | Power operated equipment | 396 | 6755167.0359 | 1908021.2361 | 2010822.1942 | 756743.9033 | 730833.1344 | 574888.4414 | 67116.101 | 12803592.0463
260 |  | Communication equipment | 397 | 19204066.2155 | 5542786.1136 | 6910068.4956 | 2671624.2182 | 3009916.2213 | 1646836.8591 | 152765.7636 | 39138063.8869
261 |  | Miscellaneous equipment | 398 | 233989.0961 | 66643.4185 | 79800.3293 | 30687.6457 | 33830.2184 | 19855.0651 | 1982.3409 | 466788.114
262 |  | Other tangible property | 399 | 17603995.0825 | 4995070.3813 | 8244223.5422 | 3266962.6144 | 4403297.7672 | 1513743.2246 | 44966.7824 | 40072259.3947
263 |  | Asset retirement costs for general plant | 399.1 | 0 | 0 | 0 | 0 | 0 | 0 | 0 | 0
264 |  | General plant |  | 70693290.7647 | 20123255.4026 | 25520620.7857 | 9869053.6925 | 11364406.3685 | 6022113.5084 | 530435.0845 | 144123175.6068
265 | Electric plant in service |  |  | 1167574190.6409 | 334942188.0507 | 433413636.5484 | 168241170.7642 | 196115407.1788 | 99712192.0835 | 8542903.4751 | 2408541688.7417
266 | Property under capital leases | Intangible plant | 101.1 | 0 | 0 | 0 | 0 | 0 | 0 | 0 | 0
267 |  | Steam production plant | 101.1 | 0 | 0 | 0 | 0 | 0 | 0 | 0 | 0
268 |  | Hydraulic production plant | 101.1 | 0 | 0 | 0 | 0 | 0 | 0 | 0 | 0
269 |  | Other production plant | 101.1 | 0 | 0 | 0 | 0 | 0 | 0 | 0 | 0
270 |  | Transmission plant | 101.1 | 0 | 0 | 0 | 0 | 0 | 0 | 0 | 0
271 |  | Distribution plant | 101.1 | 0 | 0 | 0 | 0 | 0 | 0 | 0 | 0
272 |  | General plant | 101.1 | 0 | 0 | 0 | 0 | 0 | 0 | 0 | 0
273 | Total property under capital leases |  |  | 0 | 0 | 0 | 0 | 0 | 0 | 0 | 0
274 | Electric plant purchased or sold | Electric plant purchased or sold | 102 | 0 | 0 | 0 | 0 | 0 | 0 | 0 | 0
275 | Total electric plant purchased or sold |  |  | 0 | 0 | 0 | 0 | 0 | 0 | 0 | 0
276 | Electric plant leased to others | Intangible plant | 104 | 0 | 0 | 0 | 0 | 0 | 0 | 0 | 0
277 |  | Steam production plant | 104 | 0 | 0 | 0 | 0 | 0 | 0 | 0 | 0
278 |  | Hydraulic production plant | 104 | 0 | 0 | 0 | 0 | 0 | 0 | 0 | 0
279 |  | Other production plant | 104 | 0 | 0 | 0 | 0 | 0 | 0 | 0 | 0
280 |  | Transmission plant | 104 | 0 | 0 | 0 | 0 | 0 | 0 | 0 | 0
281 |  | Distribution plant | 104 | 0 | 0 | 0 | 0 | 0 | 0 | 0 | 0
282 |  | General plant | 104 | 0 | 0 | 0 | 0 | 0 | 0 | 0 | 0
283 | Total electric plant leased to others |  |  | 0 | 0 | 0 | 0 | 0 | 0 | 0 | 0
284 | Electric plant held for future use | Steam production plant | 105 | 61882.8624 | 17559.0399 | 28980.7029 | 11484.268 | 15478.7972 | 5321.2219 | 158.0706 | 140864.9628
285 |  | Hydraulic production plant | 105 | 143354.316 | 40676.2723 | 67135.0464 | 26603.8015 | 35857.3004 | 12326.8396 | 366.1772 | 326319.7534
286 |  | Other production plant | 105 | 0 | 0 | 0 | 0 | 0 | 0 | 0 | 0
287 |  | Transmission plant | 105 | 0 | 0 | 0 | 0 | 0 | 0 | 0 | 0
288 |  | Distribution plant | 105 | 0 | 0 | 0 | 0 | 0 | 0 | 0 | 0
289 |  | General plant | 105 | 0 | 0 | 0 | 0 | 0 | 0 | 0 | 0
290 | Total electric plant for future use |  |  | 205237.1783 | 58235.3123 | 96115.7493 | 38088.0695 | 51336.0976 | 17648.0615 | 524.2478 | 467184.7162
291 | Completed construction not classified | Completed construction not classified | 106 | 0 | 0 | 0 | 0 | 0 | 0 | 0 | 0
292 | Total completed construction not classified |  |  | 0 | 0 | 0 | 0 | 0 | 0 | 0 | 0
293 | Construction work in progress | Steam production plant | 107 | 0 | 0 | 0 | 0 | 0 | 0 | 0 | 0
294 |  | Hydraulic production plant | 107 | 0 | 0 | 0 | 0 | 0 | 0 | 0 | 0
295 |  | Other production plant | 107 | 0 | 0 | 0 | 0 | 0 | 0 | 0 | 0
296 |  | Transmission plant | 107 | 0 | 0 | 0 | 0 | 0 | 0 | 0 | 0
297 |  | Distribution plant | 107 | 0 | 0 | 0 | 0 | 0 | 0 | 0 | 0
298 |  | General plant | 107 | 0 | 0 | 0 | 0 | 0 | 0 | 0 | 0
299 | Total construction work in progress |  |  | 0 | 0 | 0 | 0 | 0 | 0 | 0 | 0
300 | Accumulated provision for depreciation of electric utility plant | Steam production plant | 108 | -140478739.2691 | -39860337.7495 | -65788369.2895 | -26070149.8247 | -35138030.6605 | -12079572.7773 | -358832.008 | -319774031.5787
301 |  | Hydraulic production plant | 108 | -20222896.2583 | -5738174.1844 | -9470695.5235 | -3752980.2594 | -5058365.0769 | -1738938.9198 | -51656.3753 | -46033706.5976
302 |  | Other production plant | 108 | -29451200.7638 | -8356672.4451 | -13792453.4485 | -5465575.9329 | -7366646.3752 | -2532468.0792 | -75228.7041 | -67040245.7488
303 |  | Transmission plant | 108 | -76810675.5394 | -23971117.2247 | -39451621.1079 | -15846986.0349 | -20820924.9232 | -6786817.8294 | -301724.8865 | -183989867.546
304 |  | Distribution plant | 108 | -187215540.5375 | -52038023.3452 | -34779316.9835 | -11723875.157 | -2297562.7147 | -16590637.4021 | -2695645.5312 | -307340601.6711
305 |  | General plant | 108 | -39325608.7632 | -11188056.9654 | -14716913.8965 | -5712431.2466 | -6754522.3217 | -3354432.5728 | -270687.4167 | -81322653.1828
306 | Total accumulated provision for depreciation of electric utility plant |  |  | -493504661.1313 | -141152381.9143 | -177999370.2494 | -68571998.4554 | -77436052.0722 | -43082867.5806 | -3753774.9217 | -1005501106.3249
307 | Accumulated provision for amortization of electric utility plant | Intangible plant | 111 | -32924287.5333 | -8677544.4037 | -9588041.324 | -3769831.4001 | -4648500.6413 | -2387252.3286 | -361722.6786 | -62357180.3095
308 |  | Steam production plant | 111 | 0 | 0 | 0 | 0 | 0 | 0 | 0 | 0
309 |  | Hydraulic production plant | 111 | -142866.0952 | -40537.7414 | -66906.4051 | -26513.1971 | -35735.1814 | -12284.8582 | -364.9302 | -325208.4087
310 |  | Other production plant | 111 | 0 | 0 | 0 | 0 | 0 | 0 | 0 | 0
311 |  | Transmission plant | 111 | 0 | 0 | 0 | 0 | 0 | 0 | 0 | 0
312 |  | Distribution plant | 111 | 0 | 0 | 0 | 0 | 0 | 0 | 0 | 0
313 |  | General plant | 111 | -1103888.1169 | -314228.1576 | -398508.9634 | -154107.0019 | -177457.1959 | -94036.3572 | -8282.8367 | -2250508.6297
314 | Total accumulated provision for amortization of electric utility plant |  |  | -34171041.7454 | -9032310.3028 | -10053456.6925 | -3950451.5992 | -4861693.0186 | -2493573.544 | -370370.4455 | -64932897.3479
315 | Electric plant acquisition adjustments | Electric plant acquisition adjustments | 114 | 69462.093 | 19709.6194 | 32530.1739 | 12890.8273 | 17374.5947 | 5972.9494 | 177.4306 | 158117.6883
316 | Total electric plant acquisition adjustments |  |  | 69462.093 | 19709.6194 | 32530.1739 | 12890.8273 | 17374.5947 | 5972.9494 | 177.4306 | 158117.6883
317 | Accumulated provision for asset acquisition adjustments | Accumulated provision for asset acquisition adjustments | 115 | -18571.0094 | -5269.4572 | -8697.0913 | -3446.4219 | -4645.1776 | -1596.8955 | -47.4369 | -42273.4898
318 | Total accumulated provision for asset acquisition adjustments |  |  | -18571.0094 | -5269.4572 | -8697.0913 | -3446.4219 | -4645.1776 | -1596.8955 | -47.4369 | -42273.4898
319 | Total Net Plant |  |  | -527419574.6149 | -150112016.7427 | -187932878.11 | -72474917.5797 | -82233679.5762 | -45554417.0091 | -4123491.1257 | -1069850974.7581
320 | Fuel stock | Fuel stock | 151 | 6.9042e-10 | 1.959e-10 | 3.2333e-10 | 1.2813e-10 | 1.7269e-10 | 5.9368e-11 | 1.7636e-12 | 1.5716e-09
321 | Total Fuel Stock |  |  | 6.9042e-10 | 1.959e-10 | 3.2333e-10 | 1.2813e-10 | 1.7269e-10 | 5.9368e-11 | 1.7636e-12 | 1.5716e-09
322 | Plant materials and operating supplies | Plant materials and operating supplies | 154 | 4.087e-05 | 1.151e-05 | 1.6407e-05 | 6.4037e-06 | 7.9886e-06 | 3.4952e-06 | 2.1479e-07 | 8.6889e-05
323 | Total plant materials and operating supplies |  |  | 4.087e-05 | 1.151e-05 | 1.6407e-05 | 6.4037e-06 | 7.9886e-06 | 3.4952e-06 | 2.1479e-07 | 8.6889e-05
324 | Prepayments | Prepayments | 165 | 2.4632e-09 | 7.0836e-10 | 9.332e-10 | 3.6262e-10 | 4.2619e-10 | 2.1151e-10 | 1.7146e-11 | 5.1223e-09
325 | Total prepayments |  |  | 2.4632e-09 | 7.0836e-10 | 9.332e-10 | 3.6262e-10 | 4.2619e-10 | 2.1151e-10 | 1.7146e-11 | 5.1223e-09
326 | Total current and accrued assets |  |  | 4.0873e-05 | 1.1511e-05 | 1.6408e-05 | 6.4042e-06 | 7.9892e-06 | 3.4954e-06 | 2.1481e-07 | 8.6896e-05
327 | Deferred debits | Other regulatory assets | 182.3 | 172316.3972 | 48894.1589 | 80698.4376 | 31978.6063 | 43101.603 | 14817.249 | 440.1566 | 392246.6086
328 |  | Miscellaneous deferred debits | 186 | -1.6354e-09 | -4.6403e-10 | -7.6587e-10 | -3.0349e-10 | -4.0906e-10 | -1.4062e-10 | -4.1773e-12 | -3.7226e-09
329 |  | Accumulated deferred income taxes | 190 | 9326419.8897 | 2587354.9704 | 4017489.2055 | 1590664.0235 | 2116965.3271 | 767783.7835 | 37659.046 | 20444336.2456
330 | Total deferred debits |  |  | 9498736.2869 | 2636249.1292 | 4098187.6431 | 1622642.6298 | 2160066.9301 | 782601.0326 | 38099.2025 | 20836582.8542
331 | Other non current liabilities | Accumulated provision for property insurance | 228.1 | 3931.7787 | 1130.6772 | 1489.5641 | 578.8014 | 680.2738 | 337.6143 | 27.3676 | 8176.0771
332 |  | Accumulated provision for injuries and damages | 228.2 | 0 | 0 | 0 | 0 | 0 | 0 | 0 | 0
333 |  | Accumulated provision for pensions and benefits | 228.3 | -70456.3226 | -20261.4039 | -26692.5524 | -10371.951 | -12190.3063 | -6049.9498 | -490.4192 | -146512.9053
334 |  | Accumulated miscellaneous operating provisions | 228.4 | -22869.1073 | -6489.0271 | -10709.9571 | -4244.0661 | -5720.2634 | -1966.483 | -58.4157 | -52057.3196
335 |  | Asset retirement obligations | 230 | 0 | 0 | 0 | 0 | 0 | 0 | 0 | 0
336 | Other non current liabilities |  |  | 0 | 0 | 0 | 0 | 0 | 0 | 0 | 0
337 | Customer deposits | Customer deposits | 235 | -184716.4699 | -57943.6126 | -155300.7203 | 0 | 0 | -10305.0512 | -124.7785 | -408390.6325
338 | Total current and accrued liabilities |  |  | 9224626.1658 | 2552685.7628 | 3906973.9774 | 1608605.4141 | 2142836.6341 | 764617.163 | 37452.9567 | 20237798.0739
339 | Deferred credits | Deferred credits | 253 | -2838400.1829 | -805385.858 | -1329266.7659 | -526752.4354 | -709970.727 | -244070.1117 | -7250.2703 | -6461096.3512
340 |  | Accumulated deferred income taxes—accelerated amortization property | 281 | -0.011097 | -0.0032763 | -0.0054017 | -0.0021531 | -0.0028706 | -0.00096488 | -3.45e-05 | -0.025798
341 |  | Accumulated deferred income taxes—other property | 282 | -90461407.9223 | -25700039.4053 | -32725300.6938 | -12692800.5929 | -14813305.6333 | -7561916.6164 | -671870.247 | -184626641.111
342 |  | Accumulated deferred income taxes—other | 283 | -364963.5054 | -102828.4124 | -145477.8611 | -56992.9644 | -70896.6051 | -30433.8856 | -2010.2261 | -773603.4601
343 |  | Accumulated deferred investment tax credits | 255 | -7197.018 | -2060.1791 | -2717.5654 | -1057.3683 | -1254.2239 | -607.7455 | -49.2385 | -14943.3387
344 |  | Customer advances for construction | 252 | -3536416.8388 | -2851322.2818 | -497726.8282 | 0 | 0 | -440094.2967 | -499596.4039 | -7825156.6493
345 |  | Other regulatory liabilities | 254 | -38957550.9227 | -11054065.1614 | -18244424.4592 | -7229771.5273 | -9744475.3982 | -3349906.0003 | -99511.2591 | -88679704.7282
346 | Total deferred credits |  |  | -136165936.4011 | -40515701.3014 | -52944914.179 | -20507374.8904 | -25339902.5904 | -11627028.6572 | -1280287.6449 | -288381145.6643
347 | Working capital allowance | Working capital allowance | N/A | 14356569.6175 | 4182584.296 | 5451057.4496 | 2103192.3641 | 2460614.8508 | 1215534.9831 | 104114.856 | 29873668.4172
348 | Total working capital allowance |  |  | 14356569.6175 | 4182584.296 | 5451057.4496 | 2103192.3641 | 2460614.8508 | 1215534.9831 | 104114.856 | 29873668.4172
349 | Total rate base |  |  | 527571330.3424 | 151050152.8978 | 201894557.0547 | 78970946.0802 | 93145640.4206 | 44511023.6712 | 3280696.2336 | 1100424346.7004
| Revenue Requirement Impact |  |  | 14881306.6501 | -99816.9102 | 1865796.5577 | 2652819.5535 | 5400471.5239 | 1946753.1233 | 115868.6182 | 26763199.1165
| Change in rate base |  |  | 190953061.5501 | 57904393.3283 | 86623045.5102 | 34413417.9472 | 44071776.8489 | 16421769.5236 | 1004485.3614 | 431391950.0696
| ROR |  |  | 8.452% | -0.1721% | 2.201% | 8.353% | 13.97% | 13.45% | 13.04% | 6.614%

## C-COS allocation factors
Costs | Description | Acronym | Functionalization | Classification | Allocation | Residential Schedule 16 | Small General Service Shedule 24 | Large General Service < 1,000 kW Schedule 36 | Large General Service > 1,000 kW Schedule 48 | Large General Dedicated Facilities Schedule 48 | Agricultural Pumping Schedule 40 | Street & Area Lighting Sch. 15, 51-54, 57 | TOTAL
| Net of Renewables | F10 |  |  |  | 0.43931 | 0.12465 | 0.20573 | 0.081527 | 0.10988 | 0.037775 | 0.0011221 | 1
| 100 Summer 100 Winter System Peaks | F11 |  |  |  | 0.40397 | 0.13069 | 0.21879 | 0.087997 | 0.12016 | 0.036734 | 0.001652 | 1
| 12 Coincident Peaks | F12 |  |  |  | 0.41747 | 0.13028 | 0.21442 | 0.08613 | 0.11316 | 0.036887 | 0.0016399 | 1
| Net of Renewables - Demand | F13 |  |  |  | 0.45654 | 0.12238 | 0.19959 | 0.078585 | 0.10379 | 0.038197 | 0.00093092 | 1
| Max. Schedule Peak | F20 |  |  |  | 0.50372 | 0.12736 | 0.17204 | 0.065624 | 0.08099 | 0.049462 | 0.00079793 | 1
| Max. Schedule Peak Excluding Sch 60 | F20A |  |  |  | 0.54811 | 0.13858 | 0.18721 | 0.071408 | 0 | 0.053821 | 0.00086825 | 1
| Transformers - NCP | F21 |  |  |  | 0.58659 | 0.22592 | 0.063993 | 0.0082672 | 0 | 0.11404 | 0.0011858 | 1
| Secondary Lines - NCP | F22 |  |  |  | 0.85708 | 0.14163 | 0 | 0 | 0 | 0 | 0.001288 | 1
| MWH @ Input | F30 |  |  |  | 0.39048 | 0.1311 | 0.22315 | 0.089863 | 0.12717 | 0.036581 | 0.0016641 | 1
| Average Customers | F40 |  |  |  | 0.78804 | 0.14812 | 0.0076182 | 0.00047282 | 7.1161e-06 | 0.036583 | 0.01916 | 1
| Weighted Customers Acct 902 | F41 |  |  |  | 0.80983 | 0.15221 | 0.0084298 | 0.0035369 | 0.00089234 | 0.025098 | 0 | 1
| Weighted Customers Acct 903 | F42 |  |  |  | 0.7738 | 0.16198 | 0.0090685 | 0.0040747 | 6.1325e-05 | 0.032783 | 0.018238 | 1
| Contribution in Aid of Construction | F50 |  |  |  | 0.45193 | 0.36438 | 0.063606 | 0 | 0 | 0.056241 | 0.063845 | 1
| Security Deposits | F51 |  |  |  | 0.4523 | 0.14188 | 0.38027 | 0 | 0 | 0.025233 | 0.00030554 | 1
| Meters | F60 |  |  |  | 0.6796 | 0.1772 | 0.077354 | 0.01074 | 0.00062387 | 0.054484 | 0 | 1
| Meters Excluding Sch 60 | F60A |  |  |  | 0.68002 | 0.17731 | 0.077402 | 0.010746 | 0 | 0.054518 | 0 | 1
| Services | F70 |  |  |  | 0.70991 | 0.23075 | 0.047246 | 0.012096 | 0 | 0 | 0 | 1
| Uncollectables | F80 |  |  |  | 0.82531 | 0.055869 | 0.064953 | 0.024401 | 0.02971 | -0.00023916 | 0 | 1
| Rate Base | F101 |  |  |  | 0.47943 | 0.13727 | 0.18347 | 0.071764 | 0.084645 | 0.040449 | 0.0029813 | 1
| Generation Rate Base | F101G |  |  |  | 0.43931 | 0.12465 | 0.20573 | 0.081527 | 0.10988 | 0.037775 | 0.0011217 | 1
| Transmission Rate Base | F101T |  |  |  | 0.41738 | 0.13027 | 0.21447 | 0.086151 | 0.1132 | 0.036881 | 0.0016374 | 1
| Distribution Rate Base | F101D |  |  |  | 0.61873 | 0.16063 | 0.11211 | 0.039008 | 0.013743 | 0.048896 | 0.0068751 | 1
| Retail Rate Base | F101C |  |  |  | 0.92152 | 0.16513 | -0.15428 | 0.0068435 | 0.0016005 | 0.034346 | 0.024838 | 1
| Misc Rate Base | F101Co |  |  |  | 0.48057 | 0.14001 | 0.18247 | 0.070404 | 0.08237 | 0.040689 | 0.0034849 | 1
| SGP - System Gross Plant | F102 |  |  |  | 0.48307 | 0.13905 | 0.18094 | 0.070226 | 0.081766 | 0.041481 | 0.0034699 | 1
| SGGP - System Gross Generation Plant | F102G |  |  |  | 0.43931 | 0.12465 | 0.20573 | 0.081527 | 0.10988 | 0.037775 | 0.0011221 | 1
| SGTP - System Gross Transmission Plant | F102T |  |  |  | 0.41747 | 0.13028 | 0.21442 | 0.08613 | 0.11316 | 0.036887 | 0.0016399 | 1
| SGDP - System Gross Distribution Plant | F102D |  |  |  | 0.61172 | 0.16741 | 0.11205 | 0.03813 | 0.010821 | 0.051327 | 0.0085306 | 1
| SGTP - System Gross Retail Plant | F102C |  |  |  | 0.48307 | 0.13905 | 0.18094 | 0.070226 | 0.081766 | 0.041481 | 0.0034699 | 1
| SGDP - System Gross Misc Plant | F102Co |  |  |  | 0.48307 | 0.13905 | 0.18094 | 0.070226 | 0.081766 | 0.041481 | 0.0034699 | 1
| SNP - System Net Plant | F104 |  |  |  | 0.47821 | 0.13807 | 0.18336 | 0.071533 | 0.085059 | 0.040457 | 0.0033022 | 1
| SNP - System Net Generation Plant | F104G |  |  |  | 0.4393 | 0.12465 | 0.20574 | 0.081528 | 0.10989 | 0.037775 | 0.0011219 | 1
| SNP - System Net Transmission Plant | F104T |  |  |  | 0.41738 | 0.13027 | 0.21447 | 0.086151 | 0.1132 | 0.036881 | 0.0016374 | 1
| SNP - System Net Distribution Plant | F104D |  |  |  | 0.61445 | 0.1659 | 0.11083 | 0.037985 | 0.013382 | 0.049104 | 0.0083465 | 1
| SNP - System Net Retail Plant | F104C |  |  |  | 0.7738 | 0.16198 | 0.0090685 | 0.0040747 | 6.1325e-05 | 0.032783 | 0.018238 | 1
| SNP - System Net Misc Plant | F104Co |  |  |  | 0.47821 | 0.13807 | 0.18336 | 0.071533 | 0.085059 | 0.040457 | 0.0033022 | 1
| STP - System Prod & Trans Plant | F105 |  |  |  | 0.42937 | 0.12721 | 0.20969 | 0.083621 | 0.11138 | 0.037371 | 0.0013577 | 1
| SGGP - System Gross Generation Plant | F105G |  |  |  | 0.43931 | 0.12465 | 0.20573 | 0.081527 | 0.10988 | 0.037775 | 0.0011221 | 1
| SGTP - System Gross Transmission Plant | F105T |  |  |  | 0.41747 | 0.13028 | 0.21442 | 0.08613 | 0.11316 | 0.036887 | 0.0016399 | 1
| SGDP - System Gross Distribution Plant | F105D |  |  |  | 0.61172 | 0.16741 | 0.11205 | 0.03813 | 0.010821 | 0.051327 | 0.0085306 | 1
| SGTP - System Gross Retail Plant | F105C |  |  |  | 0.61172 | 0.16741 | 0.11205 | 0.03813 | 0.010821 | 0.051327 | 0.0085306 | 1
| SGDP - System Gross Misc Plant | F105Co |  |  |  | 0.61172 | 0.16741 | 0.11205 | 0.03813 | 0.010821 | 0.051327 | 0.0085306 | 1
| STP - System Transmission Plant | F106 |  |  |  | 0.41747 | 0.13028 | 0.21442 | 0.08613 | 0.11316 | 0.036887 | 0.0016399 | 1
| STP - System Trans & Dist Plant | F107 |  |  |  | 0.51041 | 0.14805 | 0.16545 | 0.063165 | 0.064199 | 0.043796 | 0.0049367 | 1
| SGGP - System Gross Generation Plant | F107G |  |  |  | 0.43931 | 0.12465 | 0.20573 | 0.081527 | 0.10988 | 0.037775 | 0.0011221 | 1
| SGTP - System Gross Transmission Plant | F107T |  |  |  | 0.41747 | 0.13028 | 0.21442 | 0.08613 | 0.11316 | 0.036887 | 0.0016399 | 1
| SGDP - System Gross Distribution Plant | F107D |  |  |  | 0.61172 | 0.16741 | 0.11205 | 0.03813 | 0.010821 | 0.051327 | 0.0085306 | 1
| SGTP - System Gross Retail Plant | F107C |  |  |  | 0.61172 | 0.16741 | 0.11205 | 0.03813 | 0.010821 | 0.051327 | 0.0085306 | 1
| SGDP - System Gross Misc Plant | F107Co |  |  |  | 0.61172 | 0.16741 | 0.11205 | 0.03813 | 0.010821 | 0.051327 | 0.0085306 | 1
| SGP - System General Plant | F108 |  |  |  | 0.49051 | 0.13963 | 0.17708 | 0.068477 | 0.078852 | 0.041784 | 0.0036804 | 1
| SIP - System Intangible Plant | F110 |  |  |  | 0.5173 | 0.13848 | 0.16018 | 0.062861 | 0.077195 | 0.038756 | 0.0052346 | 1
| Account 360 | F118 |  |  |  | 0.54811 | 0.13858 | 0.18721 | 0.071408 | 0 | 0.053821 | 0.00086825 | 1
| Account 361 | F119 |  |  |  | 0.50372 | 0.12736 | 0.17204 | 0.065624 | 0.08099 | 0.049462 | 0.00079793 | 1
| Account 362 | F120 |  |  |  | 0.51222 | 0.12951 | 0.17495 | 0.066732 | 0.065479 | 0.050297 | 0.0008114 | 1
| Account 364 | F121 |  |  |  | 0.58539 | 0.13895 | 0.16462 | 0.062792 | 0 | 0.047328 | 0.00091889 | 1
| Account 365 | F122 |  |  |  | 0.64188 | 0.13951 | 0.13039 | 0.049738 | 0 | 0.037488 | 0.00099562 | 1
| Account 366 | F123 |  |  |  | 0.7041 | 0.14012 | 0.092692 | 0.035356 | 0 | 0.026649 | 0.0010802 | 1
| Account 367 | F124 |  |  |  | 0.69193 | 0.14 | 0.10006 | 0.038168 | 0 | 0.028768 | 0.0010636 | 1
| Account 368 | F125 |  |  |  | 0.58659 | 0.22592 | 0.063993 | 0.0082672 | 0 | 0.11404 | 0.0011858 | 1
| Account 369 | F126 |  |  |  | 0.70991 | 0.23075 | 0.047246 | 0.012096 | 0 | 0 | 0 | 1
| Account 370 | F127 |  |  |  | 0.67547 | 0.17612 | 0.076884 | 0.010674 | 0.0066954 | 0.054153 | 0 | 1
| Account 371 | F128 |  |  |  | 0 | 0 | 0 | 0 | 0 | 0 | 1 | 1
| Account 372 | F129 |  |  |  | 0.14286 | 0.14286 | 0.14286 | 0.14286 | 0.14286 | 0.14286 | 0.14286 | 1
| Account 373 | F130 |  |  |  | 0 | 0 | 0 | 0 | 0 | 0 | 1 | 1
| Account 581 thru 587 & 591 thru 597 | F131 |  |  |  | 0.6055 | 0.1513 | 0.13286 | 0.049556 | 0.01763 | 0.037628 | 0.005526 | 1
| Account 364 + 365 | F132 |  |  |  | 0.60886 | 0.13918 | 0.1504 | 0.057367 | 0 | 0.043239 | 0.00095078 | 1
| Account 366 + 367 | F133 |  |  |  | 0.69659 | 0.14005 | 0.097243 | 0.037092 | 0 | 0.027957 | 0.0010699 | 1
| Account 364 + 365 + 369 (OH) | F134 |  |  |  | 0.63279 | 0.15875 | 0.12558 | 0.04709 | 0 | 0.035016 | 0.00076997 | 1
| Account 366 + 367 + 369 (UG) | F135 |  |  |  | 0.68705 | 0.1617 | 0.096926 | 0.034234 | 0 | 0.019354 | 0.00074071 | 1
| Account 902 + 903 + 904 | F136 |  |  |  | 0.79654 | 0.12676 | 0.026573 | 0.010386 | 0.0095592 | 0.020985 | 0.009198 | 1
| Total O & M Expense | F137 |  |  |  | 0.42491 | 0.13208 | 0.20831 | 0.083333 | 0.11257 | 0.036636 | 0.0021544 | 1
| Generation O & M Exp | F137G |  |  |  | 0.3963 | 0.13033 | 0.22107 | 0.088868 | 0.1251 | 0.036723 | 0.0016001 | 1
| Transmission O & M Exp | F137T |  |  |  | 0.41747 | 0.13028 | 0.21442 | 0.08613 | 0.11316 | 0.036887 | 0.0016399 | 1
| Distribution O & M Exp | F137D |  |  |  | 0.6055 | 0.1513 | 0.13286 | 0.049556 | 0.01763 | 0.037628 | 0.005526 | 1
| Retail O & M Exp (Customer) | F137C |  |  |  | 0.79574 | 0.12877 | 0.024787 | 0.0094521 | 0.008659 | 0.022455 | 0.010137 | 1
| Misc & Customer O & M Exp | F137Co |  |  |  | 0.48058 | 0.14001 | 0.18247 | 0.070403 | 0.082367 | 0.040689 | 0.0034852 | 1
| GTD O&M Exp (less fuel, purchased p & wheeling) | F138 |  |  |  | 0.42209 | 0.13174 | 0.20959 | 0.083988 | 0.11409 | 0.036404 | 0.0020975 | 1
| Generation O & M Exp (less fuel & purchased power) | F138G |  |  |  | 0.44419 | 0.12401 | 0.20399 | 0.080692 | 0.10815 | 0.037895 | 0.0010679 | 1
| Transmission O & M Exp - (less wheeling exp) | F138T |  |  |  | 0.41747 | 0.13028 | 0.21442 | 0.08613 | 0.11316 | 0.036887 | 0.0016399 | 1
| Distribution O & M Exp | F138D |  |  |  | 0.6055 | 0.1513 | 0.13286 | 0.049556 | 0.01763 | 0.037628 | 0.005526 | 1
| Retail O & M Exp (Customer) | F138C |  |  |  | 0.79574 | 0.12877 | 0.024787 | 0.0094521 | 0.008659 | 0.022455 | 0.010137 | 1
| Common O & M Exp | F138Co |  |  |  | 0.48058 | 0.14001 | 0.18247 | 0.070403 | 0.082367 | 0.040689 | 0.0034852 | 1
| Revenue Requirement Before Rev Credits | F140 |  |  |  | 0.44735 | 0.13456 | 0.1975 | 0.078419 | 0.10132 | 0.038128 | 0.0027324 | 1
| Revenue Requirement Before Rev Credits | F140G |  |  |  | 0.402 | 0.12959 | 0.21903 | 0.087893 | 0.12309 | 0.036863 | 0.0015386 | 1
| Revenue Requirement Before Rev Credits | F140T |  |  |  | 0.41744 | 0.13028 | 0.21444 | 0.086138 | 0.11318 | 0.036884 | 0.0016383 | 1
| Revenue Requirement Before Rev Credits | F140D |  |  |  | 0.59701 | 0.15632 | 0.12566 | 0.04543 | 0.023296 | 0.045269 | 0.0070222 | 1
| Revenue Requirement Before Rev Credits | F140C |  |  |  | 0.8005 | 0.13472 | 0.012573 | 0.0086799 | 0.007256 | 0.024339 | 0.011929 | 1
| Revenue Requirement Before Rev Credits | F140Co |  |  |  | 0.48058 | 0.14001 | 0.18247 | 0.070403 | 0.082368 | 0.040689 | 0.0034851 | 1
| Firm Revenues | F141 |  |  |  | 0.43389 | 0.14369 | 0.20998 | 0.078594 | 0.095573 | 0.036114 | 0.002163 | 1

## D-Summary of adjustments
PacifiCorp dba Pacific Power & Light Company
Summary of Adjustments
Service territory : Washington
Service: Electric |  | Service = Electric
Time period : Twelve Months ended June 30, 2022 | [7 empty] | Capital Structure and Cost
[9 empty] | Capital Structure | Embedded Cost | Weighted Cost
Restating Adjustments | [7 empty] | DEBT% | 48.72% | 4.77% | 2.324%
|  |  | Washington Electric |  |  |  |  | PREFERRED % | 0.01% | 6.75% | 0.000675%
Column | Work paper reference | Description of Adjustment | NOI | Rate Base | Revenue Requirement | ROR | Adj. | COMMON % | 51.27% | 10.3% | 5.281%
1 | Exh. SLC-4, page 3.1 | Temperature Normalization | -1770023.9909 | 0 | 2354318.8408 | -0.3001% | 3.1 |  |  |  | 7.6%
1.01 | Exh. SLC-4, page 3.2 | Revenue Normalizing | 26633457.2522 | 0 | -35425310.9151 | 4.516% | 3.2 | Washington Allocated Results
1.02 | Exh. SLC-4, page 3.3 | Wheeling Revenue - Year 1 | -17069.327 | 0 | 22704.0076 | -0.002894% | 3.3 | Unadjusted Op Rev for Return | 67900653.6562
1.03 | Exh. SLC-4, page 4.1 | Miscellaneous Expense & Revenue | -136542.5418 | 0 | 181616.0009 | -0.02315% | 4.1 | Unadjusted Rate Base | 1150397547.2252
1.04 | Exh. SLC-4, page 4.2 | General Wage Increase (Annualizing) | -297093.8256 | 0 | 395166.1642 | -0.05037% | 4.2 | Unadjusted ROR | 6.978%
1.05 | Exh. SLC-4, page 4.3 | General Wage Increase (Pro Forma) - Year 1 | 0 | 0 | 0 | 0% | 4.3
1.06 | Exh. SLC-4, page 4.4 | Pension Related Non-Service Expense | 154002.8845 | 0 | -204840.1007 | 0.02611% | 4.4
1.07 | Exh. SLC-4, page 4.5 | Insurance Expense | 0 | 0 | 0 | 0% | 4.5
1.08 | Exh. SLC-4, page 4.6 | Advertising | -13356.4847 | 0 | 17765.5352 | -0.002265% | 4.6
1.09 | Exh. SLC-4, page 4.7 | Memberships & Subscriptions | 606.5865 | 0 | -806.8242 | 0.0001028% | 4.7
1.1 | Exh. SLC-4, page 4.8 | Revenue-Sensitive/ Uncollectible Expense | -430973.3383 | 0 | 573240.0552 | -0.07307% | 4.8
1.11 | Exh. SLC-4, page 4.9 | Legal Expenses | 497130.6873 | 0 | -661236.3163 | 0.08429% | 4.9
1.12 | Exh. SLC-4, page 4.10 | Remove Non-Recurring Entries | -1585326.43 | 0 | 2108651.5788 | -0.2688% | 4.10
1.13 | Exh. SLC-4, page 4.11 | Environmental Remediation | -1048556.2867 | 1273328.145 | 1523408.8289 | -0.1903% | 4.11
1.14 | Exh. SLC-4, page 4.12 | Payment Services Fees | 0 | 0 | 0 | 0% | 4.12
1.15 | Exh. SLC-4, page 4.13 | Incremental O&M Expenses | 0 | 0 | 0 | 0% | 4.13
1.16 | Exh. SLC-4, page 5.1 | Net Power Costs (Restating) | 5642038.3509 | 0 | -7504506.8646 | 0.9566% | 5.1
1.17 | Exh. SLC-4, page 5.2 | Net Power Costs (Pro Forma) - Year 1 | 0 | 0 | 0 | 0% | 5.2
1.18 | Exh. SLC-4, page 5.3 | Pryor Mountain REC Revenues | 0 | 0 | 0 | 0% | 5.3
1.19 | Exh. SLC-4, page 5.4 | WRAP Fees | 0 | 0 | 0 | 0% | 5.4
1.2 | Exh. SLC-4, page 5.5 | AURORA Access Fees | 0 | 0 | 0 | 0% | 5.5
1.21 | Exh. SLC-4, page 6.1 | Pro Forma Depreciation & Amortization Expense - Year 1 | 0 | 0 | 0 | 0% | 6.1
1.22 | Exh. SLC-4, page 6.2 | Pro Forma Depreciation & Amortization Reserves - Year 1 | 0 | 0 | 0 | 0% | 6.2
1.23 | Exh. SLC-4, page 6.3 | End-of-Period Reserves - Historical | 0 | -27898421.3933 | -2820196.358 | 0.2861% | 6.3
1.24 | Exh. SLC-4, page 6.4 | Decommissioning & Other Plant Closure Costs - Year 1 | -5113594.6166 | 0 | 6801620.8888 | -0.867% | 6.4
1.25 | Exh. SLC-4, page 7.1 | Interest True Up - Year 1 | -1050504.8703 | 0 | 1397282.4217 | -0.1781% | 7.1
1.26 | Exh. SLC-4, page 7.2 | Property Tax Expense - Year 1 | 0 | 0 | 0 | 0% | 7.2
1.27 | Exh. SLC-4, page 7.3 | Production Tax Credit - Year 1 | -10953810.2985 | 0 | 14569724.5332 | -1.857% | 7.3
1.28 | Exh. SLC-4, page 7.4 | PowerTax ADIT Balance - Year 1 | 36485.4386 | 396454.6868 | -8452.6647 | 0.002218% | 7.4
1.29 | Exh. SLC-4, page 7.5 | Permanent Schedule M Adjustment - Year 1 | 0 | 0 | 0 | 0% | 7.5
1.3 | Exh. SLC-4, page 7.6 | Remove Deferred State Tax Expense & Balance - Year 1 | 0 | 0 | 0 | 0% | 7.6
1.31 | Exh. SLC-4, page 7.7 | Washington Public Utility Tax Adjustment | -1019511.59 | 0 | 1356058.0857 | -0.1729% | 7.7
1.32 | Exh. SLC-4, page 7.8 | Removal of TCJA Deferred Balances Adjustment | 0 | 26609936 | 2689945.9126 | -0.2603% | 7.8
1.33 | Exh. SLC-4, page 7.9 | Washington Low Income Tax Credit | 0 | 0 | 0 | 0% | 7.9
1.34 | Exh. SLC-4, page 7.10 | Wyoming Wind Generation Tax | 0 | 0 | 0 | 0% | 7.10
1.35 | Exh. SLC-4, page 8.1 | End-of-Period Plant Balances - Historical | 0 | 30000111.714 | 3032652.0846 | -0.2926% | 8.1
1.36 | Exh. SLC-4, page 8.2 | Regulatory Assets/ Liabilities Amortization - Year 1 | 0 | 0 | 0 | 0% | 8.2
1.37 | Exh. SLC-4, page 8.3 | Customer Advances for Construction | 0 | -1733115.077 | -175197.1826 | 0.01737% | 8.3
1.38 | Exh. SLC-4, page 8.4 | Pro Forma Major Plant Additions - Year 1 | 0 | 0 | 0 | 0% | 8.4
1.39 | Exh. SLC-4, page 8.5 | Miscellaneous Rate Base | 0 | -27252977.2327 | -2754949.6817 | 0.2793% | 8.5
1.4 | Exh. SLC-4, page 8.6 | Customer Service Deposits | -1846.1747 | -408390.6325 | -38827.7957 | 0.003775% | 8.6
1.41 | Exh. SLC-4, page 8.7 | Investor Supplied Working Capital | 0 | 29873668.4172 | 3019870.1813 | -0.2914% | 8.7
1.42 | Exh. SLC-4, page 8.8 | Labor Day Wildfire Restoration Capital Removal | 0 | -16595924.5885 | -1677649.2628 | 0.1685% | 8.8
1.43 | Exh. SLC-4, page 8.9 | WIJAM Transmission Reallocation | 0 | -6227108.8246 | -629486.1412 | 0.06266% | 8.9
1.44 | Exh. SLC-4, page 8.10 | Klamath Hydroelectric Assets Transfer - Year 1 | 200390.6721 | -336077.1967 | -300514.1377 | 0.03735% | 8.10
1.45 | Exh. SLC-4, page 8.11 | Confidential Pro Forma Capital Additions - Year 1 | 0 | 0 | 0 | 0% | 8.11
1.46 | Exh. SLC-4, page 8.12 | Major Transmission Capital Addtions - Year 1 | 0 | 0 | 0 | 0% | 8.12
1.47 | Exh. SLC-4, page 9.1 | Production Factor - Year 1 | 0 | 0 | 0 | 0% | 9.1
1.48 | Exh. SLC-4, page 10.1 | Removal of Coal-Fired Generation Assets | 0 | -144705069.511 | -14627949.8854 | 1.656% | 10.1
1.49 | Exh. SLC-4, page 10.2 | Jim Bridger SCRs Removal | 15009.0126 | -22651761.9008 | -2309785.4766 | 0.2338% | 10.2
1.5 | Exh. SLC-4, page 10.3 | Colstrip Unit 3 Removal | 918036.4758 | -9976935.3349 | -2229634.1694 | 0.2577% | 10.3
1.51 | Exh. SLC-4, page 10.4 | Jim Bridger Mine Rate Base - Year 1 | 0 | 6493711.3651 | 656436.4658 | -0.06462% | 10.4
1.52 | Exh. SLC-4, page 10.5 | Existing Coal-Fired Generation Assets - Year 1 | 0 | 0 | 0 | 0% | 10.5
1.53 | Exh. SLC-4, page 10.6 | Pro Forma JB Units 3, 4 and Colstrip 4 Additions - Year 1 | 0 | 0 | 0 | 0% | 10.6
1.54 | Exh. SLC-4, page 10.7 | Pro Forma JB Units 1 & 2 Additions - Year 1 | 0 | 0 | 0 | 0% | 10.7
1.55 | Exh. SLC-4, page 10.8 | Fly Ash Revenues - Year 1 | 0 | 0 | 0 | 0% | 10.8
1.56
|  | Restated Total | 10658947.5854 | -163138571.3639 | -30668882.1913 | 4.008%
Proforma Adjustments
Washington Electric
Column | Work paper reference | Description of Adjustment | NOI | Rate Base | Revenue Requirement | ROR | Adj.
2.01 | Exh. SLC-4, page 3.1 | Temperature Normalization | 0 | 0 | 0 | 0% | 3.1
2.02 | Exh. SLC-4, page 3.2 | Revenue Normalizing | 0 | 0 | 0 | 0% | 3.2
2.03 | Exh. SLC-4, page 3.3 | Wheeling Revenue - Year 1 | 1125456.7073 | 0 | -1496976.2806 | 0.1908% | 3.3
2.04 | Exh. SLC-4, page 4.1 | Miscellaneous Expense & Revenue | 0 | 0 | 0 | 0% | 4.1
2.05 | Exh. SLC-4, page 4.2 | General Wage Increase (Annualizing) | 0 | 0 | 0 | 0% | 4.2
2.06 | Exh. SLC-4, page 4.3 | General Wage Increase (Pro Forma) - Year 1 | -1427582.1033 | 0 | 1898834.9649 | -0.242% | 4.3
2.07 | Exh. SLC-4, page 4.4 | Pension Related Non-Service Expense | 327479.7984 | 0 | -435582.7171 | 0.05552% | 4.4
2.08 | Exh. SLC-4, page 4.5 | Insurance Expense | 2790289.0551 | -2506736.237 | -3964780.1457 | 0.4993% | 4.5
2.09 | Exh. SLC-4, page 4.6 | Advertising | 0 | 0 | 0 | 0% | 4.6
2.1 | Exh. SLC-4, page 4.7 | Memberships & Subscriptions | 0 | 0 | 0 | 0% | 4.7
2.11 | Exh. SLC-4, page 4.8 | Revenue-Sensitive/ Uncollectible Expense | 0 | 0 | 0 | 0% | 4.8
2.12 | Exh. SLC-4, page 4.9 | Legal Expenses | 0 | 0 | 0 | 0% | 4.9
2.13 | Exh. SLC-4, page 4.10 | Remove Non-Recurring Entries | 0 | 0 | 0 | 0% | 4.10
2.14 | Exh. SLC-4, page 4.11 | Environmental Remediation | 0 | 0 | 0 | 0% | 4.11
2.15 | Exh. SLC-4, page 4.12 | Payment Services Fees | -57811.3825 | 0 | 76895.2442 | -0.009802% | 4.12
2.16 | Exh. SLC-4, page 4.13 | Incremental O&M Expenses | -3262847.1553 | 0 | 4339931.3071 | -0.5532% | 4.13
2.17 | Exh. SLC-4, page 5.1 | Net Power Costs (Restating) | 0 | 0 | 0 | 0% | 5.1
2.18 | Exh. SLC-4, page 5.2 | Net Power Costs (Pro Forma) - Year 1 | -29331180.4698 | 0 | 39013567.7021 | -4.973% | 5.2
2.19 | Exh. SLC-4, page 5.3 | Pryor Mountain REC Revenues | 209961.5756 | 0 | -279271.0697 | 0.0356% | 5.3
2.2 | Exh. SLC-4, page 5.4 | WRAP Fees | -90171.2617 | 0 | 119937.3011 | -0.01529% | 5.4
2.21 | Exh. SLC-4, page 5.5 | AURORA Access Fees | -29843.04 | 0 | 39694.3949 | -0.00506% | 5.5
2.22 | Exh. SLC-4, page 6.1 | Pro Forma Depreciation & Amortization Expense - Year 1 | 12327645.2667 | 0 | -16397070.1321 | 2.09% | 6.1
2.23 | Exh. SLC-4, page 6.2 | Pro Forma Depreciation & Amortization Reserves - Year 1 | 0 | -87697952.5943 | -8865212.9461 | 0.95% | 6.2
2.24 | Exh. SLC-4, page 6.3 | End-of-Period Reserves - Historical | 0 | 0 | 0 | 0% | 6.3
2.25 | Exh. SLC-4, page 6.4 | Decommissioning & Other Plant Closure Costs - Year 1 | 498746.1113 | -12099335.4227 | -1886482.9393 | 0.2078% | 6.4
2.26 | Exh. SLC-4, page 7.1 | Interest True Up - Year 1 | 552278.9676 | 0 | -734589.3533 | 0.09364% | 7.1
2.27 | Exh. SLC-4, page 7.2 | Property Tax Expense - Year 1 | -666608.8449 | 0 | 886660.1645 | -0.113% | 7.2
2.28 | Exh. SLC-4, page 7.3 | Production Tax Credit - Year 1 | 16979716.4777 | 0 | -22584816.1497 | 2.879% | 7.3
2.29 | Exh. SLC-4, page 7.4 | PowerTax ADIT Balance - Year 1 | 3869671.7793 | -33187109.1219 | -8501891.5067 | 1.018% | 7.4
2.3 | Exh. SLC-4, page 7.5 | Permanent Schedule M Adjustment - Year 1 | -302035.5037 | 0 | 401739.118 | -0.05121% | 7.5
2.31 | Exh. SLC-4, page 7.6 | Remove Deferred State Tax Expense & Balance - Year 1 | -123664 | 28172848 | 3012423.7823 | -0.2957% | 7.6
2.32 | Exh. SLC-4, page 7.7 | Washington Public Utility Tax Adjustment | 0 | 0 | 0 | 0% | 7.7
2.33 | Exh. SLC-4, page 7.8 | Removal of TCJA Deferred Balances Adjustment | -8451411 | 13706021.4447 | 12626783.8443 | -1.552% | 7.8
2.34 | Exh. SLC-4, page 7.9 | Washington Low Income Tax Credit | 13171 | 0 | -17518.821 | 0.002233% | 7.9
2.35 | Exh. SLC-4, page 7.10 | Wyoming Wind Generation Tax | -183695 | 0 | 244333.7501 | -0.03114% | 7.10
2.36 | Exh. SLC-4, page 8.1 | End-of-Period Plant Balances - Historical | 0 | 0 | 0 | 0% | 8.1
2.37 | Exh. SLC-4, page 8.2 | Regulatory Assets/ Liabilities Amortization - Year 1 | -4858990.5375 | 26317588.7335 | 9123363.6791 | -1.063% | 8.2
2.38 | Exh. SLC-4, page 8.3 | Customer Advances for Construction | 0 | 0 | 0 | 0% | 8.3
2.39 | Exh. SLC-4, page 8.4 | Pro Forma Major Plant Additions - Year 1 | 80090.0373 | 132944198.8597 | 13332538.4747 | -1.18% | 8.4
2.4 | Exh. SLC-4, page 8.5 | Miscellaneous Rate Base | 0 | 0 | 0 | 0% | 8.5
2.41 | Exh. SLC-4, page 8.6 | Customer Service Deposits | 0 | 0 | 0 | 0% | 8.6
2.42 | Exh. SLC-4, page 8.7 | Investor Supplied Working Capital | 0 | 0 | 0 | 0% | 8.7
2.43 | Exh. SLC-4, page 8.8 | Labor Day Wildfire Restoration Capital Removal | 0 | 0 | 0 | 0% | 8.8
2.44 | Exh. SLC-4, page 8.9 | WIJAM Transmission Reallocation | 0 | 0 | 0 | 0% | 8.9
2.45 | Exh. SLC-4, page 8.10 | Klamath Hydroelectric Assets Transfer - Year 1 | -57462.5448 | 258581.4517 | 102570.7419 | -0.01233% | 8.10
2.46 | Exh. SLC-4, page 8.11 | Confidential Pro Forma Capital Additions - Year 1 | -180796.1417 | 2316422.0933 | 474640.5001 | -0.05373% | 8.11
2.47 | Exh. SLC-4, page 8.12 | Major Transmission Capital Addtions - Year 1 | -511007.5911 | 37655292.7328 | 4486193.2893 | -0.4488% | 8.12
2.48 | Exh. SLC-4, page 9.1 | Production Factor - Year 1 | -842671.3717 | -2800.5264 | 1120558.8195 | -0.1428% | 9.1
2.49 | Exh. SLC-4, page 10.1 | Removal of Coal-Fired Generation Assets | 0 | 0 | 0 | 0% | 10.1
2.5 | Exh. SLC-4, page 10.2 | Jim Bridger SCRs Removal | -330594.9901 | 0 | 439726.2511 | -0.05605% | 10.2
2.51 | Exh. SLC-4, page 10.3 | Colstrip Unit 3 Removal | 0 | 0 | 0 | 0% | 10.3
2.52 | Exh. SLC-4, page 10.4 | Jim Bridger Mine Rate Base - Year 1 | 0 | -1281832.0718 | -129577.8743 | 0.01284% | 10.4
2.53 | Exh. SLC-4, page 10.5 | Existing Coal-Fired Generation Assets - Year 1 | -2226611.4465 | 797315.2357 | 3042227.4007 | -0.3852% | 10.5
2.54 | Exh. SLC-4, page 10.6 | Pro Forma JB Units 3, 4 and Colstrip 4 Additions - Year 1 | -45557.2678 | 3711612.3428 | 435795.5439 | -0.04472% | 10.6
2.55 | Exh. SLC-4, page 10.7 | Pro Forma JB Units 1 & 2 Additions - Year 1 | -35986.3639 | 4061255.919 | 458410.01 | -0.04658% | 10.7
2.56 | Exh. SLC-4, page 10.8 | Fly Ash Revenues - Year 1 | -806454.1538 | 0 | 1072669.1945 | -0.1367% | 10.8
|  | Pro Forma Total | -15048475.3937 | 113165370.8391 | 31455725.5426 | -3.354%
Other | CF WA Elec | Conversion Factor |  |  | 75.18%
|  |  | -4389527.8083 | -49973200.5248 | 786843.3513

## E-Summary of results
UTILITY COMPANY
Summary of Results
Service territory : Washington
Service: Electric |  | Service = Electric
Time period : Twelve Months ended June 30, 2022
| Residential Schedule 16 | Small General Service Shedule 24 | Large General Service < 1,000 kW Schedule 36 | Large General Service > 1,000 kW Schedule 48 | Large General Dedicated Facilities Schedule 48 | Agricultural Pumping Schedule 40 | Street & Area Lighting Sch. 15, 51-54, 57 | Total
Rate Base | 527571330.3424 | 151050152.8978 | 201894557.0547 | 78970946.0802 | 93145640.4206 | 44511023.6712 | 3280696.2336 | 1100424346.7004
Proposed Rate of Return | 5.383% | 8.27% | 7.279% | 4.844% | 2.406% | 3.83% | 4.672% | 5.772%
Return Requirement | 2050350.479 | -3773477.2856 | -3044440.3406 | 732183.0639 | 3135095.1454 | 864209.4728 | 36079.4652 | 5.4715e-09
Total Operating Expenses (net of non-rate revenues) | 169118140.8716 | 51309227.4477 | 76454338.1611 | 30425890.5051 | 39824087.9496 | 14440541.3771 | 1029635.0585 | 382601861.3707
Present Revenue from Rates | 176071754.9 | 58004210.2385 | 84757248.9525 | 31760598.3937 | 38671305.3249 | 14475016.4003 | 888616.7432 | 404628750.953
Net Income From Present Rates | 6953614.0284 | 6694982.7908 | 8302910.7914 | 1334707.8886 | -1152782.6247 | 34475.0232 | -141018.3153 | 22026889.5824
Net Income Deficiency (Sufficiency) | -4903263.5494 | -10468460.0764 | -11347351.132 | -602524.8247 | 4287877.7701 | 829734.4496 | 177097.7805 | -22026889.5824
Incremental Revenue Related Expenses
Incremental Income Taxes | 14070104.4731 | 3935446.8627 | 5182233.4461 | 2035750.5913 | 2415407.9814 | 1172029.6638 | 87186.6656 | 28898159.684
Total Cost/Revenue Requirement at Unity | 0.93281 | 0.93656 | 0.94331 | 0.94419 | 0.9486 | 0.93408 | 0.92057 | 0.93796
Revenue-to-Cost Ratio at Present Rates | 1.0411 | 1.1305 | 1.1086 | 1.0439 | 0.97105 | 1.0024 | 0.86304 | 1.0576
Parity Ratio at Present Rates | 0.98849 | 1.0696 | 1.0373 | 0.97747 | 0.92501 | 0.94366 | 0.96098 | 1
Proposed Rate Revenue Increase | 14881306.6501 | -99816.9102 | 1865796.5577 | 2652819.5535 | 5400471.5239 | 1946753.1233 | 115868.6182 | 26763199.1165
Proposed Revenue from Rates | 190953061.5501 | 57904393.3283 | 86623045.5102 | 34413417.9472 | 44071776.8489 | 16421769.5236 | 1004485.3614 | 431391950.0696
Variance from Unity | 3.0985 | 0.93959 | 1.4056 | 0.55841 | 0.71513 | 0.26647 | 0.016299
Revenue-to Cost Ratio at Proposed Rates | 1.1291 | 1.1285 | 1.133 | 1.1311 | 1.1067 | 1.1372 | 0.97557 | 1.1275
Parity Ratio at Proposed Rates | 0.92207 | 1.0017 | 0.97846 | 0.92291 | 0.87746 | 0.88145 | 0.88465 | 0.93796

## Index
Description | Workpaper | COS Workbook Tab
Factor 10 | RMM-5-RenewFuturePkCrtCalc.xlsx | Inputs
Dist-Plant Splits | Pri-Sec.xlsx | Inputs
Tax Rate, Capital Structure, Embedded Costs, Target Rate of Return | WA JAM 2023 GRC.xls | Inputs
JAM Report | WA JAM 2023 GRC.xls | JAM Download
Func Factor Table | FUNC FACTORS - Jun 2022.xlsx | Func Factors
Coincident Peaks at Time of System Peak at Sales | System Peak Load.xlsx | Demand Factors
Coincident Peaks at Time of System Peak at Sales of Net Renewables | CONF-NetRenewPeaks.xlsx | Demand Factors
Customers per Transformer | XfmrCost.xlsx | Dist. Factors
Distribution Peaks at Sales | WA-HourlyLoads.xlsx | Dist. Factors
Non Coincident Peaks at Sales | WA-HourlyLoads.xlsx | Dist. Factors
Schedule Peaks at Sales | WA-HourlyLoads.xlsx | Dist. Factors
Schedule 47 MWh at Sales | RMM-6_PricingWkpps.xlsx | Energy Factors
Megawatt hours by Month at Sales | WA-HourlyLoads.xlsx | Energy Factors
Average Customers | Customers For COS.xlsx | Cust Factors
Account 902 Weighting | 902Weightings.xlsx | Cust Factors
Account 903 Weighting | 903Weightings.xls | Cust Factors
Contribution in Aid of Construction | CONFCIAC.xlsx | Cust Advances
Deposits | Deposit_Report_-_Pricing_&_Cost_of_Service.xlsx | Cust Advances
Average Transformer Costs | XfmrCost.xlsx | MtrsXfmrsSvcs
Meter Customers | Customers For COS.xlsx | MtrsXfmrsSvcs
Meter Costs | MeterCosts.xlsx | MtrsXfmrsSvcs
Sevice Drop Costs | ServiceDropCost.xlsx | MtrsXfmrsSvcs
Overhead and Underground percent | OH-UG.xlsx | MtrsXfmrsSvcs
Writeoffs and Net Writeoffs | Rev&Woffs_12ME_Jun22.xlsx | Uncollectables
Adjusted Revenue | RMM-6_PricingWkpps.xlsx | Revenues
305 Report | 305_WAJun2022.pdf | Revenues
Schedule 48 Dedicated Facilities | CONFSubDirectAssign.xlsx | DistInvest

## Inputs
INPUT OPTIONS
Prepared By : | PacifiCorp | [5 empty] | Capital | Embedded | Weighted
Jurisdiction : | State of Washington |  | Effective Tot Tax % | = | 21% |  | Structure | Costs | Costs
Test Period : | 12 Months Ending June 2022 |  | Effective Fed Tax % | = | 21% | Debt | 48.46% | 4.92% | 2.384%
Factor Method : | WCA |  | Federal Tax Rate | = | 21% | Preferred | 0.01% | 6.75% | 0.000675%
|  |  | State Tax Rate | = | 0% | Common | 51.53% | 10.3% | 5.308%
Factor 10: | Demand % = | 73.92% | Net to Gross Factor | = | 75.18% |  | 100% |  | 7.692%
| Energy % = | 26.08%
Factor 11: | Demand % = | 50% | Allocation Options:
| Energy % = | 50%
|  |  | Jurisdictional | [6 empty] | 3 | DistFunc Factors | 3 | COS Factors | 1 | Peak Method | 2 | Dist Peak Method | ROR - WorkArea
|  |  | Functional Factors - | COS Rulemaking | [6 empty] | Base Case |  | Commission Peak Credit |  | Coincident Peaks |  | Distibution Peaks
[11 empty] | MSP |  | MSP |  | 200 Total Hours |  | Distribution Peaks - Summer/Winter Max | 0.075 | FALSE
Demand | Sec = | 1.1096 | Distribution |  |  | Sys Peak Method - | Coincident Peaks |  |  |  | WCA |  | WCA |  | 100 Summer / 100 Winter Hours |  | Non Coin Peaks - maximum | Target Increase - $ | 1.248e-07
Loss Factors: | Pri = | 1.0838 | Functional Factors - | WCA | [6 empty] | Option1 |  | Option 4 |  |  |  | Schedule Peaks - 12 months
| Trn = | 1.0426 | [8 empty] | Option2 | [5 empty] | Schedule Peaks - maximum | Target ROR - % | 8.02%
70390269
Energy | Sec = | 1.0967 | COS Factors - | WCA
Loss Factors: | Pri = | 1.0708
| Trn = | 1.0453 |  |  |  |  | 1-inc
[6 empty] | Month/Yr | 0-exc
Dist Plant - split: | Sec | Pri |  |  |  | 2021-07-01 | 1
Acct 364 = | 0.12065 | 0.87935 |  |  |  | 2021-08-01 | 1
Acct 365 = | 0.30347 | 0.69653 | Target Rate of Return |  |  | 2021-09-01 | 1
Acct 366 = | 0.50487 | 0.49513 |  |  |  | 2021-10-01 | 1
Acct 367 = | 0.46549 | 0.53451 | Percent ROR = |  | 7.6% | 2021-11-01 | 1
Acct 368 = | 1 | 0 | Dollar Increase = |  | 26763219.0252 | 2021-12-01 | 1
[6 empty] | 2022-01-01 | 1
[6 empty] | 2022-02-01 | 1
[6 empty] | 2022-03-01 | 1
[6 empty] | 2022-04-01 | 1
[6 empty] | 2022-05-01 | 1
[6 empty] | 2022-06-01 | 1
[6 empty] | Dist Peak Method - | Distribution Peaks - Summer/Winter Max

## Summary Table
PacifiCorp
Cost Of Service By Rate Schedule
State of Washington
12 Months Ending June 2022
WCA
5.77% = Earned Return on Rate Base
| A | B | C | D | E | F | G | H | I | J | K | L | M
|  |  |  | Return on | Rate of | Total | Generation | Transmission | Distribution | Customer | Common | Increase | Percentage
Line | Schedule | Description | Annual | Rate | Return | Cost of | Cost of | Cost of | Cost of | Cost of | Cost of | (Decrease) | Change from
No. | No. |  | Revenue | Base | Index | Service | Service | Service | Service | Service | Service | to = ROR | Current Revenues
1 | 16 | Residential | 176071754.9 | 5.383% | 0.93266 | 178122105.379 | 99102148.8956 | 20465729.0261 | 42754382.1436 | 7570608.6746 | 8229236.6391 | 2050350.479 | 1.164%
2 | 24 | Small General Service | 58004210.2385 | 8.27% | 1.4328 | 54230732.9529 | 32083205.1973 | 7501068.6327 | 11027416.9824 | 1220686.4772 | 2398355.6633 | -3773477.2856 | -6.506%
3 | 36 | Large General Service <1,000 kW | 84757248.9525 | 7.279% | 1.2613 | 81712808.6119 | 54719653.3296 | 15037154.0005 | 8697915.5094 | 143870.0527 | 3114215.7198 | -3044440.3406 | -3.592%
4 | 48T | Large General Service >1,000 kW | 31760598.3937 | 4.844% | 0.83936 | 32492781.4575 | 21957333.9245 | 6069687.53 | 3180022.8334 | 84744.1972 | 1200992.9724 | 732183.0639 | 2.305%
5 | 48T | Dedicated Facilities | 38671305.3249 | 2.406% | 0.41683 | 41806400.4703 | 30749508.5643 | 7982424.9333 | 1607153.7462 | 66073.5027 | 1401239.7238 | 3135095.1454 | 8.107%
6 | 40 | Agricultural Pumping Service | 14475016.4003 | 3.83% | 0.6636 | 15339225.8731 | 9151525.6564 | 2184697.6921 | 3092764.4981 | 213643.491 | 696594.5355 | 864209.4728 | 5.97%
7 | 15,52,54,57 | Street Lighting | 888616.7432 | 4.672% | 0.80945 | 924696.2084 | 342457.0105 | -102666.7635 | 506272.7092 | 118405.9685 | 60227.2836 | 36079.4652 | 4.06%
12 |  | Total Washington Jurisdiction | 404628750.953 | 5.772% | 1 | 404628750.953 | 248105832.5783 | 59138095.0513 | 70865928.4223 | 9418032.3638 | 17100862.5374 | 5.4715e-09 | 0%
Footnotes :
| Column C : | Annual revenues based on July 2021 thru June 2022 forecasted data.
| Column D : | Calculated Return on Ratebase per July 2021 thru June 2022 Embedded Cost of Service Study
| Column E : | Rate of Return Index. Rate of return by rate schedule, divided by Washington Jurisdiction's normalized rate of return.
| Column F : | Calculated Full Cost of Service at Jurisdictional Rate of Return per the July 2021 thru June 2022 Embedded COS Study
| Column G : | Calculated Generation Cost of Service at Jurisdictional Rate of Return per the July 2021 thru June 2022 Embedded COS Study.
| Column H : | Calculated Transmission Cost of Service at Jurisdictional Rate of Return per the July 2021 thru June 2022 Embedded COS Study.
| Column I : | Calculated Distribution Cost of Service at Jurisdictional Rate of Return per the July 2021 thru June 2022 Embedded COS Study.
| Column J : | Calculated Customer Cost of Service at Jurisdictional Rate of Return per the July 2021 thru June 2022 Embedded COS Study.
| Column K : | Calculated Common Cost of Service at Jurisdictional Rate of Return per the July 2021 thru June 2022 Embedded COS Study.
| Column L : | Increase or Decrease Required to Move From Annual Revenue to Full Cost of Service Dollars.
| Column M : | Increase or Decrease Required to Move From Annual Revenue to Full Cost of Service Percent.
PacifiCorp
Cost Of Service By Rate Schedule
State of Washington
12 Months Ending June 2022
WCA
7.60% = Target Return on Rate Base
| A | B | C | D | E | F | G | H | I | J | K | L | M
|  |  |  | Return on | Rate of | Total | Generation | Transmission | Distribution | Customer | Common | Increase | Percentage
Line | Schedule | Description | Annual | Rate | Return | Cost of | Cost of | Cost of | Cost of | Cost of | Cost of | (Decrease) | Change from
No. | No. |  | Revenue | Base | Index | Service | Service | Service | Service | Service | Service | to = ROR | Current Revenues
1 | 16 | Residential | 176071754.9 | 5.383% | 0.93266 | 190953061.5501 | 102175766.2403 | 25397871.9604 | 47209925.5648 | 7591062.5195 | 8578435.2652 | 14881306.6501 | 8.452%
2 | 24 | Small General Service | 58004210.2385 | 8.27% | 1.4328 | 57904393.3283 | 32955303.4921 | 9040486.0763 | 12184162.579 | 1224351.6861 | 2500089.4948 | -99816.9102 | -0.1721%
3 | 36 | Large General Service <1,000 kW | 84757248.9525 | 7.279% | 1.2613 | 86623045.5102 | 56159067.6858 | 17571475.3547 | 9505250.3951 | 140445.7121 | 3246806.3626 | 1865796.5577 | 2.201%
4 | 48T | Large General Service >1,000 kW | 31760598.3937 | 4.844% | 0.83936 | 34413417.9472 | 22527734.402 | 7087715.2767 | 3460921.3164 | 84896.0945 | 1252150.8575 | 2652819.5535 | 8.353%
5 | 48T | Dedicated Facilities | 38671305.3249 | 2.406% | 0.41683 | 44071776.8489 | 31518313.2523 | 9320142.3165 | 1706119.5607 | 66109.026 | 1461092.6934 | 5400471.5239 | 13.97%
6 | 40 | Agricultural Pumping Service | 14475016.4003 | 3.83% | 0.6636 | 16421769.5236 | 9415817.8219 | 2620512.8598 | 3444872.6629 | 214405.8191 | 726160.3599 | 1946753.1233 | 13.45%
7 | 15,52,54,57 | Street Lighting | 888616.7432 | 4.672% | 0.80945 | 1004485.3614 | 350304.8624 | -83317.4782 | 555781.1726 | 118957.2741 | 62759.5305 | 115868.6182 | 13.04%
12 |  | Total Washington Jurisdiction | 404628750.953 | 5.772% | 1 | 431391950.0696 | 255102307.7568 | 70954886.3662 | 78067033.2515 | 9440228.1313 | 17827494.5638 | 26763199.1165 | 6.614%
Footnotes :
| Column C : | Annual revenues based on July 2021 thru June 2022 forecasted data.
| Column D : | Calculated Return on Ratebase per July 2021 thru June 2022 Embedded Cost of Service Study
| Column E : | Rate of Return Index. Rate of return by rate schedule, divided by Washington Jurisdiction's normalized rate of return.
| Column F : | Calculated Full Cost of Service at Jurisdictional Rate of Return per the July 2021 thru June 2022 Embedded COS Study
| Column G : | Calculated Generation Cost of Service at Jurisdictional Rate of Return per the July 2021 thru June 2022 Embedded COS Study.
| Column H : | Calculated Transmission Cost of Service at Jurisdictional Rate of Return per the July 2021 thru June 2022 Embedded COS Study.
| Column I : | Calculated Distribution Cost of Service at Jurisdictional Rate of Return per the July 2021 thru June 2022 Embedded COS Study.
| Column J : | Calculated Customer Cost of Service at Jurisdictional Rate of Return per the July 2021 thru June 2022 Embedded COS Study.
| Column K : | Calculated Common Cost of Service at Jurisdictional Rate of Return per the July 2021 thru June 2022 Embedded COS Study.
| Column L : | Increase or Decrease Required to Move From Annual Revenue to Full Cost of Service Dollars.
| Column M : | Increase or Decrease Required to Move From Annual Revenue to Full Cost of Service Percent.

## Unit Costs-earned
Unit Costs @ Earned ROR
PacifiCorp
Cost Of Service By Rate Schedule
State of Washington
WCA
12 Months Ending June 2022
5.77% = Earned Return on Rate Base
| Description | Washington Jurisdiction Normalized | Residential Schedule 16 | Small General Service Schedule 24 | Large General Service < 1,000 kW Schedule 36 | Large General Service > 1,000 kW Schedule 48 | Large General Dedicated Facilities Schedule 48 | Agricultural Pumping Schedule 40 | Street & Area Lighting Sch. 15, 51-54, 57
14 | UNITS
15 | NCP kW | 20309137.9948 | 13432084.12 | 2219686.0948 | 2342852.8247 | 776222.7203 | 814888.8 | 703218.428 | 20185.007
16 | Annual KWH | 4192488153.9629 | 1631466959.8383 | 547764809.2952 | 932596841.8381 | 376696570.1445 | 544168565.2886 | 152841487.1657 | 6952920.3925
17 | Average Customers | 140527.3007 | 110741.6966 | 20814.2351 | 1070.5694 | 66.4444 | 1 | 5140.8635 | 2692.4917
18 | Load Factor | 28.28% | 16.64% | 33.8% | 54.53% | 66.48% | 91.48% | 29.77% | 47.19%
| CP Load Factor |  | 63.44% | 73.38% |  | 522.6% | 94.63% | 102.3% | 99.19%
19
20 | GTDCCO TOTAL | 100% | 44.02% | 13.4% | 20.19% | 8.03% | 10.33% | 3.791% | 0.2285%
21 | Revenue Requirement | 404628750.953 | 178121171.6788 | 54230973.858 | 81713180.1792 | 32492978.2935 | 41806540.7134 | 15339187.8806 | 924718.3496
22 | Per NCP kW | 19.9235 | 13.2609 | 24.4318 | 34.8776 | 41.8604 | 51.3034 | 21.8128 | 45.8121
23 | Per KWH | 0.096513 | 0.10918 | 0.099004 | 0.087619 | 0.086258 | 0.076826 | 0.10036 | 0.133
24 | Per Customer | 2879.3604 | 1608.4382 | 2605.4752 | 76326.8377 | 489024.7569 | 41806540.7134 | 2983.7765 | 343.4433
25
26 | GENERATION-TOTAL | 100% | 39.94% | 12.93% | 22.05% | 8.85% | 12.39% | 3.689% | 0.138%
27 | Revenue Requirement | 248105832.5783 | 99102148.8956 | 32083205.1973 | 54719653.3296 | 21957333.9245 | 30749508.5643 | 9151525.6564 | 342457.0105
28 | Per NCP kW | 12.2165 | 7.378 | 14.4539 | 23.356 | 28.2874 | 37.7346 | 13.0138 | 16.9659
29 | Per KWH | 0.059179 | 0.060744 | 0.058571 | 0.058674 | 0.058289 | 0.056507 | 0.059876 | 0.049254
30 | Per Customer | 1765.5347 | 894.8946 | 1541.4069 | 51112.6612 | 330461.5474 | 30749508.5643 | 1780.1534 | 127.1896
31
32 | GENERATION-DEMAND | 100% | 44.89% | 12.08% | 20.48% | 8.059% | 10.62% | 3.837% | 0.02344%
33 | Revenue Requirement | 43283122.3076 | 19429677.2001 | 5229341.6366 | 8866166.2258 | 3488314.0647 | 4598635.0623 | 1660841.4486 | 10146.6694
34 | Per NCP kW | 2.1312 | 1.4465 | 2.3559 | 3.7843 | 4.494 | 5.6433 | 2.3618 | 0.50268
35 | Per KWH | 0.010324 | 0.011909 | 0.0095467 | 0.009507 | 0.0092603 | 0.0084508 | 0.010866 | 0.0014593
36 | Per Customer | 308.0051 | 175.4504 | 251.2387 | 8281.7292 | 52499.71 | 4598635.0623 | 323.0666 | 3.7685
37
38 | GENERATION-ENERGY | 100% | 38.9% | 13.11% | 22.39% | 9.017% | 12.77% | 3.657% | 0.1622%
39 | Revenue Requirement | 204822710.2707 | 79672471.6955 | 26853863.5607 | 45853487.1038 | 18469019.8598 | 26150873.5019 | 7490684.2078 | 332310.3411
40 | Per NCP kW | 10.0852 | 5.9315 | 12.098 | 19.5716 | 23.7935 | 32.0913 | 10.652 | 16.4632
41 | Per KWH | 0.048855 | 0.048835 | 0.049024 | 0.049168 | 0.049029 | 0.048057 | 0.049009 | 0.047794
42 | Per Customer | 1457.5297 | 719.4442 | 1290.1682 | 42830.932 | 277961.8374 | 26150873.5019 | 1457.0868 | 123.4211
43
44 | TRANSMISSION-TOTAL | 100% | 34.61% | 12.68% | 25.43% | 10.26% | 13.5% | 3.694% | -0.1736%
45 | Revenue Requirement | 59138095.0513 | 20464795.326 | 7501309.5378 | 15037525.5678 | 6069884.366 | 7982565.1764 | 2184659.6997 | -102644.6223
46 | Per NCP kW | 2.9119 | 1.5236 | 3.3794 | 6.4185 | 7.8198 | 9.7959 | 3.1067 | -5.0852
47 | Per KWH | 0.014106 | 0.012544 | 0.013694 | 0.016124 | 0.016113 | 0.014669 | 0.014294 | -0.014763
48 | Per Customer | 420.8299 | 184.7976 | 360.3932 | 14046.2869 | 91352.7747 | 7982565.1764 | 424.9597 | -38.1225
49
50 | TRANSMISSION-DEMAND | 100% | 34.61% | 12.68% | 25.43% | 10.26% | 13.5% | 3.694% | -0.1736%
51 | Revenue Requirement | 59138094.0057 | 20464794.8894 | 7501309.4015 | 15037525.3436 | 6069884.2759 | 7982565.0581 | 2184659.6611 | -102644.624
52 | Per NCP kW | 2.9119 | 1.5236 | 3.3794 | 6.4185 | 7.8198 | 9.7959 | 3.1067 | -5.0852
53 | Per KWH | 0.014106 | 0.012544 | 0.013694 | 0.016124 | 0.016113 | 0.014669 | 0.014294 | -0.014763
54 | Per Customer | 420.8299 | 184.7976 | 360.3932 | 14046.2867 | 91352.7734 | 7982565.0581 | 424.9597 | -38.1225
55
56 | TRANSMISSION-ENERGY | 100% | 41.75% | 13.03% | 21.44% | 8.613% | 11.32% | 3.689% | 0.164%
57 | Revenue Requirement | 1.0456 | 0.43651 | 0.13623 | 0.2242 | 0.090058 | 0.11832 | 0.038569 | 0.0017147
58 | Per NCP kW | 5.1485e-08 | 3.2498e-08 | 6.1372e-08 | 9.5696e-08 | 1.1602e-07 | 1.452e-07 | 5.4847e-08 | 8.4949e-08
59 | Per KWH | 2.494e-10 | 2.6756e-10 | 2.487e-10 | 2.4041e-10 | 2.3907e-10 | 2.1744e-10 | 2.5235e-10 | 2.4661e-10
60 | Per Customer | 7.4406e-06 | 3.9417e-06 | 6.5449e-06 | 0.00020942 | 0.0013554 | 0.11832 | 7.5025e-06 | 6.3684e-07
61
62 | DISTRIBUTION-TOTAL | 100% | 60.33% | 15.56% | 12.27% | 4.487% | 2.268% | 4.364% | 0.7144%
63 | Revenue Requirement | 70865928.4223 | 42754382.1436 | 11027416.9824 | 8697915.5094 | 3180022.8334 | 1607153.7462 | 3092764.4981 | 506272.7092
64 | Per NCP kW | 3.4894 | 3.183 | 4.968 | 3.7125 | 4.0968 | 1.9722 | 4.398 | 25.0816
65 | Per KWH | 0.016903 | 0.026206 | 0.020132 | 0.0093266 | 0.0084419 | 0.0029534 | 0.020235 | 0.072814
66 | Per Customer | 504.2858 | 386.073 | 529.8017 | 8124.5692 | 47859.8754 | 1607153.7462 | 601.6041 | 188.0313
67
68 | DISTRIBUTION-SUBSTATION | 100% | 53.75% | 13.29% | 15.94% | 6.154% | 6.145% | 4.491% | 0.2237%
69 | Revenue Requirement | 12453310.7005 | 6694072.0701 | 1655300.9646 | 1985206.9196 | 766321.9799 | 765257.2402 | 559289.6379 | 27861.8881
70 | Per NCP kW | 0.61319 | 0.49836 | 0.74574 | 0.84735 | 0.98724 | 0.93909 | 0.79533 | 1.3803
71 | Per KWH | 0.0029704 | 0.0041031 | 0.0030219 | 0.0021287 | 0.0020343 | 0.0014063 | 0.0036593 | 0.0040072
72 | Per Customer | 88.6184 | 60.4476 | 79.5274 | 1854.3467 | 11533.2739 | 765257.2402 | 108.7929 | 10.348
73
74 | DISTRIBUTION- P & C | 100% | 60.65% | 14.32% | 13.32% | 5.108% | 1.906% | 3.675% | 1.03%
75 | Revenue Requirement | 42664122.6476 | 25876267.1876 | 6107379.2799 | 5680756.7141 | 2179121.3401 | 813130.0121 | 1568064.3957 | 439403.718
76 | Per NCP kW | 2.1007 | 1.9265 | 2.7515 | 2.4247 | 2.8073 | 0.99784 | 2.2298 | 21.7688
77 | Per KWH | 0.010176 | 0.015861 | 0.01115 | 0.0060913 | 0.0057848 | 0.0014943 | 0.010259 | 0.063197
78 | Per Customer | 303.6002 | 233.6633 | 293.4232 | 5306.2945 | 32796.1406 | 813130.0121 | 305.0197 | 163.1959
79
80 | DISTRIBUTION-TRANSFORMER | 100% | 60.45% | 21.01% | 6.959% | 1.388% | 0.124% | 9.889% | 0.1798%
81 | Revenue Requirement | 8539245.0161 | 5161833.1229 | 1794221.9689 | 594261.9846 | 118506.2713 | 10588.4179 | 844475.524 | 15357.7264
82 | Per NCP kW | 0.42046 | 0.38429 | 0.80832 | 0.25365 | 0.15267 | 0.012994 | 1.2009 | 0.76085
83 | Per KWH | 0.0020368 | 0.0031639 | 0.0032755 | 0.00063721 | 0.00031459 | 1.9458e-05 | 0.0055252 | 0.0022088
84 | Per Customer | 60.7657 | 46.6115 | 86.2017 | 555.0896 | 1783.5392 | 10588.4179 | 164.2673 | 5.7039
85
86 | DISTRIBUTION-METER | 100% | 66.88% | 17.05% | 7.789% | 1.355% | 0.6521% | 5.142% | 1.129%
87 | Revenue Requirement | 1663827.9363 | 1112822.381 | 283666.2933 | 129601.5541 | 22551.8352 | 10849.9932 | 85548.4753 | 18787.4043
88 | Per NCP kW | 0.081925 | 0.082848 | 0.1278 | 0.055318 | 0.029053 | 0.013315 | 0.12165 | 0.93076
89 | Per KWH | 0.00039686 | 0.0006821 | 0.00051786 | 0.00013897 | 5.9867e-05 | 1.9939e-05 | 0.00055972 | 0.0027021
90 | Per Customer | 11.8399 | 10.0488 | 13.6285 | 121.0585 | 339.4089 | 10849.9932 | 16.6409 | 6.9777
91
92 | DISTRIBUTION-SERVICE | 100% | 70.5% | 21.4% | 5.556% | 1.686% | 0.1321% | 0.6381% | 0.08768%
93 | Revenue Requirement | 5545422.1218 | 3909387.3819 | 1186848.4758 | 308088.337 | 93521.407 | 7328.0827 | 35386.4651 | 4861.9723
94 | Per NCP kW | 0.27305 | 0.29105 | 0.53469 | 0.1315 | 0.12048 | 0.0089927 | 0.050321 | 0.24087
95 | Per KWH | 0.0013227 | 0.0023962 | 0.0021667 | 0.00033036 | 0.00024827 | 1.3467e-05 | 0.00023152 | 0.00069927
96 | Per Customer | 39.4615 | 35.3019 | 57.021 | 287.7799 | 1407.5128 | 7328.0827 | 6.8834 | 1.8058
97
98 | CUSTOMER-TOTAL | 100% | 80.38% | 12.96% | 1.528% | 0.8998% | 0.7016% | 2.268% | 1.257%
99 | Revenue Requirement | 9418032.3638 | 7570608.6746 | 1220686.4772 | 143870.0527 | 84744.1972 | 66073.5027 | 213643.491 | 118405.9685
100 | Per NCP kW | 0.46373 | 0.56362 | 0.54994 | 0.061408 | 0.10918 | 0.081083 | 0.30381 | 5.866
101 | Per KWH | 0.0022464 | 0.0046404 | 0.0022285 | 0.00015427 | 0.00022497 | 0.00012142 | 0.0013978 | 0.01703
102 | Per Customer | 67.0192 | 68.3628 | 58.6467 | 134.3865 | 1275.4143 | 66073.5027 | 41.5579 | 43.9764
103
104 | COMMON - Total | 100% | 48.12% | 14.02% | 18.21% | 7.023% | 8.194% | 4.073% | 0.3522%
105 | Revenue Requirement | 17100862.5374 | 8229236.6391 | 2398355.6633 | 3114215.7198 | 1200992.9724 | 1401239.7238 | 696594.5355 | 60227.2836
106 | Per NCP kW | 0.84203 | 0.61266 | 1.0805 | 1.3292 | 1.5472 | 1.7195 | 0.99058 | 2.9838
107 | Per KWH | 0.0040789 | 0.0050441 | 0.0043784 | 0.0033393 | 0.0031882 | 0.002575 | 0.0045576 | 0.0086622
108 | Per Customer | 121.6907 | 74.3102 | 115.2267 | 2908.9339 | 18075.1451 | 1401239.7238 | 135.5015 | 22.3686

## Unit Costs-target
Unit Costs @ Target ROR
PacifiCorp
Cost Of Service By Rate Schedule
State of Washington
WCA
12 Months Ending June 2022
7.60% = Earned Return on Rate Base
| Description | Washington Jurisdiction Normalized | Residential Schedule 16 | Small General Service Schedule 24 | Large General Service < 1,000 kW Schedule 36 | Large General Service > 1,000 kW Schedule 48 | Large General Dedicated Facilities Schedule 48 | Agricultural Pumping Schedule 40 | Street & Area Lighting Sch. 15, 51-54, 57
14 | UNITS
15 | NCP kW | 20309137.9948 | 13432084.12 | 2219686.0948 | 2342852.8247 | 776222.7203 | 814888.8 | 703218.428 | 20185.007
16 | Annual KWH | 4192488153.9629 | 1631466959.8383 | 547764809.2952 | 932596841.8381 | 376696570.1445 | 544168565.2886 | 152841487.1657 | 6952920.3925
17 | Average Customers | 140527.3007 | 110741.6966 | 20814.2351 | 1070.5694 | 66.4444 | 1 | 5140.8635 | 2692.4917
18 | Load Factor | 0.28279 | 0.16638 | 0.33805 | 0.54529 | 0.66479 | 0.91477 | 0.29773 | 0.47186
| CP Load Factor |  | 0.63436 | 0.73383 |  | 5.2261 | 0.94632 | 1.0233 | 0.99187
19
20 | GTDCCO TOTAL | 1 | 0.44264 | 0.13423 | 0.2008 | 0.079773 | 0.10216 | 0.038067 | 0.0023285
21 | Revenue Requirement | 431391950.0696 | 190952127.8499 | 57904634.2334 | 86623417.0776 | 34413614.7831 | 44071917.0919 | 16421731.5311 | 1004507.5026
22 | Per NCP kW | 21.2413 | 14.2161 | 26.0869 | 36.9735 | 44.3347 | 54.0834 | 23.3522 | 49.765
23 | Per KWH | 0.1029 | 0.11704 | 0.10571 | 0.092884 | 0.091356 | 0.080989 | 0.10744 | 0.14447
24 | Per Customer | 3069.8088 | 1724.302 | 2781.9727 | 80913.4032 | 517930.6573 | 44071917.0919 | 3194.3528 | 373.0773
25
26 | GENERATION-TOTAL | 1 | 0.40053 | 0.12918 | 0.22014 | 0.088309 | 0.12355 | 0.03691 | 0.0013732
27 | Revenue Requirement | 255102307.7568 | 102175766.2403 | 32955303.4921 | 56159067.6858 | 22527734.402 | 31518313.2523 | 9415817.8219 | 350304.8624
28 | Per NCP kW | 12.561 | 7.6068 | 14.8468 | 23.9704 | 29.0223 | 38.6781 | 13.3896 | 17.3547
29 | Per KWH | 0.060847 | 0.062628 | 0.060163 | 0.060218 | 0.059803 | 0.05792 | 0.061605 | 0.050382
30 | Per Customer | 1815.3221 | 922.6495 | 1583.306 | 52457.1927 | 339046.1699 | 31518313.2523 | 1831.5635 | 130.1043
31
32 | GENERATION-DEMAND | 1 | 0.44988 | 0.12096 | 0.20422 | 0.080349 | 0.10592 | 0.038357 | 0.00030681
33 | Revenue Requirement | 48454831.1199 | 21799060.5184 | 5861119.1943 | 9895427.2067 | 3893317.9791 | 5132454.4386 | 1858585.1467 | 14866.6361
34 | Per NCP kW | 2.3859 | 1.6229 | 2.6405 | 4.2237 | 5.0157 | 6.2983 | 2.643 | 0.73652
35 | Per KWH | 0.011558 | 0.013362 | 0.0107 | 0.010611 | 0.010335 | 0.0094317 | 0.01216 | 0.0021382
36 | Per Customer | 344.8072 | 196.846 | 281.5919 | 9243.1437 | 58595.0866 | 5132454.4386 | 361.5317 | 5.5215
37
38 | GENERATION-ENERGY | 1 | 0.38896 | 0.13111 | 0.22388 | 0.090175 | 0.12769 | 0.036571 | 0.0016232
39 | Revenue Requirement | 206647476.6369 | 80376705.7219 | 27094184.2978 | 46263640.4791 | 18634416.4229 | 26385858.8137 | 7557232.6753 | 335438.2263
40 | Per NCP kW | 10.1751 | 5.9839 | 12.2063 | 19.7467 | 24.0065 | 32.3797 | 10.7466 | 16.6182
41 | Per KWH | 0.04929 | 0.049267 | 0.049463 | 0.049607 | 0.049468 | 0.048488 | 0.049445 | 0.048244
42 | Per Customer | 1470.5148 | 725.8035 | 1301.7141 | 43214.049 | 280451.0833 | 26385858.8137 | 1470.0318 | 124.5828
43
44 | TRANSMISSION-TOTAL | 1 | 0.35793 | 0.12742 | 0.24765 | 0.099893 | 0.13136 | 0.036932 | -0.0011739
45 | Revenue Requirement | 70954886.3662 | 25396938.2602 | 9040726.9814 | 17571846.9221 | 7087912.1127 | 9320282.5596 | 2620474.8673 | -83295.337
46 | Per NCP kW | 3.4937 | 1.8908 | 4.073 | 7.5002 | 9.1313 | 11.4375 | 3.7264 | -4.1266
47 | Per KWH | 0.016924 | 0.015567 | 0.016505 | 0.018842 | 0.018816 | 0.017128 | 0.017145 | -0.01198
48 | Per Customer | 504.9189 | 229.3349 | 434.3531 | 16413.5517 | 106674.2626 | 9320282.5596 | 509.7344 | -30.9362
49
50 | TRANSMISSION-DEMAND | 1 | 0.35793 | 0.12742 | 0.24765 | 0.099893 | 0.13136 | 0.036932 | -0.0011739
51 | Revenue Requirement | 70954885.3206 | 25396937.8237 | 9040726.8452 | 17571846.6979 | 7087912.0226 | 9320282.4412 | 2620474.8287 | -83295.3387
52 | Per NCP kW | 3.4937 | 1.8908 | 4.073 | 7.5002 | 9.1313 | 11.4375 | 3.7264 | -4.1266
53 | Per KWH | 0.016924 | 0.015567 | 0.016505 | 0.018842 | 0.018816 | 0.017128 | 0.017145 | -0.01198
54 | Per Customer | 504.9189 | 229.3349 | 434.3531 | 16413.5515 | 106674.2612 | 9320282.4412 | 509.7344 | -30.9362
55
56 | TRANSMISSION-ENERGY | 1 | 0.41747 | 0.13028 | 0.21442 | 0.08613 | 0.11316 | 0.036887 | 0.0016399
57 | Revenue Requirement | 1.0456 | 0.43651 | 0.13623 | 0.2242 | 0.090058 | 0.11832 | 0.038569 | 0.0017147
58 | Per NCP kW | 5.1485e-08 | 3.2498e-08 | 6.1372e-08 | 9.5696e-08 | 1.1602e-07 | 1.452e-07 | 5.4847e-08 | 8.4949e-08
59 | Per KWH | 2.494e-10 | 2.6756e-10 | 2.487e-10 | 2.4041e-10 | 2.3907e-10 | 2.1744e-10 | 2.5235e-10 | 2.4661e-10
60 | Per Customer | 7.4406e-06 | 3.9417e-06 | 6.5449e-06 | 0.00020942 | 0.0013554 | 0.11832 | 7.5025e-06 | 6.3684e-07
61
62 | DISTRIBUTION-TOTAL | 1 | 0.60474 | 0.15607 | 0.12176 | 0.044333 | 0.021855 | 0.044127 | 0.0071193
63 | Revenue Requirement | 78067033.2515 | 47209925.5648 | 12184162.579 | 9505250.3951 | 3460921.3164 | 1706119.5607 | 3444872.6629 | 555781.1726
64 | Per NCP kW | 3.8439 | 3.5147 | 5.4891 | 4.0571 | 4.4587 | 2.0937 | 4.8987 | 27.5344
65 | Per KWH | 0.018621 | 0.028937 | 0.022243 | 0.010192 | 0.0091876 | 0.0031353 | 0.022539 | 0.079935
66 | Per Customer | 555.5293 | 426.3067 | 585.3764 | 8878.6864 | 52087.4446 | 1706119.5607 | 670.0961 | 206.4189
67
68 | DISTRIBUTION-SUBSTATION | 1 | 0.53587 | 0.13187 | 0.16093 | 0.062116 | 0.062053 | 0.045256 | 0.0019043
69 | Revenue Requirement | 13922144.4974 | 7460395.6266 | 1835979.725 | 2240488.4407 | 864793.1011 | 863913.7966 | 630061.8783 | 26511.9291
70 | Per NCP kW | 0.68551 | 0.55542 | 0.82713 | 0.95631 | 1.1141 | 1.0602 | 0.89597 | 1.3134
71 | Per KWH | 0.0033207 | 0.0045728 | 0.0033518 | 0.0024024 | 0.0022957 | 0.0015876 | 0.0041223 | 0.0038131
72 | Per Customer | 99.0707 | 67.3675 | 88.2079 | 2092.8007 | 13015.2808 | 863913.7966 | 122.5595 | 9.8466
73
74 | DISTRIBUTION- P & C | 1 | 0.6089 | 0.14206 | 0.13286 | 0.051019 | 0.017788 | 0.036599 | 0.010774
75 | Revenue Requirement | 45957633.674 | 27983621.6937 | 6528725.4727 | 6105870.3085 | 2344729.3438 | 817512.0066 | 1682011.2854 | 495163.5633
76 | Per NCP kW | 2.2629 | 2.0833 | 2.9413 | 2.6062 | 3.0207 | 1.0032 | 2.3919 | 24.5313
77 | Per KWH | 0.010962 | 0.017152 | 0.011919 | 0.0065472 | 0.0062245 | 0.0015023 | 0.011005 | 0.071217
78 | Per Customer | 327.037 | 252.6927 | 313.6664 | 5703.3856 | 35288.5687 | 817512.0066 | 327.1846 | 183.9053
79
80 | DISTRIBUTION-TRANSFORMER | 1 | 0.60225 | 0.21267 | 0.068055 | 0.012658 | 0.00076603 | 0.10225 | 0.0013464
81 | Revenue Requirement | 9872565.5662 | 5945731.2378 | 2099613.421 | 671879.3336 | 124970.5235 | 7562.665 | 1009515.9624 | 13292.4229
82 | Per NCP kW | 0.48611 | 0.44265 | 0.94591 | 0.28678 | 0.161 | 0.0092806 | 1.4356 | 0.65853
83 | Per KWH | 0.0023548 | 0.0036444 | 0.0038331 | 0.00072044 | 0.00033175 | 1.3898e-05 | 0.006605 | 0.0019118
84 | Per Customer | 70.2537 | 53.6901 | 100.8739 | 627.5906 | 1880.8273 | 7562.665 | 196.3709 | 4.9368
85
86 | DISTRIBUTION-METER | 1 | 0.67069 | 0.17056 | 0.077467 | 0.013044 | 0.0064212 | 0.051715 | 0.010099
87 | Revenue Requirement | 1813003.99 | 1215969.4154 | 309228.2042 | 140447.2896 | 23648.761 | 11641.6834 | 93759.0995 | 18309.5369
88 | Per NCP kW | 0.08927 | 0.090527 | 0.13931 | 0.059947 | 0.030466 | 0.014286 | 0.13333 | 0.90709
89 | Per KWH | 0.00043244 | 0.00074532 | 0.00056453 | 0.0001506 | 6.2779e-05 | 2.1394e-05 | 0.00061344 | 0.0026334
90 | Per Customer | 12.9014 | 10.9802 | 14.8566 | 131.1893 | 355.9178 | 11641.6834 | 18.238 | 6.8002
91
92 | DISTRIBUTION-SERVICE | 1 | 0.70816 | 0.21696 | 0.053304 | 0.015808 | 0.00084431 | 0.004541 | 0.00038509
93 | Revenue Requirement | 6501685.5238 | 4604207.5913 | 1410615.7561 | 346565.0227 | 102779.587 | 5489.4091 | 29524.4372 | 2503.7204
94 | Per NCP kW | 0.32014 | 0.34278 | 0.6355 | 0.14792 | 0.13241 | 0.0067364 | 0.041985 | 0.12404
95 | Per KWH | 0.0015508 | 0.0028221 | 0.0025752 | 0.00037161 | 0.00027284 | 1.0088e-05 | 0.00019317 | 0.0003601
96 | Per Customer | 46.2664 | 41.5761 | 67.7717 | 323.7203 | 1546.85 | 5489.4091 | 5.7431 | 0.92989
97
98 | CUSTOMER-TOTAL | 1 | 0.80412 | 0.1297 | 0.014877 | 0.008993 | 0.0070029 | 0.022712 | 0.012601
99 | Revenue Requirement | 9440228.1313 | 7591062.5195 | 1224351.6861 | 140445.7121 | 84896.0945 | 66109.026 | 214405.8191 | 118957.2741
100 | Per NCP kW | 0.46483 | 0.56514 | 0.55159 | 0.059946 | 0.10937 | 0.081126 | 0.30489 | 5.8933
101 | Per KWH | 0.0022517 | 0.0046529 | 0.0022352 | 0.0001506 | 0.00022537 | 0.00012149 | 0.0014028 | 0.017109
102 | Per Customer | 67.1772 | 68.5475 | 58.8228 | 131.1879 | 1277.7004 | 66109.026 | 41.7062 | 44.1811
103
104 | COMMON-TOTAL | 1 | 0.48119 | 0.14024 | 0.18212 | 0.070237 | 0.081957 | 0.040733 | 0.0035204
105 | Revenue Requirement | 17827494.5638 | 8578435.2652 | 2500089.4948 | 3246806.3626 | 1252150.8575 | 1461092.6934 | 726160.3599 | 62759.5305
106 | Per NCP kW | 0.87781 | 0.63865 | 1.1263 | 1.3858 | 1.6131 | 1.793 | 1.0326 | 3.1092
107 | Per KWH | 0.0042522 | 0.0052581 | 0.0045642 | 0.0034815 | 0.003324 | 0.002685 | 0.0047511 | 0.0090264
108 | Per Customer | 126.8614 | 77.4635 | 120.1144 | 3032.7844 | 18845.0798 | 1461092.6934 | 141.2526 | 23.3091

## Function Summary
Function Summary
Rocky Mountain Power
Cost Of Service - Function Summary
State of Washington
WCA
12 Months Ending June 2022
| A | B | C | D | E | F | G | H | I | J | K | L | M
| 12 Months Ending June 2022 C: Washington | Distribution | Distribution | Distribution | Distribution | Distribution | Chk Total
|  |  | Jurisdiction | Generation | Transmission | Distribution | Customer | Common | Substations | Poles & Wires | Transformers | Meters | Services
| DESCRIPTION |  | Normalized | Function | Function | Function | Function | Function | Function | Function | Function | Function | Function | 0
14 | 12 Months Ending June 2022 A: Operating Expenses
15 | Operation & Maintenance Expenses |  | 299613961.7066 | 238387573.3819 | 19982105.9375 | 18590890.068 | 7456310.2815 | 15197082.0378 | 2689550.4114 | 14976954.659 | 405893.4459 | 312910.4984 | 205581.0533 | 0
16 | Depreciation Expense |  | 55619535.6255 | 24443842.809 | 13236523.1268 | 17883492.7648 | 55676.9249 | 0 | 2509607.5552 | 8937391.2863 | 3493009.0909 | 833175.086 | 2110309.7463 | 0
17 | Amortization Expense |  | 15472658.7273 | 1898728.0724 | 985093.3189 | 11595487.0609 | 993350.2751 | 0 | 2710773.7623 | 8552961.7679 | 191667.0368 | 23652.4249 | 116432.0689 | 0
18 | Taxes Other Than Income |  | 28898159.684 | 13663533.2501 | 7114170.9333 | 7876494.1092 | 243961.3914 | 0 | 1183918.1468 | 3735467.2627 | 1708448.0693 | 210828.8434 | 1037831.787 | 0
19 | Income Taxes - Federal |  | -14192440.6963 | -21916236.2461 | 3067189.2418 | 3704451.1655 | 493817.413 | 458337.7295 | 755609.4794 | 1694274.8439 | 685897.6481 | 76740.364 | 491928.8301 | 0
20 | Income Taxes - State |  | 0 | 0 | 0 | 0 | 0 | 0 | 0 | 0 | 0 | 0 | 0 | 0
21 | Income Taxes Deferred |  | -2711754.5123 | 1539582.0281 | 232762.7164 | -4218143.309 | -265955.9479 | 0 | -596462.0515 | -2275034.2555 | -772248.2338 | -107288.3759 | -467110.3923 | 0
22 | Investment Tax Credit Adj |  | 0 | 0 | 0 | 0 | 0 | 0 | 0 | 0 | 0 | 0 | 0 | 0
23 | Misc Revenues & Expense |  | -98259.1642 | -100600.9747 | 2.5321 | 2.3484 | 2336.93 | 0 | 0.35299 | 1.1137 | 0.50938 | 0.062859 | 0.30943 | 0
24
25 | Total Operating Expenses |  | 382601861.3707 | 257916422.3207 | 44617847.8068 | 55432674.2078 | 8979497.2681 | 15655419.7673 | 9252997.6566 | 35622016.6781 | 5712667.5666 | 1350018.9038 | 3494973.4027 | 0
26
27
28 | 12 Months Ending June 2022 A: Rate Base :
29 | Electric Plant In Service |  | 2408541688.7417 | 943369462.8712 | 750134243.4413 | 699124054.602 | 15913927.8272 | 0 | 107136108.694 | 338033020.0787 | 146720613.5371 | 18105869.1898 | 89128443.1023 | 0
30 | Plant Held For Future Use |  | 467184.7162 | 467184.7162 | 0 | 0 | 0 | 0 | 0 | 0 | 0 | 0 | 0 | 0
31 | Electric Plant Acquisition Adj |  | 115844.1985 | 115844.1985 | 0 | 0 | 0 | 0 | 0 | 0 | 0 | 0 | 0 | 0
32 | Pensions |  | 0 | 0 | 0 | 0 | 0 | 0 | 0 | 0 | 0 | 0 | 0 | 0
33 | Prepayments |  | 5.1223e-09 | 2.149e-09 | 1.5426e-09 | 1.4307e-09 | 0 | 0 | 2.1505e-10 | 6.7851e-10 | 3.1032e-10 | 3.8295e-11 | 1.8851e-10 | 0
34 | Fuel Stock |  | 1.5716e-09 | 1.5716e-09 | 0 | 0 | 0 | 0 | 0 | 0 | 0 | 0 | 0 | 0
35 | Materials & Supplies |  | 8.6889e-05 | 7.0217e-05 | 9.0414e-07 | 1.5768e-05 | 0 | 0 | 2.3701e-06 | 7.4781e-06 | 3.4202e-06 | 4.2206e-07 | 2.0777e-06 | 0
36 | Misc Deferred Debits |  | 392246.6086 | 392246.6086 | 0 | 0 | 0 | 0 | 0 | 0 | 0 | 0 | 0 | 0
37 | Cash Working Capital |  | 29873668.4172 | 0 | 0 | 0 | 0 | 29873668.4172 | 0 | 0 | 0 | 0 | 0 | 0
38 | Weatherization Loans |  | 3311.89 | 0 | 0 | 0 | 0 | 3311.89 | 0 | 0 | 0 | 0 | 0 | 0
39 | Miscellaneous Rate Base |  | 0 | 0 | 0 | 0 | 0 | 0 | 0 | 0 | 0 | 0 | 0 | 0
40
41 | Total Rate Base Additions |  | 2439393944.5722 | 944344738.3945 | 750134243.4413 | 699124054.602 | 15913927.8272 | 29876980.3072 | 107136108.694 | 338033020.0787 | 146720613.5371 | 18105869.1898 | 89128443.1023 | 0
42
43 | 12 Months Ending June 2022 A: Rate Base Deductions :
44 | Accum Provision For Depreciation |  | -1005501106.3249 | -475502559.0345 | -200149472.6368 | -329404805.1908 | -444269.4629 | 0 | -35647508.9875 | -167890782.0463 | -75825048.931 | -9997286.6233 | -40044178.6027 | 0
45 | Accum Provision For Amortization |  | -64932897.3479 | -29226391.5214 | -12931870.5334 | -9567304.2538 | -13207331.0392 | 0 | -1438064.3171 | -4537342.5457 | -2075192.6243 | -256086.485 | -1260618.2818 | 0
46 | Accum Deferred Income Taxes |  | -164955908.3513 | -56684058.9676 | -51134896.4238 | -56195641.2047 | -941311.7552 | 0 | -8473755.8439 | -26453946.2369 | -12291538.0007 | -1508213.1141 | -7468188.0092 | 0
47 | Unamortized ITC |  | -14943.3387 | -6269.2959 | -4500.2978 | -4173.7451 | 0 | 0 | -627.3568 | -1979.4198 | -905.3046 | -111.718 | -549.9459 | 0
48 | Customer Advance For Construction |  | -7825156.6493 | 0 | 0 | -7825156.6493 | 0 | 0 | -1176201.5981 | -3711120.2121 | -1697312.7363 | -209454.7019 | -1031067.4008 | 0
49 | Customer Service Deposits |  | -408390.6325 | 0 | 0 | 0 | -408390.6325 | 0 | 0 | 0 | 0 | 0 | 0 | 0
50 | Misc Rate Base Deductions |  | -95331195.2272 | -95250895.9316 | -41661.1663 | -38638.1293 | 0 | 0 | -5807.7086 | -18324.3287 | -8380.7893 | -1034.2206 | -5091.0822 | 0
51
52 | Total Rate Base Deductions |  | -1338969597.8718 | -656670174.751 | -264262401.058 | -403035719.173 | -15001302.8898 | 0 | -46741965.8119 | -202613494.7895 | -91898378.3862 | -11972186.8628 | -49809693.3226 | 0
53
54 | Total Rate Base |  | 1100424346.7004 | 287674563.6436 | 485871842.3832 | 296088335.4289 | 912624.9375 | 29876980.3072 | 60394142.882 | 135419525.2892 | 54822235.1509 | 6133682.327 | 39318749.7797 | 0
55
56
57 | Return On Rate Base | 5.772% | 63511127.3858 | 16603173.0505 | 28042153.5268 | 17088774.9306 | 52672.2612 | 1724353.6168 | 3485655.4323 | 7815754.665 | 3164072.0879 | 354006.2348 | 2269286.5106 | 0
58 | Total Operating Expenses |  | 382601861.3707 | 257916422.3207 | 44617847.8068 | 55432674.2078 | 8979497.2681 | 15655419.7673 | 9252997.6566 | 35622016.6781 | 5712667.5666 | 1350018.9038 | 3494973.4027 | 0
59 | Revenue Credits |  | -41484237.8034 | -26413762.793 | -13521906.2823 | -1655520.7161 | 385862.8345 | -278910.8466 | -285342.3884 | -773648.6955 | -337494.6384 | -40197.2022 | -218837.7915 | 0
60
61 | Total Revenue Requirements |  | 404628750.953 | 248105832.5783 | 59138095.0513 | 70865928.4223 | 9418032.3638 | 17100862.5374 | 12453310.7005 | 42664122.6476 | 8539245.0161 | 1663827.9363 | 5545422.1218 | 0
62
63
64 | Return On Rate Base @ Target ROR | 7.6% | 83632235.7456 | 21863263.0192 | 36926253.5732 | 22502709.5632 | 69359.4831 | 2270650.1069 | 4589954.0576 | 10291882.1248 | 4166489.1439 | 466159.7755 | 2988224.4615 | 0
65 | Total Operating Expenses Adjusted for Taxes |  | 389243952.1274 | 259652807.5305 | 47550539.0753 | 57219844.4043 | 8985005.8137 | 15835755.3036 | 9617532.8283 | 36439400.2446 | 6043571.0607 | 1387041.4168 | 3732298.8538 | 0
66 | Revenue Credits |  | -41484237.8034 | -26413762.793 | -13521906.2823 | -1655520.7161 | 385862.8345 | -278910.8466 | -285342.3884 | -773648.6955 | -337494.6384 | -40197.2022 | -218837.7915 | 0
67
68 | Total Target Revenue Requirements |  | 431391950.0696 | 255102307.7568 | 70954886.3662 | 78067033.2515 | 9440228.1313 | 17827494.5638 | 13922144.4974 | 45957633.674 | 9872565.5662 | 1813003.99 | 6501685.5238 | 0

## Class Summary
Class Summary
PacifiCorp
Cost Of Service By Rate Schedule - All Functions
State of Washington
WCA
12 Months Ending June 2022
| A | B | C | D | E | F | G | H | I | J
Chk Total
| DESCRIPTION |  | Washington Jurisdiction Normalized | Residential Schedule 16 | Small General Service Schedule 24 | Large General Service < 1,000 kW Schedule 36 | Large General Service > 1,000 kW Schedule 48 | Large General Dedicated Facilities Schedule 48 | Agricultural Pumping Schedule 40 | Street & Area Lighting Sch. 15, 51-54, 57 | 0
13 | Operating Revenues |  | 446112988.7565 | 197516635.0287 | 63800583.0055 | 91151147.8537 | 34251525.3697 | 42064904.9711 | 16145291.1453 | 1182901.3825 | 0
14
15 | 12 Months Ending June 2022 A: Operating Expenses
16 | Operation & Maintenance Expenses |  | 299613961.7066 | 127309176.3794 | 39574177.6363 | 62412227.3778 | 24967716.5054 | 33728381.3178 | 10976796.8718 | 645485.6181 | 0
17 | Depreciation Expense |  | 55619535.6255 | 27152419.1257 | 7748061.5322 | 9945624.3037 | 3841528.626 | 4364292.6731 | 2342054.366 | 225554.9989 | 0
18 | Amortization Expense |  | 15472658.7273 | 8088410.1179 | 2155253.0144 | 2429224.3193 | 952661.9187 | 1161771.5277 | 600037.6069 | 85300.2223 | 0
19 | Taxes Other Than Income |  | 28898159.684 | 14070104.4731 | 3935446.8627 | 5182233.4461 | 2035750.5913 | 2415407.9814 | 1172029.6638 | 87186.6656 | 0
20 | Income Taxes - Federal |  | -14192440.6963 | -5380428.3933 | -1591468.3043 | -3428342.0236 | -1342369.7153 | -1971581.1528 | -498021.7076 | 19770.6005 | 0
21 | Income Taxes - State |  | 0 | 0 | 0 | 0 | 0 | 0 | 0 | 0 | 0
22 | Income Taxes Deferred |  | -2711754.5123 | -2081473.43 | -499267.694 | -65210.9586 | -20790.1359 | 137129.9712 | -148644.1856 | -33498.0794 | 0
23 | Investment Tax Credit Adj |  | 0 | 0 | 0 | 0 | 0 | 0 | 0 | 0 | 0
24 | Misc Revenues & Expense |  | -98259.1642 | -40067.4012 | -12975.5997 | -21418.3037 | -8607.2851 | -11314.3689 | -3711.2381 | -164.9675 | 0
25
26 | Total Operating Expenses |  | 382601861.3707 | 169118140.8716 | 51309227.4477 | 76454338.1611 | 30425890.5051 | 39824087.9496 | 14440541.3771 | 1029635.0585 | 0
27
28 | Operating Revenue For Return |  | 63511127.3858 | 28398494.1571 | 12491355.5578 | 14696809.6926 | 3825634.8646 | 2240817.0215 | 1704749.7682 | 153266.324 | 0
29
30
31 | 12 Months Ending June 2022 A: Rate Base :
32 | Electric Plant In Service |  | 2408541688.7417 | 1167574190.6409 | 334942188.0507 | 433413636.5484 | 168241170.7642 | 196115407.1788 | 99712192.0835 | 8542903.4751 | 0
33 | Plant Held For Future Use |  | 467184.7162 | 205237.1783 | 58235.3123 | 96115.7493 | 38088.0695 | 51336.0976 | 17648.0615 | 524.2478 | 0
34 | Electric Plant Acquisition Adj |  | 115844.1985 | 50891.0835 | 14440.1622 | 23833.0826 | 9444.4055 | 12729.417 | 4376.054 | 129.9937 | 0
35 | Pensions |  | 0 | 0 | 0 | 0 | 0 | 0 | 0 | 0 | 0
36 | Prepayments |  | 5.1223e-09 | 2.4632e-09 | 7.0836e-10 | 9.332e-10 | 3.6262e-10 | 4.2619e-10 | 2.1151e-10 | 1.7146e-11 | 0
37 | Fuel Stock |  | 1.5716e-09 | 6.9042e-10 | 1.959e-10 | 3.2333e-10 | 1.2813e-10 | 1.7269e-10 | 5.9368e-11 | 1.7636e-12 | 0
38 | Materials & Supplies |  | 8.6889e-05 | 4.087e-05 | 1.151e-05 | 1.6407e-05 | 6.4037e-06 | 7.9886e-06 | 3.4952e-06 | 2.1479e-07 | 0
39 | Misc Deferred Debits |  | 392246.6086 | 172316.3972 | 48894.1589 | 80698.4376 | 31978.6063 | 43101.603 | 14817.249 | 440.1566 | 0
40 | Cash Working Capital |  | 29873668.4172 | 14356569.6175 | 4182584.296 | 5451057.4496 | 2103192.3641 | 2460614.8508 | 1215534.9831 | 104114.856 | 0
41 | Weatherization Loans |  | 3311.89 | 1454.9341 | 412.8323 | 681.3682 | 270.0078 | 363.9235 | 125.1078 | 3.7164 | 0
42 | Miscellaneous Rate Base |  | 0 | 0 | 0 | 0 | 0 | 0 | 0 | 0 | 0
43
44 | Total Rate Base Additions |  | 2439393944.5722 | 1182360659.8516 | 339246754.8123 | 439066022.6357 | 170424144.2173 | 198683553.0707 | 100964693.539 | 8648116.4456 | 0
45
46 | 12 Months Ending June 2022 A: Rate Base Deductions :
47 | Accum Provision For Depreciation |  | -1005501106.3249 | -493504661.1313 | -141152381.9143 | -177999370.2494 | -68571998.4554 | -77436052.0722 | -43082867.5806 | -3753774.9217 | 0
48 | Accum Provision For Amortization |  | -64932897.3479 | -34171041.7454 | -9032310.3028 | -10053456.6925 | -3950451.5992 | -4861693.0186 | -2493573.544 | -370370.4455 | 0
49 | Accum Deferred Income Taxes |  | -164955908.3513 | -81499951.5492 | -23215512.8507 | -28853289.3548 | -11159129.5359 | -12767236.9142 | -6824566.7195 | -636221.4271 | 0
50 | Unamortized ITC |  | -14943.3387 | -7197.018 | -2060.1791 | -2717.5654 | -1057.3683 | -1254.2239 | -607.7455 | -49.2385 | 0
51 | Customer Advance For Construction |  | -7825156.6493 | -3536416.8388 | -2851322.2818 | -497726.8282 | 0 | 0 | -440094.2967 | -499596.4039 | 0
52 | Customer Service Deposits |  | -408390.6325 | -184716.4699 | -57943.6126 | -155300.7203 | 0 | 0 | -10305.0512 | -124.7785 | 0
53 | Misc Rate Base Deductions |  | -95331195.2272 | -41885344.7567 | -11885070.7732 | -19609604.1704 | -7770561.1784 | -10471676.4213 | -3601654.9304 | -107282.9968 | 0
54
55 | Total Rate Base Deductions |  | -1338969597.8718 | -654789329.5093 | -188196601.9145 | -237171465.581 | -91453198.1372 | -105537912.6501 | -56453669.8678 | -5367420.212 | 0
56
57 | Total Rate Base |  | 1100424346.7004 | 527571330.3424 | 151050152.8978 | 201894557.0547 | 78970946.0802 | 93145640.4206 | 44511023.6712 | 3280696.2336 | 0
58
59 | Calculated Return On Rate Base |  | 5.772% | 5.383% | 8.27% | 7.279% | 4.844% | 2.406% | 3.83% | 4.672%
60
61 | Return On RB @ Jurisdictional Ave. | 5.772% | 63511127.3858 | 30448844.6361 | 8717878.2722 | 11652369.3519 | 4557817.9284 | 5375912.1669 | 2568959.241 | 189345.7892 | 0
62 | Total Operating Expenses |  | 382601861.3707 | 169118140.8716 | 51309227.4477 | 76454338.1611 | 30425890.5051 | 39824087.9496 | 14440541.3771 | 1029635.0585 | 0
63 | Revenue Credits |  | -41484237.8034 | -21444880.1287 | -5796372.767 | -6393898.9012 | -2490926.976 | -3393599.6462 | -1670274.7451 | -294284.6393 | 0
64
65 | Total Revenue Requirements |  | 404628750.953 | 178122105.379 | 54230732.9529 | 81712808.6119 | 32492781.4575 | 41806400.4703 | 15339225.8731 | 924696.2084 | 0
66 | Class Revenue |  | 404628750.953 | 176071754.9 | 58004210.2385 | 84757248.9525 | 31760598.3937 | 38671305.3249 | 14475016.4003 | 888616.7432 | 0
67 | [10 empty] | 0
68 | 12 Months Ending June 2022 A: Increase / (Decrease) Required to
69 | Earn Equal Rates of Return |  | 0 | 2050350.479 | -3773477.2856 | -3044440.3406 | 732183.0639 | 3135095.1454 | 864209.4728 | 36079.4652 | 0
70
71 | Percent % |  | 0% | 1.164% | -6.506% | -3.592% | 2.305% | 8.107% | 5.97% | 4.06%
72
73
74 | Return On Rate Base @ Target ROR | 7.6% | 83632235.7456 | 40095414.1047 | 11479809.6157 | 15343983.6568 | 6001790.8541 | 7079067.4358 | 3382837.2083 | 249332.8702 | 0
75 | Total Operating Expenses Adjusted for Taxes |  | 389243952.1274 | 172302527.5741 | 52220956.4796 | 77672960.7545 | 30902554.0691 | 40386309.0592 | 14709207.0603 | 1049437.1305 | 0
76 | Revenue Credits |  | -41484237.8034 | -21444880.1287 | -5796372.767 | -6393898.9012 | -2490926.976 | -3393599.6462 | -1670274.7451 | -294284.6393 | 0
77
78 | Total Target Revenue Requirements |  | 431391950.0696 | 190953061.5501 | 57904393.3283 | 86623045.5102 | 34413417.9472 | 44071776.8489 | 16421769.5236 | 1004485.3614 | 0
79 | Class Revenue |  | 404628750.953 | 176071754.9 | 58004210.2385 | 84757248.9525 | 31760598.3937 | 38671305.3249 | 14475016.4003 | 888616.7432 | 0
80
81 | 12 Months Ending June 2022 A: Increase / (Decrease) Required to
82 | Earn Target Rate of Return |  | 26763199.1165 | 14881306.6501 | -99816.9102 | 1865796.5577 | 2652819.5535 | 5400471.5239 | 1946753.1233 | 115868.6182 | 0
83
84 | Percent % |  | 6.614% | 8.452% | -0.1721% | 2.201% | 8.353% | 13.97% | 13.45% | 13.04%

## Generation Summary
Generation Summary
PacifiCorp
Cost Of Service By Rate Schedule - Generation Function
State of Washington
WCA
12 Months Ending June 2022
| A | B | C | D | E | F | G | H | I | J
Chk Total
| DESCRIPTION |  | Washington Jurisdiction Normalized | Residential Schedule 16 | Small General Service Schedule 24 | Large General Service < 1,000 kW Schedule 36 | Large General Service > 1,000 kW Schedule 48 | Large General Dedicated Facilities Schedule 48 | Agricultural Pumping Schedule 40 | Street & Area Lighting Sch. 15, 51-54, 57 | 0
13 | 12 Months Ending June 2022 A: Operating Expenses
14 | Operation & Maintenance Expenses |  | 238387573.3819 | 94473847.6106 | 31070060.5223 | 52699785.7529 | 21184978.5111 | 29823074.7233 | 8754389.4957 | 381436.7658 | 0
15 | Depreciation Expense |  | 24443842.809 | 10738333.5781 | 3046963.5869 | 5028927.9265 | 1992828.0016 | 2685985.7689 | 923374.4739 | 27429.4731 | 0
16 | Amortization Expense |  | 1898728.0724 | 842453.8608 | 238156.2143 | 385766.7972 | 152803.4088 | 205148.0129 | 71829.8591 | 2569.9192 | 0
17 | Taxes Other Than Income |  | 13663533.2501 | 6002518.6563 | 1703135.328 | 2811056.3411 | 1113944.6209 | 1501411.5178 | 516140.585 | 15326.201 | 0
18 | Income Taxes - Federal |  | -21916236.2461 | -9628008.6955 | -2731820.2053 | -4508919.7461 | -1786761.3764 | -2408256.2632 | -827886.813 | -24583.1466 | 0
19 | Income Taxes - State |  | 0 | 0 | 0 | 0 | 0 | 0 | 0 | 0 | 0
20 | Income Taxes Deferred |  | 1539582.0281 | 676352.8641 | 191906.1852 | 316744.706 | 125517.25 | 169176.3139 | 58157.7806 | 1726.9284 | 0
21 | Investment Tax Credit Adj |  | 0 | 0 | 0 | 0 | 0 | 0 | 0 | 0 | 0
22 | Misc Revenues & Expense |  | -100600.9747 | -41998.1216 | -13106.7965 | -21571.1419 | -8664.7285 | -11384.3516 | -3710.8592 | -164.9755 | 0
23
24 | Total Operating Expenses |  | 257916422.3207 | 103063499.7528 | 33505294.835 | 56711790.6358 | 22774645.6876 | 31965155.722 | 9492294.5221 | 403741.1654 | 0
25
26
27 | 12 Months Ending June 2022 A: Rate Base :
28 | Electric Plant In Service |  | 943369462.8712 | 414428126.4956 | 117592492.5079 | 194083110.1683 | 76909882.6308 | 103661153.9309 | 35636102.2388 | 1058594.899 | 0
29 | Plant Held For Future Use |  | 467184.7162 | 205237.1783 | 58235.3123 | 96115.7493 | 38088.0695 | 51336.0976 | 17648.0615 | 524.2478 | 0
30 | Electric Plant Acquisition Adj |  | 115844.1985 | 50891.0835 | 14440.1622 | 23833.0826 | 9444.4055 | 12729.417 | 4376.054 | 129.9937 | 0
31 | Pensions |  | 0 | 0 | 0 | 0 | 0 | 0 | 0 | 0 | 0
32 | Prepayments |  | 2.149e-09 | 9.4406e-10 | 2.6787e-10 | 4.4212e-10 | 1.752e-10 | 2.3614e-10 | 8.1179e-11 | 2.4115e-12 | 0
33 | Fuel Stock |  | 1.5716e-09 | 6.9042e-10 | 1.959e-10 | 3.2333e-10 | 1.2813e-10 | 1.7269e-10 | 5.9368e-11 | 1.7636e-12 | 0
34 | Materials & Supplies |  | 7.0217e-05 | 3.0847e-05 | 8.7526e-06 | 1.4446e-05 | 5.7245e-06 | 7.7157e-06 | 2.6525e-06 | 7.8793e-08 | 0
35 | Misc Deferred Debits |  | 392246.6086 | 172316.3972 | 48894.1589 | 80698.4376 | 31978.6063 | 43101.603 | 14817.249 | 440.1566 | 0
36 | Cash Working Capital |  | 0 | 0 | 0 | 0 | 0 | 0 | 0 | 0 | 0
37 | Weatherization Loans |  | 0 | 0 | 0 | 0 | 0 | 0 | 0 | 0 | 0
38 | Miscellaneous Rate Base |  | 0 | 0 | 0 | 0 | 0 | 0 | 0 | 0 | 0
39
40 | Total Rate Base Additions |  | 944344738.3945 | 414856571.1547 | 117714062.1412 | 194283757.4378 | 76989393.7121 | 103768321.0485 | 35672943.6033 | 1059689.297 | 0
41
42 | 12 Months Ending June 2022 A: Rate Base Deductions :
43 | Accum Provision For Depreciation |  | -475502559.0345 | -208891258.8762 | -59272144.49 | -97827011.7728 | -38766196.5384 | -52250094.9062 | -17962270.8551 | -533581.5958 | 0
44 | Accum Provision For Amortization |  | -29226391.5214 | -12841619.5184 | -3643783.3023 | -6011582.9924 | -2382152.1126 | -3210127.7952 | -1104215.5888 | -32910.2116 | 0
45 | Accum Deferred Income Taxes |  | -56684058.9676 | -24898480.9251 | -7066051.2348 | -11663029.7163 | -4621837.6089 | -6229869.0415 | -2141165.7345 | -63624.7065 | 0
46 | Unamortized ITC |  | -6269.2959 | -2754.1084 | -781.4681 | -1289.8252 | -511.1239 | -688.9147 | -236.8222 | -7.0334 | 0
47 | Customer Advance For Construction |  | 0 | 0 | 0 | 0 | 0 | 0 | 0 | 0 | 0
48 | Customer Service Deposits |  | 0 | 0 | 0 | 0 | 0 | 0 | 0 | 0 | 0
49 | Misc Rate Base Deductions |  | -95250895.9316 | -41844316.4652 | -11873174.5165 | -19596341.472 | -7765499.6424 | -10466543.7814 | -3598134.9825 | -106885.0716 | 0
50
51 | Total Rate Base Deductions |  | -656670174.751 | -288478429.8933 | -81855935.0117 | -135099255.7787 | -53536197.0262 | -72157324.439 | -24806023.9832 | -737008.6189 | 0
52
53 | Total Rate Base |  | 287674563.6436 | 126378141.2615 | 35858127.1294 | 59184501.6591 | 23453196.6858 | 31610996.6095 | 10866919.6201 | 322680.6781 | 0
54
55 | Calculated Return On Rate Base |  |  | 5.383% | 8.27% | 7.279% | 4.844% | 2.406% | 3.83% | 4.672%
56
57 | Return On Rate Base | 5.772% | 16603173.0505 | 7293930.0666 | 2069556.246 | 3415840.8394 | 1353604.1499 | 1824432.5823 | 627185.611 | 18623.5553 | 0
58 | Total Operating Expenses |  | 257916422.3207 | 103063499.7528 | 33505294.835 | 56711790.6358 | 22774645.6876 | 31965155.722 | 9492294.5221 | 403741.1654 | 0
59 | Revenue Credits |  | -26413762.793 | -11255280.9238 | -3491645.8837 | -5407978.1455 | -2170915.913 | -3040079.74 | -967954.4767 | -79907.7102 | 0
60
61 | Total Revenue Requirements |  | 248105832.5783 | 99102148.8956 | 32083205.1973 | 54719653.3296 | 21957333.9245 | 30749508.5643 | 9151525.6564 | 342457.0105 | 0
62 | [10 empty] | 0
63
64 | Return On Rate Base @ Target ROR | 7.6% | 21863263.0192 | 9604737.0587 | 2725217.186 | 4498021.3407 | 1782442.6369 | 2402435.3228 | 825885.7469 | 24523.7273 | 0
65 | Total Op. exp. Adjusted for Taxes |  | 259652807.5305 | 103826310.1054 | 33721732.1898 | 57069024.4907 | 22916207.6781 | 32155957.6695 | 9557886.5518 | 405688.8453 | 0
66 | Revenue Credits |  | -26413762.793 | -11255280.9238 | -3491645.8837 | -5407978.1455 | -2170915.913 | -3040079.74 | -967954.4767 | -79907.7102 | 0
67
68 | Total Target Revenue Requirements |  | 255102307.7568 | 102175766.2403 | 32955303.4921 | 56159067.6858 | 22527734.402 | 31518313.2523 | 9415817.8219 | 350304.8624 | 0
PacifiCorp
Cost Of Service By Rate Schedule - Generation-Demand Summary
State of Washington
WCA
12 Months Ending June 2022
| A | B | C | D | E | F | G | H | I | J
Chk Total
| DESCRIPTION |  | Washington Jurisdiction Normalized | Residential Schedule 16 | Small General Service Schedule 24 | Large General Service < 1,000 kW Schedule 36 | Large General Service > 1,000 kW Schedule 48 | Large General Dedicated Facilities Schedule 48 | Agricultural Pumping Schedule 40 | Street & Area Lighting Sch. 15, 51-54, 57 | 0
| Operating Revenues |  | 47558389.3648 | 21480210.2556 | 6478014.5353 | 10128576.7339 | 3579994.6075 | 4183620.6329 | 1666112.0708 | 41860.5287
83 | 12 Months Ending June 2022 A: Operating Expenses
84 | Operation & Maintenance Expenses |  | 20994709.9917 | 9586547.1262 | 2569373.5985 | 4189330.6064 | 1649471.7505 | 2178427.7201 | 801920.562 | 19638.628 | 0
85 | Depreciation Expense |  | 18068589.4019 | 8235328.2233 | 2212954.5329 | 3611160.1439 | 1422252.0238 | 1880095.4261 | 689827.4901 | 16971.5618 | 0
86 | Amortization Expense |  | 1403516.5499 | 625237.6282 | 175711.1126 | 284260.372 | 112522.5644 | 150755.9918 | 53157.0425 | 1871.8384 | 0
87 | Taxes Other Than Income |  | 10099916.5313 | 4436988.3175 | 1258936.7874 | 2077898.4389 | 823414.2286 | 1109825.0161 | 381524.8026 | 11328.9402 | 0
88 | Income Taxes - Federal |  | -16200213.5695 | -7116906.177 | -2019328.0572 | -3332938.2853 | -1320752.1388 | -1780153.5518 | -611963.7985 | -18171.5611 | 0
89 | Income Taxes - State |  | 0 | 0 | 0 | 0 | 0 | 0 | 0 | 0 | 0
90 | Income Taxes Deferred |  | 1138040.1901 | 499951.7583 | 141854.7031 | 234133.8096 | 92780.8148 | 125053.0604 | 42989.5195 | 1276.5243 | 0
91 | Investment Tax Credit Adj |  | 0 | 0 | 0 | 0 | 0 | 0 | 0 | 0 | 0
92 | Misc Revenues & Expense |  | -74363.0091 | -31044.4974 | -9688.3836 | -15945.124 | -6404.8612 | -8415.1733 | -2743.0217 | -121.9479 | 0
93
94 | Total Operating Expenses |  | 35430196.0863 | 16236102.3791 | 4329814.2937 | 7047899.9614 | 2773284.3822 | 3655588.4895 | 1354712.5967 | 32793.9838 | 0
95
96
97 | 12 Months Ending June 2022 A: Rate Base :
98 | Electric Plant In Service |  | 697327159.7318 | 317509229.3859 | 85447514.601 | 139480686.768 | 54944009.912 | 72672253.8104 | 26614929.1869 | 658536.0676 | 0
99 | Plant Held For Future Use |  | 345337.2237 | 157658.7247 | 42260.8529 | 68925.688 | 27138.435 | 35841.2963 | 13190.7468 | 321.4798 | 0
100 | Electric Plant Acquisition Adj |  | 85630.6135 | 39093.4206 | 10479.0985 | 17090.9724 | 6729.3089 | 8887.2904 | 3270.808 | 79.7149 | 0
101 | Pensions |  | 0 | 0 | 0 | 0 | 0 | 0 | 0 | 0 | 0
102 | Prepayments |  | 1.5885e-09 | 6.9784e-10 | 1.9801e-10 | 3.2681e-10 | 1.2951e-10 | 1.7455e-10 | 6.0006e-11 | 1.7825e-12 | 0
103 | Fuel Stock |  | 1.1617e-09 | 5.3036e-10 | 1.4217e-10 | 2.3187e-10 | 9.1294e-11 | 1.2057e-10 | 4.4374e-11 | 1.0815e-12 | 0
104 | Materials & Supplies |  | 5.1903e-05 | 2.2801e-05 | 6.4698e-06 | 1.0678e-05 | 4.2315e-06 | 5.7033e-06 | 1.9607e-06 | 5.8243e-08 | 0
105 | Misc Deferred Debits |  | 289943.8918 | 127374.1716 | 36141.9637 | 59651.2973 | 23638.1943 | 31860.1774 | 10952.7291 | 325.3583 | 0
106 | Cash Working Capital |  | 0 | 0 | 0 | 0 | 0 | 0 | 0 | 0 | 0
107 | Weatherization Loans |  | 0 | 0 | 0 | 0 | 0 | 0 | 0 | 0 | 0
108 | Miscellaneous Rate Base |  | 0 | 0 | 0 | 0 | 0 | 0 | 0 | 0 | 0
109
110 | Total Rate Base Additions |  | 698048071.4609 | 317833355.7029 | 85536396.5162 | 139626354.7257 | 55001515.8502 | 72748842.5745 | 26642343.4708 | 659262.6206 | 0
111
112 | 12 Months Ending June 2022 A: Rate Base Deductions :
113 | Accum Provision For Depreciation |  | -351485671.2953 | -160364904.5114 | -43026589.2052 | -70188803.4804 | -27638822.6906 | -36515097.0785 | -13423131.965 | -328322.3643 | 0
114 | Accum Provision For Amortization |  | -21603790.8698 | -9496509.7114 | -2692892.8952 | -4442211.5059 | -1760150.5825 | -2371421.3772 | -816323.9411 | -24280.8566 | 0
115 | Accum Deferred Income Taxes |  | -41900162.5531 | -18404652.3324 | -5223138.5815 | -8621168.8061 | -3416405.7874 | -4605042.9393 | -1582723.5022 | -47030.6042 | 0
116 | Unamortized ITC |  | -4634.1868 | -2035.8032 | -577.6516 | -953.423 | -377.8165 | -509.2373 | -175.0561 | -5.199 | 0
117 | Customer Advance For Construction |  | 0 | 0 | 0 | 0 | 0 | 0 | 0 | 0 | 0
118 | Customer Service Deposits |  | 0 | 0 | 0 | 0 | 0 | 0 | 0 | 0 | 0
119 | Misc Rate Base Deductions |  | -70408296.3633 | -32143152.2447 | -8616355.7615 | -14053021.1259 | -5533184.4435 | -7307682.9775 | -2689347.417 | -65552.3932 | 0
120
121 | Total Rate Base Deductions |  | -485402555.2683 | -220411254.6031 | -59559554.095 | -97306158.3412 | -38348941.3204 | -50799753.6098 | -18511701.8814 | -465191.4173 | 0
122
123 | Total Rate Base |  | 212645516.1927 | 97422101.0998 | 25976842.4211 | 42320196.3845 | 16652574.5298 | 21949088.9647 | 8130641.5894 | 194071.2033 | 0
124
125 | Calculated Return On Rate Base |  |  | 5.383% | 8.27% | 7.279% | 4.844% | 2.406% | 3.83% | 4.672%
126
127 | Return On Rate Base | 5.772% | 12272862.2894 | 5622728.6244 | 1499256.6759 | 2442515.3729 | 961105.4003 | 1266794.3866 | 469260.9858 | 11200.8435 | 0
128 | Total Operating Expenses |  | 35430196.0863 | 16236102.3791 | 4329814.2937 | 7047899.9614 | 2773284.3822 | 3655588.4895 | 1354712.5967 | 32793.9838 | 0
129 | Revenue Credits |  | -4419936.0681 | -2429153.8034 | -599729.333 | -624249.1085 | -246075.7178 | -323747.8137 | -163132.1339 | -33848.1579 | 0
130
131 | Total Revenue Requirements |  | 43283122.3076 | 19429677.2001 | 5229341.6366 | 8866166.2258 | 3488314.0647 | 4598635.0623 | 1660841.4486 | 10146.6694 | 0
132 | [10 empty] | 0
133
134 | Return On Rate Base @ Target ROR | 7.6% | 16161056.4086 | 7404078.3907 | 1974239.6793 | 3216334.3636 | 1265595.4433 | 1668130.47 | 617928.6529 | 14749.4089 | 0
135 | Total Op. exp. Adjusted for Taxes |  | 36713710.7794 | 16824135.9311 | 4486608.848 | 7303341.9516 | 2873798.2537 | 3788071.7823 | 1403788.6277 | 33965.3851 | 0
136 | Revenue Credits |  | -4419936.0681 | -2429153.8034 | -599729.333 | -624249.1085 | -246075.7178 | -323747.8137 | -163132.1339 | -33848.1579 | 0
137
138 | Total Target Revenue Requirements |  | 48454831.1199 | 21799060.5184 | 5861119.1943 | 9895427.2067 | 3893317.9791 | 5132454.4386 | 1858585.1467 | 14866.6361 | 0
PacifiCorp
Cost Of Service By Rate Schedule - Generation-Energy Summary
State of Washington
WCA
12 Months Ending June 2022
| A | B | C | D | E | F | G | H | I | J
Chk Total
| DESCRIPTION |  | Washington Jurisdiction Normalized | Residential Schedule 16 | Small General Service Schedule 24 | Large General Service < 1,000 kW Schedule 36 | Large General Service > 1,000 kW Schedule 48 | Large General Dedicated Facilities Schedule 48 | Agricultural Pumping Schedule 40 | Street & Area Lighting Sch. 15, 51-54, 57 | 0
| Operating Revenues |  | 226762362.1265 | 88386064.2118 | 29992630.5957 | 50891519.0406 | 20330807.7476 | 28542005.0258 | 8242379.9947 | 376955.5104
153 | 12 Months Ending June 2022 A: Operating Expenses
154 | Operation & Maintenance Expenses |  | 217392863.3902 | 84887300.4844 | 28500686.9238 | 48510455.1465 | 19535506.7606 | 27644647.0032 | 7952468.9337 | 361798.1378 | 0
155 | Depreciation Expense |  | 6375253.4071 | 2503005.3548 | 834009.0541 | 1417767.7826 | 570575.9778 | 805890.3428 | 233546.9837 | 10457.9113 | 0
156 | Amortization Expense |  | 495211.5225 | 217216.2326 | 62445.1017 | 101506.4252 | 40280.8444 | 54392.0211 | 18672.8166 | 698.0808 | 0
157 | Taxes Other Than Income |  | 3563616.7188 | 1565530.3388 | 444198.5406 | 733157.9022 | 290530.3923 | 391586.5017 | 134615.7823 | 3997.2608 | 0
158 | Income Taxes - Federal |  | -5716022.6765 | -2511102.5185 | -712492.1481 | -1175981.4608 | -466009.2376 | -628102.7115 | -215923.0145 | -6411.5855 | 0
159 | Income Taxes - State |  | 0 | 0 | 0 | 0 | 0 | 0 | 0 | 0 | 0
160 | Income Taxes Deferred |  | 401541.838 | 176401.1058 | 50051.4821 | 82610.8964 | 32736.4352 | 44123.2534 | 15168.261 | 450.4041 | 0
161 | Investment Tax Credit Adj |  | 0 | 0 | 0 | 0 | 0 | 0 | 0 | 0 | 0
162 | Misc Revenues & Expense |  | -26237.9656 | -10953.6242 | -3418.413 | -5626.0178 | -2259.8672 | -2969.1782 | -967.8375 | -43.0276 | 0
163
164 | Total Operating Expenses |  | 222486226.2344 | 86827397.3737 | 29175480.5413 | 49663890.6744 | 20001361.3054 | 28309567.2325 | 8137581.9255 | 370947.1817 | 0
165
166
167 | 12 Months Ending June 2022 A: Rate Base :
168 | Electric Plant In Service |  | 246042303.1394 | 96918897.1097 | 32144977.9069 | 54602423.4003 | 21965872.7188 | 30988900.1204 | 9021173.0519 | 400058.8314 | 0
169 | Plant Held For Future Use |  | 121847.4925 | 47578.4536 | 15974.4593 | 27190.0612 | 10949.6345 | 15494.8012 | 4457.3147 | 202.7679 | 0
170 | Electric Plant Acquisition Adj |  | 30213.5849 | 11797.663 | 3961.0637 | 6742.1102 | 2715.0966 | 3842.1266 | 1105.246 | 50.2788 | 0
171 | Pensions |  | 0 | 0 | 0 | 0 | 0 | 0 | 0 | 0 | 0
172 | Prepayments |  | 5.6048e-10 | 2.4622e-10 | 6.9865e-11 | 1.1531e-10 | 4.5694e-11 | 6.1588e-11 | 2.1172e-11 | 6.2894e-13 | 0
173 | Fuel Stock |  | 4.0989e-10 | 1.6005e-10 | 5.3738e-11 | 9.1467e-11 | 3.6835e-11 | 5.2124e-11 | 1.4994e-11 | 6.8211e-13 | 0
174 | Materials & Supplies |  | 1.8313e-05 | 8.0452e-06 | 2.2828e-06 | 3.7677e-06 | 1.493e-06 | 2.0123e-06 | 6.9179e-07 | 2.055e-08 | 0
175 | Misc Deferred Debits |  | 102302.7168 | 44942.2256 | 12752.1951 | 21047.1403 | 8340.4119 | 11241.4256 | 3864.5199 | 114.7982 | 0
176 | Cash Working Capital |  | 0 | 0 | 0 | 0 | 0 | 0 | 0 | 0 | 0
177 | Weatherization Loans |  | 0 | 0 | 0 | 0 | 0 | 0 | 0 | 0 | 0
178 | Miscellaneous Rate Base |  | 0 | 0 | 0 | 0 | 0 | 0 | 0 | 0 | 0
179
180 | Total Rate Base Additions |  | 246296666.9336 | 97023215.4519 | 32177665.625 | 54657402.712 | 21987877.8619 | 31019478.4739 | 9030600.1325 | 400426.6764 | 0
181
182 | 12 Months Ending June 2022 A: Rate Base Deductions :
183 | Accum Provision For Depreciation |  | -124016887.7392 | -48526354.3648 | -16245555.2848 | -27638208.2924 | -11127373.8478 | -15734997.8277 | -4539138.8902 | -205259.2315 | 0
184 | Accum Provision For Amortization |  | -7622600.6516 | -3345109.8071 | -950890.4072 | -1569371.4865 | -622001.5301 | -838706.4181 | -287891.6477 | -8629.355 | 0
185 | Accum Deferred Income Taxes |  | -14783896.4145 | -6493828.5927 | -1842912.6534 | -3041860.9102 | -1205431.8216 | -1624826.1021 | -558442.2323 | -16594.1022 | 0
186 | Unamortized ITC |  | -1635.1091 | -718.3052 | -203.8164 | -336.4022 | -133.3074 | -179.6774 | -61.7661 | -1.8344 | 0
187 | Customer Advance For Construction |  | 0 | 0 | 0 | 0 | 0 | 0 | 0 | 0 | 0
188 | Customer Service Deposits |  | 0 | 0 | 0 | 0 | 0 | 0 | 0 | 0 | 0
189 | Misc Rate Base Deductions |  | -24842599.5683 | -9701164.2205 | -3256818.755 | -5543320.3462 | -2232315.1989 | -3158860.8039 | -908787.5655 | -41332.6784 | 0
190
191 | Total Rate Base Deductions |  | -171267619.4827 | -68067175.2902 | -22296380.9167 | -37793097.4374 | -15187255.7058 | -21357570.8292 | -6294322.1018 | -271817.2016 | 0
192
193 | Total Rate Base |  | 75029047.4509 | 28956040.1617 | 9881284.7083 | 16864305.2746 | 6800622.1561 | 9661907.6447 | 2736278.0307 | 128609.4748 | 0
194
195 | Calculated Return On Rate Base |  |  | 5.383% | 8.27% | 7.279% | 4.844% | 2.406% | 3.83% | 4.672%
196
197 | Return On Rate Base | 5.772% | 4330310.7611 | 1671201.4423 | 570299.5701 | 973325.4665 | 392498.7496 | 557638.1957 | 157924.6253 | 7422.7118 | 0
198 | Total Operating Expenses |  | 222486226.2344 | 86827397.3737 | 29175480.5413 | 49663890.6744 | 20001361.3054 | 28309567.2325 | 8137581.9255 | 370947.1817 | 0
199 | Revenue Credits |  | -21993826.7248 | -8826127.1205 | -2891916.5507 | -4783729.0371 | -1924840.1951 | -2716331.9263 | -804822.3429 | -46059.5523 | 0
200
201 | Total Revenue Requirements |  | 204822710.2707 | 79672471.6955 | 26853863.5607 | 45853487.1038 | 18469019.8598 | 26150873.5019 | 7490684.2078 | 332310.3411 | 0
202 | [10 empty] | 0
203
204 | Return On Rate Base @ Target ROR | 7.6% | 5702206.6106 | 2200658.668 | 750977.5067 | 1281686.9771 | 516847.1936 | 734304.8528 | 207957.094 | 9774.3184 | 0
205 | Total Op. exp. Adjusted for Taxes |  | 222939096.7512 | 87002174.1744 | 29235123.3418 | 49765682.5391 | 20042409.4244 | 28367885.8872 | 8154097.9241 | 371723.4602 | 0
206 | Revenue Credits |  | -21993826.7248 | -8826127.1205 | -2891916.5507 | -4783729.0371 | -1924840.1951 | -2716331.9263 | -804822.3429 | -46059.5523 | 0
207
208 | Total Target Revenue Requirements |  | 206647476.6369 | 80376705.7219 | 27094184.2978 | 46263640.4791 | 18634416.4229 | 26385858.8137 | 7557232.6753 | 335438.2263 | 0

## Transmission Summary
Transmission Summary
PacifiCorp
Cost Of Service By Rate Schedule - Transmission Function
State of Washington
WCA
12 Months Ending June 2022
| A | B | C | D | E | F | G | H | I | J
Chk Total
| DESCRIPTION |  | Washington Jurisdiction Normalized | Residential Schedule 16 | Small General Service Schedule 24 | Large General Service < 1,000 kW Schedule 36 | Large General Service > 1,000 kW Schedule 48 | Large General Dedicated Facilities Schedule 48 | Agricultural Pumping Schedule 40 | Street & Area Lighting Sch. 15, 51-54, 57 | 0
13 | 12 Months Ending June 2022 A: Operating Expenses
14 | Operation & Maintenance Expenses |  | 19982105.9375 | 8341975.9807 | 2603368.3823 | 4284618.9461 | 1721052.1316 | 2261243.6928 | 737078.159 | 32768.645 | 0
15 | Depreciation Expense |  | 13236523.1268 | 5525881.9234 | 1724520.2236 | 2838212.2459 | 1140057.33 | 1497890.389 | 488254.4477 | 21706.5673 | 0
16 | Amortization Expense |  | 985093.3189 | 412182.8863 | 128101.9637 | 210854.8925 | 84648.9237 | 111336.2981 | 36375.0419 | 1593.3128 | 0
17 | Taxes Other Than Income |  | 7114170.9333 | 2969343.1124 | 926789.5607 | 1525760.6599 | 612892.5536 | 805358.2289 | 262377.7907 | 11649.0272 | 0
18 | Income Taxes - Federal |  | 3067189.2418 | 1280196.5731 | 399574.1734 | 657813.3595 | 264241.2538 | 347220.515 | 113121.029 | 5022.338 | 0
19 | Income Taxes - State |  | 0 | 0 | 0 | 0 | 0 | 0 | 0 | 0 | 0
20 | Income Taxes Deferred |  | 232762.7164 | 97151.4988 | 30322.8665 | 49920.11 | 20052.7281 | 26349.8545 | 8584.5235 | 381.135 | 0
21 | Investment Tax Credit Adj |  | 0 | 0 | 0 | 0 | 0 | 0 | 0 | 0 | 0
22 | Misc Revenues & Expense |  | 2.5321 | 1.0571 | 0.3299 | 0.54295 | 0.21809 | 0.28654 | 0.093402 | 0.0041524 | 0
23
24 | Total Operating Expenses |  | 44617847.8068 | 18626733.0319 | 5812677.5001 | 9567180.7568 | 3842945.1389 | 5049399.2648 | 1645791.0851 | 73121.0293 | 0
25
26
27 | 12 Months Ending June 2022 A: Rate Base :
28 | Electric Plant In Service |  | 750134243.4413 | 313160277.5332 | 97731229.0269 | 160845878.8901 | 64608812.641 | 84887765.6868 | 27670134.9141 | 1230144.7491 | 0
29 | Plant Held For Future Use |  | 0 | 0 | 0 | 0 | 0 | 0 | 0 | 0 | 0
30 | Electric Plant Acquisition Adj |  | 0 | 0 | 0 | 0 | 0 | 0 | 0 | 0 | 0
31 | Pensions |  | 0 | 0 | 0 | 0 | 0 | 0 | 0 | 0 | 0
32 | Prepayments |  | 1.5426e-09 | 6.44e-10 | 2.0098e-10 | 3.3077e-10 | 1.3286e-10 | 1.7457e-10 | 5.6902e-11 | 2.5297e-12 | 0
33 | Fuel Stock |  | 0 | 0 | 0 | 0 | 0 | 0 | 0 | 0 | 0
34 | Materials & Supplies |  | 9.0414e-07 | 3.7745e-07 | 1.178e-07 | 1.9387e-07 | 7.7873e-08 | 1.0232e-07 | 3.3351e-08 | 1.4827e-09 | 0
35 | Misc Deferred Debits |  | 0 | 0 | 0 | 0 | 0 | 0 | 0 | 0 | 0
36 | Cash Working Capital |  | 0 | 0 | 0 | 0 | 0 | 0 | 0 | 0 | 0
37 | Weatherization Loans |  | 0 | 0 | 0 | 0 | 0 | 0 | 0 | 0 | 0
38 | Miscellaneous Rate Base |  | 0 | 0 | 0 | 0 | 0 | 0 | 0 | 0 | 0
39
40 | Total Rate Base Additions |  | 750134243.4413 | 313160277.5332 | 97731229.0269 | 160845878.8901 | 64608812.641 | 84887765.6868 | 27670134.9141 | 1230144.7491 | 0
41
42 | 12 Months Ending June 2022 A: Rate Base Deductions :
43 | Accum Provision For Depreciation |  | -200149472.6368 | -83556863.2509 | -26076471.1396 | -42916608.7499 | -17238807.4413 | -22649601.3001 | -7382895.7407 | -328225.0143 | 0
44 | Accum Provision For Amortization |  | -12931870.5334 | -5445984.3029 | -1690876.1034 | -2748706.6408 | -1102388.0042 | -1441199.6141 | -480187.74 | -22528.128 | 0
45 | Accum Deferred Income Taxes |  | -51134896.4238 | -21342890.164 | -6661532.0238 | -10966795.263 | -4405322.5268 | -5788720.753 | -1885905.7036 | -83729.9897 | 0
46 | Unamortized ITC |  | -4500.2978 | -1878.3535 | -586.2706 | -965.169 | -387.7049 | -509.4553 | -165.9755 | -7.369 | 0
47 | Customer Advance For Construction |  | 0 | 0 | 0 | 0 | 0 | 0 | 0 | 0 | 0
48 | Customer Service Deposits |  | 0 | 0 | 0 | 0 | 0 | 0 | 0 | 0 | 0
49 | Misc Rate Base Deductions |  | -41661.1663 | -17392.3834 | -5427.8244 | -8933.1036 | -3588.2624 | -4714.5206 | -1536.7517 | -68.3201 | 0
50
51 | Total Rate Base Deductions |  | -264262401.058 | -110365008.4547 | -34434893.3617 | -56642008.9263 | -22750493.9395 | -29884745.643 | -9750691.9115 | -434558.8212 | 0
52
53 | Total Rate Base |  | 485871842.3832 | 202795269.0784 | 63296335.6652 | 104203869.9638 | 41858318.7015 | 55003020.0437 | 17919443.0026 | 795585.9279 | 0
54
55 | Calculated Return On Rate Base |  |  | 5.383% | 8.27% | 7.279% | 4.844% | 2.406% | 3.83% | 4.672%
56
57 | Return On Rate Base | 5.772% | 28042153.5268 | 11704354.0579 | 3653155.8481 | 6014139.2538 | 2415858.0453 | 3174506.1104 | 1034222.8711 | 45917.3403 | 0
58 | Total Operating Expenses |  | 44617847.8068 | 18626733.0319 | 5812677.5001 | 9567180.7568 | 3842945.1389 | 5049399.2648 | 1645791.0851 | 73121.0293 | 0
59 | Revenue Credits |  | -13521906.2823 | -9865358.0636 | -1964764.7155 | -544166.0102 | -189115.6542 | -241480.4418 | -495316.264 | -221705.1331 | 0
60
61 | Total Revenue Requirements |  | 59138095.0513 | 20465729.0261 | 7501068.6327 | 15037154.0005 | 6069687.53 | 7982424.9333 | 2184697.6921 | -102666.7635 | 0
62 | [10 empty] | 0
63
64 | Return On Rate Base @ Target ROR | 7.6% | 36926253.5732 | 15412437.7587 | 4810520.6706 | 7919492.7344 | 3181231.6658 | 4180228.7934 | 1361877.4304 | 60464.52 | 0
65 | Total Op. exp. Adjusted for Taxes |  | 47550539.0753 | 19850792.2653 | 6194730.1212 | 10196148.6305 | 4095599.2651 | 5381393.9649 | 1753951.6934 | 77923.1349 | 0
66 | Revenue Credits |  | -13521906.2823 | -9865358.0636 | -1964764.7155 | -544166.0102 | -189115.6542 | -241480.4418 | -495316.264 | -221705.1331 | 0
67
68 | Total Target Revenue Requirements |  | 70954886.3662 | 25397871.9604 | 9040486.0763 | 17571475.3547 | 7087715.2767 | 9320142.3165 | 2620512.8598 | -83317.4782 | 0
PacifiCorp
Cost Of Service By Rate Schedule - Transmission-Demand Summary
State of Washington
WCA
12 Months Ending June 2022
| A | B | C | D | E | F | G | H | I | J
Chk Total
| DESCRIPTION |  | Washington Jurisdiction Normalized | Residential Schedule 16 | Small General Service Schedule 24 | Large General Service < 1,000 kW Schedule 36 | Large General Service > 1,000 kW Schedule 48 | Large General Dedicated Facilities Schedule 48 | Agricultural Pumping Schedule 40 | Street & Area Lighting Sch. 15, 51-54, 57 | 0
| Operating Revenues |  | 72428380.8438 | 29542010.4723 | 11047319.0235 | 17153018.8328 | 5870908.4413 | 6372754.3354 | 2332058.6877 | 110311.0508
83 | 12 Months Ending June 2022 A: Operating Expenses
84 | Operation & Maintenance Expenses |  | 19982104.8919 | 8341975.5442 | 2603368.246 | 4284618.7219 | 1721052.0416 | 2261243.5745 | 737078.1204 | 32768.6432 | 0
85 | Depreciation Expense |  | 13236523.1268 | 5525881.9234 | 1724520.2236 | 2838212.2459 | 1140057.33 | 1497890.389 | 488254.4477 | 21706.5673 | 0
86 | Amortization Expense |  | 985093.3189 | 411249.1862 | 128342.8688 | 211226.4599 | 84845.7596 | 111476.5411 | 36337.0494 | 1615.454 | 0
87 | Taxes Other Than Income |  | 7114170.9333 | 2969343.1124 | 926789.5607 | 1525760.6599 | 612892.5536 | 805358.2289 | 262377.7907 | 11649.0272 | 0
88 | Income Taxes - Federal |  | 3067189.2418 | 1280196.5731 | 399574.1734 | 657813.3595 | 264241.2538 | 347220.515 | 113121.029 | 5022.338 | 0
89 | Income Taxes - State |  | 0 | 0 | 0 | 0 | 0 | 0 | 0 | 0 | 0
90 | Income Taxes Deferred |  | 232762.7164 | 97151.4988 | 30322.8665 | 49920.11 | 20052.7281 | 26349.8545 | 8584.5235 | 381.135 | 0
91 | Investment Tax Credit Adj |  | 0 | 0 | 0 | 0 | 0 | 0 | 0 | 0 | 0
92 | Misc Revenues & Expense |  | 2.5321 | 1.0571 | 0.3299 | 0.54295 | 0.21809 | 0.28654 | 0.093402 | 0.0041524 | 0
93
94 | Total Operating Expenses |  | 44617846.7612 | 18625798.8952 | 5812918.2689 | 9567552.0999 | 3843141.8848 | 5049539.3895 | 1645753.054 | 73143.1688 | 0
95
96
97 | 12 Months Ending June 2022 A: Rate Base :
98 | Electric Plant In Service |  | 750134243.4413 | 313160277.5332 | 97731229.0269 | 160845878.8901 | 64608812.641 | 84887765.6868 | 27670134.9141 | 1230144.7491 | 0
99 | Plant Held For Future Use |  | 0 | 0 | 0 | 0 | 0 | 0 | 0 | 0 | 0
100 | Electric Plant Acquisition Adj |  | 0 | 0 | 0 | 0 | 0 | 0 | 0 | 0 | 0
101 | Pensions |  | 0 | 0 | 0 | 0 | 0 | 0 | 0 | 0 | 0
102 | Prepayments |  | 1.5426e-09 | 6.44e-10 | 2.0098e-10 | 3.3077e-10 | 1.3286e-10 | 1.7457e-10 | 5.6902e-11 | 2.5297e-12 | 0
103 | Fuel Stock |  | 0 | 0 | 0 | 0 | 0 | 0 | 0 | 0 | 0
104 | Materials & Supplies |  | 9.0414e-07 | 3.7745e-07 | 1.178e-07 | 1.9387e-07 | 7.7873e-08 | 1.0232e-07 | 3.3351e-08 | 1.4827e-09 | 0
105 | Misc Deferred Debits |  | 0 | 0 | 0 | 0 | 0 | 0 | 0 | 0 | 0
106 | Cash Working Capital |  | 0 | 0 | 0 | 0 | 0 | 0 | 0 | 0 | 0
107 | Weatherization Loans |  | 0 | 0 | 0 | 0 | 0 | 0 | 0 | 0 | 0
108 | Miscellaneous Rate Base |  | 0 | 0 | 0 | 0 | 0 | 0 | 0 | 0 | 0
109
110 | Total Rate Base Additions |  | 750134243.4413 | 313160277.5332 | 97731229.0269 | 160845878.8901 | 64608812.641 | 84887765.6868 | 27670134.9141 | 1230144.7491 | 0
111
112 | 12 Months Ending June 2022 A: Rate Base Deductions :
113 | Accum Provision For Depreciation |  | -200149472.6368 | -83556863.2509 | -26076471.1396 | -42916608.7499 | -17238807.4413 | -22649601.3001 | -7382895.7407 | -328225.0143 | 0
114 | Accum Provision For Amortization |  | -12931870.5334 | -5445984.3029 | -1690876.1034 | -2748706.6408 | -1102388.0042 | -1441199.6141 | -480187.74 | -22528.128 | 0
115 | Accum Deferred Income Taxes |  | -51134896.4238 | -21342890.164 | -6661532.0238 | -10966795.263 | -4405322.5268 | -5788720.753 | -1885905.7036 | -83729.9897 | 0
116 | Unamortized ITC |  | -4500.2978 | -1878.3535 | -586.2706 | -965.169 | -387.7049 | -509.4553 | -165.9755 | -7.369 | 0
117 | Customer Advance For Construction |  | 0 | 0 | 0 | 0 | 0 | 0 | 0 | 0 | 0
118 | Customer Service Deposits |  | 0 | 0 | 0 | 0 | 0 | 0 | 0 | 0 | 0
119 | Misc Rate Base Deductions |  | -41661.1663 | -17392.3834 | -5427.8244 | -8933.1036 | -3588.2624 | -4714.5206 | -1536.7517 | -68.3201 | 0
120
121 | Total Rate Base Deductions |  | -264262401.058 | -110365008.4547 | -34434893.3617 | -56642008.9263 | -22750493.9395 | -29884745.643 | -9750691.9115 | -434558.8212 | 0
122
123 | Total Rate Base |  | 485871842.3832 | 202795269.0784 | 63296335.6652 | 104203869.9638 | 41858318.7015 | 55003020.0437 | 17919443.0026 | 795585.9279 | 0
124
125 | Calculated Return On Rate Base |  |  | 5.383% | 8.27% | 7.279% | 4.844% | 2.406% | 3.83% | 4.672%
126
127 | Return On Rate Base | 5.772% | 28042153.5268 | 11704354.0579 | 3653155.8481 | 6014139.2538 | 2415858.0453 | 3174506.1104 | 1034222.8711 | 45917.3403 | 0
128 | Total Operating Expenses |  | 44617846.7612 | 18625798.8952 | 5812918.2689 | 9567552.0999 | 3843141.8848 | 5049539.3895 | 1645753.054 | 73143.1688 | 0
129 | Revenue Credits |  | -13521906.2823 | -9865358.0636 | -1964764.7155 | -544166.0102 | -189115.6542 | -241480.4418 | -495316.264 | -221705.1331 | 0
130
131 | Total Revenue Requirements |  | 59138094.0057 | 20464794.8894 | 7501309.4015 | 15037525.3436 | 6069884.2759 | 7982565.0581 | 2184659.6611 | -102644.624 | 0
132 | [10 empty] | 0
133
134 | Return On Rate Base @ Target ROR | 7.6% | 36926253.5732 | 15412437.7587 | 4810520.6706 | 7919492.7344 | 3181231.6658 | 4180228.7934 | 1361877.4304 | 60464.52 | 0
135 | Total Op. exp. Adjusted for Taxes |  | 47550538.0297 | 19849858.1286 | 6194970.8901 | 10196519.9736 | 4095796.011 | 5381534.0897 | 1753913.6624 | 77945.2744 | 0
136 | Revenue Credits |  | -13521906.2823 | -9865358.0636 | -1964764.7155 | -544166.0102 | -189115.6542 | -241480.4418 | -495316.264 | -221705.1331 | 0
137
138 | Total Target Revenue Requirements |  | 70954885.3206 | 25396937.8237 | 9040726.8452 | 17571846.6979 | 7087912.0226 | 9320282.4412 | 2620474.8287 | -83295.3387 | 0
PacifiCorp
Cost Of Service By Rate Schedule - Transmission-Energy Summary
State of Washington
WCA
12 Months Ending June 2022
| A | B | C | D | E | F | G | H | I | J
Chk Total
| DESCRIPTION |  | Washington Jurisdiction Normalized | Residential Schedule 16 | Small General Service Schedule 24 | Large General Service < 1,000 kW Schedule 36 | Large General Service > 1,000 kW Schedule 48 | Large General Dedicated Facilities Schedule 48 | Agricultural Pumping Schedule 40 | Street & Area Lighting Sch. 15, 51-54, 57 | 0
| Operating Revenues |  | 1.0456 | 0.43651 | 0.13623 | 0.2242 | 0.090058 | 0.11832 | 0.038569 | 0.0017147
153 | 12 Months Ending June 2022 A: Operating Expenses
154 | Operation & Maintenance Expenses |  | 1.0456 | 0.43651 | 0.13623 | 0.2242 | 0.090058 | 0.11832 | 0.038569 | 0.0017147 | 0
155 | Depreciation Expense |  | 0 | 0 | 0 | 0 | 0 | 0 | 0 | 0 | 0
156 | Amortization Expense |  | 0 | 0 | 0 | 0 | 0 | 0 | 0 | 0 | 0
157 | Taxes Other Than Income |  | 0 | 0 | 0 | 0 | 0 | 0 | 0 | 0 | 0
158 | Income Taxes - Federal |  | 0 | 0 | 0 | 0 | 0 | 0 | 0 | 0 | 0
159 | Income Taxes - State |  | 0 | 0 | 0 | 0 | 0 | 0 | 0 | 0 | 0
160 | Income Taxes Deferred |  | 0 | 0 | 0 | 0 | 0 | 0 | 0 | 0 | 0
161 | Investment Tax Credit Adj |  | 0 | 0 | 0 | 0 | 0 | 0 | 0 | 0 | 0
162 | Misc Revenues & Expense |  | 0 | 0 | 0 | 0 | 0 | 0 | 0 | 0 | 0
163
164 | Total Operating Expenses |  | 1.0456 | 0.43651 | 0.13623 | 0.2242 | 0.090058 | 0.11832 | 0.038569 | 0.0017147 | 0
165
166
167 | 12 Months Ending June 2022 A: Rate Base :
168 | Electric Plant In Service |  | 0 | 0 | 0 | 0 | 0 | 0 | 0 | 0 | 0
169 | Plant Held For Future Use |  | 0 | 0 | 0 | 0 | 0 | 0 | 0 | 0 | 0
170 | Electric Plant Acquisition Adj |  | 0 | 0 | 0 | 0 | 0 | 0 | 0 | 0 | 0
171 | Pensions |  | 0 | 0 | 0 | 0 | 0 | 0 | 0 | 0 | 0
172 | Prepayments |  | 0 | 0 | 0 | 0 | 0 | 0 | 0 | 0 | 0
173 | Fuel Stock |  | 0 | 0 | 0 | 0 | 0 | 0 | 0 | 0 | 0
174 | Materials & Supplies |  | 0 | 0 | 0 | 0 | 0 | 0 | 0 | 0 | 0
175 | Misc Deferred Debits |  | 0 | 0 | 0 | 0 | 0 | 0 | 0 | 0 | 0
176 | Cash Working Capital |  | 0 | 0 | 0 | 0 | 0 | 0 | 0 | 0 | 0
177 | Weatherization Loans |  | 0 | 0 | 0 | 0 | 0 | 0 | 0 | 0 | 0
178 | Miscellaneous Rate Base |  | 0 | 0 | 0 | 0 | 0 | 0 | 0 | 0 | 0
179
180 | Total Rate Base Additions |  | 0 | 0 | 0 | 0 | 0 | 0 | 0 | 0 | 0
181
182 | 12 Months Ending June 2022 A: Rate Base Deductions :
183 | Accum Provision For Depreciation |  | 0 | 0 | 0 | 0 | 0 | 0 | 0 | 0 | 0
184 | Accum Provision For Amortization |  | 0 | 0 | 0 | 0 | 0 | 0 | 0 | 0 | 0
185 | Accum Deferred Income Taxes |  | 0 | 0 | 0 | 0 | 0 | 0 | 0 | 0 | 0
186 | Unamortized ITC |  | 0 | 0 | 0 | 0 | 0 | 0 | 0 | 0 | 0
187 | Customer Advance For Construction |  | 0 | 0 | 0 | 0 | 0 | 0 | 0 | 0 | 0
188 | Customer Service Deposits |  | 0 | 0 | 0 | 0 | 0 | 0 | 0 | 0 | 0
189 | Misc Rate Base Deductions |  | 0 | 0 | 0 | 0 | 0 | 0 | 0 | 0 | 0
190
191 | Total Rate Base Deductions |  | 0 | 0 | 0 | 0 | 0 | 0 | 0 | 0 | 0
192
193 | Total Rate Base |  | 0 | 0 | 0 | 0 | 0 | 0 | 0 | 0 | 0
194
195 | Calculated Return On Rate Base |  |  | 5.383% | 8.27% | 7.279% | 4.844% | 2.406% | 3.83% | 4.672%
196
197 | Return On Rate Base | 5.772% | 0 | 0 | 0 | 0 | 0 | 0 | 0 | 0 | 0
198 | Total Operating Expenses |  | 1.0456 | 0.43651 | 0.13623 | 0.2242 | 0.090058 | 0.11832 | 0.038569 | 0.0017147 | 0
199 | Revenue Credits |  | 0 | 0 | 0 | 0 | 0 | 0 | 0 | 0 | 0
200
201 | Total Revenue Requirements |  | 1.0456 | 0.43651 | 0.13623 | 0.2242 | 0.090058 | 0.11832 | 0.038569 | 0.0017147 | 0
202 | [10 empty] | 0
203
204 | Return On Rate Base @ Target ROR | 7.6% | 0 | 0 | 0 | 0 | 0 | 0 | 0 | 0 | 0
205 | Total Op. exp. Adjusted for Taxes |  | 1.0456 | 0.43651 | 0.13623 | 0.2242 | 0.090058 | 0.11832 | 0.038569 | 0.0017147 | 0
206 | Revenue Credits |  | 0 | 0 | 0 | 0 | 0 | 0 | 0 | 0 | 0
207
208 | Total Target Revenue Requirements |  | 1.0456 | 0.43651 | 0.13623 | 0.2242 | 0.090058 | 0.11832 | 0.038569 | 0.0017147 | 0

## Distribution Summary
Distribution Summary
PacifiCorp
Cost Of Service By Rate Schedule - Distribution Function
State of Washington
WCA
12 Months Ending June 2022
| A | B | C | D | E | F | G | H | I | J
Chk Total
| DESCRIPTION |  | Washington Jurisdiction Normalized | Residential Schedule 16 | Small General Service Schedule 24 | Large General Service < 1,000 kW Schedule 36 | Large General Service > 1,000 kW Schedule 48 | Large General Dedicated Facilities Schedule 48 | Agricultural Pumping Schedule 40 | Street & Area Lighting Sch. 15, 51-54, 57 | 0
13 | 12 Months Ending June 2022 A: Operating Expenses
14 | Operation & Maintenance Expenses |  | 18590890.068 | 11256735.9573 | 2812849.2806 | 2469986.9693 | 921289.9788 | 327755.1914 | 699540.3041 | 102732.3864 | 0
15 | Depreciation Expense |  | 17883492.7648 | 10845120.9767 | 2967559.3344 | 2077979.2242 | 708416.429 | 180413.1009 | 928600.1815 | 175403.5182 | 0
16 | Amortization Expense |  | 11595487.0609 | 6065121.7284 | 1628094.832 | 1823594.4152 | 711162.0072 | 845226.3 | 459267.5918 | 63020.1863 | 0
17 | Taxes Other Than Income |  | 7876494.1092 | 4873427.3897 | 1265236.3899 | 883054.5621 | 307243.8604 | 108247.7861 | 385132.275 | 54151.8461 | 0
18 | Income Taxes - Federal |  | 3704451.1655 | 2292057.04 | 595062.5182 | 415315.8063 | 144502.092 | 50910.8027 | 181134.3582 | 25468.5481 | 0
19 | Income Taxes - State |  | 0 | 0 | 0 | 0 | 0 | 0 | 0 | 0 | 0
20 | Income Taxes Deferred |  | -4218143.309 | -2609894.0532 | -677579.179 | -472907.1895 | -164540.0372 | -57970.5473 | -206252.0592 | -29000.2435 | 0
21 | Investment Tax Credit Adj |  | 0 | 0 | 0 | 0 | 0 | 0 | 0 | 0 | 0
22 | Misc Revenues & Expense |  | 2.3484 | 0.98039 | 0.30596 | 0.50355 | 0.20227 | 0.26575 | 0.086625 | 0.0038511 | 0
23
24 | Total Operating Expenses |  | 55432674.2078 | 32722570.0193 | 8591223.4819 | 7197024.2911 | 2628074.5325 | 1454582.8994 | 2447422.7381 | 391776.2454 | 0
25
26
27 | 12 Months Ending June 2022 A: Rate Base :
28 | Electric Plant In Service |  | 699124054.602 | 427671634.1249 | 117040774.5152 | 78340331.7551 | 26657631.4179 | 7565511.647 | 35884246.8393 | 5963924.3026 | 0
29 | Plant Held For Future Use |  | 0 | 0 | 0 | 0 | 0 | 0 | 0 | 0 | 0
30 | Electric Plant Acquisition Adj |  | 0 | 0 | 0 | 0 | 0 | 0 | 0 | 0 | 0
31 | Pensions |  | 0 | 0 | 0 | 0 | 0 | 0 | 0 | 0 | 0
32 | Prepayments |  | 1.4307e-09 | 8.7518e-10 | 2.3951e-10 | 1.6031e-10 | 5.4552e-11 | 1.5482e-11 | 7.3433e-11 | 1.2204e-11 | 0
33 | Fuel Stock |  | 0 | 0 | 0 | 0 | 0 | 0 | 0 | 0 | 0
34 | Materials & Supplies |  | 1.5768e-05 | 9.6458e-06 | 2.6397e-06 | 1.7669e-06 | 6.0124e-07 | 1.7063e-07 | 8.0934e-07 | 1.3451e-07 | 0
35 | Misc Deferred Debits |  | 0 | 0 | 0 | 0 | 0 | 0 | 0 | 0 | 0
36 | Cash Working Capital |  | 0 | 0 | 0 | 0 | 0 | 0 | 0 | 0 | 0
37 | Weatherization Loans |  | 0 | 0 | 0 | 0 | 0 | 0 | 0 | 0 | 0
38 | Miscellaneous Rate Base |  | 0 | 0 | 0 | 0 | 0 | 0 | 0 | 0 | 0
39
40 | Total Rate Base Additions |  | 699124054.602 | 427671634.1249 | 117040774.5152 | 78340331.7551 | 26657631.4179 | 7565511.647 | 35884246.8393 | 5963924.3026 | 0
41
42 | 12 Months Ending June 2022 A: Rate Base Deductions :
43 | Accum Provision For Depreciation |  | -329404805.1908 | -200712764.5464 | -55731804.8022 | -37251720.8613 | -12565184.2223 | -2536328.6212 | -17723136.4488 | -2883865.6885 | 0
44 | Accum Provision For Amortization |  | -9567304.2538 | -5663642.4009 | -1558365.6156 | -1173396.1449 | -412095.9086 | -209555.6759 | -476192.7917 | -74055.7163 | 0
45 | Accum Deferred Income Taxes |  | -56195641.2047 | -34533716.6061 | -9330130.6197 | -6217450.2877 | -2128996.7266 | -749968.9965 | -2764978.8994 | -470399.0689 | 0
46 | Unamortized ITC |  | -4173.7451 | -2564.5561 | -692.4405 | -462.5712 | -158.5395 | -55.8539 | -204.9478 | -34.8361 | 0
47 | Customer Advance For Construction |  | -7825156.6493 | -3536416.8388 | -2851322.2818 | -497726.8282 | 0 | 0 | -440094.2967 | -499596.4039 | 0
48 | Customer Service Deposits |  | 0 | 0 | 0 | 0 | 0 | 0 | 0 | 0 | 0
49 | Misc Rate Base Deductions |  | -38638.1293 | -23635.9081 | -6468.4323 | -4329.5948 | -1473.2736 | -418.1192 | -1983.1962 | -329.6051 | 0
50
51 | Total Rate Base Deductions |  | -403035719.173 | -244472740.8562 | -69478784.192 | -45145086.2881 | -15107908.6705 | -3496327.2668 | -21406590.5806 | -3928281.3188 | 0
52
53 | Total Rate Base |  | 296088335.4289 | 183198893.2687 | 47561990.3232 | 33195245.467 | 11549722.7473 | 4069184.3802 | 14477656.2588 | 2035642.9838 | 0
54
55 | Calculated Return On Rate Base |  |  | 5.383% | 8.27% | 7.279% | 4.844% | 2.406% | 3.83% | 4.672%
56
57 | Return On Rate Base | 5.772% | 17088774.9306 | 10573346.8023 | 2745046.159 | 1915867.7012 | 666593.678 | 234853.4802 | 835579.7231 | 117487.3868 | 0
58 | Total Operating Expenses |  | 55432674.2078 | 32722570.0193 | 8591223.4819 | 7197024.2911 | 2628074.5325 | 1454582.8994 | 2447422.7381 | 391776.2454 | 0
59 | Revenue Credits |  | -1655520.7161 | -541534.678 | -308852.6585 | -414976.4829 | -114645.3771 | -82282.6335 | -190237.9631 | -2990.923 | 0
60
61 | Total Revenue Requirements |  | 70865928.4223 | 42754382.1436 | 11027416.9824 | 8697915.5094 | 3180022.8334 | 1607153.7462 | 3092764.4981 | 506272.7092 | 0
62 | [10 empty] | 0
63
64 | Return On Rate Base @ Target ROR | 7.6% | 22502709.5632 | 13923113.4572 | 3614710.6334 | 2522838.215 | 877778.7755 | 309257.9589 | 1100301.6835 | 154708.8398 | 0
65 | Total Op. exp. Adjusted for Taxes |  | 57219844.4043 | 33828346.7856 | 8878304.6041 | 7397388.663 | 2697787.918 | 1479144.2353 | 2534808.9424 | 404063.2559 | 0
66 | Revenue Credits |  | -1655520.7161 | -541534.678 | -308852.6585 | -414976.4829 | -114645.3771 | -82282.6335 | -190237.9631 | -2990.923 | 0
67
68 | Total Target Revenue Requirements |  | 78067033.2515 | 47209925.5648 | 12184162.579 | 9505250.3951 | 3460921.3164 | 1706119.5607 | 3444872.6629 | 555781.1726 | 0
PacifiCorp
Cost Of Service By Rate Schedule - Distribution Substations Summary
State of Washington
WCA
12 Months Ending June 2022
| A | B | C | D | E | F | G | H | I | J
Chk Total
| DESCRIPTION |  | Washington Jurisdiction Normalized | Residential Schedule 16 | Small General Service Schedule 24 | Large General Service < 1,000 kW Schedule 36 | Large General Service > 1,000 kW Schedule 48 | Large General Dedicated Facilities Schedule 48 | Agricultural Pumping Schedule 40 | Street & Area Lighting Sch. 15, 51-54, 57 | 0
| Operating Revenues |  | 12730104.4689 | 6654803.237 | 1897154.6203 | 2219649.8958 | 748940.4621 | 641527.2907 | 539046.877 | 28982.0861
83 | 12 Months Ending June 2022 A: Operating Expenses
84 | Operation & Maintenance Expenses |  | 2689550.4114 | 1410136.8639 | 355750.8383 | 449433.5577 | 170942.754 | 170101.0253 | 128963.361 | 4222.0111 | 0
85 | Depreciation Expense |  | 2509607.5552 | 1305263.8835 | 332563.8591 | 426425.1402 | 161732.1473 | 153621.9224 | 126420.0637 | 3580.539 | 0
86 | Amortization Expense |  | 2710773.7623 | 1412318.3336 | 378744.7065 | 429134.4306 | 167735.1658 | 201759.3579 | 106542.8451 | 14538.9229 | 0
87 | Taxes Other Than Income |  | 1183918.1468 | 732526.3047 | 190178.054 | 132732.191 | 46181.915 | 16270.7566 | 57889.3456 | 8139.5799 | 0
88 | Income Taxes - Federal |  | 755609.4794 | 467518.6551 | 121376.9218 | 84713.3748 | 29474.5822 | 10384.4492 | 36946.5899 | 5194.9062 | 0
89 | Income Taxes - State |  | 0 | 0 | 0 | 0 | 0 | 0 | 0 | 0 | 0
90 | Income Taxes Deferred |  | -596462.0515 | -369049.2824 | -95812.3605 | -66870.9363 | -23266.6083 | -8197.2634 | -29164.8522 | -4100.7485 | 0
91 | Investment Tax Credit Adj |  | 0 | 0 | 0 | 0 | 0 | 0 | 0 | 0 | 0
92 | Misc Revenues & Expense |  | 0.35299 | 0.14736 | 0.045989 | 0.075688 | 0.030403 | 0.039945 | 0.013021 | 0.00057886 | 0
93
94 | Total Operating Expenses |  | 9252997.6566 | 4958714.9057 | 1282802.0652 | 1455567.8338 | 552799.9865 | 543940.288 | 427597.3661 | 31575.2113 | 0
95
96
97 | 12 Months Ending June 2022 A: Rate Base :
98 | Electric Plant In Service |  | 107136108.694 | 56687588.0931 | 14239892.0303 | 17717113.0706 | 6717612.4115 | 6357164.594 | 5260935.5777 | 155802.9168 | 0
99 | Plant Held For Future Use |  | 0 | 0 | 0 | 0 | 0 | 0 | 0 | 0 | 0
100 | Electric Plant Acquisition Adj |  | 0 | 0 | 0 | 0 | 0 | 0 | 0 | 0 | 0
101 | Pensions |  | 0 | 0 | 0 | 0 | 0 | 0 | 0 | 0 | 0
102 | Prepayments |  | 2.1505e-10 | 1.3155e-10 | 3.6001e-11 | 2.4097e-11 | 8.1997e-12 | 2.3271e-12 | 1.1038e-11 | 1.8345e-12 | 0
103 | Fuel Stock |  | 0 | 0 | 0 | 0 | 0 | 0 | 0 | 0 | 0
104 | Materials & Supplies |  | 2.3701e-06 | 1.4499e-06 | 3.9678e-07 | 2.6558e-07 | 9.0372e-08 | 2.5648e-08 | 1.2165e-07 | 2.0218e-08 | 0
105 | Misc Deferred Debits |  | 0 | 0 | 0 | 0 | 0 | 0 | 0 | 0 | 0
106 | Cash Working Capital |  | 0 | 0 | 0 | 0 | 0 | 0 | 0 | 0 | 0
107 | Weatherization Loans |  | 0 | 0 | 0 | 0 | 0 | 0 | 0 | 0 | 0
108 | Miscellaneous Rate Base |  | 0 | 0 | 0 | 0 | 0 | 0 | 0 | 0 | 0
109
110 | Total Rate Base Additions |  | 107136108.694 | 56687588.0931 | 14239892.0303 | 17717113.0706 | 6717612.4115 | 6357164.594 | 5260935.5777 | 155802.9168 | 0
111
112 | 12 Months Ending June 2022 A: Rate Base Deductions :
113 | Accum Provision For Depreciation |  | -35647508.9875 | -18584701.6622 | -4740517.1657 | -6030647.1058 | -2285234.0646 | -2155922.802 | -1796312.3771 | -54173.8101 | 0
114 | Accum Provision For Amortization |  | -1438064.3171 | -851303.7555 | -234238.3941 | -176373.5198 | -61942.2573 | -31498.3753 | -71576.6786 | -11131.3365 | 0
115 | Accum Deferred Income Taxes |  | -8473755.8439 | -5207104.8709 | -1406495.6839 | -938130.3477 | -321346.7724 | -113203.5822 | -416619.7157 | -70854.8711 | 0
116 | Unamortized ITC |  | -627.3568 | -385.4792 | -104.0809 | -69.5292 | -23.8301 | -8.3954 | -30.8058 | -5.2362 | 0
117 | Customer Advance For Construction |  | -1176201.5981 | -531559.8554 | -428583.091 | -74813.466 | 0 | 0 | -66150.7032 | -75094.4824 | 0
118 | Customer Service Deposits |  | 0 | 0 | 0 | 0 | 0 | 0 | 0 | 0 | 0
119 | Misc Rate Base Deductions |  | -5807.7086 | -3552.7203 | -972.272 | -650.7827 | -221.4482 | -62.8476 | -298.0948 | -49.543 | 0
120
121 | Total Rate Base Deductions |  | -46741965.8119 | -25178608.3435 | -6810910.6877 | -7220684.7512 | -2668768.3725 | -2300696.0025 | -2350988.3752 | -211309.2794 | 0
122
123 | Total Rate Base |  | 60394142.882 | 31508979.7497 | 7428981.3426 | 10496428.3194 | 4048844.039 | 4056468.5915 | 2909947.2025 | -55506.3626 | 0
124
125 | Calculated Return On Rate Base |  |  | 5.383% | 8.27% | 7.279% | 4.844% | 2.406% | 3.83% | 4.672%
126
127 | Return On Rate Base | 5.772% | 3485655.4323 | 1818544.6666 | 428764.5778 | 605802.6598 | 233679.5349 | 234119.5869 | 167947.963 | -3203.5566 | 0
128 | Total Operating Expenses |  | 9252997.6566 | 4958714.9057 | 1282802.0652 | 1455567.8338 | 552799.9865 | 543940.288 | 427597.3661 | 31575.2113 | 0
129 | Revenue Credits |  | -285342.3884 | -83187.5022 | -56265.6784 | -76163.5739 | -20157.5415 | -12802.6346 | -36255.6911 | -509.7666 | 0
130
131 | Total Revenue Requirements |  | 12453310.7005 | 6694072.0701 | 1655300.9646 | 1985206.9196 | 766321.9799 | 765257.2402 | 559289.6379 | 27861.8881 | 0
132 | [10 empty] | 0
133
134 | Return On Rate Base @ Target ROR | 7.6% | 4589954.0576 | 2394682.0428 | 564602.4834 | 797728.413 | 307712.0932 | 308291.5591 | 221155.9488 | -4218.4828 | 0
135 | Total Op. exp. Adjusted for Taxes |  | 9617532.8283 | 5148901.0859 | 1327642.92 | 1518923.6017 | 577238.5494 | 568424.8721 | 445161.6207 | 31240.1785 | 0
136 | Revenue Credits |  | -285342.3884 | -83187.5022 | -56265.6784 | -76163.5739 | -20157.5415 | -12802.6346 | -36255.6911 | -509.7666 | 0
137
138 | Total Target Revenue Requirements |  | 13922144.4974 | 7460395.6266 | 1835979.725 | 2240488.4407 | 864793.1011 | 863913.7966 | 630061.8783 | 26511.9291 | 0
PacifiCorp
Cost Of Service By Rate Schedule - Distribution Poles & Wires
State of Washington
WCA
12 Months Ending June 2022
| A | B | C | D | E | F | G | H | I | J
Chk Total
| DESCRIPTION |  | Washington Jurisdiction Normalized | Residential Schedule 16 | Small General Service Schedule 24 | Large General Service < 1,000 kW Schedule 36 | Large General Service > 1,000 kW Schedule 48 | Large General Dedicated Facilities Schedule 48 | Agricultural Pumping Schedule 40 | Street & Area Lighting Sch. 15, 51-54, 57 | 0
| Operating Revenues |  | 43612018.7831 | 25795780.2073 | 6683550.5481 | 6136799.3617 | 2169438.737 | 845951.801 | 1564908.6711 | 415589.4569
153 | 12 Months Ending June 2022 A: Operating Expenses
154 | Operation & Maintenance Expenses |  | 14976954.659 | 9281371.0875 | 2308647.8642 | 1918950.5503 | 718059.4133 | 145632.4934 | 527134.3429 | 77158.9073 | 0
155 | Depreciation Expense |  | 8937391.2863 | 5442220.2499 | 1240460.9893 | 1237766.5861 | 469220.188 | 16043.295 | 367919.8781 | 163760.1 | 0
156 | Amortization Expense |  | 8552961.7679 | 4456109.4989 | 1195005.2931 | 1353993.6194 | 529233.5642 | 636585.7964 | 336161.1704 | 45872.8256 | 0
157 | Taxes Other Than Income |  | 3735467.2627 | 2311247.6464 | 600044.7723 | 418793.1029 | 145711.9584 | 51337.0613 | 182650.9339 | 25681.7875 | 0
158 | Income Taxes - Federal |  | 1694274.8439 | 1048299.5754 | 272158.9272 | 189949.6285 | 66089.7522 | 23284.6617 | 82843.9552 | 11648.3437 | 0
159 | Income Taxes - State |  | 0 | 0 | 0 | 0 | 0 | 0 | 0 | 0 | 0
160 | Income Taxes Deferred |  | -2275034.2555 | -1407633.155 | -365448.9026 | -255060.1004 | -88743.8367 | -31266.1215 | -111241.0048 | -15641.1346 | 0
161 | Investment Tax Credit Adj |  | 0 | 0 | 0 | 0 | 0 | 0 | 0 | 0 | 0
162 | Misc Revenues & Expense |  | 1.1137 | 0.46495 | 0.1451 | 0.23881 | 0.095926 | 0.12603 | 0.041082 | 0.0018264 | 0
163
164 | Total Operating Expenses |  | 35622016.6781 | 21131615.368 | 5250869.0886 | 4864393.6257 | 1839571.1353 | 841617.3125 | 1385469.3168 | 308480.8313 | 0
165
166
167 | 12 Months Ending June 2022 A: Rate Base :
168 | Electric Plant In Service |  | 338033020.0787 | 209951682.6995 | 47136835.0121 | 44471733.5221 | 16835837.2052 | 860939.4817 | 13313404.3465 | 5462587.8115 | 0
169 | Plant Held For Future Use |  | 0 | 0 | 0 | 0 | 0 | 0 | 0 | 0 | 0
170 | Electric Plant Acquisition Adj |  | 0 | 0 | 0 | 0 | 0 | 0 | 0 | 0 | 0
171 | Pensions |  | 0 | 0 | 0 | 0 | 0 | 0 | 0 | 0 | 0
172 | Prepayments |  | 6.7851e-10 | 4.1506e-10 | 1.1359e-10 | 7.603e-11 | 2.5871e-11 | 7.3424e-12 | 3.4826e-11 | 5.788e-12 | 0
173 | Fuel Stock |  | 0 | 0 | 0 | 0 | 0 | 0 | 0 | 0 | 0
174 | Materials & Supplies |  | 7.4781e-06 | 4.5745e-06 | 1.2519e-06 | 8.3796e-07 | 2.8514e-07 | 8.0924e-08 | 3.8383e-07 | 6.3793e-08 | 0
175 | Misc Deferred Debits |  | 0 | 0 | 0 | 0 | 0 | 0 | 0 | 0 | 0
176 | Cash Working Capital |  | 0 | 0 | 0 | 0 | 0 | 0 | 0 | 0 | 0
177 | Weatherization Loans |  | 0 | 0 | 0 | 0 | 0 | 0 | 0 | 0 | 0
178 | Miscellaneous Rate Base |  | 0 | 0 | 0 | 0 | 0 | 0 | 0 | 0 | 0
179
180 | Total Rate Base Additions |  | 338033020.0787 | 209951682.6995 | 47136835.0121 | 44471733.5221 | 16835837.2052 | 860939.4817 | 13313404.3465 | 5462587.8115 | 0
181
182 | 12 Months Ending June 2022 A: Rate Base Deductions :
183 | Accum Provision For Depreciation |  | -167890782.0463 | -102669404.7047 | -23322564.1848 | -23275028.8676 | -8830389.8223 | -228955.71 | -6888762.5618 | -2675676.195 | 0
184 | Accum Provision For Amortization |  | -4537342.5457 | -2686011.1216 | -739062.7936 | -556489.0705 | -195438.5738 | -99382.8417 | -225836.8456 | -35121.2989 | 0
185 | Accum Deferred Income Taxes |  | -26453946.2369 | -16258433.6168 | -4395036.7596 | -2922467.7432 | -999918.9397 | -352201.37 | -1303887.9486 | -221999.859 | 0
186 | Unamortized ITC |  | -1979.4198 | -1216.2537 | -328.3934 | -219.3768 | -75.1881 | -26.489 | -97.1975 | -16.5212 | 0
187 | Customer Advance For Construction |  | -3711120.2121 | -1677163.6144 | -1352254.0475 | -236049.4716 | 0 | 0 | -208716.9513 | -236936.1273 | 0
188 | Customer Service Deposits |  | 0 | 0 | 0 | 0 | 0 | 0 | 0 | 0 | 0
189 | Misc Rate Base Deductions |  | -18324.3287 | -11209.4492 | -3067.6868 | -2053.3323 | -698.7075 | -198.2952 | -940.5409 | -156.3169 | 0
190
191 | Total Rate Base Deductions |  | -202613494.7895 | -123303438.7604 | -29812313.8658 | -26992307.8619 | -10026521.2315 | -680764.7059 | -8628242.0457 | -3169906.3184 | 0
192
193 | Total Rate Base |  | 135419525.2892 | 86648243.9392 | 17324521.1464 | 17479425.6602 | 6809315.9737 | 180174.7758 | 4685162.3008 | 2292681.4932 | 0
194
195 | Calculated Return On Rate Base |  |  | 5.383% | 8.27% | 7.279% | 4.844% | 2.406% | 3.83% | 4.672%
196
197 | Return On Rate Base | 5.772% | 7815754.665 | 5000914.1247 | 999886.8825 | 1008827.2157 | 393000.5143 | 10398.8095 | 270404.7221 | 132322.3962 | 0
198 | Total Operating Expenses |  | 35622016.6781 | 21131615.368 | 5250869.0886 | 4864393.6257 | 1839571.1353 | 841617.3125 | 1385469.3168 | 308480.8313 | 0
199 | Revenue Credits |  | -773648.6955 | -256262.305 | -143376.6912 | -192464.1272 | -53450.3095 | -38886.1099 | -87809.6432 | -1399.5094 | 0
200
201 | Total Revenue Requirements |  | 42664122.6476 | 25876267.1876 | 6107379.2799 | 5680756.7141 | 2179121.3401 | 813130.0121 | 1568064.3957 | 439403.718 | 0
202 | [10 empty] | 0
203
204 | Return On Rate Base @ Target ROR | 7.6% | 10291882.1248 | 6585265.3895 | 1316663.3772 | 1328436.1182 | 517507.9236 | 13693.2806 | 356072.2727 | 174243.7631 | 0
205 | Total Op. exp. Adjusted for Taxes |  | 36439400.2446 | 21654618.6093 | 5355438.7868 | 4969898.3175 | 1880671.7296 | 842704.8359 | 1413748.6558 | 322319.3097 | 0
206 | Revenue Credits |  | -773648.6955 | -256262.305 | -143376.6912 | -192464.1272 | -53450.3095 | -38886.1099 | -87809.6432 | -1399.5094 | 0
207
208 | Total Target Revenue Requirements |  | 45957633.674 | 27983621.6937 | 6528725.4727 | 6105870.3085 | 2344729.3438 | 817512.0066 | 1682011.2854 | 495163.5633 | 0
PacifiCorp
Cost Of Service By Rate Schedule - Distribution Transformers
State of Washington
WCA
12 Months Ending June 2022
| A | B | C | D | E | F | G | H | I | J
Chk Total
| DESCRIPTION |  | Washington Jurisdiction Normalized | Residential Schedule 16 | Small General Service Schedule 24 | Large General Service < 1,000 kW Schedule 36 | Large General Service > 1,000 kW Schedule 48 | Large General Dedicated Facilities Schedule 48 | Agricultural Pumping Schedule 40 | Street & Area Lighting Sch. 15, 51-54, 57 | 0
| Operating Revenues |  | 8984191.3696 | 5152971.1896 | 2169079.814 | 724238.7063 | 139178.4251 | 32366.1026 | 749452.3783 | 16904.7537
223 | 12 Months Ending June 2022 A: Operating Expenses
224 | Operation & Maintenance Expenses |  | 405893.4459 | 244491.5586 | 66447.6399 | 49280.4421 | 17328.6152 | 5966.3304 | 20428.748 | 1950.1118 | 0
225 | Depreciation Expense |  | 3493009.0909 | 2056213.9664 | 772263.4112 | 237405.2071 | 37499.5516 | 3124.4149 | 380239.7958 | 6262.7439 | 0
226 | Amortization Expense |  | 191667.0368 | 113638.4695 | 31397.3321 | 23379.1486 | 8200.0628 | 3975.532 | 9569.4859 | 1507.006 | 0
227 | Taxes Other Than Income |  | 1708448.0693 | 1057068.9826 | 274435.6356 | 191538.6263 | 66642.617 | 23479.4464 | 83536.975 | 11745.7863 | 0
228 | Income Taxes - Federal |  | 685897.6481 | 424385.8166 | 110178.7994 | 76897.7973 | 26755.2846 | 9426.3896 | 33537.9317 | 4715.629 | 0
229 | Income Taxes - State |  | 0 | 0 | 0 | 0 | 0 | 0 | 0 | 0 | 0
230 | Income Taxes Deferred |  | -772248.2338 | -477813.5604 | -124049.6792 | -86578.7896 | -30123.6217 | -10613.118 | -37760.1653 | -5309.2997 | 0
231 | Investment Tax Credit Adj |  | 0 | 0 | 0 | 0 | 0 | 0 | 0 | 0 | 0
232 | Misc Revenues & Expense |  | 0.50938 | 0.21265 | 0.066364 | 0.10922 | 0.043872 | 0.057643 | 0.018789 | 0.00083533 | 0
233
234 | Total Operating Expenses |  | 5712667.5666 | 3417985.4459 | 1130673.2054 | 491922.541 | 126302.5534 | 35359.0528 | 489552.7899 | 20871.9781 | 0
235
236
237 | 12 Months Ending June 2022 A: Rate Base :
238 | Electric Plant In Service |  | 146720613.5371 | 86382062.5986 | 32408650.7189 | 9996264.8138 | 1590219.4183 | 136704.6837 | 15939940.2941 | 266771.0096 | 0
239 | Plant Held For Future Use |  | 0 | 0 | 0 | 0 | 0 | 0 | 0 | 0 | 0
240 | Electric Plant Acquisition Adj |  | 0 | 0 | 0 | 0 | 0 | 0 | 0 | 0 | 0
241 | Pensions |  | 0 | 0 | 0 | 0 | 0 | 0 | 0 | 0 | 0
242 | Prepayments |  | 3.1032e-10 | 1.8983e-10 | 5.1951e-11 | 3.4773e-11 | 1.1833e-11 | 3.3581e-12 | 1.5928e-11 | 2.6472e-12 | 0
243 | Fuel Stock |  | 0 | 0 | 0 | 0 | 0 | 0 | 0 | 0 | 0
244 | Materials & Supplies |  | 3.4202e-06 | 2.0922e-06 | 5.7257e-07 | 3.8325e-07 | 1.3041e-07 | 3.7011e-08 | 1.7555e-07 | 2.9176e-08 | 0
245 | Misc Deferred Debits |  | 0 | 0 | 0 | 0 | 0 | 0 | 0 | 0 | 0
246 | Cash Working Capital |  | 0 | 0 | 0 | 0 | 0 | 0 | 0 | 0 | 0
247 | Weatherization Loans |  | 0 | 0 | 0 | 0 | 0 | 0 | 0 | 0 | 0
248 | Miscellaneous Rate Base |  | 0 | 0 | 0 | 0 | 0 | 0 | 0 | 0 | 0
249
250 | Total Rate Base Additions |  | 146720613.5371 | 86382062.5986 | 32408650.7189 | 9996264.8138 | 1590219.4183 | 136704.6837 | 15939940.2941 | 266771.0096 | 0
251
252 | 12 Months Ending June 2022 A: Rate Base Deductions :
253 | Accum Provision For Depreciation |  | -75825048.931 | -44596697.8696 | -16854565.4132 | -5079148.6726 | -767822.9203 | -51080.5678 | -8351147.9333 | -124585.5541 | 0
254 | Accum Provision For Amortization |  | -2075192.6243 | -1228470.2801 | -338016.723 | -254515.061 | -89385.5121 | -45453.5971 | -103288.423 | -16063.028 | 0
255 | Accum Deferred Income Taxes |  | -12291538.0007 | -7552552.1408 | -2039248.4571 | -1362204.3654 | -466865.921 | -164477.809 | -603591.4743 | -102597.8331 | 0
256 | Unamortized ITC |  | -905.3046 | -556.2641 | -150.1936 | -100.3338 | -34.3879 | -12.115 | -44.4541 | -7.5561 | 0
257 | Customer Advance For Construction |  | -1697312.7363 | -767065.1989 | -618465.015 | -107959.2553 | 0 | 0 | -95458.4922 | -108364.775 | 0
258 | Customer Service Deposits |  | 0 | 0 | 0 | 0 | 0 | 0 | 0 | 0 | 0
259 | Misc Rate Base Deductions |  | -8380.7893 | -5126.738 | -1403.0329 | -939.1092 | -319.5599 | -90.692 | -430.1644 | -71.4929 | 0
260
261 | Total Rate Base Deductions |  | -91898378.3862 | -54150468.4915 | -19851848.8347 | -6804866.7973 | -1324428.3012 | -261114.7809 | -9153960.9414 | -351690.2391 | 0
262
263 | Total Rate Base |  | 54822235.1509 | 32231594.1071 | 12556801.8842 | 3191398.0165 | 265791.117 | -124410.0972 | 6785979.3527 | -84919.2295 | 0
264
265 | Calculated Return On Rate Base |  |  | 5.383% | 8.27% | 7.279% | 4.844% | 2.406% | 3.83% | 4.672%
266
267 | Return On Rate Base | 5.772% | 3164072.0879 | 1860250.4437 | 724717.3751 | 184191.9316 | 15340.1672 | -7180.3442 | 391653.6383 | -4901.1238 | 0
268 | Total Operating Expenses |  | 5712667.5666 | 3417985.4459 | 1130673.2054 | 491922.541 | 126302.5534 | 35359.0528 | 489552.7899 | 20871.9781 | 0
269 | Revenue Credits |  | -337494.6384 | -116402.7667 | -61168.6115 | -81852.488 | -23136.4494 | -17590.2907 | -36730.9043 | -613.1279 | 0
270
271 | Total Revenue Requirements |  | 8539245.0161 | 5161833.1229 | 1794221.9689 | 594261.9846 | 118506.2713 | 10588.4179 | 844475.524 | 15357.7264 | 0
272 | [10 empty] | 0
273
274 | Return On Rate Base @ Target ROR | 7.6% | 4166489.1439 | 2449600.7244 | 954316.7766 | 242546.2069 | 20200.1214 | -9455.1657 | 515734.3408 | -6453.8603 | 0
275 | Total Op. exp. Adjusted for Taxes |  | 6043571.0607 | 3612533.28 | 1206465.256 | 511185.6146 | 127906.8516 | 34608.1215 | 530512.5259 | 20359.4111 | 0
276 | Revenue Credits |  | -337494.6384 | -116402.7667 | -61168.6115 | -81852.488 | -23136.4494 | -17590.2907 | -36730.9043 | -613.1279 | 0
277
278 | Total Target Revenue Requirements |  | 9872565.5662 | 5945731.2378 | 2099613.421 | 671879.3336 | 124970.5235 | 7562.665 | 1009515.9624 | 13292.4229 | 0
PacifiCorp
Cost Of Service By Rate Schedule - Distribution Services
State of Washington
WCA
12 Months Ending June 2022
| A | B | C | D | E | F | G | H | I | J
Chk Total
| DESCRIPTION |  | Washington Jurisdiction Normalized | Residential Schedule 16 | Small General Service Schedule 24 | Large General Service < 1,000 kW Schedule 36 | Large General Service > 1,000 kW Schedule 48 | Large General Dedicated Facilities Schedule 48 | Agricultural Pumping Schedule 40 | Street & Area Lighting Sch. 15, 51-54, 57 | 0
| Operating Revenues |  | 5911694.4255 | 3869745.772 | 1457580.1883 | 386888.0906 | 105154.2406 | 20722.8268 | 65279.7187 | 6323.5885
293 | 12 Months Ending June 2022 A: Operating Expenses
294 | Operation & Maintenance Expenses |  | 205581.0533 | 124478.7972 | 31104.9399 | 27313.5133 | 10187.7728 | 3624.3696 | 7735.6292 | 1136.0313 | 0
295 | Depreciation Expense |  | 2110309.7463 | 1480909.2615 | 475839.8094 | 111071.4359 | 30092.6333 | 1897.9899 | 9002.4231 | 1496.1933 | 0
296 | Amortization Expense |  | 116432.0689 | 69032.0168 | 19072.9527 | 14202.1428 | 4981.2962 | 2415.0183 | 5813.1803 | 915.4617 | 0
297 | Taxes Other Than Income |  | 1037831.787 | 642138.2136 | 166711.5502 | 116354.0633 | 40483.4232 | 14263.0708 | 50746.2472 | 7135.2186 | 0
298 | Income Taxes - Federal |  | 491928.8301 | 304371.3867 | 79020.7227 | 55151.4407 | 19189.0085 | 6760.6483 | 24053.5531 | 3382.07 | 0
299 | Income Taxes - State |  | 0 | 0 | 0 | 0 | 0 | 0 | 0 | 0 | 0
300 | Income Taxes Deferred |  | -467110.3923 | -289015.4615 | -75034.0263 | -52368.9801 | -18220.8986 | -6419.565 | -22840.0206 | -3211.4402 | 0
301 | Investment Tax Credit Adj |  | 0 | 0 | 0 | 0 | 0 | 0 | 0 | 0 | 0
302 | Misc Revenues & Expense |  | 0.30943 | 0.12918 | 0.040314 | 0.066349 | 0.026651 | 0.035016 | 0.011414 | 0.00050744 | 0
303
304 | Total Operating Expenses |  | 3494973.4027 | 2331914.3435 | 696715.9889 | 271723.6823 | 86713.2621 | 22541.567 | 74511.0237 | 10853.5351 | 0
305
306
307 | 12 Months Ending June 2022 A: Rate Base :
308 | Electric Plant In Service |  | 89128443.1023 | 62519702.2933 | 20080110.708 | 4708341.8081 | 1277891.0177 | 83044.0613 | 393889.2349 | 65463.979 | 0
309 | Plant Held For Future Use |  | 0 | 0 | 0 | 0 | 0 | 0 | 0 | 0 | 0
310 | Electric Plant Acquisition Adj |  | 0 | 0 | 0 | 0 | 0 | 0 | 0 | 0 | 0
311 | Pensions |  | 0 | 0 | 0 | 0 | 0 | 0 | 0 | 0 | 0
312 | Prepayments |  | 1.8851e-10 | 1.1532e-10 | 3.1559e-11 | 2.1124e-11 | 7.1879e-12 | 2.0399e-12 | 9.6758e-12 | 1.6081e-12 | 0
313 | Fuel Stock |  | 0 | 0 | 0 | 0 | 0 | 0 | 0 | 0 | 0
314 | Materials & Supplies |  | 2.0777e-06 | 1.271e-06 | 3.4782e-07 | 2.3281e-07 | 7.9221e-08 | 2.2483e-08 | 1.0664e-07 | 1.7724e-08 | 0
315 | Misc Deferred Debits |  | 0 | 0 | 0 | 0 | 0 | 0 | 0 | 0 | 0
316 | Cash Working Capital |  | 0 | 0 | 0 | 0 | 0 | 0 | 0 | 0 | 0
317 | Weatherization Loans |  | 0 | 0 | 0 | 0 | 0 | 0 | 0 | 0 | 0
318 | Miscellaneous Rate Base |  | 0 | 0 | 0 | 0 | 0 | 0 | 0 | 0 | 0
319
320 | Total Rate Base Additions |  | 89128443.1023 | 62519702.2933 | 20080110.708 | 4708341.8081 | 1277891.0177 | 83044.0613 | 393889.2349 | 65463.979 | 0
321
322 | 12 Months Ending June 2022 A: Rate Base Deductions :
323 | Accum Provision For Depreciation |  | -40044178.6027 | -28146224.2259 | -9058476.3369 | -2077778.8695 | -559029.0054 | -31029.9376 | -147179.1985 | -24461.0289 | 0
324 | Accum Provision For Amortization |  | -1260618.2818 | -746259.4439 | -205335.1846 | -154610.389 | -54299.0609 | -27611.7189 | -62744.669 | -9757.8155 | 0
325 | Accum Deferred Income Taxes |  | -7468188.0092 | -4588825.312 | -1239001.3467 | -827690.4573 | -283678.6996 | -99940.8268 | -366718.2458 | -62333.1211 | 0
326 | Unamortized ITC |  | -549.9459 | -337.914 | -91.2381 | -60.9498 | -20.8897 | -7.3595 | -27.0046 | -4.5901 | 0
327 | Customer Advance For Construction |  | -1031067.4008 | -465969.4728 | -375699.2461 | -65582.0618 | 0 | 0 | -57988.2171 | -65828.403 | 0
328 | Customer Service Deposits |  | 0 | 0 | 0 | 0 | 0 | 0 | 0 | 0 | 0
329 | Misc Rate Base Deductions |  | -5091.0822 | -3114.342 | -852.3011 | -570.4811 | -194.1232 | -55.0927 | -261.3122 | -43.4298 | 0
330
331 | Total Rate Base Deductions |  | -49809693.3226 | -33950730.7106 | -10879455.6535 | -3126293.2085 | -897221.7787 | -158644.9356 | -634918.6472 | -162428.3884 | 0
332
333 | Total Rate Base |  | 39318749.7797 | 28568971.5827 | 9200655.0545 | 1582048.5997 | 380669.2389 | -75600.8743 | -241029.4123 | -96964.4094 | 0
334
335 | Calculated Return On Rate Base |  |  | 5.383% | 8.27% | 7.279% | 4.844% | 2.406% | 3.83% | 4.672%
336
337 | Return On Rate Base | 5.772% | 2269286.5106 | 1648861.7313 | 531016.9454 | 91308.1308 | 21970.3722 | -4363.3138 | -13911.0424 | -5596.3129 | 0
338 | Total Operating Expenses |  | 3494973.4027 | 2331914.3435 | 696715.9889 | 271723.6823 | 86713.2621 | 22541.567 | 74511.0237 | 10853.5351 | 0
339 | Revenue Credits |  | -218837.7915 | -71388.6929 | -40884.4585 | -54943.4761 | -15162.2274 | -10850.1705 | -25213.5163 | -395.2499 | 0
340
341 | Total Revenue Requirements |  | 5545422.1218 | 3909387.3819 | 1186848.4758 | 308088.337 | 93521.407 | 7328.0827 | 35386.4651 | 4861.9723 | 0
342 | [10 empty] | 0
343
344 | Return On Rate Base @ Target ROR | 7.6% | 2988224.4615 | 2171241.4611 | 699249.662 | 120235.6726 | 28930.8571 | -5745.6654 | -18318.2321 | -7369.2938 | 0
345 | Total Op. exp. Adjusted for Taxes |  | 3732298.8538 | 2504354.8231 | 752250.5526 | 281272.8262 | 89010.9572 | 22085.245 | 73056.1857 | 10268.2641 | 0
346 | Revenue Credits |  | -218837.7915 | -71388.6929 | -40884.4585 | -54943.4761 | -15162.2274 | -10850.1705 | -25213.5163 | -395.2499 | 0
347
348 | Total Target Revenue Requirements |  | 6501685.5238 | 4604207.5913 | 1410615.7561 | 346565.0227 | 102779.587 | 5489.4091 | 29524.4372 | 2503.7204 | 0
PacifiCorp
Cost Of Service By Rate Schedule - Distribution Meters
State of Washington
WCA
12 Months Ending June 2022
| A | B | C | D | E | F | G | H | I | J
Chk Total
| DESCRIPTION |  | Washington Jurisdiction Normalized | Residential Schedule 16 | Small General Service Schedule 24 | Large General Service < 1,000 kW Schedule 36 | Large General Service > 1,000 kW Schedule 48 | Large General Dedicated Facilities Schedule 48 | Agricultural Pumping Schedule 40 | Street & Area Lighting Sch. 15, 51-54, 57 | 0
| Operating Revenues |  | 1712671.1767 | 1110633.1881 | 317079.9648 | 145878.9342 | 24872.5155 | 11907.7865 | 83222.0294 | 19076.7581
363 | 12 Months Ending June 2022 A: Operating Expenses
364 | Operation & Maintenance Expenses |  | 312910.4984 | 196257.6502 | 50897.9983 | 25008.9059 | 4771.4234 | 2430.9726 | 15278.223 | 18265.3249 | 0
365 | Depreciation Expense |  | 833175.086 | 560513.6154 | 146431.2655 | 65310.8549 | 9871.9088 | 5725.4786 | 45018.0209 | 303.942 | 0
366 | Amortization Expense |  | 23652.4249 | 14023.4096 | 3874.5475 | 2885.0739 | 1011.9182 | 490.5954 | 1180.9101 | 185.9701 | 0
367 | Taxes Other Than Income |  | 210828.8434 | 130446.2424 | 33866.3777 | 23636.5786 | 8223.9467 | 2897.451 | 10308.7733 | 1449.4737 | 0
368 | Income Taxes - Federal |  | 76740.364 | 47481.6063 | 12327.1471 | 8603.5649 | 2993.4645 | 1054.6538 | 3752.3282 | 527.5992 | 0
369 | Income Taxes - State |  | 0 | 0 | 0 | 0 | 0 | 0 | 0 | 0 | 0
370 | Income Taxes Deferred |  | -107288.3759 | -66382.5939 | -17234.2105 | -12028.3832 | -4185.072 | -1474.4795 | -5246.0163 | -737.6205 | 0
371 | Investment Tax Credit Adj |  | 0 | 0 | 0 | 0 | 0 | 0 | 0 | 0 | 0
372 | Misc Revenues & Expense |  | 0.062859 | 0.026242 | 0.0081896 | 0.013478 | 0.005414 | 0.0071133 | 0.0023187 | 0.00010308 | 0
373
374 | Total Operating Expenses |  | 1350018.9038 | 882339.9563 | 230163.1338 | 113416.6083 | 22687.5951 | 11124.6791 | 70292.2416 | 19994.6896 | 0
375
376
377 | 12 Months Ending June 2022 A: Rate Base :
378 | Electric Plant In Service |  | 18105869.1898 | 12130598.4403 | 3175286.0458 | 1446878.5405 | 236071.3652 | 127658.8262 | 976077.3861 | 13298.5857 | 0
379 | Plant Held For Future Use |  | 0 | 0 | 0 | 0 | 0 | 0 | 0 | 0 | 0
380 | Electric Plant Acquisition Adj |  | 0 | 0 | 0 | 0 | 0 | 0 | 0 | 0 | 0
381 | Pensions |  | 0 | 0 | 0 | 0 | 0 | 0 | 0 | 0 | 0
382 | Prepayments |  | 3.8295e-11 | 2.3426e-11 | 6.4109e-12 | 4.2911e-12 | 1.4602e-12 | 4.144e-13 | 1.9656e-12 | 3.2668e-13 | 0
383 | Fuel Stock |  | 0 | 0 | 0 | 0 | 0 | 0 | 0 | 0 | 0
384 | Materials & Supplies |  | 4.2206e-07 | 2.5819e-07 | 7.0658e-08 | 4.7294e-08 | 1.6093e-08 | 4.5673e-09 | 2.1663e-08 | 3.6004e-09 | 0
385 | Misc Deferred Debits |  | 0 | 0 | 0 | 0 | 0 | 0 | 0 | 0 | 0
386 | Cash Working Capital |  | 0 | 0 | 0 | 0 | 0 | 0 | 0 | 0 | 0
387 | Weatherization Loans |  | 0 | 0 | 0 | 0 | 0 | 0 | 0 | 0 | 0
388 | Miscellaneous Rate Base |  | 0 | 0 | 0 | 0 | 0 | 0 | 0 | 0 | 0
389
390 | Total Rate Base Additions |  | 18105869.1898 | 12130598.4403 | 3175286.0458 | 1446878.5405 | 236071.3652 | 127658.8262 | 976077.3861 | 13298.5857 | 0
391
392 | 12 Months Ending June 2022 A: Rate Base Deductions :
393 | Accum Provision For Depreciation |  | -9997286.6233 | -6715736.084 | -1755681.7016 | -789117.3458 | -122708.4097 | -69339.6038 | -539734.378 | -4969.1005 | 0
394 | Accum Provision For Amortization |  | -256086.485 | -151597.7998 | -41712.5203 | -31408.1048 | -11030.5045 | -5609.1429 | -12746.1754 | -1982.2374 | 0
395 | Accum Deferred Income Taxes |  | -1508213.1141 | -926800.6656 | -250348.3723 | -166957.3741 | -57186.3939 | -20145.4085 | -74161.5151 | -12613.3846 | 0
396 | Unamortized ITC |  | -111.718 | -68.6451 | -18.5344 | -12.3816 | -4.2436 | -1.495 | -5.4858 | -0.93245 | 0
397 | Customer Advance For Construction |  | -209454.7019 | -94658.6973 | -76320.8822 | -13322.5735 | 0 | 0 | -11779.9328 | -13372.6161 | 0
398 | Customer Service Deposits |  | 0 | 0 | 0 | 0 | 0 | 0 | 0 | 0 | 0
399 | Misc Rate Base Deductions |  | -1034.2206 | -632.6585 | -173.1395 | -115.8896 | -39.4349 | -11.1917 | -53.0839 | -8.8225 | 0
400
401 | Total Rate Base Deductions |  | -11972186.8628 | -7889494.5503 | -2124255.1503 | -1000933.6692 | -190968.9866 | -95106.8419 | -638480.571 | -32947.0935 | 0
402
403 | Total Rate Base |  | 6133682.327 | 4241103.89 | 1051030.8955 | 445944.8712 | 45102.3787 | 32551.9843 | 337596.8151 | -19648.5078 | 0
404
405 | Calculated Return On Rate Base |  |  | 5.383% | 8.27% | 7.279% | 4.844% | 2.406% | 3.83% | 4.672%
406
407 | Return On Rate Base | 5.772% | 354006.2348 | 244775.836 | 60660.3782 | 25737.7634 | 2603.0894 | 1878.7418 | 19484.442 | -1134.0161 | 0
408 | Total Operating Expenses |  | 1350018.9038 | 882339.9563 | 230163.1338 | 113416.6083 | 22687.5951 | 11124.6791 | 70292.2416 | 19994.6896 | 0
409 | Revenue Credits |  | -40197.2022 | -14293.4112 | -7157.2187 | -9552.8177 | -2738.8493 | -2153.4277 | -4228.2082 | -73.2693 | 0
410
411 | Total Revenue Requirements |  | 1663827.9363 | 1112822.381 | 283666.2933 | 129601.5541 | 22551.8352 | 10849.9932 | 85548.4753 | 18787.4043 | 0
412 | [10 empty] | 0
413
414 | Return On Rate Base @ Target ROR | 7.6% | 466159.7755 | 322323.8394 | 79878.3341 | 33891.8043 | 3427.7802 | 2473.9504 | 25657.3535 | -1493.2863 | 0
415 | Total Op. exp. Adjusted for Taxes |  | 1387041.4168 | 907938.9872 | 236507.0888 | 116108.303 | 22959.8302 | 11321.1608 | 72329.9543 | 19876.0925 | 0
416 | Revenue Credits |  | -40197.2022 | -14293.4112 | -7157.2187 | -9552.8177 | -2738.8493 | -2153.4277 | -4228.2082 | -73.2693 | 0
417
418 | Total Target Revenue Requirements |  | 1813003.99 | 1215969.4154 | 309228.2042 | 140447.2896 | 23648.761 | 11641.6834 | 93759.0995 | 18309.5369 | 0

## Customer Summary
Customer Summary
PacifiCorp
Cost Of Service By Rate Schedule - Customer Function
State of Washington
WCA
12 Months Ending June 2022
| A | B | C | D | E | F | G | H | I | J
Chk Total
| DESCRIPTION |  | Washington Jurisdiction Normalized | Residential Schedule 16 | Small General Service Schedule 24 | Large General Service < 1,000 kW Schedule 36 | Large General Service > 1,000 kW Schedule 48 | Large General Dedicated Facilities Schedule 48 | Agricultural Pumping Schedule 40 | Street & Area Lighting Sch. 15, 51-54, 57 | 0
13 | 12 Months Ending June 2022 A: Operating Expenses
14 | Operation & Maintenance Expenses |  | 7456310.2815 | 5933263.1477 | 960170.2487 | 184819.4834 | 70477.5045 | 64564.3613 | 167432.1514 | 75583.3845 | 0
15 | Depreciation Expense |  | 55676.9249 | 43082.6475 | 9018.3873 | 504.9072 | 226.8653 | 3.4144 | 1825.2629 | 1015.4403 | 0
16 | Amortization Expense |  | 993350.2751 | 768651.6424 | 160900.0044 | 9008.2145 | 4047.5789 | 60.9167 | 32565.1141 | 18116.804 | 0
17 | Taxes Other Than Income |  | 243961.3914 | 224815.3147 | 40285.584 | -37638.1169 | 1669.5564 | 390.4486 | 8379.0131 | 6059.5914 | 0
18 | Income Taxes - Federal |  | 493817.413 | 455062.6494 | 81544.5541 | -76185.6514 | 3379.4529 | 790.3313 | 16960.4812 | 12265.5955 | 0
19 | Income Taxes - State |  | 0 | 0 | 0 | 0 | 0 | 0 | 0 | 0 | 0
20 | Income Taxes Deferred |  | -265955.9479 | -245083.7396 | -43917.5667 | 41031.4148 | -1820.0768 | -425.6499 | -9134.4305 | -6605.8992 | 0
21 | Investment Tax Credit Adj |  | 0 | 0 | 0 | 0 | 0 | 0 | 0 | 0 | 0
22 | Misc Revenues & Expense |  | 2336.93 | 1928.6829 | 130.561 | 151.7916 | 57.023 | 69.4304 | -0.5589 | 0 | 0
23
24 | Total Operating Expenses |  | 8979497.2681 | 7181720.345 | 1208131.7728 | 121692.0432 | 78037.9043 | 65453.2529 | 218027.0333 | 106434.9165 | 0
25
26
27 | 12 Months Ending June 2022 A: Rate Base :
28 | Electric Plant In Service |  | 15913927.8272 | 12314152.4872 | 2577692.0007 | 144315.735 | 64844.0745 | 975.9142 | 521708.0913 | 290239.5244 | 0
29 | Plant Held For Future Use |  | 0 | 0 | 0 | 0 | 0 | 0 | 0 | 0 | 0
30 | Electric Plant Acquisition Adj |  | 0 | 0 | 0 | 0 | 0 | 0 | 0 | 0 | 0
31 | Pensions |  | 0 | 0 | 0 | 0 | 0 | 0 | 0 | 0 | 0
32 | Prepayments |  | 0 | 0 | 0 | 0 | 0 | 0 | 0 | 0 | 0
33 | Fuel Stock |  | 0 | 0 | 0 | 0 | 0 | 0 | 0 | 0 | 0
34 | Materials & Supplies |  | 0 | 0 | 0 | 0 | 0 | 0 | 0 | 0 | 0
35 | Misc Deferred Debits |  | 0 | 0 | 0 | 0 | 0 | 0 | 0 | 0 | 0
36 | Cash Working Capital |  | 0 | 0 | 0 | 0 | 0 | 0 | 0 | 0 | 0
37 | Weatherization Loans |  | 0 | 0 | 0 | 0 | 0 | 0 | 0 | 0 | 0
38 | Miscellaneous Rate Base |  | 0 | 0 | 0 | 0 | 0 | 0 | 0 | 0 | 0
39
40 | Total Rate Base Additions |  | 15913927.8272 | 12314152.4872 | 2577692.0007 | 144315.735 | 64844.0745 | 975.9142 | 521708.0913 | 290239.5244 | 0
41
42 | 12 Months Ending June 2022 A: Rate Base Deductions :
43 | Accum Provision For Depreciation |  | -444269.4629 | -343774.4579 | -71961.4826 | -4028.8655 | -1810.2534 | -27.2446 | -14564.5359 | -8102.623 | 0
44 | Accum Provision For Amortization |  | -13207331.0392 | -10219795.5232 | -2139285.2814 | -119770.9143 | -53815.5738 | -809.9334 | -432977.4234 | -240876.3896 | 0
45 | Accum Deferred Income Taxes |  | -941311.7552 | -724863.854 | -157798.9724 | -6014.0879 | -2972.6736 | 1321.8767 | -32516.382 | -18467.662 | 0
46 | Unamortized ITC |  | 0 | 0 | 0 | 0 | 0 | 0 | 0 | 0 | 0
47 | Customer Advance For Construction |  | 0 | 0 | 0 | 0 | 0 | 0 | 0 | 0 | 0
48 | Customer Service Deposits |  | -408390.6325 | -184716.4699 | -57943.6126 | -155300.7203 | 0 | 0 | -10305.0512 | -124.7785 | 0
49 | Misc Rate Base Deductions |  | 0 | 0 | 0 | 0 | 0 | 0 | 0 | 0 | 0
50
51 | Total Rate Base Deductions |  | -15001302.8898 | -11473150.305 | -2426989.3491 | -285114.5879 | -58598.5009 | 484.6987 | -490363.3925 | -267571.4531 | 0
52
53 | Total Rate Base |  | 912624.9375 | 841002.1822 | 150702.6517 | -140798.853 | 6245.5736 | 1460.6129 | 31344.6988 | 22668.0713 | 0
54
55 | Calculated Return On Rate Base |  |  | 5.383% | 8.27% | 7.279% | 4.844% | 2.406% | 3.83% | 4.672%
56
57 | Return On Rate Base | 5.772% | 52672.2612 | 48538.545 | 8697.8222 | -8126.2232 | 360.4641 | 84.2995 | 1809.0632 | 1308.2905 | 0
58 | Total Operating Expenses |  | 8979497.2681 | 7181720.345 | 1208131.7728 | 121692.0432 | 78037.9043 | 65453.2529 | 218027.0333 | 106434.9165 | 0
59 | Revenue Credits |  | 385862.8345 | 340349.7845 | 3856.8822 | 30304.2327 | 6345.8288 | 535.9504 | -6192.6055 | 10662.7614 | 0
60
61 | Total Revenue Requirements |  | 9418032.3638 | 7570608.6746 | 1220686.4772 | 143870.0527 | 84744.1972 | 66073.5027 | 213643.491 | 118405.9685 | 0
62 | [10 empty] | 0
63
64 | Return On Rate Base @ Target ROR | 7.6% | 69359.4831 | 63916.1547 | 11453.3995 | -10700.711 | 474.6635 | 111.0066 | 2382.1967 | 1722.7731 | 0
65 | Total Op. exp. Adjusted for Taxes |  | 8985005.8137 | 7186796.5803 | 1209041.4044 | 120842.1904 | 78075.6022 | 65462.0691 | 218216.2279 | 106571.7395 | 0
66 | Revenue Credits |  | 385862.8345 | 340349.7845 | 3856.8822 | 30304.2327 | 6345.8288 | 535.9504 | -6192.6055 | 10662.7614 | 0
67
68 | Total Target Revenue Requirements |  | 9440228.1313 | 7591062.5195 | 1224351.6861 | 140445.7121 | 84896.0945 | 66109.026 | 214405.8191 | 118957.2741 | 0
Generation Demand Summary

## Common Summary
Common Summary
PacifiCorp
Cost Of Service By Rate Schedule - Common Function
State of Washington
WCA
12 Months Ending June 2022
| A | B | C | D | E | F | G | H | I | J
Chk Total
| DESCRIPTION |  | Washington Jurisdiction Normalized | Residential Schedule 16 | Small General Service Schedule 24 | Large General Service < 1,000 kW Schedule 36 | Large General Service > 1,000 kW Schedule 48 | Large General Dedicated Facilities Schedule 48 | Agricultural Pumping Schedule 40 | Street & Area Lighting Sch. 15, 51-54, 57 | 0
13 | 12 Months Ending June 2022 A: Operating Expenses
14 | Operation & Maintenance Expenses |  | 15197082.0378 | 7303353.683 | 2127729.2025 | 2773016.2261 | 1069918.3794 | 1251743.349 | 618356.7616 | 52964.4363 | 0
15 | Depreciation Expense |  | 0 | 0 | 0 | 0 | 0 | 0 | 0 | 0 | 0
16 | Amortization Expense |  | 0 | 0 | 0 | 0 | 0 | 0 | 0 | 0 | 0
17 | Taxes Other Than Income |  | 0 | 0 | 0 | 0 | 0 | 0 | 0 | 0 | 0
18 | Income Taxes - Federal |  | 458337.7295 | 220264.0396 | 64170.6554 | 83634.2082 | 32268.8624 | 37753.4614 | 18649.237 | 1597.2655 | 0
19 | Income Taxes - State |  | 0 | 0 | 0 | 0 | 0 | 0 | 0 | 0 | 0
20 | Income Taxes Deferred |  | 0 | 0 | 0 | 0 | 0 | 0 | 0 | 0 | 0
21 | Investment Tax Credit Adj |  | 0 | 0 | 0 | 0 | 0 | 0 | 0 | 0 | 0
22 | Misc Revenues & Expense |  | 0 | 0 | 0 | 0 | 0 | 0 | 0 | 0 | 0
23
24 | Total Operating Expenses |  | 15655419.7673 | 7523617.7225 | 2191899.8578 | 2856650.4343 | 1102187.2418 | 1289496.8104 | 637005.9985 | 54561.7018 | 0
25
26
27 | 12 Months Ending June 2022 A: Rate Base :
28 | Electric Plant In Service |  | 0 | 0 | 0 | 0 | 0 | 0 | 0 | 0 | 0
29 | Plant Held For Future Use |  | 0 | 0 | 0 | 0 | 0 | 0 | 0 | 0 | 0
30 | Electric Plant Acquisition Adj |  | 0 | 0 | 0 | 0 | 0 | 0 | 0 | 0 | 0
31 | Pensions |  | 0 | 0 | 0 | 0 | 0 | 0 | 0 | 0 | 0
32 | Prepayments |  | 0 | 0 | 0 | 0 | 0 | 0 | 0 | 0 | 0
33 | Fuel Stock |  | 0 | 0 | 0 | 0 | 0 | 0 | 0 | 0 | 0
34 | Materials & Supplies |  | 0 | 0 | 0 | 0 | 0 | 0 | 0 | 0 | 0
35 | Misc Deferred Debits |  | 0 | 0 | 0 | 0 | 0 | 0 | 0 | 0 | 0
36 | Cash Working Capital |  | 29873668.4172 | 14356569.6175 | 4182584.296 | 5451057.4496 | 2103192.3641 | 2460614.8508 | 1215534.9831 | 104114.856 | 0
37 | Weatherization Loans |  | 3311.89 | 1454.9341 | 412.8323 | 681.3682 | 270.0078 | 363.9235 | 125.1078 | 3.7164 | 0
38 | Miscellaneous Rate Base |  | 0 | 0 | 0 | 0 | 0 | 0 | 0 | 0 | 0
39
40 | Total Rate Base Additions |  | 29876980.3072 | 14358024.5516 | 4182997.1283 | 5451738.8178 | 2103462.3718 | 2460978.7744 | 1215660.0909 | 104118.5724 | 0
41
42 | 12 Months Ending June 2022 A: Rate Base Deductions :
43 | Accum Provision For Depreciation |  | 0 | 0 | 0 | 0 | 0 | 0 | 0 | 0 | 0
44 | Accum Provision For Amortization |  | 0 | 0 | 0 | 0 | 0 | 0 | 0 | 0 | 0
45 | Accum Deferred Income Taxes |  | 0 | 0 | 0 | 0 | 0 | 0 | 0 | 0 | 0
46 | Unamortized ITC |  | 0 | 0 | 0 | 0 | 0 | 0 | 0 | 0 | 0
47 | Customer Advance For Construction |  | 0 | 0 | 0 | 0 | 0 | 0 | 0 | 0 | 0
48 | Customer Service Deposits |  | 0 | 0 | 0 | 0 | 0 | 0 | 0 | 0 | 0
49 | Misc Rate Base Deductions |  | 0 | 0 | 0 | 0 | 0 | 0 | 0 | 0 | 0
50
51 | Total Rate Base Deductions |  | 0 | 0 | 0 | 0 | 0 | 0 | 0 | 0 | 0
52
53 | Total Rate Base |  | 29876980.3072 | 14358024.5516 | 4182997.1283 | 5451738.8178 | 2103462.3718 | 2460978.7744 | 1215660.0909 | 104118.5724 | 0
54
55 | Calculated Return On Rate Base |  |  | 5.383% | 8.27% | 7.279% | 4.844% | 2.406% | 3.83% | 4.672%
56
57 | Return On Rate Base | 5.772% | 1724353.6168 | 828675.1643 | 241422.1971 | 314647.7807 | 121401.5912 | 142035.6946 | 70161.9726 | 6009.2163 | 0
58 | Total Operating Expenses |  | 15655419.7673 | 7523617.7225 | 2191899.8578 | 2856650.4343 | 1102187.2418 | 1289496.8104 | 637005.9985 | 54561.7018 | 0
59 | Revenue Credits |  | -278910.8466 | -123056.2478 | -34966.3916 | -57082.4953 | -22595.8606 | -30292.7812 | -10573.4357 | -343.6345 | 0
60
61 | Total Revenue Requirements |  | 17100862.5374 | 8229236.6391 | 2398355.6633 | 3114215.7198 | 1200992.9724 | 1401239.7238 | 696594.5355 | 60227.2836 | 0
62 | [10 empty] | 0
63
64 | Return On Rate Base @ Target ROR | 7.6% | 2270650.1069 | 1091209.6754 | 317907.7262 | 414332.0778 | 159863.1123 | 187034.3542 | 92390.1508 | 7913.0101 | 0
65 | Total Op. exp. Adjusted for Taxes |  | 15835755.3036 | 7610281.8376 | 2217148.1601 | 2889556.7801 | 1114883.6057 | 1304351.1204 | 644343.6449 | 55190.1548 | 0
66 | Revenue Credits |  | -278910.8466 | -123056.2478 | -34966.3916 | -57082.4953 | -22595.8606 | -30292.7812 | -10573.4357 | -343.6345 | 0
67
68 | Total Target Revenue Requirements |  | 17827494.5638 | 8578435.2652 | 2500089.4948 | 3246806.3626 | 1252150.8575 | 1461092.6934 | 726160.3599 | 62759.5305 | 0
Generation Demand Summary

## G+T+D+C+CO
G+T+D+C+CO |  |  | - | Results of Operations - Gn+Tr+Dist+Cust+Comm - TOTAL Unbundled
PacifiCorp
3 | Cost Of Service By Rate Schedule
4 | State of Washington
5 | WCA
6 | 12 Months Ending June 2022
7
8
9 |  | A |  | B | C | D | E | F | G | H | I | J | K | Chk Total
12 |  |  |  | DESCRIPTION |  | Washington Jurisdiction Normalized | Residential Schedule 16 | Small General Service Schedule 24 | Large General Service < 1,000 kW Schedule 36 | Large General Service > 1,000 kW Schedule 48 | Large General Dedicated Facilities Schedule 48 | Agricultural Pumping Schedule 40 | Street & Area Lighting Sch. 15, 51-54, 57 | -1254352
13
12 |  |  |  | Operating Revenues |  | 446112988.7565 | 197516635.0287 | 63800583.0055 | 91151147.8537 | 34251525.3697 | 42064904.9711 | 16145291.1453 | 1182901.3825 | 0
13
14 |  |  |  | Operating Expenses
15 |  |  |  | Operation & Maintenance Expenses |  | 299613961.7066 | 127309176.3794 | 39574177.6363 | 62412227.3778 | 24967716.5054 | 33728381.3178 | 10976796.8718 | 645485.6181 | 0
16 |  |  |  | Depreciation Expense |  | 55619535.6255 | 27152419.1257 | 7748061.5322 | 9945624.3037 | 3841528.626 | 4364292.6731 | 2342054.366 | 225554.9989 | 0
17 |  |  |  | Amortization Expense |  | 15472658.7273 | 8088410.1179 | 2155253.0144 | 2429224.3193 | 952661.9187 | 1161771.5277 | 600037.6069 | 85300.2223 | 0
18 |  |  |  | Taxes Other Than Income |  | 28898159.684 | 14070104.4731 | 3935446.8627 | 5182233.4461 | 2035750.5913 | 2415407.9814 | 1172029.6638 | 87186.6656 | 0
19 |  |  |  | Income Taxes - Federal |  | -14192440.6963 | -5380428.3933 | -1591468.3043 | -3428342.0236 | -1342369.7153 | -1971581.1528 | -498021.7076 | 19770.6005 | 0
20 |  |  |  | Income Taxes - State |  | 0 | 0 | 0 | 0 | 0 | 0 | 0 | 0 | 0
21 |  |  |  | Income Taxes Deferred |  | -2711754.5123 | -2081473.43 | -499267.694 | -65210.9586 | -20790.1359 | 137129.9712 | -148644.1856 | -33498.0794 | 0
22 |  |  |  | Investment Tax Credit Adj |  | 0 | 0 | 0 | 0 | 0 | 0 | 0 | 0 | 0
23 |  |  |  | Misc Revenues & Expense |  | -98259.1642 | -40067.4012 | -12975.5997 | -21418.3037 | -8607.2851 | -11314.3689 | -3711.2381 | -164.9675 | 0
24
25 |  |  |  | Total Operating Expenses |  | 382601861.3707 | 169118140.8716 | 51309227.4477 | 76454338.1611 | 30425890.5051 | 39824087.9496 | 14440541.3771 | 1029635.0585 | 0
26
27 |  |  |  | Operating Revenue For Return |  | 63511127.3858 | 28398494.1571 | 12491355.5578 | 14696809.6926 | 3825634.8646 | 2240817.0215 | 1704749.7682 | 153266.324 | 0
28
29
30 |  |  |  | Rate Base :
31 |  |  |  | Electric Plant In Service |  | 2408541688.7417 | 1167574190.6409 | 334942188.0507 | 433413636.5484 | 168241170.7642 | 196115407.1788 | 99712192.0835 | 8542903.4751 | 0
32 |  |  |  | Plant Held For Future Use |  | 467184.7162 | 205237.1783 | 58235.3123 | 96115.7493 | 38088.0695 | 51336.0976 | 17648.0615 | 524.2478 | 0
33 |  |  |  | Electric Plant Acquisition Adj |  | 115844.1985 | 50891.0835 | 14440.1622 | 23833.0826 | 9444.4055 | 12729.417 | 4376.054 | 129.9937 | 0
34 |  |  |  | Pensions |  | 0 | 0 | 0 | 0 | 0 | 0 | 0 | 0 | 0
35 |  |  |  | Prepayments |  | 5.1223e-09 | 2.4632e-09 | 7.0836e-10 | 9.332e-10 | 3.6262e-10 | 4.2619e-10 | 2.1151e-10 | 1.7146e-11 | 0
36 |  |  |  | Fuel Stock |  | 1.5716e-09 | 6.9042e-10 | 1.959e-10 | 3.2333e-10 | 1.2813e-10 | 1.7269e-10 | 5.9368e-11 | 1.7636e-12 | 0
37 |  |  |  | Materials & Supplies |  | 8.6889e-05 | 4.087e-05 | 1.151e-05 | 1.6407e-05 | 6.4037e-06 | 7.9886e-06 | 3.4952e-06 | 2.1479e-07 | 0
38 |  |  |  | Misc Deferred Debits |  | 392246.6086 | 172316.3972 | 48894.1589 | 80698.4376 | 31978.6063 | 43101.603 | 14817.249 | 440.1566 | 0
39 |  |  |  | Cash Working Capital |  | 29873668.4172 | 14356569.6175 | 4182584.296 | 5451057.4496 | 2103192.3641 | 2460614.8508 | 1215534.9831 | 104114.856 | 0
40 |  |  |  | Weatherization Loans |  | 3311.89 | 1454.9341 | 412.8323 | 681.3682 | 270.0078 | 363.9235 | 125.1078 | 3.7164 | 0
41 |  |  |  | Miscellaneous Rate Base |  | 0 | 0 | 0 | 0 | 0 | 0 | 0 | 0 | 0
42
43 |  |  |  | Total Rate Base Additions |  | 2439393944.5722 | 1182360659.8516 | 339246754.8123 | 439066022.6357 | 170424144.2173 | 198683553.0707 | 100964693.539 | 8648116.4456 | 0
44
45 |  |  |  | Rate Base Deductions :
46 |  |  |  | Accum Provision For Depreciation |  | -1005501106.3249 | -493504661.1313 | -141152381.9143 | -177999370.2494 | -68571998.4554 | -77436052.0722 | -43082867.5806 | -3753774.9217 | 0
47 |  |  |  | Accum Provision For Amortization |  | -64932897.3479 | -34171041.7454 | -9032310.3028 | -10053456.6925 | -3950451.5992 | -4861693.0186 | -2493573.544 | -370370.4455 | 0
48 |  |  |  | Accum Deferred Income Taxes |  | -164955908.3513 | -81499951.5492 | -23215512.8507 | -28853289.3548 | -11159129.5359 | -12767236.9142 | -6824566.7195 | -636221.4271 | 0
49 |  |  |  | Unamortized ITC |  | -14943.3387 | -7197.018 | -2060.1791 | -2717.5654 | -1057.3683 | -1254.2239 | -607.7455 | -49.2385 | 0
50 |  |  |  | Customer Advance For Construction |  | -7825156.6493 | -3536416.8388 | -2851322.2818 | -497726.8282 | 0 | 0 | -440094.2967 | -499596.4039 | 0
51 |  |  |  | Customer Service Deposits |  | -408390.6325 | -184716.4699 | -57943.6126 | -155300.7203 | 0 | 0 | -10305.0512 | -124.7785 | 0
52 |  |  |  | Misc Rate Base Deductions |  | -95331195.2272 | -41885344.7567 | -11885070.7732 | -19609604.1704 | -7770561.1784 | -10471676.4213 | -3601654.9304 | -107282.9968 | 0
53 | [5 empty] | 0 | 0 | 0 | 0 | 0 | 0 | 0 | 0 | 0
54 |  |  |  | Total Rate Base Deductions |  | -1338969597.8718 | -654789329.5093 | -188196601.9145 | -237171465.581 | -91453198.1372 | -105537912.6501 | -56453669.8678 | -5367420.212 | 0
55 | [13 empty] | 0
56 |  |  |  | Total Rate Base |  | 1100424346.7004 | 527571330.3424 | 151050152.8978 | 201894557.0547 | 78970946.0802 | 93145640.4206 | 44511023.6712 | 3280696.2336 | 0
57
58
59 |  |  |  | Return On Rate Base |  | 5.772% | 5.383% | 8.27% | 7.279% | 4.844% | 2.406% | 3.83% | 4.672%
60
61 |  |  |  | Return On Equity |  | 6.572% | 5.818% | 11.42% | 9.498% | 4.773% | 0.04038% | 2.804% | 4.438%
PacifiCorp
Cost Of Service By Rate Schedule
State of Washington
WCA
12 Months Ending June 2022
|  | A |  | B | C | D | E | F | G | H | I | J | K
|  |  |  | DESCRIPTION | COS Factor | Washington Jurisdiction Normalized | Residential Schedule 16 | Small General Service Schedule 24 | Large General Service < 1,000 kW Schedule 36 | Large General Service > 1,000 kW Schedule 48 | Large General Dedicated Facilities Schedule 48 | Agricultural Pumping Schedule 40 | Street & Area Lighting Sch. 15, 51-54, 57
79 |  |  |  | Total Rate Base |  | 1100424346.7004 | 527571330.3424 | 151050152.8978 | 201894557.0547 | 78970946.0802 | 93145640.4206 | 44511023.6712 | 3280696.2336 | 0
80
81
82 |  |  |  | Return On Ratebase ($$) | 5.772% | 63511127.3858 | 30448844.6361 | 8717878.2722 | 11652369.3519 | 4557817.9284 | 5375912.1669 | 2568959.241 | 189345.7892 | 0
83 |  |  |  | Operating & Maintenance Expense |  | 299613961.7066 | 127309176.3794 | 39574177.6363 | 62412227.3778 | 24967716.5054 | 33728381.3178 | 10976796.8718 | 645485.6181 | 0
84 |  |  |  | Bad Debt to Produce ROR | F80 | 0 | 0 | 0 | 0 | 0 | 0 | 0 | 0 | 0
85 |  |  |  | Depreciation Expense |  | 55619535.6255 | 27152419.1257 | 7748061.5322 | 9945624.3037 | 3841528.626 | 4364292.6731 | 2342054.366 | 225554.9989 | 0
86 |  |  |  | Amortization Expense |  | 15472658.7273 | 8088410.1179 | 2155253.0144 | 2429224.3193 | 952661.9187 | 1161771.5277 | 600037.6069 | 85300.2223 | 0
87 |  |  |  | Taxes Other Than Income |  | 28898159.684 | 14070104.4731 | 3935446.8627 | 5182233.4461 | 2035750.5913 | 2415407.9814 | 1172029.6638 | 87186.6656 | 0
88 |  |  |  | Federal Income Taxes |  | -14192440.6963 | -5380428.3933 | -1591468.3043 | -3428342.0236 | -1342369.7153 | -1971581.1528 | -498021.7076 | 19770.6005 | 0
89 |  |  |  | FIT Adj to Produce Target ROR | F101 | 0 | 0 | 0 | 0 | 0 | 0 | 0 | 0 | 0
90 |  |  |  | State Income Taxes |  | 0 | 0 | 0 | 0 | 0 | 0 | 0 | 0 | 0
91 |  |  |  | SIT Adj to Produce Target ROR | F101 | 0 | 0 | 0 | 0 | 0 | 0 | 0 | 0 | 0
92 |  |  |  | Deferred Income Taxes |  | -2711754.5123 | -2081473.43 | -499267.694 | -65210.9586 | -20790.1359 | 137129.9712 | -148644.1856 | -33498.0794 | 0
93 |  |  |  | Investment Tax Credit |  | 0 | 0 | 0 | 0 | 0 | 0 | 0 | 0 | 0
94 |  |  |  | Misc Revenue & Expenses |  | -98259.1642 | -40067.4012 | -12975.5997 | -21418.3037 | -8607.2851 | -11314.3689 | -3711.2381 | -164.9675 | 0
95 |  |  |  | Revenue Credits |  | -41484237.8034 | -21444880.1287 | -5796372.767 | -6393898.9012 | -2490926.976 | -3393599.6462 | -1670274.7451 | -294284.6393 | 0
96
97 |  |  |  | Total Revenue Requirements |  | 404628750.953 | 178122105.379 | 54230732.9529 | 81712808.6119 | 32492781.4575 | 41806400.4703 | 15339225.8731 | 924696.2084 | 0
98 |  |  |  | Operating Revenues |  | 404628750.953 | 176071754.9 | 58004210.2385 | 84757248.9525 | 31760598.3937 | 38671305.3249 | 14475016.4003 | 888616.7432 | 0
99
100 |  |  |  | Increase / (Decrease) Required to
101 |  |  |  | Earn Equal Rates of Return |  | 0 | 2050350.479 | -3773477.2856 | -3044440.3406 | 732183.0639 | 3135095.1454 | 864209.4728 | 36079.4652 | 0
102
103 |  |  |  | Existing Revenues |  | 404628750.953 | 176071754.9 | 58004210.2385 | 84757248.9525 | 31760598.3937 | 38671305.3249 | 14475016.4003 | 888616.7432 | 0
104
105 |  |  |  | Percent Increase / (Decrease)
106 |  |  |  | Over Existing Rates To
107 |  |  |  | Equal Authorized RoE & RoR |  | 0% | 1.164% | -6.506% | -3.592% | 2.305% | 8.107% | 5.97% | 4.06%
[5 empty] | WCA | E: ELECTRIC REVENUES
|  | Results of Operations - Gn+Tr+Dist+Cust+Comm - TOTAL Unbundled |  |  | Method
|  | A |  | B | 0 | D | E | F | G | H | I | J | K
|  | FERC ACCT |  | DESCRIPTION | COS Factor | Washington Jurisdiction Normalized | Residential Schedule 16 | Small General Service Schedule 24 | Large General Service < 1,000 kW Schedule 36 | Large General Service > 1,000 kW Schedule 48 | Large General Dedicated Facilities Schedule 48 | Agricultural Pumping Schedule 40 | Street & Area Lighting Sch. 15, 51-54, 57 |  | Func Study Row
120 |  | 440 | Residential Sales |  | A | 176071754.9 | 176071754.9 | 0 | 0 | 0 | 0 | 0 | 0 | 0
121
122 |  | 442 | Commercial & Industrial Sales |  | A | 227668379.3099 | 0 | 58004210.2385 | 84757248.9525 | 31760598.3937 | 38671305.3249 | 14475016.4003 | 0 | 0
123 |  |  |  | Interruptible Demand | F10 | 0 | 0 | 0 | 0 | 0 | 0 | 0 | 0 | 0 | 100
124 |  |  |  | Interruptible Energy | F10 | 0 | 0 | 0 | 0 | 0 | 0 | 0 | 0 | 0 | 101
125 | [5 empty] | 227668379.3099 | 0 | 58004210.2385 | 84757248.9525 | 31760598.3937 | 38671305.3249 | 14475016.4003 | 0 | 0
126
127 |  | 444 | Public Street & Highway Lighting |  | A | 888616.7432 | 0 | 0 | 0 | 0 | 0 | 0 | 888616.7432 | 0
128
129 |  | 445 | Other Sales to Public Authority |  | A | 0 | 0 | 0 | 0 | 0 | 0 | 0 | 0 | 0
130
131 |  | 448 | Interdepartmental |  | A | 0 | 0 | 0 | 0 | 0 | 0 | 0 | 0 | 0 | 114
132 |  |  |  | Demand | F10 | 0 | 0 | 0 | 0 | 0 | 0 | 0 | 0 | 0 | 115
133 | [5 empty] | 0 | 0 | 0 | 0 | 0 | 0 | 0 | 0 | 0
134
135 |  | Total Sales to Ultimate Customers |  |  |  | 404628750.953 | 176071754.9 | 58004210.2385 | 84757248.9525 | 31760598.3937 | 38671305.3249 | 14475016.4003 | 888616.7432 | 0
136
137 |  | 447 | Sales for Resale |  | F30 | 0 | 0 | 0 | 0 | 0 | 0 | 0 | 0 | 0 | 121
138 | [5 empty] | 0 | 0 | 0 | 0 | 0 | 0 | 0 | 0 | 0
139
140 |  | 447NPC | Sales for Resale - NPC
141 |  |  |  | Demand | F30 | 20434313.0378 | 7979097.437 | 2678980.8764 | 4559882.2855 | 1836297.6095 | 2598540.2912 | 747509.5411 | 34004.9971 |  | 128
142 |  |  |  | Energy | F30 | 0 | 0 | 0 | 0 | 0 | 0 | 0 | 0 | 0 | 127
143 | [5 empty] | 20434313.0378 | 7979097.437 | 2678980.8764 | 4559882.2855 | 1836297.6095 | 2598540.2912 | 747509.5411 | 34004.9971 | 0
144
145 |  | 449 | Provision for Rate Refund |  | F11 | 0 | 0 | 0 | 0 | 0 | 0 | 0 | 0 | 0 | 133
146 |  |  |  |  | F10 | 258505.8468 | 113563.2411 | 32223.1618 | 53183.4246 | 21075.1515 | 28405.6411 | 9765.1463 | 290.0804 |  | 134
147
148 |  | State Specific Revenue Credit |  |  | F140 | 331840.0881 | 148447.4286 | 44651.0202 | 65537.9653 | 26022.5485 | 33621.9128 | 12652.4767 | 906.736 | 0 | 136
149
150 |  | AGA Revenue |  |  | A | 626235.37 | 1137 | 174970 | 250164 | 52059 | 6844 | 140318.37 | 743 | 0 | 137
151
152 |  | Autopay Bill Credit |  |  | F40 | -294837 | -251791 | -15611 | -16386 | -3315 | -206 | -77 | -7451 | 0 | 139
153
154 |  | Paperless Bill Credit |  |  | F40 | -267673 | -227903 | -14368 | -15198 | -3142 | -362 | -136 | -6564 | 0 | 141
155
156
157 |  | Total Sales from Electricity |  |  |  | 425458629.4489 | 183720742.7656 | 60872833.135 | 89601249.2033 | 33668520.5517 | 41309743.5289 | 15375283.7881 | 910256.4763 | 0
158
159 |  | Other Electric Operating Revenues
160 |  | 450 | Forfeited Discounts & Interest |  | A | -884.17 | -641.9804 | -82.9939 | -105.9996 | -27.9093 | -17.9158 | -6.7061 | -0.66495 | 0 | 147
161 |  |  |  | Customers | F40 | 0 | 0 | 0 | 0 | 0 | 0 | 0 | 0 | 0 | 148
162 | [5 empty] | -884.17 | -641.9804 | -82.9939 | -105.9996 | -27.9093 | -17.9158 | -6.7061 | -0.66495 | 0
163
164 |  | 451 | Misc Electric Revenue |  | A | 168972.7 | 133157.9228 | 25027.4323 | 1287.2731 | 79.8941 | 1.2024 | 6181.472 | 3237.5032 | 0 | 152
165 |  |  |  | Demand | F10 | 0 | 0 | 0 | 0 | 0 | 0 | 0 | 0 | 0 | 153
166 |  |  |  | Customer | F40 | 2.8232 | 2.2248 | 0.41816 | 0.021508 | 0.0013349 | 2.009e-05 | 0.10328 | 0.054092 | 0 | 154
167 | [5 empty] | 168975.5232 | 133160.1477 | 25027.8505 | 1287.2946 | 79.8954 | 1.2024 | 6181.5753 | 3237.5573 | 0
168
169 |  | 453 | Water Sales |  | F12 | 745.6168 | 311.2744 | 97.1427 | 159.8772 | 64.2197 | 84.3766 | 27.5035 | 1.2227 | 0 | 162
170
171 |  | 454 | Rent of Electric Property |  | A | 915932.02 | 461375.6654 | 116650.909 | 157581.2927 | 60107.5563 | 74181.5275 | 45304.2211 | 730.848 | 0 | 165
172 |  |  |  | Demand | F10 | 4273.7833 | 1877.4998 | 532.7338 | 879.2622 | 348.4278 | 469.6201 | 161.4436 | 4.7958 | 0 | 166
173 |  |  |  | Demand | F10 | 320479.7727 | 140788.7758 | 39948.3095 | 65933.5642 | 26127.6866 | 35215.5803 | 12106.2324 | 359.624 | 0 | 167
174 |  |  |  | Jim Bridger Generation | F10 | 853.2748 | 374.849 | 106.3621 | 175.5476 | 69.5648 | 93.7612 | 32.2327 | 0.9575 | 0 | 168
175 |  |  |  | Customer | F40 | 215539.8159 | 169854.8593 | 31924.7319 | 1642.0321 | 101.912 | 1.5338 | 7885.0214 | 4129.7254 | 0 | 169
176 | [5 empty] | 1457078.6668 | 774271.6492 | 189163.0463 | 226211.6989 | 86755.1476 | 109962.0229 | 65489.1512 | 5225.9507 | 0
177
178 |  | 456 | Other Electric Revenue |  | A | 265774.1463 | 116756.1864 | 33129.1486 | 54678.7304 | 21667.7007 | 29204.2944 | 10039.7032 | 298.2363 | 0 | 173
179 |  |  |  | CAGE | F12 | 0 | 0 | 0 | 0 | 0 | 0 | 0 | 0 | 0 | 174
180 |  |  |  | CAGW | F12 | 167324.1337 | 69853.1931 | 21799.8223 | 35878.1079 | 14411.5719 | 18934.9733 | 6172.0704 | 274.3948 | 0 | 175
181 |  |  |  | SO | F12 | 208.9434 | 87.2281 | 27.2222 | 44.8022 | 17.9962 | 23.6448 | 7.7073 | 0.34265 | 0 | 176
182 |  |  |  | SG | F40 | 13313201.7692 | 10491388.81 | 1971888.0984 | 101423.047 | 6294.779 | 94.7375 | 487032.4296 | 255079.8678 | 0 | 177
183 |  |  |  | JBG | F12 | 2245450.4087 | 937413.3754 | 292548.4739 | 481475.746 | 193399.8961 | 254102.8754 | 82827.7289 | 3682.3129 | 0 | 178
184 |  |  |  | WRG | F12 | 0 | 0 | 0 | 0 | 0 | 0 | 0 | 0 | 0 | 179
185 |  |  |  | WRE | F12 | 0 | 0 | 0 | 0 | 0 | 0 | 0 | 0 | 0 | 180
186 |  |  |  | CN | F12 | 0 | 0 | 0 | 0 | 0 | 0 | 0 | 0 | 0 | 181
187 |  |  |  | SE | F12 | 2777978.569 | 1159729.1382 | 361928.8976 | 595661.921 | 239266.3693 | 314365.5898 | 102471.0476 | 4555.6056 | 0 | 182
188 | [5 empty] | 18769937.824 | 12775227.9312 | 2681321.663 | 1269162.3546 | 475058.3132 | 616726.115 | 688550.687 | 263890.76 | 0
189 | [13 empty] | 0
190 |  | Total Other Electric Operating Revenues |  |  |  | 20654359.3075 | 13795892.2632 | 2927749.8704 | 1549898.6503 | 583004.818 | 755161.4422 | 770007.3573 | 272644.9062 | 0
191 | [13 empty] | 0
192 |  | Total Electric Operating Revenues |  |  |  | 446112988.7565 | 197516635.0287 | 63800583.0055 | 91151147.8537 | 34251525.3697 | 42064904.9711 | 16145291.1453 | 1182901.3825 | 0
193
194 |  | Miscellaneous Revenues
195 |  | 41160 | Gain on Sale of Utility Plant - CR |  | F12 | 0 | 0 | 0 | 0 | 0 | 0 | 0 | 0 | 0 | 196
196 |  | 41170 | Loss on Sale of Utility Plant |  | F12 | 0 | 0 | 0 | 0 | 0 | 0 | 0 | 0 | 0 | 201
197 |  | 4118 | Gain from Emission Allowances |  | F12 | -7.6141 | -3.1787 | -0.992 | -1.6326 | -0.6558 | -0.86164 | -0.28086 | -0.012486 | 0 | 203
198 |  | 41181 | Gain from Disposition of NOX Credits |  | F12 | 0 | 0 | 0 | 0 | 0 | 0 | 0 | 0 | 0 | 208
199 |  | 4194 | Impact Housing Interest Income |  | F12 | 0 | 0 | 0 | 0 | 0 | 0 | 0 | 0 | 0 | 212
200 |  | 421 | (Gain)/Loss on Sale of Utility Plant |  | F12 | -100588.4801 | -41992.9054 | -13105.1687 | -21568.4627 | -8663.6523 | -11382.9377 | -3710.3983 | -164.955 | 0 | 223
201
202 |  | Total Miscellaneous Revenues |  |  |  | -100596.0942 | -41996.0841 | -13106.1607 | -21570.0954 | -8664.3081 | -11383.7993 | -3710.6792 | -164.9675 | 0
203
204 |  | Miscellaneous Expenses
205 |  | 4311 | Interest on Customer Deposits |  | F80 | 2336.93 | 1928.6829 | 130.561 | 151.7916 | 57.023 | 69.4304 | -0.5589 | 0 | 0 | 229
206
207 |  | Net Miscellaneous Revenues And Expense |  |  |  | -98259.1642 | -40067.4012 | -12975.5997 | -21418.3037 | -8607.2851 | -11314.3689 | -3711.2381 | -164.9675 | 0
208
209 |  | Distribution - METER - Unbundled
210 | [5 empty] | E: STEAM POWER GENERATION
211
212 |  | A |  | B | C | D | E | F | G | H | I | J | K
213 |  | FERC ACCT |  | DESCRIPTION | COS Factor | Washington Jurisdiction Normalized | Residential Schedule 16 | Small General Service Schedule 24 | Large General Service < 1,000 kW Schedule 36 | Large General Service > 1,000 kW Schedule 48 | Large General Dedicated Facilities Schedule 48 | Agricultural Pumping Schedule 40 | Street & Area Lighting Sch. 15, 51-54, 57
214 |  | 500 | Operation Suprvn & Engineering |  | F10 | 14679.5583 | 6448.8221 | 1829.8301 | 3020.0833 | 1196.7772 | 1613.0477 | 554.5253 | 16.4726 | 0 | 237
|  |  |  | JBG | F10 | [9 empty] | 238
216 |  |  |  | CAGW | F10 | -2509.409 | -1102.3991 | -312.8018 | -516.2706 | -204.5841 | -275.7437 | -94.7938 | -2.8159 | 0 | 239
217 |  |  |  | Total 500 |  | 3013809.375 | 1323985.3759 | 375676.0954 | 620042.857 | 245706.1993 | 331169.2501 | 113847.6739 | 3381.9234 | 0
218
219 |  | 501 | Fuel Related |  | F10 | -6314.3058 | -2465.5813 | -827.8186 | -1409.0266 | -567.4252 | -802.9621 | -230.9842 | -10.5077 | 0 | 243
220 |  |  |  | S | F10 | 2233092.2074 | 871967.6691 | 292763.026 | 498310.7374 | 200673.3417 | 283972.3589 | 81688.9576 | 3716.1168 | 0 | 244
221 |  |  |  | SE | F10 | 0 | 0 | 0 | 0 | 0 | 0 | 0 | 0 | 0 | 245
222 |  |  |  | CAGW | F10 | 138513.7114 | 54086.2028 | 18159.4352 | 30909.0997 | 12447.3182 | 17614.1698 | 5066.9832 | 230.5024 | 0 | 246
223 |  |  |  | CAGE | F10 | 0 | 0 | 0 | 0 | 0 | 0 | 0 | 0 | 0 | 247
224 |  |  |  | CAEW | F10 | 0 | 0 | 0 | 0 | 0 | 0 | 0 | 0 | 0 | 248
225 |  |  |  | CAEE | F10 | 0 | 0 | 0 | 0 | 0 | 0 | 0 | 0 | 0 | 249
226 |  |  |  | JBE | F10 | 547312.5283 | 213712.102 | 71753.8091 | 122131.8621 | 49183.3851 | 69599.2889 | 20021.2914 | 910.7897 | 0 | 250
227 |  |  |  | CAEE | F10 | 0 | 0 | 0 | 0 | 0 | 0 | 0 | 0 | 0 | 251
228 |  |  |  | JBG | F10 | 0 | 0 | 0 | 0 | 0 | 0 | 0 | 0 | 0 | 252
229 |  |  |  | Total 501 |  | 2912604.1413 | 1137300.3925 | 381848.4517 | 649942.6726 | 261736.6198 | 370382.8555 | 106546.248 | 4846.9012 | 0
230
231 |  | 501NPC | Fuel Related - NPC
232 |  |  |  | S | F30 | 39501373.4492 | 15424316.2988 | 5178712.094 | 8814664.4671 | 3549729.1982 | 5023213.1746 | 1445003.4844 | 65734.732 | 0 | 256
233 |  |  |  | CAEW | F30 | 0 | 0 | 0 | 0 | 0 | 0 | 0 | 0 | 0 | 257
234 |  |  | Total Fuel Related |  |  | 42413977.5905 | 16561616.6913 | 5560560.5457 | 9464607.1397 | 3811465.818 | 5393596.0301 | 1551549.7324 | 70581.6331 | 0
235
236
237 |  | 502 | Steam Expenses |  | F10 | 6806.92 | 2990.3227 | 848.4933 | 1400.4144 | 554.9463 | 747.9712 | 257.1337 | 7.6383 | 0 | 262
238 |  |  |  | SE/CAEW/CAEE | F10 | 47638.341 | 20927.8222 | 5938.1944 | 9800.8233 | 3883.8009 | 5234.6886 | 1799.5545 | 53.457 | 0 | 263
239 |  |  |  | JBG | F10 | 4811716.2658 | 2113817.1583 | 599788.0271 | 989933.3134 | 392283.7741 | 528730.3439 | 181764.2181 | 5399.431 | 0 | 265
240 |  |  |  | Total 502 |  | 4866161.5268 | 2137735.3032 | 606574.7148 | 1001134.5511 | 396722.5214 | 534713.0037 | 183820.9063 | 5460.5263 | 0
241
242 |  | 503 | Steam From Other Sources |  | F10 | 0 | 0 | 0 | 0 | 0 | 0 | 0 | 0 | 0 | 270
243
244 |  | 503NPC | Steam From Other Sources-NPC
245 |  |  |  | S | F30 | 0 | 0 | 0 | 0 | 0 | 0 | 0 | 0 | 0 | 273
246 |  |  |  | SE | F30 | 329286.6833 | 128578.3636 | 43170.168 | 73479.7647 | 29590.8332 | 41873.9163 | 12045.6674 | 547.9701 | 0 | 274
247 |  |  |  | CAEE | F30 | 0 | 0 | 0 | 0 | 0 | 0 | 0 | 0 | 0 | 275
248 |  |  |  | Total Steam From Other Sources |  | 329286.6833 | 128578.3636 | 43170.168 | 73479.7647 | 29590.8332 | 41873.9163 | 12045.6674 | 547.9701 | 0
249
250 |  | 505 | Electric Expenses |  | F10 | -10274.5627 | -4513.6799 | -1280.7405 | -2113.8262 | -837.6521 | -1129.0094 | -388.1251 | -11.5295 | 0 | 279
251 |  |  |  | JBG | F10 | 1886.6549 | 828.8194 | 235.1745 | 388.1489 | 153.8129 | 207.3131 | 71.269 | 2.1171 | 0 | 280
252 |  |  |  | Total 505 |  | -8387.9077 | -3684.8605 | -1045.5659 | -1725.6773 | -683.8392 | -921.6964 | -316.8561 | -9.4124 | 0
253
254 |  | 506 | Misc. Steam Expense |  | F10 | 1458851.5235 | 640882.6314 | 181848.145 | 300135.2621 | 118935.4795 | 160304.354 | 55108.6124 | 1637.0392 | 0 | 284
255 |  |  |  | SE | F10 | 144173.6697 | 63336.3981 | 17971.4755 | 29661.4161 | 11754.0163 | 15842.3709 | 5446.2094 | 161.7834 | 0 | 285
256 |  |  |  | JBG | F10 | -4536532.3986 | -1992927.1582 | -565485.9237 | -933318.654 | -369848.9172 | -498492.0562 | -171369.0539 | -5090.6355 | 0 | 286
257 |  |  |  | Total 506 |  | -2933507.2054 | -1288708.1287 | -365666.3032 | -603521.9758 | -239159.4214 | -322345.3312 | -110814.2322 | -3291.8129 | 0
258
259 |  | 507 | Rents |  | F10 | 603.1828 | 264.982 | 75.1877 | 124.0952 | 49.1756 | 66.2801 | 22.7854 | 0.67686 | 0 | 290
260 |  |  |  | CAGW | F10 | 0 | 0 | 0 | 0 | 0 | 0 | 0 | 0 | 0 | 292
261 |  |  |  | CAGE | F10 | 65802.0004 | 28907.2318 | 8202.3232 | 13537.7044 | 5364.6258 | 7230.5831 | 2485.6929 | 73.8392 | 0 | 293
262 |  |  |  | JBG | F10 | 0 | 0 | 0 | 0 | 0 | 0 | 0 | 0 | 0 | 294
263 |  |  |  | CAGE | F10 | 66405.1833 | 29172.2138 | 8277.5109 | 13661.7995 | 5413.8013 | 7296.8632 | 2508.4784 | 74.5161 | 0 | 295
264 |  |  |  | Total 507 |  | 66405.1833 | 29172.2138 | 8277.5109 | 13661.7995 | 5413.8013 | 7296.8632 | 2508.4784 | 74.5161 | 0
265
266 |  | 510 | Maint Supervision & Engineering |  | F10 | 36449.9546 | 16012.6938 | 4543.5444 | 7498.9925 | 2971.6477 | 4005.2646 | 1376.9094 | 40.902 | 0 | 298
267 |  |  |  | JBG | F10 | 118766.1662 | 52174.7223 | 14804.3901 | 24434.2305 | 9682.6241 | 13050.4943 | 4486.4323 | 133.2726 | 0 | 299
268 |  |  |  | Total 510 |  | 155216.1207 | 68187.4161 | 19347.9344 | 31933.223 | 12654.2718 | 17055.759 | 5863.3417 | 174.1746 | 0
269
270 |  | 511 | Maintenance of Structures |  | F10 | 52348.8011 | 22997.1569 | 6525.3607 | 10769.9248 | 4267.8296 | 5752.2925 | 1977.4938 | 58.7428 | 0 | 303
271 |  |  |  | CAGW | F10 | 5635.7434 | 2475.8174 | 702.5043 | 1159.4637 | 459.4641 | 619.2777 | 212.8921 | 6.3241 | 0 | 304
272 |  |  |  | CAGE | F10 | 0 | 0 | 0 | 0 | 0 | 0 | 0 | 0 | 0 | 305
273 |  |  |  | JBG | F10 | 1738318.1088 | 763654.0565 | 216684.0959 | 357631.0219 | 141719.4927 | 191013.2436 | 65665.5577 | 1950.6405 | 0 | 306
274 |  |  |  | CAGE | F10 | 0 | 0 | 0 | 0 | 0 | 0 | 0 | 0 | 0 | 307
275 |  |  |  | Total 511 |  | 1796302.6533 | 789127.0309 | 223911.9609 | 369560.4103 | 146446.7864 | 197384.8139 | 67855.9435 | 2015.7074 | 0
276
277 |  | 512 | Maintenance of Boiler Plant |  | F10 | 7130.4228 | 3132.4395 | 888.8185 | 1466.9699 | 581.3205 | 783.519 | 269.3541 | 8.0013 | 0 | 311
278 |  |  |  | CAGW | F10 | 300658.3483 | 132081.0996 | 37477.5377 | 61855.6246 | 24511.7096 | 33037.5241 | 11357.4713 | 337.3815 | 0 | 312
279 |  |  |  | JBG | F10 | 5410207.7089 | 2376738.206 | 674390.9301 | 1113063.312 | 441076.8594 | 594494.942 | 204372.4359 | 6071.0236 | 0 | 313
280 |  |  |  | Total 512 |  | 5717996.48 | 2511951.7451 | 712757.2862 | 1176385.9065 | 466169.8894 | 628315.985 | 215999.2614 | 6416.4064 | 0
281
282 |  | 513 | Maintenance of Electric Plant |  | F10 | 19557.4245 | 8591.6993 | 2437.8638 | 4023.6259 | 1594.454 | 2149.0469 | 738.7884 | 21.9462 | 0 | 317
283 |  |  |  | CAGW | F10 | 182795.3219 | 80303.1323 | 22785.7254 | 37607.2006 | 14902.7155 | 20086.2703 | 6905.1554 | 205.1224 | 0 | 318
284 |  |  |  | CAGE | F10 | 0 | 0 | 0 | 0 | 0 | 0 | 0 | 0 | 0 | 319
285 |  |  |  | JBG | F10 | 2656987.6581 | 1167231.3559 | 331197.7052 | 546632.5217 | 216615.6707 | 291960.2737 | 100368.6123 | 2981.5186 | 0 | 320
286 |  |  |  | CAGE | F10 | 0 | 0 | 0 | 0 | 0 | 0 | 0 | 0 | 0 | 321
287 |  |  |  | Total 513 |  | 2859340.4045 | 1256126.1875 | 356421.2944 | 588263.3481 | 233112.8403 | 314195.5909 | 108012.5561 | 3208.5872 | 0
288
289 |  | 514 | Maint of Misc. Steam Plant |  | F10 | 3012.5398 | 1323.4277 | 375.5178 | 619.7817 | 245.6027 | 331.0297 | 113.7997 | 3.3805 | 0 | 325
290 |  |  |  | CAGW | F10 | 6191.0869 | 2719.7833 | 771.7288 | 1273.7167 | 504.7394 | 680.301 | 233.8704 | 6.9473 | 0 | 326
291 |  |  |  | CAGE | F10 | 0 | 0 | 0 | 0 | 0 | 0 | 0 | 0 | 0 | 327
292 |  |  |  | JBG | F10 | 545716.9343 | 239736.8746 | 68024.4772 | 112272.4914 | 44490.5491 | 59965.5271 | 20614.6428 | 612.3721 | 0 | 328
293 |  |  |  | CAGE | F10 | 0 | 0 | 0 | 0 | 0 | 0 | 0 | 0 | 0 | 329
294 |  |  |  | Total 514 |  | 554920.561 | 243780.0856 | 69171.7238 | 114165.9897 | 45240.8912 | 60976.8579 | 20962.3129 | 622.6999 | 0
295
296 |  | Total Steam Power Generation |  |  |  | 58831521.4652 | 23757867.4238 | 7609157.3655 | 12847987.3367 | 5152680.5918 | 7203311.0424 | 2171334.7858 | 89182.9192 | 0
297
298
299 | [5 empty] | D: NUCLEAR POWER GENERATION
300
301
302 |  | 517 | Operation Super & Engineering |  | F10 | 0 | 0 | 0 | 0 | 0 | 0 | 0 | 0 | 0 | 336
303
304 |  | 518 | Nuclear Fuel Expense |  | F10 | 0 | 0 | 0 | 0 | 0 | 0 | 0 | 0 | 0 | 340
305
306 |  | 519 | Coolants and Water |  | F10 | 0 | 0 | 0 | 0 | 0 | 0 | 0 | 0 | 0 | 345
307
308 |  | 520 | Steam Expenses |  | F10 | 0 | 0 | 0 | 0 | 0 | 0 | 0 | 0 | 0 | 349
309
310 |  | 523 | Electric Expenses |  | F10 | 0 | 0 | 0 | 0 | 0 | 0 | 0 | 0 | 0 | 353
311
312 |  | 524 | Misc. Nuclear Expenses |  | F10 | 0 | 0 | 0 | 0 | 0 | 0 | 0 | 0 | 0 | 357
313
314 |  | 528 | Maint Supervision & Eng |  | F10 | 0 | 0 | 0 | 0 | 0 | 0 | 0 | 0 | 0 | 361
315
316 |  | 529 | Maintenance of Structures |  | F10 | 0 | 0 | 0 | 0 | 0 | 0 | 0 | 0 | 0 | 365
317
318 |  | 530 | Maintenance of Reactor Plant |  | F10 | 0 | 0 | 0 | 0 | 0 | 0 | 0 | 0 | 0 | 369
319
320 |  | 531 | Maintenance of Electric Plant |  | F10 | 0 | 0 | 0 | 0 | 0 | 0 | 0 | 0 | 0 | 373
321
322 |  | 532 | Maintenance of Misc Nuclear |  | F10 | 0 | 0 | 0 | 0 | 0 | 0 | 0 | 0 | 0 | 377
323
324 |  | Total Nuclear Power Generation |  |  |  | 0 | 0 | 0 | 0 | 0 | 0 | 0 | 0 | 0 | 380
325
326
327
328 |  | Distribution - METER - Unbundled |  |  |  | D: HYDRAULIC POWER GENERATION
329
330 |  | A |  | B | C | D | E | F | G | H | I | J | K
331 |  | FERC ACCT |  | DESCRIPTION | COS Factor | Washington Jurisdiction Normalized | Residential Schedule 16 | Small General Service Schedule 24 | Large General Service < 1,000 kW Schedule 36 | Large General Service > 1,000 kW Schedule 48 | Large General Dedicated Facilities Schedule 48 | Agricultural Pumping Schedule 40 | Street & Area Lighting Sch. 15, 51-54, 57
332 |  | 535 | Operation Super & Engineering
333 |  |  |  | DGP | F10 | 0 | 0 | 0 | 0 | 0 | 0 | 0 | 0 | 0 | 385
334 |  |  |  | CN | F10 | 0 | 0 | 0 | 0 | 0 | 0 | 0 | 0 | 0 | 386
335 |  |  |  | SG | F10 | -253659.0786 | -111434.0254 | -31619.0045 | -52186.28 | -20680.01 | -27873.0591 | -9582.0579 | -284.6416 | 0 | 387
336 |  |  |  | SG-P | F10 | 723009.3144 | 317622.5301 | 90124.2522 | 148747.5501 | 58944.6274 | 79447.1125 | 27311.9227 | 811.3194 | 0 | 388
337 |  |  |  | SG-U | F10 | 233878.1876 | 102744.1558 | 29153.2852 | 48116.6795 | 19067.3375 | 25699.4569 | 8834.8281 | 262.4446 | 0 | 389
338
339 |  | 536 | Water For Power |  | F10 | 13159.0673 | 5780.8609 | 1640.2985 | 2707.2667 | 1072.8165 | 1445.9702 | 497.0882 | 14.7663 | 0 | 398
340
341 |  | 537 | Hydraulic Expenses |  | F10 | 369440.2503 | 162297.4209 | 46051.3103 | 76006.3958 | 30119.2771 | 40595.5505 | 13955.7311 | 414.5646 | 0 | 406
342
343 |  | 538 | Electric Expenses |  | F10 | 0 | 0 | 0 | 0 | 0 | 0 | 0 | 0 | 0 | 410
344
345 |  | 539 | Misc. Hydro Expenses |  | F10 | 1512320.3283 | 664371.8129 | 188513.1159 | 311135.6096 | 123294.6195 | 166179.717 | 57128.4146 | 1697.0388 | 0 | 418
346
347 |  | 540 | Rents (Hydro Generation) |  | F10 | 178015.3399 | 78203.2562 | 22189.8931 | 36623.7961 | 14513.019 | 19561.027 | 6724.59 | 199.7586 | 0 | 426
348
349 |  | 541 | Maint Supervision & Engineering |  | F10 | 30.3991 | 13.3545 | 3.7893 | 6.2541 | 2.4783 | 3.3404 | 1.1483 | 0.034112 | 0 | 434
350
351 |  | 542 | Maintenance of Structures |  | F10 | 70046.7348 | 30771.9703 | 8731.4361 | 14410.9903 | 5710.6853 | 7697.0112 | 2646.0392 | 78.6024 | 0 | 442
352
353 |  | 543 | Maint of Dams & Waterways |  | F10 | 73160.6155 | 32139.9176 | 9119.5862 | 15051.6212 | 5964.55 | 8039.1767 | 2763.6671 | 82.0966 | 0 | 450
354
355 |  | 544 | Maintenance of Electric Plant |  | F10 | 99414.5824 | 43673.4501 | 12392.1846 | 20452.9531 | 8104.9516 | 10924.0661 | 3755.4197 | 111.5573 | 0 | 458
356
357 |  | 545 | Maint of Misc. Hydro Plant |  | F10
358 |  |  |  | SG | F10 | 106382.0449 | 46734.3001 | 13260.6898 | 21886.3965 | 8672.9865 | 11689.6783 | 4018.6179 | 119.3758 | 0 | 461
359 |  |  |  | SG-P | F10 | 248157.9096 | 109017.3273 | 30933.2751 | 51054.5028 | 20231.5174 | 27268.569 | 9374.2494 | 278.4685 | 0 | 462
360 |  |  |  | SG-U | F10 | 71258.106 | 31304.1333 | 8882.4354 | 14660.2104 | 5809.4445 | 7830.1215 | 2691.7992 | 79.9617 | 0 | 463
361 |  |  |  | CAGW | F10 | 0 | 0 | 0 | 0 | 0 | 0 | 0 | 0 | 0 | 464
362 |  |  |  | CAGE | F10 | 0 | 0 | 0 | 0 | 0 | 0 | 0 | 0 | 0 | 465
363
364 |  | Total Hydraulic Power Generation |  |  |  | 3444613.8016 | 1513240.4646 | 429376.5472 | 708673.9462 | 280828.3007 | 378507.738 | 130121.4576 | 3865.3473 | 0
365
366
367 | [5 empty] | D: OTHER POWER GENERATION
368
369
370 |  | 546 | Operation Super & Engineering |  | F10 | 34386.4066 | 15106.1642 | 4286.3199 | 7074.4507 | 2803.4133 | 3778.5139 | 1298.9582 | 38.5864 | 0 | 472
371
372 |  | 547 | Fuel |  | F30 | 0 | 0 | 0 | 0 | 0 | 0 | 0 | 0 | 0 | 476
373 |  |  |  | CAEW/CAEE | F30 | 0 | 0 | 0 | 0 | 0 | 0 | 0 | 0 | 0 | 477
374
375
376 |  | 547NPC | Fuel-NPC |  | F30
377 |  |  |  | CAEW | F30 | 0 | 0 | 0 | 0 | 0 | 0 | 0 | 0 | 0 | 480
378 |  |  |  | S | F30 | 67107706.3678 | 26203911.3763 | 8797959.6714 | 14974970.821 | 6030529.167 | 8533787.1904 | 2454873.3642 | 111674.7775 | 0 | 481
379 |  |  |  | Total 547 |  | 67107706.3678 | 26203911.3763 | 8797959.6714 | 14974970.821 | 6030529.167 | 8533787.1904 | 2454873.3642 | 111674.7775 | 0
380
381 |  | 548 | Generation Expense |  | F10 | 33455.915 | 14697.3934 | 4170.3326 | 6883.017 | 2727.5533 | 3676.2678 | 1263.8086 | 37.5423 | 0 | 486
382 |  |  |  | CAGW | F10 | 1657982.6259 | 728362.1746 | 206670.1512 | 341103.287 | 135169.9988 | 182185.6642 | 62630.8575 | 1860.4926 | 0 | 488
383 |  |  |  | Total 548 |  | 1691438.5408 | 743059.568 | 210840.4838 | 347986.304 | 137897.5521 | 185861.932 | 63894.666 | 1898.0349 | 0
384
385 |  | 549 | Miscellaneous Other |  | F10 | 656528.2608 | 288416.986 | 81837.2839 | 135070.1414 | 53524.6406 | 72141.9124 | 24800.5783 | 736.7182 | 0 | 492
386 |  |  |  | CAGE/CAGW | F10 | 230167.8923 | 101114.1998 | 28690.7911 | 47353.3458 | 18764.8491 | 25291.755 | 8694.6704 | 258.2812 | 0 | 493
387
388 |  | 550/551 | Maint Supervision & Engineering
389 |  |  |  | CAGW | F10 | 0 | 0 | 0 | 0 | 0 | 0 | 0 | 0 | 0 | 498
390 |  |  |  | SG | F10 | 834745.4599 | 366708.9202 | 104052.3391 | 171735.4668 | 68054.1165 | 91725.1204 | 31532.7936 | 936.7033 | 0 | 499
391 |  |  |  | Total 550 |  | 834745.4599 | 366708.9202 | 104052.3391 | 171735.4668 | 68054.1165 | 91725.1204 | 31532.7936 | 936.7033 | 0
392
393 |  | 552 | Maintenance of Structures |  | F10 | 4480.278 | 1968.2143 | 558.4737 | 921.7452 | 365.2627 | 492.3106 | 169.244 | 5.0275 | 0 | 505
394
395 |  | 553 | Maint of Generation & Elect Plant |  | F10 | 1310230.4489 | 575592.4604 | 163322.2935 | 269558.8638 | 106818.8806 | 143973.2847 | 49494.4007 | 1470.2652 | 0 | 509
396 |  |  |  | CAGW | F10 | 1076460.624 | 472895.909 | 134182.5158 | 221464.4782 | 87760.3776 | 118285.7352 | 40663.6661 | 1207.9421 | 0 | 510
397 |  |  |  | Total 553 |  | 2386691.073 | 1048488.3694 | 297504.8093 | 491023.3421 | 194579.2582 | 262259.0199 | 90158.0668 | 2678.2073 | 0
398
399 |  | 554 | Maintenance of Misc. Other |  | F10 | 95669.547 | 42028.2325 | 11925.36 | 19682.4722 | 7799.6309 | 10512.5468 | 3613.9497 | 107.3549 | 0 | 514
400 |  |  |  | CAGW | F10 | 0 | 0 | 0 | 0 | 0 | 0 | 0 | 0 | 0 | 515
401 |  |  |  | Total 554 |  | 95669.547 | 42028.2325 | 11925.36 | 19682.4722 | 7799.6309 | 10512.5468 | 3613.9497 | 107.3549 | 0
402
403 |  | Total Other Power Generation |  |  |  | 73041813.8261 | 28810802.0307 | 9537655.5321 | 16195818.0892 | 6514317.8904 | 9185850.3012 | 2679036.2913 | 118333.6913 | 0
404
405
406 | [5 empty] | D: OTHER POWER SUPPLY
407
408
409 |  | 555 | Purchased Power |  | F10 | 0 | 0 | 0 | 0 | 0 | 0 | 0 | 0 | 0 | 520
410 |  |  |  | SG | F10 | 0 | 0 | 0 | 0 | 0 | 0 | 0 | 0 | 0 | 521
411 |  |  |  | SE | F10 | 0 | 0 | 0 | 0 | 0 | 0 | 0 | 0 | 0 | 522
412
413 |  | 555NPC | Purchased Power-NPC
414 |  |  |  | CAGW | F30 | 0 | 0 | 0 | 0 | 0 | 0 | 0 | 0 | 0 | 525
415 |  |  |  | CAEW | F30 | 0 | 0 | 0 | 0 | 0 | 0 | 0 | 0 | 0 | 526
416 |  |  |  | DGP | F30 | 0 | 0 | 0 | 0 | 0 | 0 | 0 | 0 | 0 | 527
417 |  |  |  | DGP | F30 | 100134197.9126 | 39099945.2949 | 13127801.301 | 22344776.3765 | 8998403.2208 | 12733618.5621 | 3663018.5803 | 166634.5772 | 0 | 528
418 |  |  |  | Total 555 |  | 100134197.9126 | 39099945.2949 | 13127801.301 | 22344776.3765 | 8998403.2208 | 12733618.5621 | 3663018.5803 | 166634.5772 | 0
419
420
421 |  | 556 | System Control & Load Dispatch |  | F10 | 86893.3809 | 38172.8076 | 10831.3971 | 17876.917 | 7084.1383 | 9548.1871 | 3282.427 | 97.5067 | 0 | 532
422
423 |  | 557 | Other Expenses |  | F10 | 2841532.9953 | 1248303.2809 | 354201.5728 | 584599.7598 | 231661.0594 | 312238.8426 | 107339.8751 | 3188.6047 | 0 | 541
424
425
426 |  | Embedded Cost Differentials
427 |  |  |  | Company Owned Hydro | F10 | 0 | 0 | 0 | 0 | 0 | 0 | 0 | 0 | 0 | 544
428 |  |  |  | Company Owned Hydro | F10 | 0 | 0 | 0 | 0 | 0 | 0 | 0 | 0 | 0 | 545
|  |  |  | Mid-C Contract | F10 | 0 | 0 | 0 | 0 | 0 | 0 | 0 | 0 | 0 | 546
430 |  |  |  | Mid-C Contract | F10 | 0 | 0 | 0 | 0 | 0 | 0 | 0 | 0 | 0 | 547
431 |  |  |  | Existing QF Contracts | F10 | 0 | 0 | 0 | 0 | 0 | 0 | 0 | 0 | 0 | 548
432 |  |  |  | Existing QF Contracts | F10 | 0 | 0 | 0 | 0 | 0 | 0 | 0 | 0 | 0 | 548
433 | [5 empty] | 0 | 0 | 0 | 0 | 0 | 0 | 0 | 0 | 0
434
435 |  | Total Other Power Supply |  |  |  | 103062624.2888 | 40386421.3834 | 13492834.2708 | 22947253.0533 | 9237148.4185 | 13055405.5918 | 3773640.8824 | 169920.6886 | 0
436
437 |  | TOTAL GENERATION EXPENSE |  |  |  | 238380573.3819 | 94468331.3026 | 31069023.7156 | 52699732.4253 | 21184975.2014 | 29823074.6735 | 8754133.4171 | 381302.6464 | 0
438
439 |  | Distribution - METER - Unbundled |  |  |  | D: TRANSMISSION EXPENSE
440
441
442 |  | A |  | B | C | D | E | F | G | H | I | J | K
443 |  | FERC ACCT |  | DESCRIPTION | COS Factor | Washington Jurisdiction Normalized | Residential Schedule 16 | Small General Service Schedule 24 | Large General Service < 1,000 kW Schedule 36 | Large General Service > 1,000 kW Schedule 48 | Large General Dedicated Facilities Schedule 48 | Agricultural Pumping Schedule 40 | Street & Area Lighting Sch. 15, 51-54, 57
444 |  | 560 | Operation Supervision & Eng |  | F12 | 1045608.6078 | 436512.6438 | 136227.1023 | 224202.3171 | 90057.9213 | 118324.6589 | 38569.2714 | 1714.693 | 0 | 560
445
446 |  | 561 | Load Dispatching |  | F12 | 1360282.7971 | 567880.4054 | 177224.4245 | 291675.6353 | 117160.7044 | 153934.2702 | 50176.6302 | 2230.727 | 0 | 565
447
448 |  | 562 | Station Expense |  | F12 | 273174.8554 | 114042.9387 | 35590.5821 | 58574.9152 | 23528.4594 | 30913.4043 | 10076.5765 | 447.9793 | 0 | 571
449
450 |  | 563 | Overhead Line Expense |  | F12 | 94317.0181 | 39374.7437 | 12288.0913 | 20223.7184 | 8123.4934 | 10673.2375 | 3479.0634 | 154.6704 | 0 | 576
451
452 |  | 564 | Underground Line Expense |  | F12 | 0 | 0 | 0 | 0 | 0 | 0 | 0 | 0 | 0 | 580
453
454 |  | 565 | Transm of Electricity by Others |  | F12 | 0 | 0 | 0 | 0 | 0 | 0 | 0 | 0 | 0 | 584
455
456 |  | 565NPC | Transmission of Electricity by Others-NPC
457 |  |  | CAGW |  | F12 | 0 | 0 | 0 | 0 | 0 | 0 | 0 | 0 | 0 | 587
458 |  |  | SE |  | F12 | 13425892.2365 | 5604938.2836 | 1749192.1753 | 2878817.2991 | 1156367.6284 | 1519320.0474 | 495239.6891 | 22017.1136 | 0 | 588
459 |  |  | SE |  | F12 | 0 | 0 | 0 | 0 | 0 | 0 | 0 | 0 | 0 | 589
460 | [5 empty] | 13425892.2365 | 5604938.2836 | 1749192.1753 | 2878817.2991 | 1156367.6284 | 1519320.0474 | 495239.6891 | 22017.1136 | 0
461
462 |  | 566 | Misc. Transmission Expense |  | F12 | 181305.8794 | 75690.1848 | 23621.4339 | 38876.1129 | 15615.815 | 20517.1956 | 6687.8138 | 297.3234 | 0 | 595
463
464 |  | 567 | Rents - Transmission |  | F12 | 206689.5269 | 86287.1548 | 26928.542 | 44318.9454 | 17802.1001 | 23389.6963 | 7624.1381 | 338.95 | 0 | 600
465
466 |  | 568 | Maint Supervision & Engineering |  | F12 | 87713.1372 | 36617.8063 | 11427.7048 | 18807.6958 | 7554.7033 | 9925.9197 | 3235.4667 | 143.8407 | 0 | 605
467
468 |  | 569 | Maintenance of Structures |  | F12 | 493043.1206 | 205831.8519 | 64236.1158 | 105719.6825 | 42465.6398 | 55794.4518 | 18186.8376 | 808.5412 | 0 | 610
469
470 |  | 570 | Maint of Station Equipment |  | F12 | 1021467.1882 | 426434.2695 | 133081.8378 | 219025.8465 | 87978.6288 | 115592.733 | 37678.769 | 1675.1035 | 0 | 616
471
472 |  | 571 | Maintenance of Overhead Lines |  | F12 | 1773602.0316 | 740429.7422 | 231073.715 | 380300.6996 | 152759.7525 | 200706.8935 | 65422.6999 | 2908.529 | 0 | 622
473
474 |  | 572 | Maint of Underground Lines |  | F12 | 9234.5277 | 3855.1596 | 1203.1203 | 1980.0932 | 795.3668 | 1045.0109 | 340.6332 | 15.1437 | 0 | 628
475
476 |  | 573 | Maint of Misc Transmission Plant |  | F12 | 9775.0109 | 4080.7964 | 1273.5372 | 2095.9851 | 841.9184 | 1106.1738 | 360.57 | 16.03 | 0 | 631
477
478
479 |  | TOTAL TRANSMISSION EXPENSE |  |  |  | 19982105.9375 | 8341975.9807 | 2603368.3823 | 4284618.9461 | 1721052.1316 | 2261243.6928 | 737078.159 | 32768.645 | 0
480
481
482
483
484
485
486
487
488
489
490
491 |  | Distribution - METER - Unbundled |  |  |  | D: DISTRIBUTION EXPENSE
492
493
494 |  | A |  | B | C | D | E | F | G | H | I | J | K
495 |  | FERC ACCT |  | DESCRIPTION | COS Factor | Washington Jurisdiction Normalized | Residential Schedule 16 | Small General Service Schedule 24 | Large General Service < 1,000 kW Schedule 36 | Large General Service > 1,000 kW Schedule 48 | Large General Dedicated Facilities Schedule 48 | Agricultural Pumping Schedule 40 | Street & Area Lighting Sch. 15, 51-54, 57
496 |  | 580 | Operation Supervision & Eng |  | F131 | 1228544.5566 | 743880.5584 | 185881.9379 | 163224.5167 | 60881.7429 | 21659.0951 | 46227.8261 | 6788.8796 | 0 | 639
497
498 |  | 581 | Load Dispatching |  | F20 | 933120.5341 | 470033.9085 | 118839.997 | 160538.4863 | 61235.5435 | 75573.6289 | 46154.4067 | 744.5632 | 0 | 644
499
500 |  | 582 | Station Expense |  | F120 | 611530.4223 | 313240.9193 | 79197.5839 | 106986.3729 | 40808.711 | 40042.3316 | 30758.3103 | 496.1933 | 0 | 649
501
502 |  | 583 | Overhead Line Expenses |  | F132 | 342496.18 | 208533.8337 | 47669.1749 | 51510.3884 | 19648.0402 | 0 | 14809.1057 | 325.6372 | 0 | 654
503
504 |  | 584 | Underground Line Expense |  | F133 | 0 | 0 | 0 | 0 | 0 | 0 | 0 | 0 | 0 | 659
505
506 |  | 585 | Street Lighting & Signal Systems |  | F130 | 18034.5475 | 0 | 0 | 0 | 0 | 0 | 0 | 18034.5475 | 0 | 664
507
508 |  | 586 | Meter Expenses |  | F127 | 239163 | 161547.4498 | 42122.2222 | 18387.7745 | 2552.9295 | 1601.3007 | 12951.3233 | 0 | 0 | 669
509
510 |  | 587 | Customer Installation Expenses |  | F20 | 1427832.46 | 719231.4897 | 181845.3233 | 245651.0745 | 93700.7531 | 115640.4521 | 70624.0595 | 1139.3078 | 0 | 674
511
512 |  | 588 | Misc. Distribution Expenses |  | F131 | 72594.4908 | 43955.7768 | 10983.7324 | 9644.9092 | 3597.4919 | 1279.8323 | 2731.5945 | 401.1538 | 0 | 680
513
514 |  | 589 | Rents |  | F131 | 76307.1177 | 46203.7629 | 11545.4623 | 10138.1691 | 3781.4748 | 1345.2855 | 2871.2936 | 421.6696 | 0 | 685
515
516 |  | 590 | Maint Supervision & Engineering |  | F131 | 331687.0486 | 200835.6519 | 50185.0999 | 44067.9647 | 16437.0804 | 5847.6034 | 12480.7612 | 1832.8871 | 0 | 690
517
518 |  | 591 | Maintenance of Structures |  | F119 | 93892.1807 | 47295.6141 | 11957.8833 | 16153.6565 | 6161.6249 | 7604.3475 | 4644.1352 | 74.9192 | 0 | 695
519
520 |  | 592 | Maint of Station Equipment |  | F120 | 686929.7244 | 351862.2958 | 88962.3353 | 120177.373 | 45840.265 | 44979.394 | 34550.6893 | 557.372 | 0 | 700
521
522 |  | 593 | Maintenance of Overhead Lines |  | F134 | 10215315.0498 | 6464118.2329 | 1621725.0365 | 1282862.1527 | 481043.1408 | 0 | 357701.0057 | 7865.4811 | 0 | 705
523
524 |  | 594 | Maint of Underground Lines |  | F135 | 1487257.883 | 1021815.6149 | 240487.2361 | 144153.8874 | 50914.7469 | 0 | 28784.7769 | 1101.6206 | 0 | 710
525
526 |  | 595 | Maint of Line Transformers |  | F125 | 67471.9812 | 39578.2351 | 15243.6055 | 4317.7423 | 557.8042 | 0 | 7694.5834 | 80.0107 | 0 | 715
527
528 |  | 596 | Maint of Street Lighting & Signals |  | F130 | 59079.09 | 0 | 0 | 0 | 0 | 0 | 0 | 59079.09 | 0 | 720
529
530 |  | 597 | Maintenance of Meters |  | F127 | 13950.484 | 9423.1345 | 2457.0079 | 1072.5671 | 148.9135 | 93.4046 | 755.4564 | 0 | 0 | 725
531
532 |  | 598 | Maint of Misc. Distribution Plant |  | F131 | 685683.3173 | 415179.4791 | 103745.642 | 91099.934 | 33979.7162 | 12088.5157 | 25800.9764 | 3789.0538 | 0 | 730
533
534 |  | TOTAL DISTRIBUTION EXPENSE |  |  |  | 18590890.068 | 11256735.9573 | 2812849.2806 | 2469986.9693 | 921289.9788 | 327755.1914 | 699540.3041 | 102732.3864 | 0
535
536
537 | [5 empty] | D: CUSTOMER ACCOUNTS EXPENSE
538
539
540 |  | 901 | Supervision |  | F136 | 156804.5108 | 124900.6897 | 19876.5902 | 4166.8206 | 1628.6225 | 1498.93 | 3290.5683 | 1442.2895 | 0 | 737
541
542 |  | 902 | Meter Reading Expense |  | F41 | 1189896.1615 | 963617.0048 | 181114.7158 | 10030.617 | 4208.5462 | 1061.7876 | 29863.4901 | 0 | 0 | 742
543
544 |  | 903 | Customer Receipts & Collections |  | F42 | 3326890.6722 | 2574338.6227 | 538880.1285 | 30169.9667 | 13555.9963 | 204.02 | 109065.8322 | 60676.1057 | 0 | 747
545
546 |  | 904 | Uncollectible Accounts |  | F80 | 2079868.8295 | 1716528.6869 | 116199.3484 | 135094.6329 | 50750.4621 | 61793.1247 | -497.4256 | 0 | 0 | 753
547
548 |  | 905 | Misc. Customer Accounts Exp |  | F136 | 156.7723 | 124.875 | 19.8725 | 4.166 | 1.6283 | 1.4986 | 3.2899 | 1.442 | 0 | 758
549
550 |  | TOTAL CUSTOMER ACCOUNTS EXPENSE |  |  |  | 6753616.9462 | 5379509.8792 | 856090.6555 | 179466.2032 | 70145.2554 | 64559.3609 | 141725.7549 | 62119.8371 | 0
551
552 |  | Distribution - METER - Unbundled |  |  |  | D: CUSTOMER SERVICE EXPENSE
553
554 |  | A |  | B | C | D | E | F | G | H | I | J | K
555 |  | FERC ACCT |  | DESCRIPTION | COS Factor | Washington Jurisdiction Normalized | Residential Schedule 16 | Small General Service Schedule 24 | Large General Service < 1,000 kW Schedule 36 | Large General Service > 1,000 kW Schedule 48 | Large General Dedicated Facilities Schedule 48 | Agricultural Pumping Schedule 40 | Street & Area Lighting Sch. 15, 51-54, 57
556 |  | 907 | Supervision |  | F40 | 38.4572 | 30.306 | 5.6961 | 0.29298 | 0.018183 | 0.00027366 | 1.4069 | 0.73684 | 0 | 765
557
558 |  | 908 | Customer Assistance |  | F40 | 380106.2095 | 299540.4188 | 56299.5231 | 2895.7369 | 179.7227 | 2.7049 | 13905.299 | 7282.8042 | 0 | 770
559
560 |  | 909 | Informational & Instructional Adv |  | F40 | 329450.6674 | 259621.6226 | 48796.6652 | 2509.8313 | 155.7716 | 2.3444 | 12052.1841 | 6312.2481 | 0 | 776
561
562 |  | 910 | Misc. Customer Service |  | F40 | 98.0011 | 77.2292 | 14.5155 | 0.7466 | 0.046337 | 0.00069738 | 3.5851 | 1.8777 | 0 | 781
563
564 |  | TOTAL CUSTOMER SERVICE EXPENSE |  |  |  | 709693.3353 | 559269.5766 | 105116.3999 | 5406.6078 | 335.5588 | 5.0502 | 25962.4751 | 13597.6668 | 0
565
566
567 | [5 empty] | D: SALES EXPENSE
568
569
570 |  | 911 | Supervision |  | F40 | 0 | 0 | 0 | 0 | 0 | 0 | 0 | 0 | 0 | 788
571
572 |  | 912 | Demonstration & Selling Expense |  | F40 | 0 | 0 | 0 | 0 | 0 | 0 | 0 | 0 | 0 | 793
573
574 |  | 913 | Advertising Expense |  | F40 | 0 | 0 | 0 | 0 | 0 | 0 | 0 | 0 | 0 | 798
575
576 |  | 916 | Misc. Sales Expense |  | F40 | 0 | 0 | 0 | 0 | 0 | 0 | 0 | 0 | 0 | 803
577
578 |  | TOTAL SALES EXPENSE |  |  |  | 0 | 0 | 0 | 0 | 0 | 0 | 0 | 0 | 0
579
580
581 | [5 empty] | D: ADMINISTRATION & GENERAL EXPENSE
582
583
584 |  | 920 | Administrative & General Salaries |  | F102 | -545.3924 | -263.4619 | -75.8373 | -98.6822 | -38.3005 | -44.5947 | -22.6233 | -1.8924 | 0 | 809
585 |  |  |  | Customer - System | F42 | 0 | 0 | 0 | 0 | 0 | 0 | 0 | 0 | 0 | 810
586 |  |  |  | System Overheads | F102 | 5341480.7032 | 2580301.5582 | 742737.6875 | 966476.9062 | 375108.4281 | 436753.2998 | 221568.6522 | 18534.1712 | 0 | 811
587 |  |  |  | Administrative & General Salaries |  | 5340935.3109 | 2580038.0963 | 742661.8502 | 966378.224 | 375070.1277 | 436708.705 | 221546.029 | 18532.2788 | 0
588
589 |  | 921 | Office Supplies & expenses |  | F102 | 44744.08 | 21614.4597 | 6221.7045 | 8095.9049 | 3142.1777 | 3658.5594 | 1856.0182 | 155.2555 | 0 | 815
590 |  |  |  | Customer - System | F42 | 6414.8219 | 4963.7711 | 1039.0543 | 58.1729 | 26.1383 | 0.39339 | 210.2978 | 116.994 | 0 | 816
591 |  |  |  | System Overheads | F102 | 1126191.4725 | 544027.728 | 156597.9354 | 203770.8476 | 79087.4172 | 92084.549 | 46715.2725 | 3907.7227 | 0 | 817
592 |  |  |  | Office Supplies & expenses |  | 1177350.3744 | 570605.9588 | 163858.6942 | 211924.9254 | 82255.7332 | 95743.5019 | 48781.5886 | 4179.9723 | 0
593
594 |  | 922 | A&G Expenses Transferred |  | F102 | -2832938.3341 | -1368503.53 | -393922.6189 | -512586.2338 | -198944.6568 | -231638.9844 | -117512.4209 | -9829.8893 | 0 | 820
595
596 |  | 923 | Outside Services |  | F102 | 15404.17 | 7441.2707 | 2141.9637 | 2787.1999 | 1081.7663 | 1259.5425 | 638.9766 | 53.4503 | 0 | 825
597 |  |  |  | Customer - System | F42 | 176074.2943 | 136245.7925 | 28520.0049 | 1596.7328 | 717.4454 | 10.7977 | 5772.2635 | 3211.2575 | 0 | 826
598 |  |  |  | System Overheads | F102 | 2116190.8064 | 1022265.3115 | 294258.2316 | 382899.3601 | 148610.6664 | 173033.1661 | 87781.1923 | 7342.8783 | 0 | 827
599 |  |  |  | JBG | F102 | 0 | 0 | 0 | 0 | 0 | 0 | 0 | 0 | 0 | 828
600 |  |  |  | System Overheads | F102 | 0 | 0 | 0 | 0 | 0 | 0 | 0 | 0 | 0 | 829
601 |  |  |  | Outside Services |  | 2307669.2707 | 1165952.3748 | 324920.2002 | 387283.2929 | 150409.8782 | 174303.5063 | 94192.4324 | 10607.586 | 0
602
603 |  | 924 | Property Insurance
604 |  |  |  | S | F102 | 1254351.9596 | 605938.034 | 174418.7662 | 226959.9515 | 88087.5581 | 102563.7623 | 52031.4663 | 4352.4212 |  | 833
605 |  |  |  | CAGW | F102 | 0 | 0 | 0 | 0 | 0 | 0 | 0 | 0 |  | 834
606 |  |  |  | SO | F102 | 283539.7831 | 136969.1636 | 39426.4614 | 51303.125 | 19911.7376 | 23184.0088 | 11761.4443 | 983.8423 |  | 835
607
608 |  | 925 | Injuries & Damages |  | F102 | 4430608.5295 | 2140287.8205 | 616080.094 | 801665.5047 | 311141.9274 | 362274.6206 | 183784.9868 | 15373.5755 | 0 | 839
609 |  |  | Injuries & Damages |  | F102 | 0 | 0 | 0 | 0 | 0 | 0 | 0 | 0 | 0 | 840
610
611 |  | 926 | Employee Pensions & Benefits |  | F138 | 8036071.9646 | 3861943.7359 | 1125122.8986 | 1466344.5191 | 565762.6294 | 661909.9383 | 326981.1549 | 28007.0885 | 0 | 847
612
613 |  | 927 | Franchise Requirements |  | F102 | 0 | 0 | 0 | 0 | 0 | 0 | 0 | 0 | 0 | 852
614
615 |  | 928 | Regulatory Commission Expense |  | F141 | 2180532.0242 | 946117.3943 | 313314.9315 | 457860.0473 | 171375.6558 | 208399.4876 | 78748.0443 | 4716.4634 | 0 | 859
616 |  |  |  | Regulatory Expense | F141 | 0 | 0 | 0 | 0 | 0 | 0 | 0 | 0 | 0 | 860
617
618 |  | 929 | Duplicate Charges |  | F138 | -9061848.5214 | -4354907.3834 | -1268740.9122 | -1653518.2824 | -637980.2557 | -746400.4332 | -368719.1588 | -31582.0957 | 0 | 868
619
620 |  | 930 | Misc General Expenses
621 |  |  |  | Situs | F138 | 18887 | 9076.6399 | 2644.3512 | 3446.3167 | 1329.6992 | 1555.6721 | 768.4965 | 65.8244 | 0 | 871
622 |  |  |  | Customer | F138 | 0 | 0 | 0 | 0 | 0 | 0 | 0 | 0 | 0 | 872
623 |  |  |  | Labor | F138 | 145528.2796 | 69937.406 | 20375.2779 | 26554.5899 | 10245.6104 | 11986.7785 | 5921.4259 | 507.191 | 0 | 873
624 |  |  |  | Labor | F138 | 0 | 0 | 0 | 0 | 0 | 0 | 0 | 0 | 0 | 874
625 |  |  |  | Customer | F138 | 0 | 0 | 0 | 0 | 0 | 0 | 0 | 0 | 0 | 875
626
627 |  | 931 | Rents |  | F102 | 14129.6854 | 6825.6072 | 1964.7454 | 2556.5972 | 992.2649 | 1155.3326 | 586.11 | 49.028 | 0 | 881
628
629 |  | 935 | Maintenance of General Plant |  | F108 | 1902264.7112 | 933072.3652 | 265604.4627 | 336843.6487 | 130260.4699 | 149997.4526 | 79485.1624 | 7001.1498 | 0 | 887
630
631 |  | TOTAL ADMINISTRATIVE & GEN EXPENSE |  |  |  | 15197082.0378 | 6697415.649 | 1953310.4363 | 2546056.2747 | 981830.8212 | 1149179.5867 | 566325.2953 | 48612.0151 | -1254352
632
633
634 |  | TOTAL O & M EXPENSE |  |  |  | 299613961.7066 | 127309176.3794 | 39574177.6363 | 62412227.3778 | 24967716.5054 | 33728381.3178 | 10976796.8718 | 645485.6181 | 0
635
636 |  | Distribution - METER - Unbundled |  |  |  | D: DEPRECIATION EXPENSE
637
638 |  | A |  | B | C | D | E | F | G | H | I | J | K
639 |  | FERC ACCT |  | DESCRIPTION | COS Factor | Washington Jurisdiction Normalized | Residential Schedule 16 | Small General Service Schedule 24 | Large General Service < 1,000 kW Schedule 36 | Large General Service > 1,000 kW Schedule 48 | Large General Dedicated Facilities Schedule 48 | Agricultural Pumping Schedule 40 | Street & Area Lighting Sch. 15, 51-54, 57
640 |  | 403SP | Steam Depreciation |  | F10 | 4070620.6406 | 1788249.1984 | 507409.2877 | 837464.7954 | 331864.6278 | 447295.8363 | 153769.0789 | 4567.8161 | 0 | 900
641
642 |  | 403NP | Nuclear Depreciation |  | F10 | 0 | 0 | 0 | 0 | 0 | 0 | 0 | 0 | 0 | 904
643
644 |  | 403HP | Hydro Depreciation |  | F10 | 2818055.6576 | 1237989.5391 | 351275.0856 | 579769.6748 | 229747.0274 | 309659.0602 | 106453.0107 | 3162.2598 | 0 | 913
645
646 |  | 403OP | Other Generation Depreciation |  | F10 | 0 | 0 | 0 | 0 | 0 | 0 | 0 | 0 | 0 | 916
647 |  |  |  | SG | F10 | 496135.5944 | 217955.4808 | 61844.0849 | 102071.9273 | 40448.3416 | 54517.3341 | 18741.6908 | 556.7348 | 0 | 917
648 |  |  |  | CAGW | F10 | 4520283.4129 | 1985788.8768 | 563460.462 | 929975.6863 | 368524.1895 | 496706.5536 | 170755.243 | 5072.4018 | 0 | 918
649 |  |  |  | CAGE | F10 | 0 | 0 | 0 | 0 | 0 | 0 | 0 | 0 | 0 | 919
650 |  |  |  | SG | F10 | 11468882.6106 | 5038352.1201 | 1429614.3192 | 2359538.3302 | 935021.1664 | 1260246.0144 | 433240.9404 | 12869.7198 | 0 | 920
651 |  |  |  | CAGE | F10 | 0 | 0 | 0 | 0 | 0 | 0 | 0 | 0 | 0 | 921
652 |  |  |  | Total 403OP |  | 16485301.6179 | 7242096.4777 | 2054918.8661 | 3391585.9438 | 1343993.6976 | 1811469.9022 | 622737.8742 | 18498.8564 | 0
653
654 |  | 403TP | Transmission Depreciation |  | F106 | 11914194.5469 | 4973846.3529 | 1552240.6637 | 2554674.8598 | 1026165.6097 | 1348251.1482 | 439477.8313 | 19538.0813 | 0 | 929
655
656 |  | 403 | Distribution Depreciation
657 |  |  |  | Land Rights | F118 | 20793.0303 | 11396.9618 | 2881.5259 | 3892.5936 | 1484.7847 | 0 | 1119.1108 | 18.0535 | 0 | 932
658 |  |  |  | Structures | F119 | 149789.2954 | 75452.2544 | 19076.806 | 25770.4614 | 9829.8436 | 12131.4666 | 7408.9422 | 119.5211 | 0 | 933
659 |  |  |  | Station Equip | F120 | 2268474.1624 | 1161968.2457 | 293783.7044 | 396866.3109 | 151380.0511 | 148537.1641 | 114098.0556 | 1840.6306 | 0 | 934
660 |  |  |  | Poles & Towers | F121 | 4309860.9898 | 2522954.6544 | 598853.7944 | 709489.3771 | 270626.4936 | 0 | 203976.3924 | 3960.2779 | 0 | 936
661 |  |  |  | OH Conductors | F122 | 2224033.9416 | 1427553.978 | 310270.1219 | 290002.4847 | 110618.0841 | 0 | 83374.9772 | 2214.2958 | 0 | 937
662 |  |  |  | UG Conduit | F123 | 583549.3439 | 410877.3553 | 81768.494 | 54090.2587 | 20632.1018 | 0 | 15550.8119 | 630.3223 | 0 | 938
663 |  |  |  | UG Conductor | F124 | 908630.2495 | 628711.6513 | 127210.4592 | 90921.2283 | 34680.8479 | 0 | 26139.622 | 966.4407 | 0 | 939
664 |  |  |  | Line Transformer | F125 | 3204283.9217 | 1879593.5739 | 723927.7586 | 205052.1141 | 26490.4481 | 0 | 365420.2724 | 3799.7546 | 0 | 940
665 |  |  |  | Services | F126 | 1934917.7262 | 1373617.585 | 446477.3268 | 91417.8867 | 23404.9277 | 0 | 0 | 0 | 0 | 941
666 |  |  |  | Meters | F127 | 797545.3267 | 538718.0023 | 140466.4662 | 61318.3629 | 8513.3444 | 5339.9142 | 43189.2366 | 0 | 0 | 942
667 |  |  |  | Inst Cust Premises | F128 | 21783.4434 | 0 | 0 | 0 | 0 | 0 | 0 | 21783.4434 | 0 | 943
668 |  |  |  | Leased Property | F129 | 0 | 0 | 0 | 0 | 0 | 0 | 0 | 0 | 0 | 944
669 |  |  |  | Street Lighting | F130 | 128715.607 | 0 | 0 | 0 | 0 | 0 | 0 | 128715.607 | 0 | 945
670 |  |  | Total Distribution Expense |  |  | 16552377.0378 | 10030844.2622 | 2744716.4575 | 1928821.0784 | 657660.9269 | 166008.5449 | 860277.4211 | 164048.3468 | 0
671
672 |  | 403GP | General Depreciation
673 |  |  |  | S | F107 | 1165111.6759 | 647766.05 | 182636.5175 | 164790.342 | 60477.7625 | 46833.3075 | 54973.006 | 7634.6904 | 0 | 949
674 |  |  |  | DGP | F105 | 0 | 0 | 0 | 0 | 0 | 0 | 0 | 0 | 0 | 950
675 |  |  |  | DGU | F105 | 0 | 0 | 0 | 0 | 0 | 0 | 0 | 0 | 0 | 951
676 |  |  |  | SE | F10 | 0 | 0 | 0 | 0 | 0 | 0 | 0 | 0 | 0 | 952
677 |  |  |  | CN | F42 | 55676.9249 | 43082.6475 | 9018.3873 | 504.9072 | 226.8653 | 3.4144 | 1825.2629 | 1015.4403 | 0 | 953
678 |  |  |  | SG/CAGW/CAGE | F105 | 76996.7936 | 32841.8859 | 9851.4714 | 16232.1544 | 6484.5911 | 8608.4024 | 2868.5698 | 109.7185 | 0 | 954
679 |  |  |  | SO | F102 | 1791675.3886 | 861595.4957 | 247772.4313 | 326417.5878 | 126836.3991 | 149072.6828 | 73983.5587 | 5997.2332 | 0 | 955
680 |  |  |  | CAEW | F105 | 602084.8945 | 256810.7386 | 77034.6636 | 126929.1167 | 50706.9735 | 67314.3494 | 22431.097 | 857.9556 | 0 | 956
681 |  |  |  | JBG | F105 | 87440.4472 | 37296.4777 | 11187.7004 | 18433.8435 | 7364.145 | 9776.0247 | 3257.6555 | 124.6004 | 0 | 957
682 |  |  |  | JBE | F10 | 0 | 0 | 0 | 0 | 0 | 0 | 0 | 0 | 0 | 958
683 |  |  | Total General Expense |  |  | 3778986.1246 | 1879393.2954 | 537501.1715 | 653307.9516 | 252096.7366 | 281608.1813 | 159339.1499 | 15739.6384 | 0
684
685 |  | 403GV0 | General Vehicles |  | F105 | 0 | 0 | 0 | 0 | 0 | 0 | 0 | 0 | 0 | 962
686
687 |  | 403MP | Mining Depreciation |  | F10 | 0 | 0 | 0 | 0 | 0 | 0 | 0 | 0 | 0 | 966
688
689 |  | 403EP | Experimental Plant Depreciation |  | F10 | 0 | 0 | 0 | 0 | 0 | 0 | 0 | 0 | 0 | 972
690
691
692 |  | TOTAL DEPRECIATION EXPENSE |  |  |  | 55619535.6255 | 27152419.1257 | 7748061.5322 | 9945624.3037 | 3841528.626 | 4364292.6731 | 2342054.366 | 225554.9989 | 0
693
694 | [5 empty] | D: AMORTIZATION EXPENSE
695
696
697 |  | 404CLG | Amort of LT Plant - Cap. Lease Gen
698 |  |  |  | S | F12 | 96239.51 | 40177.3308 | 12538.5632 | 20635.9444 | 8289.077 | 10890.7933 | 3549.9782 | 157.8231 | 0 | 977
699 |  |  |  | SG/CAGW | F10 | 0 | 0 | 0 | 0 | 0 | 0 | 0 | 0 | 0 | 978
700 |  |  |  | SO | F102 | 7672.0366 | 3689.3916 | 1060.973 | 1397.7352 | 543.1193 | 638.3361 | 316.801 | 25.6804 | 0 | 979
701 |  |  |  | DGU | F10 | 0 | 0 | 0 | 0 | 0 | 0 | 0 | 0 | 0 | 980
702 |  |  |  | CN | F42 | 0 | 0 | 0 | 0 | 0 | 0 | 0 | 0 | 0 | 981
703 |  |  |  | DGP | F10 | 0 | 0 | 0 | 0 | 0 | 0 | 0 | 0 | 0 | 982
704 |  |  |  | SG | F10 | 0 | 0 | 0 | 0 | 0 | 0 | 0 | 0 | 0 | 983
705 |  |  | Total Amort. Cap. Lease General |  |  | 103911.5466 | 43866.7225 | 13599.5361 | 22033.6796 | 8832.1963 | 11529.1294 | 3866.7792 | 183.5036 | 0
706
707 |  | 404CLS | Amort of LT Plant - Cap Lease Steam |  | F10 | 0 | 0 | 0 | 0 | 0 | 0 | 0 | 0 | 0 | 989
708
709 |  | 404IP | Amort of LT Plant - Intangible Plant
710 |  |  |  | S | F107 | 124.67 | 73.6005 | 20.3621 | 15.3734 | 5.4118 | 2.7523 | 6.201 | 0.96903 | 0 | 992
711 |  |  |  | SE | F10 | 0 | 0 | 0 | 0 | 0 | 0 | 0 | 0 | 0 | 993
712 |  |  |  | SG | F105 | 284458.9946 | 123855.8201 | 35744.3459 | 58964.1172 | 23424.7779 | 31424.0188 | 10700.4178 | 345.4969 | 0 | 994
713 |  |  |  | SO | F102 | 2848992.75 | 1370046.9049 | 393989.8181 | 519045.6637 | 201686.0776 | 237044.6093 | 117643.3095 | 9536.367 | 0 | 995
714 |  |  |  | CN | F42 | 993350.2751 | 768651.6424 | 160900.0044 | 9008.2145 | 4047.5789 | 60.9167 | 32565.1141 | 18116.804 | 0 | 996
715 |  |  |  | SG-P | F10 | 213794.4871 | 93921.2602 | 26649.8203 | 43984.7808 | 17429.9779 | 23492.5807 | 8076.1594 | 239.9079 | 0 | 997
716 |  |  |  | SG-U | F10 | 25742.8357 | 11308.9893 | 3208.8851 | 5296.1748 | 2098.7307 | 2828.7242 | 972.4444 | 28.8871 | 0 | 998
717 |  |  |  | DGP | F10 | 0 | 0 | 0 | 0 | 0 | 0 | 0 | 0 | 0 | 999
718 |  |  |  | CAGE | F105 | 0 | 0 | 0 | 0 | 0 | 0 | 0 | 0 | 0 | 1000
719 |  |  |  | CAGE | F105 | 0 | 0 | 0 | 0 | 0 | 0 | 0 | 0 | 0 | 1001
720 |  |  |  | CAGW | F105 | 115629.423 | 50346.0157 | 14529.6798 | 23968.259 | 9521.9121 | 12773.5147 | 4349.601 | 140.4407 | 0 | 1002
721 |  |  |  | CAGE | F105 | 0 | 0 | 0 | 0 | 0 | 0 | 0 | 0 | 0 | 1003
722 |  |  |  | JBG | F105 | 67997.849 | 29871.8819 | 8476.0392 | 13989.4649 | 5543.6462 | 7471.8716 | 2568.6419 | 76.3033 | 0 | 1004
723 |  |  |  | CAEW | F10 | 0 | 0 | 0 | 0 | 0 | 0 | 0 | 0 | 0 | 1005
724 |  |  |  | CAEE | F10 | 0 | 0 | 0 | 0 | 0 | 0 | 0 | 0 | 0 | 1006
725 |  |  |  | DGU | F10 | 0 | 0 | 0 | 0 | 0 | 0 | 0 | 0 | 0 | 1007
726 |  |  | Total Amort. Intangible Plant |  |  | 4550091.2845 | 2448076.1149 | 643518.9548 | 674272.0482 | 263758.1132 | 315098.9884 | 176881.8892 | 28485.1759 | 0
727
728 |  | Distribution - METER - Unbundled |  |  |  | D: AMORTIZATION EXPENSE (continued)
729
730
731 |  | A |  | B | C | D | E | F | G | H | I | J | K
732 |  | FERC ACCT |  | DESCRIPTION | COS Factor | Washington Jurisdiction Normalized | Residential Schedule 16 | Small General Service Schedule 24 | Large General Service < 1,000 kW Schedule 36 | Large General Service > 1,000 kW Schedule 48 | Large General Dedicated Facilities Schedule 48 | Agricultural Pumping Schedule 40 | Street & Area Lighting Sch. 15, 51-54, 57
733 |  | 404O | Amort of LT Plant - Other Plant |  | F10 | 0 | 0 | 0 | 0 | 0 | 0 | 0 | 0 | 0 | 1012
734
735 |  | 404HP | Amort of Other Electric Plant |  | F110 | 24923.7475 | 12893.0007 | 3451.3647 | 3992.2543 | 1566.7319 | 1923.9824 | 965.9473 | 130.4663 | 0 | 1020
736
737 |  | 405 | Amort of Other Electric Plant |  | F110 | 0 | 0 | 0 | 0 | 0 | 0 | 0 | 0 | 0 | 1028
738
739 |  | 406 | Amort of Plant Acquisition Adj |  | F10 | 0 | 0 | 0 | 0 | 0 | 0 | 0 | 0 | 0 | 1036
740
741 |  | 407 | Amort of Prop Losses, Unrec Plant, |  | F110 | 10793732.1487 | 5583574.28 | 1494683.1588 | 1728926.3373 | 678504.8774 | 833219.4276 | 418322.9911 | 56501.0766 | 0 | 1049
742
743
744 |  | TOTAL AMORTIZATION EXPENSE |  |  |  | 15472658.7273 | 8088410.1179 | 2155253.0144 | 2429224.3193 | 952661.9187 | 1161771.5277 | 600037.6069 | 85300.2223 | 0
745
746
747 | [5 empty] | D: TAX OTHER THAN INCOME
748
749
750 |  | 408 | Total Taxes Other Than Income |  | F101 | 28898159.684 | 14070104.4731 | 3935446.8627 | 5182233.4461 | 2035750.5913 | 2415407.9814 | 1172029.6638 | 87186.6656 | 0 | 1062
751
752
753 | [5 empty] | D: DEFERRED ITC
754
755
756 |  | 41140 | Deferred I T C - Federal |  | F101 | 0 | 0 | 0 | 0 | 0 | 0 | 0 | 0 | 0 | 1067
757
758 |  | 41141 | Deferred I T C - Idaho |  | F101 | 0 | 0 | 0 | 0 | 0 | 0 | 0 | 0 | 0 | 1072
759
760 |  | TOTAL DEFERRED ITC |  |  |  | 0 | 0 | 0 | 0 | 0 | 0 | 0 | 0 | 0
761
762
763 | [5 empty] | D: DEFERRED INCOME TAXES
764
765
766 |  | 41010 | Deferred Income Tax - Federal-DR |  | F101 | 27962732.8396 | 12951902.7777 | 3693466.377 | 5388947.706 | 2115978.5642 | 2648989.1469 | 1102208.2843 | 61239.9837 | 0 | 1120
767
768 |  | 41011 | Deferred Income Tax - State-DR |  | F101 | 0 | 0 | 0 | 0 | 0 | 0 | 0 | 0 | 0 | 1135
769
770 |  | 41110 | Deferred Income Tax - Federal-CR |  | F101 | -30674487.3519 | -15033376.2076 | -4192734.071 | -5454158.6646 | -2136768.7 | -2511859.1757 | -1250852.4699 | -94738.0631 | 0 | 1151
771
772 |  | 41111 | Deferred Income Tax - State-CR |  | F101 | 0 | 0 | 0 | 0 | 0 | 0 | 0 | 0 | 0 | 1166
773
774 |  | TOTAL DEFERRED INCOME TAXES |  |  |  | -2711754.5123 | -2081473.43 | -499267.694 | -65210.9586 | -20790.1359 | 137129.9712 | -148644.1856 | -33498.0794 | 0
775
776
777
778
779
780 |  | 40911 | State Income Taxes |  | F101 | 0 | 0 | 0 | 0 | 0 | 0 | 0 | 0 | 0 | 1263
781
782 |  | 40910 | Federal Income Tax |  | F101 | -14192440.6963 | -5380428.3933 | -1591468.3043 | -3428342.0236 | -1342369.7153 | -1971581.1528 | -498021.7076 | 19770.6005 | 0 | 1296
783
784
785 |  | TOTAL OPERATING EXPENSES |  |  |  | 382601861.3707 | 169118140.8716 | 51309227.4477 | 76454338.1611 | 30425890.5051 | 39824087.9496 | 14440541.3771 | 1029635.0585 | 0
786
787
788 |  | Distribution - METER - Unbundled |  |  |  | D: STEAM GENERATION PLANT
789
790 |  | A |  | B | C | D | E | F | G | H | I | J | K
791 |  | FERC ACCT |  | DESCRIPTION | COS Factor | Washington Jurisdiction Normalized | Residential Schedule 16 | Small General Service Schedule 24 | Large General Service < 1,000 kW Schedule 36 | Large General Service > 1,000 kW Schedule 48 | Large General Dedicated Facilities Schedule 48 | Agricultural Pumping Schedule 40 | Street & Area Lighting Sch. 15, 51-54, 57
792 |  | 310 | Land and Land Rights |  | F10 | 3286904.896 | 1443957.9525 | 409717.8832 | 676227.8727 | 267970.8001 | 361178.062 | 124163.9501 | 3688.3754 | 0 | 1305
[5 empty] | F10 | 396416.9129 | 174148.4381 | 49413.9939 | 81556.4107 | 32318.5978 | 43559.8525 | 14974.7837 | 444.8362 | 0 | 1306
794 |  |  |  | JBG | F10 | 264572.9978 | 116228.5786 | 32979.4418 | 54431.6435 | 21569.7868 | 29072.3235 | 9994.335 | 296.8886 | 0 | 1308
795 |  |  |  | Total 310 |  | 3947894.8067 | 1734334.9692 | 492111.3188 | 812215.9269 | 321859.1847 | 433810.2381 | 149133.0687 | 4430.1003 | 0
796
797 |  | 311 | Structures and Improvements |  | F10 | 677127.7656 | 297466.4777 | 84405.0447 | 139308.1586 | 55204.0521 | 74405.4671 | 25578.7316 | 759.8338 | 0 | 1316
[5 empty] | F10 | 15485764.3444 | 6802993.4794 | 1930324.9674 | 3185947.209 | 1262504.6337 | 1701636.8079 | 584980.0138 | 17377.2332 | 0 | 1317
799 |  |  |  | JBG | F10 | 33501454.2859 | 14717399.1538 | 4176009.1535 | 6892385.9621 | 2731265.9764 | 3681271.8095 | 1265528.8273 | 37593.4032 | 0 | 1319
800 |  |  |  | Total 311 |  | 49664346.3959 | 21817859.111 | 6190739.1656 | 10217641.3297 | 4048974.6622 | 5457314.0845 | 1876087.5727 | 55730.4702 | 0
801
802 |  | 312 | Boiler Plant Equipment
803 |  |  |  | SG | F10 | 4928432.7816 | 2165091.4563 | 614336.925 | 1013945.8612 | 401799.2968 | 541555.6145 | 186173.2242 | 5530.4035 | 0 | 1324
804 |  |  |  | S | F10 | 0 | 0 | 0 | 0 | 0 | 0 | 0 | 0 | 0 | 1325
805 |  |  |  | CAGW | F10 | -902709.3499 | -396565.8836 | -112524.1452 | -185717.9452 | -73594.9942 | -99193.2605 | -34100.1526 | -1012.9685 | 0 | 1326
806 |  |  |  | JBG | F10 | 183496032.2094 | 80610958.7398 | 22873070.0346 | 37751360.4546 | 14959842.1996 | 20163267.0859 | 6931625.0118 | 205908.683 | 0 | 1327
807 |  |  |  | Total 312 |  | 187521755.6411 | 82379484.3125 | 23374882.8144 | 38579588.3707 | 15288046.5021 | 20605629.44 | 7083698.0833 | 210426.1181 | 0
808
809 |  | 314 | Turbogenerator Units |  | F10 | 2852974.5134 | 1253329.6116 | 355627.7761 | 586953.6683 | 232593.8496 | 313496.0817 | 107772.0824 | 3201.4437 | 0 | 1333
810 |  |  |  |  | F10 | 8913041.8262 | 3915555.2207 | 1111024.7315 | 1833715.1527 | 726651.6754 | 979400.1577 | 336693.1857 | 10001.7024 | 0 | 1334
811 |  |  |  | JBG | F10 | 46099265.6913 | 20251696.7797 | 5746346.2289 | 9484183.2537 | 3758325.0818 | 5065568.9685 | 1741415.4369 | 51729.9419 | 0 | 1336
812 |  |  |  | Total 314 |  | 57865282.0309 | 25420581.612 | 7212998.7364 | 11904852.0747 | 4717570.6068 | 6358465.2079 | 2185880.7049 | 64933.088 | 0
813
814 |  | 315 | Accessory Electric Equipment |  | F10 | 682600.149 | 299870.5301 | 85087.1859 | 140434.0135 | 55650.1979 | 75006.7942 | 25785.4527 | 765.9746 | 0 | 1343
[5 empty] | F10 | 2189310.8974 | 961778.0193 | 272901.0588 | 450415.5422 | 178487.4864 | 240570.1084 | 82701.9636 | 2456.7186 | 0 | 1344
816 |  |  |  | JBG | F10 | 13839789.3278 | 6079906.323 | 1725151.5837 | 2847314.2947 | 1128313.5767 | 1520770.5871 | 522802.7479 | 15530.2148 | 0 | 1346
817 |  |  |  | Total 315 |  | 16711700.3742 | 7341554.8724 | 2083139.8284 | 3438163.8504 | 1362451.2611 | 1836347.4896 | 631290.1642 | 18752.908 | 0
818
819 |  | 316 | Misc Power Plant Equipment |  | F10 | 113800.7466 | 49993.3823 | 14185.4427 | 23412.6752 | 9277.8094 | 12504.8745 | 4298.8619 | 127.7006 | 0 | 1353
[5 empty] | F10 | 103582.362 | 45504.3818 | 12911.7049 | 21310.4068 | 8444.7373 | 11382.0381 | 3912.8589 | 116.2342 | 0 | 1354
821 |  |  |  | JBG | F10 | 1337097.6752 | 587395.4016 | 166671.3356 | 275086.3639 | 109009.2793 | 146925.5614 | 50509.3193 | 1500.414 | 0 | 1356
822 |  |  |  | Total 316 |  | 1554480.7838 | 682893.1657 | 193768.4832 | 319809.4459 | 126731.826 | 170812.474 | 58721.0402 | 1744.3488 | 0
823
824 |  | S00 | Unclassified Steam Plant - Acct 300 |  | F10 | 8078383.3059 | 3548884.4937 | 1006983.2295 | 1661997.5724 | 658604.6468 | 887684.5906 | 305163.6763 | 9065.0967 | 0 | 1364
825
826
827
828 |  | Total Steam Generation Plant |  |  |  | 325343843.3385 | 142925592.5365 | 40554623.5765 | 66934268.5707 | 26524238.6898 | 35750063.5246 | 12289974.3105 | 365082.1301 | 0
829
830
831 | [5 empty] | D: NUCLEAR GENERATION
832
833
834 |  | 320 | Land and Land Rights |  | F10 | 0 | 0 | 0 | 0 | 0 | 0 | 0 | 0 | 0 | 1370
835
836 |  | 321 | Structures and Improvements |  | F10 | 0 | 0 | 0 | 0 | 0 | 0 | 0 | 0 | 0 | 1374
837
838 |  | 322 | Reactor Plant Equipment |  | F10 | 0 | 0 | 0 | 0 | 0 | 0 | 0 | 0 | 0 | 1378
839
840 |  | 323 | Turbogenerator Units |  | F10 | 0 | 0 | 0 | 0 | 0 | 0 | 0 | 0 | 0 | 1382
841
842 |  | 324 | Land and Land Rights |  | F10 | 0 | 0 | 0 | 0 | 0 | 0 | 0 | 0 | 0 | 1386
843
844 |  | 325 | Misc. Power Plant Equipment |  | F10 | 0 | 0 | 0 | 0 | 0 | 0 | 0 | 0 | 0 | 1390
845
846 |  | N00 | Unclassified Nuclear Plt - Acct 300 |  | F10 | 0 | 0 | 0 | 0 | 0 | 0 | 0 | 0 | 0 | 1396
847
848 |  | Total Nuclear Generation Plant |  |  |  | 0 | 0 | 0 | 0 | 0 | 0 | 0 | 0 | 0
849
850
851 | [5 empty] | D: HYDRAULIC GENERATION PLANT
852
853
854 |  | 330 | Land and Land Rights |  | F10 | 2682583.0446 | 1178475.5699 | 334388.2105 | 551898.3612 | 218702.3804 | 294772.7957 | 101335.4867 | 3010.2402 | 0 | 1408
855
856 |  | 331 | Structures and Improvements |  | F10 | 23486241.0313 | 10317653.1064 | 2927597.0139 | 4831916.7462 | 1914757.8041 | 2580760.7121 | 887200.7411 | 26354.9075 | 0 | 1417
857
858 |  | 332 | Reservoirs, Dams & Waterways |  | F10 | 57236866.4337 | 25144514.6957 | 7134665.7404 | 11775565.6622 | 4666337.9014 | 6289412.4258 | 2162142.0921 | 64227.9162 | 0 | 1426
859
860 |  | 333 | Water Wheel, Turbines, & Generators |  | F10 | 11805742.6139 | 5186336.834 | 1471604.4503 | 2428841.8637 | 962484.2806 | 1297261.519 | 445965.9416 | 13247.7247 | 0 | 1435
861
862 |  | 334 | Accessory Electric Equipment |  | F10 | 6982520.7225 | 3067465.1821 | 870382.2289 | 1436541.4527 | 569262.4898 | 767266.8916 | 263767.0946 | 7835.3828 | 0 | 1444
863
864 |  | 335 | Misc. Power Plant Equipment |  | F10 | 204169.7763 | 89693.0643 | 25450.0849 | 42004.6511 | 16645.3062 | 22434.9796 | 7712.5827 | 229.1076 | 0 | 1453
865
866 |  | 336 | Roads, Railroads & Bridges |  | F10 | 2116882.2093 | 929959.642 | 263872.7086 | 435514.5033 | 172582.6081 | 232611.3587 | 79965.9453 | 2375.4433 | 0 | 1462
867
868 |  | H00 | Unclassified Hydro Plant - Acct 300 |  | F10 | 0 | 0 | 0 | 0 | 0 | 0 | 0 | 0 | 0 | 1468
869
870 |  | Total Hydraulic Plant |  |  |  | 104515005.8317 | 45914098.0944 | 13027960.4375 | 21502283.2405 | 8520772.7704 | 11484520.6825 | 3948089.8841 | 117280.7223 | 0
871
872 |  | Distribution - METER - Unbundled
873 |  | A |  | B | C | D | E | F | G | H | I | J | K
874 |  | FERC ACCT |  | DESCRIPTION | COS Factor | Washington Jurisdiction Normalized | Residential Schedule 16 | Small General Service Schedule 24 | Large General Service < 1,000 kW Schedule 36 | Large General Service > 1,000 kW Schedule 48 | Large General Dedicated Facilities Schedule 48 | Agricultural Pumping Schedule 40 | Street & Area Lighting Sch. 15, 51-54, 57
875 |  | 340 | Land and Land Rights |  | F10 | 1957188.9704 | 859805.3998 | 243966.6943 | 402660.1851 | 159563.3312 | 215063.6364 | 73933.4789 | 2196.2448 | 0 | 1480
876 |  |  |  | Total 340 |  | 1957188.9704 | 859805.3998 | 243966.6943 | 402660.1851 | 159563.3312 | 215063.6364 | 73933.4789 | 2196.2448 | 0
877
878 |  | 341 | Structures and Improvements |  | F10 | 16116982.1998 | 7080291.4454 | 2009007.2693 | 3315810.1412 | 1313965.7983 | 1770997.5131 | 608824.4829 | 18085.5495 | 0 | 1488
879 |  |  |  | Total 341 |  | 16116982.1998 | 7080291.4454 | 2009007.2693 | 3315810.1412 | 1313965.7983 | 1770997.5131 | 608824.4829 | 18085.5495 | 0
880
881 |  | 342 | Fuel Holders, Producers & Access |  | F10 | 402697.7782 | 176907.6617 | 50196.9136 | 82848.5978 | 32830.6566 | 44250.0187 | 15212.0455 | 451.8843 | 0 | 1496
882 |  |  |  | Total 342 |  | 402697.7782 | 176907.6617 | 50196.9136 | 82848.5978 | 32830.6566 | 44250.0187 | 15212.0455 | 451.8843 | 0
883
884 |  | 343 | Prime Movers |  | F10 | 318313858.1984 | 139837275.9377 | 39678324.833 | 65487962.0767 | 25951106.5784 | 34977581.0557 | 12024414.2314 | 357193.4855 | 0 | 1505
885 |  |  |  | Total 343 |  | 318313858.1984 | 139837275.9377 | 39678324.833 | 65487962.0767 | 25951106.5784 | 34977581.0557 | 12024414.2314 | 357193.4855 | 0
886
887 |  | 344 | Generators |  | F10 | 38596249.4213 | 16955574.6364 | 4811083.4085 | 7940558.2047 | 3146628.2616 | 4241107.9751 | 1457986.446 | 43310.489 | 0 | 1514
888 |  |  |  | Total 344 |  | 38596249.4213 | 16955574.6364 | 4811083.4085 | 7940558.2047 | 3146628.2616 | 4241107.9751 | 1457986.446 | 43310.489 | 0
889
890 |  | 345 | Accessory Electric Plant |  | F10 | 29953519.7277 | 13158769.2323 | 3733753.511 | 6162455.4303 | 2442014.2662 | 3291410.7796 | 1131504.393 | 33612.1153 | 0 | 1522
891 |  |  |  | Total 345 |  | 29953519.7277 | 13158769.2323 | 3733753.511 | 6162455.4303 | 2442014.2662 | 3291410.7796 | 1131504.393 | 33612.1153 | 0
892
893 |  | 346 | Misc. Power Plant Equipment |  | F10 | 1715863.8456 | 753789.7577 | 213885.1366 | 353011.418 | 139888.8687 | 188545.8807 | 64817.3402 | 1925.4436 | 0 | 1529
894
895 |  | O00 | Unclassified Other Prod - Acct 300 |  | F10 | 0 | 0 | 0 | 0 | 0 | 0 | 0 | 0 | 0 | 1534
896
897 |  | Total Other Generation Plant |  |  |  | 407056360.1414 | 178822414.071 | 50740217.7663 | 83745306.0539 | 33185997.761 | 44728956.8593 | 15376692.4178 | 456775.2121 | 0
898
899 |  | Experimental Plant
900 |  | 103 | Experimental Plant |  | F10 | 0 | 0 | 0 | 0 | 0 | 0 | 0 | 0 | 0 | 1540
901
902 |  | TOTAL GENERATION PLANT |  |  |  | 836915209.3116 | 367662104.7018 | 104322801.7803 | 172181857.8651 | 68231009.2211 | 91963541.0664 | 31614756.6124 | 939138.0645 | 0
903
904 | [5 empty] | D: TRANSMISSION PLANT
905 |  | 350 | Land and Land Rights
906 |  |  |  | Demand | F12 | 26889660.5387 | 11225688.776 | 3503319.0333 | 5765756.0899 | 2315997.5097 | 3042926.2804 | 991876.5093 | 44096.3401 | 0 | 1549
907 |  |  |  | Direct Assigned | A | 0 | 0 | 0 | 0 | 0 | 0 | 0 | 0 | 0
908 | [5 empty] | 26889660.5387 | 11225688.776 | 3503319.0333 | 5765756.0899 | 2315997.5097 | 3042926.2804 | 991876.5093 | 44096.3401 | 0
909 |  | 352 | Structures and Improvements
910 |  |  |  | Demand | F12 | 29797790.5334 | 12439752.5308 | 3882204.7075 | 6389325.4431 | 2566473.7779 | 3372020.2522 | 1099148.441 | 48865.3809 | 0 | 1556
911 |  |  |  | Direct Assigned | A | 0 | 0 | 0 | 0 | 0 | 0 | 0 | 0 | 0
912 | [5 empty] | 29797790.5334 | 12439752.5308 | 3882204.7075 | 6389325.4431 | 2566473.7779 | 3372020.2522 | 1099148.441 | 48865.3809 | 0
913 |  | 353 | Station Equipment
914 |  |  |  | Demand | F12 | 202134228.9385 | 84385444.0546 | 26335055.0855 | 43342185.7376 | 17409753.8407 | 22874203.1355 | 7456107.2693 | 331479.8151 | 0 | 1562
915 |  |  |  | Direct Assigned | A | 0 | 0 | 0 | 0 | 0 | 0 | 0 | 0 | 0
916 | [5 empty] | 202134228.9385 | 84385444.0546 | 26335055.0855 | 43342185.7376 | 17409753.8407 | 22874203.1355 | 7456107.2693 | 331479.8151 | 0
917 |  | 354 | Towers and Fixtures
918 |  |  |  | Demand | F12 | 119720428.8845 | 49979964.338 | 15597774.3408 | 25670788.6267 | 10311480.6806 | 13547974.6511 | 4416116.7793 | 196329.468 | 0 | 1568
919 |  |  |  | Direct Assigned | A | 0 | 0 | 0 | 0 | 0 | 0 | 0 | 0 | 0
920 | [5 empty] | 119720428.8845 | 49979964.338 | 15597774.3408 | 25670788.6267 | 10311480.6806 | 13547974.6511 | 4416116.7793 | 196329.468 | 0
921 |  | 355 | Poles and Fixtures
922 |  |  |  | Demand | F12 | 171958598.0531 | 71787953.6381 | 22403623.4533 | 36871842.7114 | 14810736.7991 | 19459425.1722 | 6343021.465 | 281994.814 | 0 | 1575
923 |  |  |  | Direct Assigned | A | 0 | 0 | 0 | 0 | 0 | 0 | 0 | 0 | 0
924 | [5 empty] | 171958598.0531 | 71787953.6381 | 22403623.4533 | 36871842.7114 | 14810736.7991 | 19459425.1722 | 6343021.465 | 281994.814 | 0
925 |  | 356 | Overhead Conductors
926 |  |  |  | Demand | F12 | 129324588.4795 | 53989435.0567 | 16849052.1344 | 27730139.3423 | 11138683.749 | 14634814.3154 | 4770384.5575 | 212079.3243 | 0 | 1581
927 |  |  |  | Direct Assigned | A | 0 | 0 | 0 | 0 | 0 | 0 | 0 | 0 | 0
928 | [5 empty] | 129324588.4795 | 53989435.0567 | 16849052.1344 | 27730139.3423 | 11138683.749 | 14634814.3154 | 4770384.5575 | 212079.3243 | 0
929 |  | 357 | Underground Conduit
930 |  |  |  | Demand | F12 | 307821.6736 | 128507.026 | 40104.5423 | 66003.9827 | 26512.5783 | 34834.1571 | 11354.5906 | 504.7966 | 0 | 1587
931 |  |  |  | Direct Assigned | A | 0 | 0 | 0 | 0 | 0 | 0 | 0 | 0 | 0
932 | [5 empty] | 307821.6736 | 128507.026 | 40104.5423 | 66003.9827 | 26512.5783 | 34834.1571 | 11354.5906 | 504.7966 | 0
933 |  | 358 | Underground Conductors
934 |  |  |  | Demand | F12 | 724522.2462 | 302467.9778 | 94394.3703 | 155354.0829 | 62402.8598 | 81989.4242 | 26725.3875 | 1188.1436 | 0 | 1593
935 |  |  |  | Direct Assigned | A | 0 | 0 | 0 | 0 | 0 | 0 | 0 | 0 | 0
936 | [5 empty] | 724522.2462 | 302467.9778 | 94394.3703 | 155354.0829 | 62402.8598 | 81989.4242 | 26725.3875 | 1188.1436 | 0
937 |  | 359 | Roads and Trails
938 |  |  |  | Demand | F12 | 968740.7364 | 404422.4357 | 126212.3728 | 207720.0935 | 83437.3171 | 109626.0268 | 35733.8531 | 1588.6374 | 0 | 1599
939 |  |  |  | Direct Assigned | A | 0 | 0 | 0 | 0 | 0 | 0 | 0 | 0 | 0
940 | [5 empty] | 968740.7364 | 404422.4357 | 126212.3728 | 207720.0935 | 83437.3171 | 109626.0268 | 35733.8531 | 1588.6374 | 0
941
942 |  | T00 | Unclassified Trans Plant - Acct 300 |  | F10 | 16815557.354 | 7020029.6199 | 2190814.646 | 3605638.7577 | 1448318.3564 | 1902906.1865 | 620273.9639 | 27575.8236 | 0 | 1604
943 |  | TS0 | Unclassified Trans Sub - Acct 300 |  | F10 | 0 | 0 | 0 | 0 | 0 | 0 | 0 | 0 | 0 | 1608
944
945 |  | TOTAL TRANSMISSION PLANT |  |  |  | 698641937.438 | 291663665.4537 | 91022554.6861 | 149804754.8679 | 60173797.4686 | 79060719.6015 | 25770742.8165 | 1145702.5437 | 0
946 |  | Distribution - METER - Unbundled |  |  |  | D: DISTRIBUTION PLANT
947 |  | A |  | B | C | D | E | F | G | H | I | J | K
948 |  | FERC ACCT |  | DESCRIPTION | COS Factor | Washington Jurisdiction Normalized | Residential Schedule 16 | Small General Service Schedule 24 | Large General Service < 1,000 kW Schedule 36 | Large General Service > 1,000 kW Schedule 48 | Large General Dedicated Facilities Schedule 48 | Agricultural Pumping Schedule 40 | Street & Area Lighting Sch. 15, 51-54, 57
949
950 |  | 360 | Land and Land Rights
951 |  |  |  | Demand Primary | F20A | 2253568.9881 | 1235213.8794 | 312302.6042 | 421883.1085 | 160922.4184 | 0 | 121290.3213 | 1956.6563 | 0 | 1614
952 |  |  |  | Assigned | A | 0 | 0 | 0 | 0 | 0 | 0 | 0 | 0 | 0
953 | [5 empty] | 2253568.9881 | 1235213.8794 | 312302.6042 | 421883.1085 | 160922.4184 | 0 | 121290.3213 | 1956.6563 | 0
954 |  | 361 | Structures and Improvements
955 |  |  |  | Demand Primary | F20 | 9139025.156 | 4603533.5811 | 1163924.3616 | 1572321.2716 | 599743.7118 | 740171.5749 | 452038.3689 | 7292.2861 | 0 | 1620
956 |  |  |  | Assigned | A | 0 | 0 | 0 | 0 | 0 | 0 | 0 | 0 | 0
957 | [5 empty] | 9139025.156 | 4603533.5811 | 1163924.3616 | 1572321.2716 | 599743.7118 | 740171.5749 | 452038.3689 | 7292.2861 | 0
958 |  | 362 | Station Equipment
959 |  |  |  | Demand Primary | F20A | 86835707.7715 | 47595912.0975 | 12033808.5141 | 16256222.2504 | 6200747.4225 | 0 | 4673622.5748 | 75394.9122 | 0 | 1626
960 |  |  |  | Assigned | A | 6084298.63 | 0 | 0 | 0 | 0 | 6084298.63 | 0 | 0 | 0
961 | [5 empty] | 92920006.4015 | 47595912.0975 | 12033808.5141 | 16256222.2504 | 6200747.4225 | 6084298.63 | 4673622.5748 | 75394.9122 | 0
962 |  | 364 | Poles, Towers & Fixtures
963 |  |  |  | Demand Primary | F20A | 114395926.1794 | 62702067.9221 | 15853140.4391 | 21415678.5065 | 8168762.1671 | 0 | 6156953.1335 | 99324.0112 | 0 | 1632
964 |  |  |  | Demand Secondary | F22 | 15695658.4795 | 13452399.6548 | 2223043.2886 | 0 | 0 | 0 | 0 | 20215.5361 | 0
965 |  |  |  | Assigned | A | 0 | 0 | 0 | 0 | 0 | 0 | 0 | 0 | 0
966 | [5 empty] | 130091584.6589 | 76154467.5769 | 18076183.7278 | 21415678.5065 | 8168762.1671 | 0 | 6156953.1335 | 119539.5472 | 0
967 |  | 365 | Overhead Conductors
968 |  |  |  | Demand Primary | F20A | 64432325.7642 | 35316293.1704 | 8929117.874 | 12062160.0792 | 4600971.0539 | 0 | 3467840.3616 | 55943.2251 | 0 | 1639
969 |  |  |  | Demand Secondary | F22 | 28072583.1354 | 24060386.3911 | 3976040.1015 | 0 | 0 | 0 | 0 | 36156.6428 | 0
970 |  |  |  | Assigned | A | 0 | 0 | 0 | 0 | 0 | 0 | 0 | 0 | 0
971 | [5 empty] | 92504908.8996 | 59376679.5614 | 12905157.9755 | 12062160.0792 | 4600971.0539 | 0 | 3467840.3616 | 92099.8679 | 0
972 |  | 366 | Underground Conduit
973 |  |  |  | Demand Primary | F20A | 12438380.755 | 6817657.0704 | 1723727.4397 | 2328547.6353 | 888197.4868 | 0 | 669451.5261 | 10799.5967 | 0 | 1646
974 |  |  |  | Demand Secondary | F22 | 12683008.5391 | 10870324.4223 | 1796348.7833 | 0 | 0 | 0 | 0 | 16335.3336 | 0
975 |  |  |  | Assigned | A | 0 | 0 | 0 | 0 | 0 | 0 | 0 | 0 | 0
976 | [5 empty] | 25121389.2942 | 17687981.4927 | 3520076.223 | 2328547.6353 | 888197.4868 | 0 | 669451.5261 | 27134.9303 | 0
977 |  | 367 | Underground Conductors
978 |  |  |  | Demand Primary | F20A | 21665806.7507 | 11875343.221 | 3002476.4746 | 4055983.1757 | 1547107.7373 | 0 | 1166084.853 | 18811.289 | 0 | 1653
979 |  |  |  | Demand Secondary | F22 | 18868060.5796 | 16171394.909 | 2672364.1761 | 0 | 0 | 0 | 0 | 24301.4946 | 0
980 |  |  |  | Assigned | A | 0 | 0 | 0 | 0 | 0 | 0 | 0 | 0 | 0
981 | [5 empty] | 40533867.3303 | 28046738.13 | 5674840.6507 | 4055983.1757 | 1547107.7373 | 0 | 1166084.853 | 43112.7836 | 0
982 |  | 368 | Line Transformers
983 |  |  |  | Demand Secondary | F21 | 134087821.8336 | 78654268.6029 | 30293787.5333 | 8580697.5957 | 1108530.5066 | 0 | 15291531.4563 | 159006.1388 | 0 | 1660
984 |  |  |  | Assigned | A | 0 | 0 | 0 | 0 | 0 | 0 | 0 | 0 | 0
985 | [5 empty] | 134087821.8336 | 78654268.6029 | 30293787.5333 | 8580697.5957 | 1108530.5066 | 0 | 15291531.4563 | 159006.1388 | 0
986 |  | 369 | Services
987 |  |  |  | Customer | F70 | 81454394.9272 | 57825295.4826 | 18795393.7309 | 3848426.4956 | 985279.2181 | 0 | 0 | 0 | 0 | 1666
988 |  |  |  | Assigned | A | 0 | 0 | 0 | 0 | 0 | 0 | 0 | 0 | 0
989 | [5 empty] | 81454394.9272 | 57825295.4826 | 18795393.7309 | 3848426.4956 | 985279.2181 | 0 | 0 | 0 | 0
990 |  | 370 | Meters
991 |  |  |  | Customer | F60A | 16436146.7673 | 11176959.9308 | 2914304.066 | 1272192.2829 | 176629.1627 | 0 | 896061.3248 | 0 | 0 | 1673
992 |  |  |  | Assigned | A | 110788.96 | 0 | 0 | 0 | 0 | 110788.96 | 0 | 0 | 0
993 | [5 empty] | 16546935.7273 | 11176959.9308 | 2914304.066 | 1272192.2829 | 176629.1627 | 110788.96 | 896061.3248 | 0 | 0
994 |  | 371 | Install on Customers' Premises
995 |  |  |  | Demand Primary | F20 | 0 | 0 | 0 | 0 | 0 | 0 | 0 | 0 | 0 | 1679
996 |  |  |  | Demand Secondary | F22 | 0 | 0 | 0 | 0 | 0 | 0 | 0 | 0 | 0
997 |  |  |  | Assigned | A | 567696.8032 | 0 | 0 | 0 | 0 | 0 | 0 | 567696.8032 | 0
998 | [5 empty] | 567696.8032 | 0 | 0 | 0 | 0 | 0 | 0 | 567696.8032 | 0
999 |  | 372 | Leased Property
1000 |  |  |  | Demand Primary | F20 | 0 | 0 | 0 | 0 | 0 | 0 | 0 | 0 | 0 | 1686
1001 |  |  |  | Demand Secondary | F22 | 0 | 0 | 0 | 0 | 0 | 0 | 0 | 0 | 0
1002 |  |  |  | Assigned | A | 0 | 0 | 0 | 0 | 0 | 0 | 0 | 0 | 0
1003 | [5 empty] | 0 | 0 | 0 | 0 | 0 | 0 | 0 | 0 | 0
1004
1005 |  | 373 | Street Lights |  | A | 4359302.6673 | 0 | 0 | 0 | 0 | 0 | 0 | 4359302.6673 | 0 | 1695
1006
1007
1008 |  | D00 | Unclassified Dist Plant - Acct 300 |  | F22 | 11302326.31 | 9686972.4038 | 1600796.8498 | 0 | 0 | 0 | 0 | 14557.0564 | 0 | 1698
1009 |  | DS0 | Unclassified Dist Sub - Acct 300 |  | F20 | 0 | 0 | 0 | 0 | 0 | 0 | 0 | 0 | 0 | 1702
1010 |  | TOTAL DISTRIBUTION PLANT |  |  |  | 640882828.9973 | 392044022.7392 | 107290576.2369 | 71814112.4015 | 24436890.8851 | 6935259.1649 | 32894873.9204 | 5467093.6493 | 0
1011
1012 |  | Distribution - METER - Unbundled |  |  |  | DISTRIBUTION PLANT D: GENERAL PLANT
1013
1014 |  | A |  | B | C | D | E | F | G | H | I | J | K
1015 |  | FERC ACCT |  | DESCRIPTION | COS Factor | Washington Jurisdiction Normalized | Residential Schedule 16 | Small General Service Schedule 24 | Large General Service < 1,000 kW Schedule 36 | Large General Service > 1,000 kW Schedule 48 | Large General Dedicated Facilities Schedule 48 | Agricultural Pumping Schedule 40 | Street & Area Lighting Sch. 15, 51-54, 57
1016 |  | 389 | Land and Land Rights
1017 |  |  |  | S | F107 | 1098826.35 | 610913.4593 | 172245.9933 | 155415.1192 | 57037.0724 | 44168.8753 | 51845.4915 | 7200.3389 | 0 | 1709
1018 |  |  |  | CN | F42 | 76094.933 | 58882.0446 | 12325.6372 | 690.0682 | 310.0621 | 4.6665 | 2494.6288 | 1387.8256 | 0 | 1710
1019 |  |  |  | DGU | F105 | 0 | 0 | 0 | 0 | 0 | 0 | 0 | 0 | 0 | 1711
1020 |  |  |  | SG | F105 | 97.9435 | 41.7764 | 12.5315 | 20.6481 | 8.2487 | 10.9503 | 3.649 | 0.13957 | 0 | 1712
1021 |  |  |  | CAGW | F105 | 0 | 0 | 0 | 0 | 0 | 0 | 0 | 0 | 0 | 1713
1022 |  |  |  | CAGE | F105 | 0 | 0 | 0 | 0 | 0 | 0 | 0 | 0 | 0 | 1714
1023 |  |  |  | SO | F102 | 539251.1864 | 259319.5152 | 74573.5407 | 98243.8407 | 38174.7046 | 44867.291 | 22267.2712 | 1805.0229 | 0 | 1715
1024 |  |  | Total Land & Land Rights |  |  | 1714270.4128 | 929156.7955 | 259157.7027 | 254369.6762 | 95530.0878 | 89051.7831 | 76611.0404 | 10393.327 | 0
1025
1026 |  | 390 | Structures and Improvements
1027 |  |  |  | S | F107 | 14293983.04 | 7947012.3974 | 2240646.4017 | 2021703.5003 | 741961.5902 | 574566.8139 | 674427.3801 | 93664.9564 | 0 | 1719
1028 |  |  |  | CAEE | F105 | 0 | 0 | 0 | 0 | 0 | 0 | 0 | 0 | 0 | 1720
1029 |  |  |  | SE | F105 | 0 | 0 | 0 | 0 | 0 | 0 | 0 | 0 | 0 | 1721
1030 |  |  |  | CN | F42 | 553444.6733 | 428253.9279 | 89645.3674 | 5018.9228 | 2255.1068 | 33.9397 | 18143.6392 | 10093.7695 | 0 | 1722
1031 |  |  |  | SG/CAGE/CAGW | F105 | 912503.8132 | 389215.5082 | 116751.6823 | 192370.385 | 76850.1371 | 102019.8333 | 33995.9726 | 1300.2947 | 0 | 1723
1032 |  |  |  | CAGW | F105 | 2359.0478 | 1006.2183 | 301.8319 | 497.325 | 198.6766 | 263.7465 | 87.888 | 3.3616 | 0 | 1724
1033 |  |  |  | CAGE | F105 | 0 | 0 | 0 | 0 | 0 | 0 | 0 | 0 | 0 | 1725
1034 |  |  |  | JBG | F105 | 0 | 0 | 0 | 0 | 0 | 0 | 0 | 0 | 0 | 1726
1035 |  |  |  | SO | F102 | 7646220.3571 | 3676976.9016 | 1057402.8198 | 1393031.8074 | 541291.7222 | 636188.1114 | 315734.9797 | 25594.015 | 0 | 1727
1036
1037 |  |  | Total Structures and Improvements |  |  | 23408510.9315 | 12442464.9534 | 3504748.1033 | 3612621.9405 | 1362557.2329 | 1313072.4448 | 1042389.8595 | 130656.3972 | 0
1038
1039 |  | 391 | Office Furniture & Equipment
1040 |  |  |  | S | F107 | 432209.52 | 240295.1231 | 67750.7944 | 61130.5818 | 22434.8148 | 17373.2714 | 20392.7718 | 2832.1627 | 0 | 1731
1041 |  |  |  | DGP | F105 | 0 | 0 | 0 | 0 | 0 | 0 | 0 | 0 | 0 | 1732
1042 |  |  |  | DGU | F105 | 0 | 0 | 0 | 0 | 0 | 0 | 0 | 0 | 0 | 1733
1043 |  |  |  | CN | F42 | 252283.7891 | 195216.4848 | 40864.1985 | 2287.84 | 1027.9743 | 15.4712 | 8270.6479 | 4601.1725 | 0 | 1734
1044 |  |  |  | SG | F105 | 83193.3521 | 35484.9397 | 10644.2994 | 17538.488 | 7006.459 | 9301.1906 | 3099.427 | 118.5484 | 0 | 1735
1045 |  |  |  | SE | F10 | 0 | 0 | 0 | 0 | 0 | 0 | 0 | 0 | 0 | 1736
1046 |  |  |  | SO | F102 | 5240182.4967 | 2519941.7621 | 724669.6393 | 954686.1788 | 370963.3356 | 435998.6569 | 216382.5834 | 17540.3406 | 0 | 1737
1047 |  |  |  | CAGW | F105 | 53443.0058 | 22795.3532 | 6837.8463 | 11266.6396 | 4500.9152 | 5975.0397 | 1991.0568 | 76.1549 | 0 | 1738
1048 |  |  |  | CAGE | F105 | 0 | 0 | 0 | 0 | 0 | 0 | 0 | 0 | 0 | 1739
1049 |  |  |  | JBG | F105 | 60560.0317 | 26604.402 | 7548.9035 | 12459.2535 | 4937.2649 | 6654.5749 | 2287.6758 | 67.957 | 0 | 1740
1050 |  |  |  | JBE | F10 | 0 | 0 | 0 | 0 | 0 | 0 | 0 | 0 | 0 | 1741
1051 |  |  |  | CAEE | F105 | 0 | 0 | 0 | 0 | 0 | 0 | 0 | 0 | 0 | 1742
1052 |  |  |  | CAGE | F105 | 0 | 0 | 0 | 0 | 0 | 0 | 0 | 0 | 0 | 1743
1053 |  |  |  | CAGE | F105 | 0 | 0 | 0 | 0 | 0 | 0 | 0 | 0 | 0 | 1744
1054 |  |  | Total Office Furniture & Equipment |  |  | 6121872.1954 | 3040338.0649 | 858315.6814 | 1059368.9817 | 410870.7638 | 475318.2048 | 252424.1627 | 25236.3361 | 0
1055
1056 |  | 392 | Transportation Equipment
1057 |  |  |  | S | F107 | 6362057.67 | 3537107.2594 | 997281.2747 | 899832.7635 | 330237.0244 | 255731.8835 | 300178.4649 | 41688.9997 | 0 | 1748
1058 |  |  |  | SO | F102 | 482930.7162 | 232235.6675 | 66784.9313 | 87983.0579 | 34187.6622 | 40181.2616 | 19941.633 | 1616.5027 | 0 | 1749
1059 |  |  |  | SG | F105 | 948037.6799 | 404371.9731 | 121298.1167 | 199861.4919 | 79842.763 | 105992.5938 | 35319.8118 | 1350.9295 | 0 | 1750
1060 |  |  |  | CN | F42 | 0 | 0 | 0 | 0 | 0 | 0 | 0 | 0 | 0 | 1751
1061 |  |  |  | DGU | F105 | 0 | 0 | 0 | 0 | 0 | 0 | 0 | 0 | 0 | 1752
1062 |  |  |  | SE | F10 | 0 | 0 | 0 | 0 | 0 | 0 | 0 | 0 | 0 | 1753
1063 |  |  |  | DGP | F105 | 0 | 0 | 0 | 0 | 0 | 0 | 0 | 0 | 0 | 1754
1064 |  |  |  | CAGW | F105 | 47379.3932 | 20209.0055 | 6062.0282 | 9988.3332 | 3990.244 | 5297.1152 | 1765.1527 | 67.5144 | 0 | 1755
1065 |  |  |  | CAGE | F105 | 0 | 0 | 0 | 0 | 0 | 0 | 0 | 0 | 0 | 1756
1066 |  |  |  | JBG | F105 | 628085.7201 | 275921.9993 | 78291.8763 | 129218.5457 | 51205.8116 | 69016.5339 | 23726.1516 | 704.8016 | 0 | 1757
1067 |  |  |  | CAEW | F105 | 0 | 0 | 0 | 0 | 0 | 0 | 0 | 0 | 0 | 1758
1068 |  |  |  | CAEE | F105 | 0 | 0 | 0 | 0 | 0 | 0 | 0 | 0 | 0 | 1759
1069 |  |  |  | CAGE | F105 | 0 | 0 | 0 | 0 | 0 | 0 | 0 | 0 | 0 | 1760
1070 |  |  |  | CAGE | F10 | 0 | 0 | 0 | 0 | 0 | 0 | 0 | 0 | 0 | 1761
1071 |  |  | Total Transportation Equipment |  |  | 8468491.1795 | 4469845.9048 | 1269718.2272 | 1326884.1922 | 499463.5053 | 476219.388 | 380931.214 | 45428.748 | 0
1072
1073 |  | 393 | Stores Equipment
1074 |  |  |  | S | F107 | 697336.54 | 387697.5447 | 109310.6522 | 98629.4527 | 36196.8338 | 28030.426 | 32902.1557 | 4569.4749 | 0 | 1765
1075 |  |  |  | DGP | F105 | 0 | 0 | 0 | 0 | 0 | 0 | 0 | 0 | 0 | 1766
1076 |  |  |  | DGU | F105 | 0 | 0 | 0 | 0 | 0 | 0 | 0 | 0 | 0 | 1767
1077 |  |  |  | SO | F102 | 15457.5257 | 7433.3412 | 2137.6354 | 2816.1397 | 1094.2702 | 1286.1118 | 638.2868 | 51.7406 | 0 | 1768
1078 |  |  |  | SG | F105 | 153992.07 | 65683.1247 | 19702.7486 | 32463.989 | 12969.0545 | 17216.6352 | 5737.0831 | 219.4348 | 0 | 1769
1079 |  |  |  | CAGW | F105 | 41129.7534 | 17543.3107 | 5262.4086 | 8670.8092 | 3463.9057 | 4598.3924 | 1532.3179 | 58.6088 | 0 | 1770
1080 |  |  |  | CAGE | F105 | 0 | 0 | 0 | 0 | 0 | 0 | 0 | 0 | 0 | 1771
1081 |  |  |  | JBG | F105 | 213278.9125 | 90971.0832 | 27288.2935 | 44962.6028 | 17962.1317 | 23845.0281 | 7945.8562 | 303.917 | 0 | 1772
1082 |  |  |  | CAGE | F105 | 0 | 0 | 0 | 0 | 0 | 0 | 0 | 0 | 0 | 1773
1083 |  |  | Total Stores Equipment |  |  | 1121194.8016 | 569328.4045 | 163701.7383 | 187542.9935 | 71686.1959 | 74976.5935 | 48755.6997 | 5203.1761 | 0 | 1774
1084
1085 |  | 394 | Tools, Shop & Garage Equipment
1086 |  |  |  | S | F107 | 2747536.55 | 1527545.329 | 430688.7637 | 388604.369 | 142617.1125 | 110441.1078 | 129635.9365 | 18003.9315 | 0 | 1777
1087 |  |  |  | DGP | F105 | 0 | 0 | 0 | 0 | 0 | 0 | 0 | 0 | 0 | 1778
1088 |  |  |  | SG | F105 | 272575.3253 | 116263.1238 | 34875.0628 | 57463.2341 | 22956.0149 | 30474.491 | 10154.9858 | 388.4129 | 0 | 1779
1089 |  |  |  | SO | F102 | 129965.2517 | 62498.7518 | 17973.0138 | 23677.807 | 9200.5084 | 10813.4927 | 5366.6484 | 435.0297 | 0 | 1780
1090 |  |  |  | SE | F10 | 0 | 0 | 0 | 0 | 0 | 0 | 0 | 0 | 0 | 1781
1091 |  |  |  | DGU | F105 | 0 | 0 | 0 | 0 | 0 | 0 | 0 | 0 | 0 | 1782
1092 |  |  |  | CAGW | F105 | 164008.6667 | 69955.5614 | 20984.3372 | 34575.6477 | 13812.642 | 18336.5117 | 6110.2584 | 233.7082 | 0 | 1783
1093 |  |  |  | CAGE | F105 | 0 | 0 | 0 | 0 | 0 | 0 | 0 | 0 | 0 | 1784
1094 |  |  |  | JBG | F105 | 611748.971 | 268745.1628 | 76255.4748 | 125857.522 | 49873.9289 | 67221.3875 | 23109.0254 | 686.4695 | 0 | 1785
1095 |  |  |  | CAEW | F105 | 0 | 0 | 0 | 0 | 0 | 0 | 0 | 0 | 0 | 1786
1096 |  |  |  | CAEE | F105 | 0 | 0 | 0 | 0 | 0 | 0 | 0 | 0 | 0 | 1787
1097 |  |  |  | CAGE | F105 | 0 | 0 | 0 | 0 | 0 | 0 | 0 | 0 | 0 | 1788
1098 |  |  |  | CAGE | F102 | 0 | 0 | 0 | 0 | 0 | 0 | 0 | 0 | 0 | 1789
1099 |  |  | Total Tools, Shop & Garage Equipment |  |  | 3925834.7647 | 2045007.9288 | 580776.6523 | 630178.5798 | 238460.2068 | 237286.9907 | 174376.8545 | 19747.5517 | 0
1100
1101 |  | 395 | Laboratory Equipment
1102 |  |  |  | S | F107 | 1440731.77 | 801002.2962 | 225841.2122 | 203773.3258 | 74784.4483 | 57912.246 | 67977.4805 | 9440.7611 | 0 | 1793
1103 |  |  |  | DGP | F105 | 0 | 0 | 0 | 0 | 0 | 0 | 0 | 0 | 0 | 1794
1104 |  |  |  | DGU | F105 | 0 | 0 | 0 | 0 | 0 | 0 | 0 | 0 | 0 | 1795
1105 |  |  |  | SO | F102 | 365356.0269 | 175695.3905 | 50525.4197 | 66562.6339 | 25864.3073 | 30398.7003 | 15086.6274 | 1222.9477 | 0 | 1796
1106 |  |  |  | SE | F10 | 0 | 0 | 0 | 0 | 0 | 0 | 0 | 0 | 0 | 1797
1107 |  |  |  | SG | F105 | 193115.9198 | 82370.8458 | 24708.5088 | 40711.9218 | 16264.0251 | 21590.7634 | 7194.6697 | 275.1853 | 0 | 1798
1108 |  |  |  | CAGW | F105 | 49096.2797 | 20941.319 | 6281.6979 | 10350.2803 | 4134.8384 | 5489.0667 | 1829.1165 | 69.9609 | 0 | 1799
1109 |  |  |  | CAGE | F105 | 0 | 0 | 0 | 0 | 0 | 0 | 0 | 0 | 0 | 1800
1110 |  |  |  | JBG | F105 | 112812.4775 | 49559.2295 | 14062.2534 | 23209.3547 | 9197.239 | 12396.2796 | 4261.5297 | 126.5917 | 0 | 1801
1111 |  |  |  | CAEW | F105 | 0 | 0 | 0 | 0 | 0 | 0 | 0 | 0 | 0 | 1802
1112 |  |  |  | CAEE | F105 | 0 | 0 | 0 | 0 | 0 | 0 | 0 | 0 | 0 | 1803
1113 |  |  |  | CAGE | F105 | 0 | 0 | 0 | 0 | 0 | 0 | 0 | 0 | 0 | 1804
1114 |  |  |  | CAGE | F102 | 0 | 0 | 0 | 0 | 0 | 0 | 0 | 0 | 0 | 1805
1115 |  |  | Total Laboratory Equipment |  |  | 2161112.4739 | 1129569.0811 | 321419.092 | 344607.5165 | 130244.8581 | 127787.056 | 96349.4238 | 11135.4466 | 0
1116
1117 |  | 396 | Power Operated Equipment
1118 |  |  |  | S | F107 | 9586835.31 | 5329983.8713 | 1502779.7348 | 1355936.8616 | 497626.4175 | 385356.3702 | 452331.88 | 62820.1747 | 0 | 1809
1119 |  |  |  | DGP | F105 | 0 | 0 | 0 | 0 | 0 | 0 | 0 | 0 | 0 | 1810
1120 |  |  |  | DGU | F105 | 0 | 0 | 0 | 0 | 0 | 0 | 0 | 0 | 0 | 1811
1121 |  |  |  | SO | F102 | 302635.4716 | 145533.8176 | 41851.7367 | 55135.8473 | 21424.1897 | 25180.1649 | 12496.7108 | 1013.0047 | 0 | 1812
1122 |  |  |  | SE | F10 | 0 | 0 | 0 | 0 | 0 | 0 | 0 | 0 | 0 | 1813
1123 |  |  |  | SG | F105 | 552625.0848 | 242771.6685 | 68885.5891 | 113693.7323 | 45053.7484 | 60724.6219 | 20875.6005 | 620.1241 | 0 | 1814
1124 |  |  |  | CAGW | F105 | 42474.1112 | 18116.7273 | 5434.4145 | 8954.2213 | 3577.1262 | 4748.6944 | 1582.4029 | 60.5245 | 0 | 1815
1125 |  |  |  | CAGE | F105 | 0 | 0 | 0 | 0 | 0 | 0 | 0 | 0 | 0 | 1816
1126 |  |  |  | JBG | F105 | 2319022.0687 | 1018760.9511 | 289069.7611 | 477101.5316 | 189062.4216 | 254823.283 | 87601.8472 | 2602.2731 | 0 | 1817
1127 |  |  |  | CAEW | F105 | 0 | 0 | 0 | 0 | 0 | 0 | 0 | 0 | 0 | 1818
1128 |  |  |  | CAEE | F105 | 0 | 0 | 0 | 0 | 0 | 0 | 0 | 0 | 0 | 1819
1129 |  |  |  | CAGE | F105 | 0 | 0 | 0 | 0 | 0 | 0 | 0 | 0 | 0 | 1820
1130 |  |  |  | CAGE | F102 | 0 | 0 | 0 | 0 | 0 | 0 | 0 | 0 | 0 | 1821
1131 |  |  | Total Power Operated Equipment |  |  | 12803592.0463 | 6755167.0359 | 1908021.2361 | 2010822.1942 | 756743.9033 | 730833.1344 | 574888.4414 | 67116.101 | 0
1132
1133 |  | 397 | Communication Equipment
1134 |  |  |  | S | F107 | 14950906.3924 | 8312241.4599 | 2343622.1043 | 2114617.0176 | 776060.6859 | 600972.7748 | 705422.7362 | 97969.6137 | 0 | 1825
1135 |  |  |  | SGP | F105 | 0 | 0 | 0 | 0 | 0 | 0 | 0 | 0 | 0 | 1826
1136 |  |  |  | SGU | F105 | 0 | 0 | 0 | 0 | 0 | 0 | 0 | 0 | 0 | 1827
1137 |  |  |  | SO | F102 | 10005865.7428 | 4811702.4488 | 1383720.3425 | 1822925.3919 | 708335.8897 | 832517.5751 | 413171.6939 | 33492.401 | 0 | 1828
1138 |  |  |  | CN | F42 | 73374.0443 | 56776.6286 | 11884.9155 | 665.3938 | 298.9753 | 4.4996 | 2405.4296 | 1338.2019 | 0 | 1829
1139 |  |  |  | SG/CAGE/CAGW | F105 | 1211705.9929 | 516835.9376 | 155033.5583 | 255446.9855 | 102048.6384 | 135471.2622 | 45142.9606 | 1726.6501 | 0 | 1830
1140 |  |  |  | SE | F10 | 0 | 0 | 0 | 0 | 0 | 0 | 0 | 0 | 0 | 1831
1141 |  |  |  | JBG | F105 | 455288.1716 | 200010.9516 | 56752.3892 | 93668.2263 | 37118.1824 | 50028.8584 | 17198.6655 | 510.8982 | 0 | 1832
|  |  |  | CAGE | F105 | 12440923.543 | 5306498.789 | 1591772.8038 | 2622745.4804 | 1047761.8464 | 1390921.2512 | 463495.3733 | 17727.9988 | 0 | 1833
1143 |  |  |  | CAGE | F105 | 0 | 0 | 0 | 0 | 0 | 0 | 0 | 0 | 0 | 1834
1144 |  |  | Total Communication Equipment |  |  | 39138063.8869 | 19204066.2155 | 5542786.1136 | 6910068.4956 | 2671624.2182 | 3009916.2213 | 1646836.8591 | 152765.7636 | 0
1145
1146 |  | Distribution - METER - Unbundled |  |  |  | D: GENERAL PLANT
1147
1148 |  | A |  | B | C | D | E | F | G | H | I | J | K
1149 |  | FERC ACCT |  | DESCRIPTION | COS Factor | Washington Jurisdiction Normalized | Residential Schedule 16 | Small General Service Schedule 24 | Large General Service < 1,000 kW Schedule 36 | Large General Service > 1,000 kW Schedule 48 | Large General Dedicated Facilities Schedule 48 | Agricultural Pumping Schedule 40 | Street & Area Lighting Sch. 15, 51-54, 57
1150 |  | 398 | Misc. Equipment
1151 |  |  |  | S | F107 | 188743.69 | 104935.653 | 29586.4259 | 26695.4129 | 9797.1691 | 7586.8189 | 8905.4193 | 1236.791 | 0 | 1838
1152 |  |  |  | SGP | F105 | 63721.3771 | 27179.4461 | 8152.9281 | 13433.4845 | 5366.5492 | 7124.1831 | 2373.9848 | 90.8013 | 0 | 1844
1153 |  |  |  | SGU | F105 | 0 | 0 | 0 | 0 | 0 | 0 | 0 | 0 | 0 | 1840
|  |  |  | CN | F42 | 5304.323 | 4104.4702 | 859.1789 | 48.1023 | 21.6134 | 0.32529 | 173.8922 | 96.7407 | 0 | 1841
1155 |  |  |  | SO | F102 | 144640.1388 | 69555.7314 | 20002.4173 | 26351.3611 | 10239.374 | 12034.4866 | 5972.6177 | 484.1506 | 0 | 1842
1156 |  |  |  | SE | F10 | 0 | 0 | 0 | 0 | 0 | 0 | 0 | 0 | 0 | 1843
1157 |  |  |  | SG | F105 | 5334.2444 | 2275.246 | 682.498 | 1124.5439 | 449.2446 | 596.3797 | 198.731 | 7.6012 | 0 | 1845
1158 |  |  |  | JBG | F105 | 59044.3407 | 25938.5495 | 7359.9703 | 12147.4245 | 4813.6955 | 6488.0248 | 2230.42 | 66.2562 | 0 | 1847
1159 |  |  | Total Misc. Equipment |  |  | 466788.114 | 233989.0961 | 66643.4185 | 79800.3293 | 30687.6457 | 33830.2184 | 19855.0651 | 1982.3409 | 0
1160
1161 |  | 399 | Coal Mine |  | F10 | 40072259.3947 | 17603995.0825 | 4995070.3813 | 8244223.5422 | 3266962.6144 | 4403297.7672 | 1513743.2246 | 44966.7824 | 0 | 1858
1162 |  | 399L | WIDCO Capital Lease |  | F10 | 0 | 0 | 0 | 0 | 0 | 0 | 0 | 0 | 0 | 1861
1163 |  |  | Remove Capital Lease |  | F10 | 0 | 0 | 0 | 0 | 0 | 0 | 0 | 0 | 0 | 1864
1164
1165 |  | 390L | General Capital Lease
1166 |  |  |  | S | F10 | 0 | 0 | 0 | 0 | 0 | 0 | 0 | 0 | 0 | 1869
1167 |  |  |  | SG | F10 | 537861.7742 | 236286.0535 | 67045.3191 | 110656.4184 | 43850.1431 | 59102.3712 | 20317.9114 | 603.5575 | 0 | 1870
1168 |  |  |  | SO-U | F10 | 0 | 0 | 0 | 0 | 0 | 0 | 0 | 0 | 0 | 1871
1170 |  |  | Remove Capital Lease |  |  | -537861.7742 | -236286.0535 | -67045.3191 | -110656.4184 | -43850.1431 | -59102.3712 | -20317.9114 | -603.5575
1171
1172 |  | 392L | General Vehicles Capital Lease |  | F10 | 0 | 0 | 0 | 0 | 0 | 0 | 0 | 0 | 0 | 1878
1173 |  |  | Remove Capital Lease |  | F10 | 0 | 0 | 0 | 0 | 0 | 0 | 0 | 0 | 0 | 1881
1174
1175 |  | G00 | Unclassified Gen Plant - Acct 300 |  | F102 | 4721185.4056 | 2270362.2017 | 652897.056 | 860132.344 | 334222.4602 | 392816.5664 | 194951.6635 | 15803.1138 | 0 | 1891
1176 |  | GV0 | Unclassified Gen Veh - Acct 300 |  | F102 | 0 | 0 | 0 | 0 | 0 | 0 | 0 | 0 | 0 | 1899
1177
1178 |  | TOTAL GENERAL PLANT |  |  |  | 144123175.6068 | 70693290.7647 | 20123255.4026 | 25520620.7857 | 9869053.6925 | 11364406.3685 | 6022113.5084 | 530435.0845 | 0
1179
1180
1181
1182 | [5 empty] | D: INTANGIBLE PLANT
1183
1184 |  | 301 | Organization
1185 |  |  |  | S | F107 | 0 | 0 | 0 | 0 | 0 | 0 | 0 | 0 | 0 | 1904
1186 |  |  |  | SO | F102 | 0 | 0 | 0 | 0 | 0 | 0 | 0 | 0 | 0 | 1905
1187 |  |  |  | SG/CAGE/CAGW | F105 | 0 | 0 | 0 | 0 | 0 | 0 | 0 | 0 | 0 | 1906
1188 |  |  | Total Organization |  |  | 0 | 0 | 0 | 0 | 0 | 0 | 0 | 0 | 0
1189
1190 |  | 302 | Franchise & Consent
1191 |  |  |  | S | F107 | 0 | 0 | 0 | 0 | 0 | 0 | 0 | 0 | 0 | 1909
1192 |  |  |  | SG/CAGE/CAGW | F105 | 1049994.3352 | 457176.2958 | 131939.441 | 217648.203 | 86465.4819 | 115992.2603 | 39497.3558 | 1275.2975 | 0 | 1910
1193 |  |  |  | DGP | F105 | 14158727.6008 | 6164828.1529 | 1779147.3174 | 2934893.5659 | 1165950.2954 | 1564106.3594 | 532605.0652 | 17196.8445 | 0 | 1911
1194 |  |  |  | DGU | F105 | 805237.6328 | 350607.1851 | 101183.9774 | 166913.7803 | 66310.1292 | 88954.1305 | 30290.4084 | 978.0219 | 0 | 1912
1195 |  |  | Total Franchise & Consent |  |  | 16013959.5687 | 6972611.6338 | 2012270.7359 | 3319455.5491 | 1318725.9065 | 1769052.7501 | 602392.8294 | 19450.1639 | 0
1196
1197 |  | 303 | Miscellaneous Intangible Plant
1198 |  |  |  | S | F107 | 2036986.42 | 1202559.7668 | 332696.3856 | 251186.4829 | 88423.0586 | 44969.3082 | 101318.3881 | 15833.0298 | 0 | 1920
1199 |  |  |  | SG/CAGW | F105 | 6485496.8721 | 2823839.46 | 814949.9508 | 1344347.0048 | 534071.0837 | 716449.0474 | 243963.1993 | 7877.126 | 0 | 1921
1200 |  |  |  | SO | F102 | 40211376.6507 | 19337175.2603 | 5560868.1248 | 7325936.7477 | 2846646.3562 | 3345705.2732 | 1660446.2855 | 134598.6029 | 0 | 1922
1201 |  |  |  | SE | F105 | 7693439.2258 | 3349787.6412 | 966736.7116 | 1594735.4819 | 633543.3516 | 849889.7329 | 289402.0434 | 9344.2632 | 0 | 1923
1202 |  |  |  | CN | F42 | 14953426.0645 | 11570918.9311 | 2422112.7033 | 135605.4078 | 60930.3426 | 917.0118 | 490219.8536 | 272721.8143 | 0 | 1924
1203 |  |  |  | DGU | F10 | 0 | 0 | 0 | 0 | 0 | 0 | 0 | 0 | 0 | 1925
1204 |  |  |  | DGP | F105 | 0 | 0 | 0 | 0 | 0 | 0 | 0 | 0 | 0 | 1926
1205 |  |  |  | JBG | F105 | 583852.5861 | 254214.2883 | 73365.3328 | 121023.954 | 48079.3977 | 64497.8538 | 21962.6264 | 709.1331 | 0 | 1927
1206 |  |  | Total Miscellaneous Intangible Plant |  |  | 71964577.8192 | 38538495.3477 | 10170729.2089 | 10772835.0792 | 4211693.5904 | 5022428.2273 | 2807312.3965 | 441083.9692 | 0
1207
1208 |  | I00 | Unclass Intangible Plant - Acct 300 |  | F102 | 0 | 0 | 0 | 0 | 0 | 0 | 0 | 0 | 0 | 1938
1209
1210 |  | TOTAL INTANGIBLE PLANT |  |  |  | 87978537.3879 | 45511106.9815 | 12182999.9448 | 14092290.6283 | 5530419.497 | 6791480.9775 | 3409705.2258 | 460534.1331 | 0
1211
1212
1213 |  | TOTAL ELECTRIC PLANT IN SERVICE |  |  |  | 2408541688.7417 | 1167574190.6409 | 334942188.0507 | 433413636.5484 | 168241170.7642 | 196115407.1788 | 99712192.0835 | 8542903.4751 | 0
1214
1215
1216 |  | Distribution - METER - Unbundled |  |  |  | D: MISC RATE BASE
1217
1218 |  | A |  | B | C | D | E | F | G | H | I | J | K
1219 |  | FERC ACCT |  | DESCRIPTION | COS Factor | Washington Jurisdiction Normalized | Residential Schedule 16 | Small General Service Schedule 24 | Large General Service < 1,000 kW Schedule 36 | Large General Service > 1,000 kW Schedule 48 | Large General Dedicated Facilities Schedule 48 | Agricultural Pumping Schedule 40 | Street & Area Lighting Sch. 15, 51-54, 57
1220 |  | 105 | Plant Held For Future Use
1221 |  |  |  | S | F20 | 0 | 0 | 0 | 0 | 0 | 0 | 0 | 0 | 0 | 1946
1222 |  |  |  | SG | F10 | 140864.9628 | 61882.8624 | 17559.0399 | 28980.7029 | 11484.268 | 15478.7972 | 5321.2219 | 158.0706 | 0 | 1947
1223 |  |  |  | SG | F10 | 0 | 0 | 0 | 0 | 0 | 0 | 0 | 0 | 0 | 1948
1224 |  |  |  | SG | F10 | 0 | 0 | 0 | 0 | 0 | 0 | 0 | 0 | 0 | 1949
1225 |  |  |  | SE | F10 | 0 | 0 | 0 | 0 | 0 | 0 | 0 | 0 | 0 | 1950
1226 |  |  |  | SG | F10 | 0 | 0 | 0 | 0 | 0 | 0 | 0 | 0 | 0 | 1951
1227 |  |  |  | SG | F10 | 326319.7534 | 143354.316 | 40676.2723 | 67135.0464 | 26603.8015 | 35857.3004 | 12326.8396 | 366.1772 | 0 | 1952
1228 |  |  |  | CAGE | F102 | 0 | 0 | 0 | 0 | 0 | 0 | 0 | 0 | 0 | 1953
1229 |  |  |  | CAEW | F102 | 0 | 0 | 0 | 0 | 0 | 0 | 0 | 0 | 0 | 1954
1230 |  |  |  | CAEE | F102 | 0 | 0 | 0 | 0 | 0 | 0 | 0 | 0 | 0 | 1955
1231 |  |  | Total Plant Held For Future Use |  |  | 467184.7162 | 205237.1783 | 58235.3123 | 96115.7493 | 38088.0695 | 51336.0976 | 17648.0615 | 524.2478 | 0
1232
1233 |  | 114 | Electric Plant Acquisition Adjust |  | F10 | 158117.6883 | 69462.093 | 19709.6194 | 32530.1739 | 12890.8273 | 17374.5947 | 5972.9494 | 177.4306 | 0 | 1964
1234
1235 |  | 115 | Accum Provision for Asset Acquisition Adjustments |  | F10 | -42273.4898 | -18571.0094 | -5269.4572 | -8697.0913 | -3446.4219 | -4645.1776 | -1596.8955 | -47.4369 | 0 | 1972
1236
1237 |  | 128 | Pensions |  | F102 | 0 | 0 | 0 | 0 | 0 | 0 | 0 | 0 | 0 | 1976
1238
1239 |  | 124 | Weatherization |  | F10 | 3311.89 | 1454.9341 | 412.8323 | 681.3682 | 270.0078 | 363.9235 | 125.1078 | 3.7164 | 0 | 1998
1240
1241 |  | 151 | Fuel Stock |  | F10 | 0 | 0 | 0 | 0 | 0 | 0 | 0 | 0 | 0 | 2001
1242 |  |  |  | SE | F10 | 0 | 0 | 0 | 0 | 0 | 0 | 0 | 0 | 0 | 2002
1243 |  |  |  | CAEW | F10 | 1.5716e-09 | 6.9042e-10 | 1.959e-10 | 3.2333e-10 | 1.2813e-10 | 1.7269e-10 | 5.9368e-11 | 1.7636e-12 | 0 | 2003
1244 |  |  |  | CAEE | F10 | 0 | 0 | 0 | 0 | 0 | 0 | 0 | 0 | 0 | 2004
1245 |  |  |  | JBE | F10 | 0 | 0 | 0 | 0 | 0 | 0 | 0 | 0 | 0 | 2005
1246 |  |  |  | CAEE | F10 | 0 | 0 | 0 | 0 | 0 | 0 | 0 | 0 | 0 | 2006
1247 |  |  |  | CAEE | F10 | 0 | 0 | 0 | 0 | 0 | 0 | 0 | 0 | 0 | 2007
1248 |  |  |  | Total Fuel Stock |  | 1.5716e-09 | 6.9042e-10 | 1.959e-10 | 3.2333e-10 | 1.2813e-10 | 1.7269e-10 | 5.9368e-11 | 1.7636e-12 | 0
1249
1250 |  | 152 | Fuel Stock - Undistributed |  | F10 | 0 | 0 | 0 | 0 | 0 | 0 | 0 | 0 | 0 | 2011
1251
1252 |  | 25316 | DG&T Working Capital Deposit |  | F10 | 0 | 0 | 0 | 0 | 0 | 0 | 0 | 0 | 0 | 2016
1253
1254 |  | 25317 | DG&T Working Capital Deposit |  | F10 | 0 | 0 | 0 | 0 | 0 | 0 | 0 | 0 | 0 | 2020
1255
1256 |  | 25319 | Provo Working Capital Deposit |  | F10 | 0 | 0 | 0 | 0 | 0 | 0 | 0 | 0 | 0 | 2024
1257
1258 |  | 154 | Materials and Supplies |  | F102 | 0 | 0 | 0 | 0 | 0 | 0 | 0 | 0 | 0 | 2029
1259 |  |  |  | SG | F102 | 0 | 0 | 0 | 0 | 0 | 0 | 0 | 0 | 0 | 2030
1260 |  |  |  | SE | F102 | 0 | 0 | 0 | 0 | 0 | 0 | 0 | 0 | 0 | 2031
1261 |  |  |  | SO | F102 | 0 | 0 | 0 | 0 | 0 | 0 | 0 | 0 | 0 | 2032
1262 |  |  |  | SNPPS | F102 | 0 | 0 | 0 | 0 | 0 | 0 | 0 | 0 | 0 | 2033
1263 |  |  |  | SNPPH | F102 | 0 | 0 | 0 | 0 | 0 | 0 | 0 | 0 | 0 | 2034
1264 |  |  |  | SNPD | F102 | 8.6889e-05 | 4.087e-05 | 1.151e-05 | 1.6407e-05 | 6.4037e-06 | 7.9886e-06 | 3.4952e-06 | 2.1479e-07 | 0 | 2035
1265 |  |  |  | SNPT | F102 | 0 | 0 | 0 | 0 | 0 | 0 | 0 | 0 | 0 | 2036
1266 |  |  |  | DGU | F102 | 0 | 0 | 0 | 0 | 0 | 0 | 0 | 0 | 0 | 2037
1267 |  |  |  | DGP | F102 | 0 | 0 | 0 | 0 | 0 | 0 | 0 | 0 | 0 | 2038
1268 |  |  |  | JBE | F10 | 0 | 0 | 0 | 0 | 0 | 0 | 0 | 0 | 0 | 2039
1269 |  |  |  | SNPP | F102 | 0 | 0 | 0 | 0 | 0 | 0 | 0 | 0 | 0 | 2040
1270 |  |  |  | CAGW | F102 | 0 | 0 | 0 | 0 | 0 | 0 | 0 | 0 | 0 | 2041
1271 |  |  |  | CAGE | F102 | 0 | 0 | 0 | 0 | 0 | 0 | 0 | 0 | 0 | 2042
1272 |  |  |  | JBG | F10 | 0 | 0 | 0 | 0 | 0 | 0 | 0 | 0 | 0 | 2043
1273 |  |  |  | CAEW | F102 | 0 | 0 | 0 | 0 | 0 | 0 | 0 | 0 | 0 | 2044
1274 |  |  |  | CAEE | F102 | 0 | 0 | 0 | 0 | 0 | 0 | 0 | 0 | 0 | 2045
1275 |  |  |  | CAGE | F102 | 0 | 0 | 0 | 0 | 0 | 0 | 0 | 0 | 0 | 2046
1276 |  |  | Total Materials and Supplies |  |  | 8.6889e-05 | 4.087e-05 | 1.151e-05 | 1.6407e-05 | 6.4037e-06 | 7.9886e-06 | 3.4952e-06 | 2.1479e-07 | 0
1277
1278 |  | 163 | Stores Expense Undistributed |  | F102 | 0 | 0 | 0 | 0 | 0 | 0 | 0 | 0 | 0 | 2050
1279
1280 |  | 25318 | Provo Working Capital Deposit |  | F102 | 0 | 0 | 0 | 0 | 0 | 0 | 0 | 0 | 0 | 2055
1281
1282 |  | 165 | Prepayments |  | F102 | 0 | 0 | 0 | 0 | 0 | 0 | 0 | 0 | 0 | 2062
1283 |  |  |  | GPS | F42 | 0 | 0 | 0 | 0 | 0 | 0 | 0 | 0 | 0 | 2063
1284 |  |  |  | SG | F102 | 0 | 0 | 0 | 0 | 0 | 0 | 0 | 0 | 0 | 2064
1285 |  |  |  | SE | F102 | 0 | 0 | 0 | 0 | 0 | 0 | 0 | 0 | 0 | 2065
1286 |  |  |  | SO | F102 | 5.1223e-09 | 2.4632e-09 | 7.0836e-10 | 9.332e-10 | 3.6262e-10 | 4.2619e-10 | 2.1151e-10 | 1.7146e-11 | 0 | 2066
1287 |  |  |  | Total Prepayments |  | 5.1223e-09 | 2.4632e-09 | 7.0836e-10 | 9.332e-10 | 3.6262e-10 | 4.2619e-10 | 2.1151e-10 | 1.7146e-11 | 0
1288
1289 |  | 182 | Misc Regulatory Assets |  | F102 | 49361.3233 | 21684.7392 | 6152.9669 | 10155.2992 | 4024.2702 | 5424.0167 | 1864.6408 | 55.3904 | 0 | 2070
1290 |  |  |  | SG | F102 | 342885.2852 | 150631.6581 | 42741.192 | 70543.1384 | 27954.3361 | 37677.5863 | 12952.6082 | 384.7661 | 0 | 2071
1291 |  |  |  | CAGE | F102 | 0 | 0 | 0 | 0 | 0 | 0 | 0 | 0 | 0 | 2072
1292 |  |  |  | CAGE | F102 | 0 | 0 | 0 | 0 | 0 | 0 | 0 | 0 | 0 | 2073
1293 |  |  |  | CAGW | F102 | 0 | 0 | 0 | 0 | 0 | 0 | 0 | 0 | 0 | 2074
1294 |  |  |  | JBG | F102 | 0 | 0 | 0 | 0 | 0 | 0 | 0 | 0 | 0 | 2075
1295 |  |  |  | SE | F102 | 0 | 0 | 0 | 0 | 0 | 0 | 0 | 0 | 0 | 2076
1296 |  |  |  | CAEW | F102 | 0 | 0 | 0 | 0 | 0 | 0 | 0 | 0 | 0 | 2077
1297 |  |  |  | CAEE | F10 | 0 | 0 | 0 | 0 | 0 | 0 | 0 | 0 | 0 | 2078
1298 |  |  |  | SO | F102 | 0 | 0 | 0 | 0 | 0 | 0 | 0 | 0 | 0 | 2079
1299 |  |  |  | Total Misc Regulatory Assets |  | 392246.6086 | 172316.3972 | 48894.1589 | 80698.4376 | 31978.6063 | 43101.603 | 14817.249 | 440.1566 | 0
1300
1301 |  | 186 | Misc Deferred Debits |  | F102 | 0 | 0 | 0 | 0 | 0 | 0 | 0 | 0 | 0 | 2083
1302 |  |  |  | CAEW | F102 | 0 | 0 | 0 | 0 | 0 | 0 | 0 | 0 | 0 | 2084
1303 |  |  |  | CAEE | F102 | 0 | 0 | 0 | 0 | 0 | 0 | 0 | 0 | 0 | 2085
1304 |  |  |  | SG | F102 | 3.7253e-09 | 1.6365e-09 | 4.6436e-10 | 7.6642e-10 | 3.0371e-10 | 4.0935e-10 | 1.4072e-10 | 4.1803e-12 | 0 | 2086
1305 |  |  |  | SO | F102 | 0 | 0 | 0 | 0 | 0 | 0 | 0 | 0 | 0 | 2087
1306 |  |  |  | SE | F10 | 0 | 0 | 0 | 0 | 0 | 0 | 0 | 0 | 0 | 2088
1307 |  |  |  | CAGW | F102 | -7.4506e-09 | -3.2731e-09 | -9.2873e-10 | -1.5328e-09 | -6.0742e-10 | -8.187e-10 | -2.8145e-10 | -8.3606e-12 | 0 | 2089
1308 |  |  |  | CAGE | F102 | 0 | 0 | 0 | 0 | 0 | 0 | 0 | 0 | 0 | 2090
1309 |  |  |  | CAEW | F102 | 0 | 0 | 0 | 0 | 0 | 0 | 0 | 0 | 0 | 2091
1310 |  |  |  | CAEE | F102 | 0 | 0 | 0 | 0 | 0 | 0 | 0 | 0 | 0 | 2092
1311 |  |  |  | JBE | F102 | 2.6716e-12 | 1.1737e-12 | 3.3302e-13 | 5.4965e-13 | 2.1781e-13 | 2.9357e-13 | 1.0092e-13 | 2.998e-15 | 0 | 2093
1312 |  |  |  | EXCTAX | F102 | 0 | 0 | 0 | 0 | 0 | 0 | 0 | 0 | 0 | 2094
1313 |  |  |  | Total Misc Deferred Debits |  | -3.7226e-09 | -1.6354e-09 | -4.6403e-10 | -7.6587e-10 | -3.0349e-10 | -4.0906e-10 | -1.4062e-10 | -4.1773e-12
1314
1315 |  | CWC | Cash Working Capital |  | F137 | 29873668.4172 | 14356569.6175 | 4182584.296 | 5451057.4496 | 2103192.3641 | 2460614.8508 | 1215534.9831 | 104114.856 | 0 | 2102
1316
1317 |  | OWC | Other Working Capital |  | F137 | 0 | 0 | 0 | 0 | 0 | 0 | 0 | 0 | 0 | 2115
1318 |  |  |  | Total Other Working Capital |  | 0 | 0 | 0 | 0 | 0 | 0 | 0 | 0 | 0
1319
1320 |  | 18222 | Nuclear Plant |  | F10 | 0 | 0 | 0 | 0 | 0 | 0 | 0 | 0 | 0 | 2129
1321
1322 |  | 1869 | Misc Deferred Debits-Trojan |  | F10 | 0 | 0 | 0 | 0 | 0 | 0 | 0 | 0 | 0 | 2134
1323
1324 |  | 141 | Impact Housing - Notes Receivable |  | F10 | 0 | 0 | 0 | 0 | 0 | 0 | 0 | 0 | 0 | 2137
1325 |  | TOTAL RATE BASE ADDITIONS |  |  |  | 30894529.3204 | 14805040.2202 | 4309836.2189 | 5661083.1786 | 2186419.875 | 2572791.0696 | 1254098.3509 | 105260.4073 | 0
1326
1327 |  | Distribution - METER - Unbundled
1328
1329 |  | A |  | B | C | D | E | F | G | H | I | J | K
1330 |  | FERC ACCT |  | DESCRIPTION | COS Factor | Washington Jurisdiction Normalized | Residential Schedule 16 | Small General Service Schedule 24 | Large General Service < 1,000 kW Schedule 36 | Large General Service > 1,000 kW Schedule 48 | Large General Dedicated Facilities Schedule 48 | Agricultural Pumping Schedule 40 | Street & Area Lighting Sch. 15, 51-54, 57
1331
1332 |  | 235 | Customer Service Deposits |  | F51 | -408390.6325 | -184716.4699 | -57943.6126 | -155300.7203 | 0 | 0 | -10305.0512 | -124.7785 | 0 | 2149
1333
1334 |  | 2281 | Accum Prov for Property Insurance |  | F102 | 8176.0771 | 3931.7787 | 1130.6772 | 1489.5641 | 578.8014 | 680.2738 | 337.6143 | 27.3676 | 0 | 2154
1335
1336 |  | 2282 | Accum Prov for Injuries & Damages |  | F102 | 0 | 0 | 0 | 0 | 0 | 0 | 0 | 0 | 0 | 2158
1337
1338 |  | 2283 | Accum Prov for Pension & Benefits |  | F102 | -146512.9053 | -70456.3226 | -20261.4039 | -26692.5524 | -10371.951 | -12190.3063 | -6049.9498 | -490.4192 | 0 | 2163
1339
1340 |  | 254 | Reg Liabilities - Insurance Provision |  | F10 | -88679704.7282 | -38957550.9227 | -11054065.1614 | -18244424.4592 | -7229771.5273 | -9744475.3982 | -3349906.0003 | -99511.2591 | 0 | 2169
1341
1342 |  | 22844 | Accum Hydro Relicensing Obligation |  | F10 | -52057.3196 | -22869.1073 | -6489.0271 | -10709.9571 | -4244.0661 | -5720.2634 | -1966.483 | -58.4157 | 0 | 2173
1343
1344
1345 |  | 22842 | Accum Misc Oper Prov - Trojan |  | F10 | 0 | 0 | 0 | 0 | 0 | 0 | 0 | 0 | 0 | 2178
1346
1347 |  | 252 | Customer Advances for Const |  | F50 | -7825156.6493 | -3536416.8388 | -2851322.2818 | -497726.8282 | 0 | 0 | -440094.2967 | -499596.4039 | 0 | 2186
1348
1349 |  | 25398 | SO2 Emissions |  | F10 | 0 | 0 | 0 | 0 | 0 | 0 | 0 | 0 | 0 | 2189
1350
1351 |  | 25399 | Other Deferred Credits |  | F10 | -6461096.3512 | -2838400.1829 | -805385.858 | -1329266.7659 | -526752.4354 | -709970.727 | -244070.1117 | -7250.2703 | 0 | 2198
1352
1353 |  | 190 | Accum Deferred Income Taxes |  | F104 | 18637364.5776 | 8187414.273 | 2323148.5507 | 3834392.6005 | 1519469.1961 | 2048005.8341 | 704025.191 | 20908.9322 | 0 | 2201
1354 |  |  |  | SG/CAGW | F104 | 109043.0533 | 47902.7304 | 13592.2228 | 22434.1738 | 8890.0746 | 11982.4243 | 4119.094 | 122.3335 | 0 | 2202
1355 |  |  |  | DOP | F138 | 1109765.8802 | 599972.7971 | 149657.0116 | 175880.9331 | 68476.4677 | 71764.2026 | 39822.6975 | 4191.7706 | 0 | 2203
1356 |  |  |  | CN | F104 | 0 | 0 | 0 | 0 | 0 | 0 | 0 | 0 | 0 | 2204
1357 |  |  |  | BADDEBT | F42 | 655547.7217 | 507260.9789 | 106183.7239 | 5944.8461 | 2671.1435 | 40.2012 | 21490.8949 | 11955.9333 | 0 | 2205
1358 |  |  |  | JBG | F104 | 0 | 0 | 0 | 0 | 0 | 0 | 0 | 0 | 0 | 2206
1359 |  |  |  | JBE | F104 | -157098.1841 | -69013.401 | -19582.2976 | -32320.8849 | -12807.9188 | -17263.0629 | -5934.3733 | -176.2457 | 0 | 2207
1360 |  |  |  | SE/CAEW | F104 | 0 | 0 | 0 | 0 | 0 | 0 | 0 | 0 | 0 | 2208
1361 |  |  |  | SNP | F104 | 12799.0148 | 5622.6209 | 1595.3979 | 2633.2289 | 1043.4795 | 1406.4465 | 483.4819 | 14.359 | 0 | 2209
1362 |  |  |  | SNPD | F104 | 76914.1822 | 47259.8903 | 12760.361 | 8524.308 | 2921.5809 | 1029.2814 | 3776.7975 | 641.9631 | 0 | 2210
1363 |  |  |  | Total Accum Deferred Income Taxes |  | 20444336.2456 | 9326419.8897 | 2587354.9704 | 4017489.2055 | 1590664.0235 | 2116965.3271 | 767783.7835 | 37659.046 | 0
1364
1365 |  | 281 | Accum Deferred Income Taxes |  | F104 | -0.025798 | -0.011097 | -0.0032763 | -0.0054017 | -0.0021531 | -0.0028706 | -0.00096488 | -3.45e-05 | 0 | 2217
1366
1367 |  | 282 | Accum Deferred Income Taxes |  | F104 | -205105242 | -99471003.4645 | -28251030.5774 | -36933843.9556 | -14360701.0985 | -17059940.4748 | -8333905.3551 | -694817.0742 | 0 | 2220
1368 |  |  |  | SNP | F104 | -23399.4967 | -10279.424 | -2916.7486 | -4814.1386 | -1907.7168 | -2571.3027 | -883.9144 | -26.2515 | 0 | 2221
1369 |  |  |  | CAGW | F104 | 1278159.9658 | 561497.0456 | 159322.7122 | 262964.5997 | 104205.9722 | 140453.2844 | 48282.4066 | 1433.9452 | 0 | 2222
1370 |  |  |  | CN | F104 | -26065.8291 | -12559.7613 | -3514.0428 | -4760.2579 | -1849.1421 | -2250.8359 | -1056.179 | -75.6101 | 0 | 2223
1371 |  |  |  | JBG | F104 | 15748271.0851 | 6918232.3992 | 1963022.8831 | 3239999.6184 | 1283926.8506 | 1730531.7458 | 594889.879 | 17667.7089 | 0 | 2224
1372 |  |  |  | CIAC | F104 | 0 | 0 | 0 | 0 | 0 | 0 | 0 | 0 | 0 | 2225
1373 |  |  |  | SNPD | F42 | 0 | 0 | 0 | 0 | 0 | 0 | 0 | 0 | 0 | 2226
1374 |  |  |  | SO | F138 | 294090.1242 | 158993.9622 | 39659.4002 | 46608.7905 | 18146.3976 | 19017.6537 | 10553.0926 | 1110.8274 | 0 | 2227
1375 |  |  |  | JBE | F104 | -336439.5332 | -163164.9081 | -46340.9099 | -60583.5575 | -23556.2364 | -27983.8699 | -13670.3246 | -1139.7268 | 0 | 2228
1376 |  |  |  | SE | F104 | 0 | 0 | 0 | 0 | 0 | 0 | 0 | 0 | 0 | 2229
1377 |  |  |  | SG | F104 | 3543984.5729 | 1556876.2286 | 441757.8778 | 729128.2073 | 288934.3806 | 389438.1661 | 133873.7784 | 3975.9341 | 0 | 2230
1378 |  |  |  | Total Accum Deferred Income Taxes |  | -184626641.111 | -90461407.9223 | -25700039.4053 | -32725300.6938 | -12692800.5929 | -14813305.6333 | -7561916.6164 | -671870.247 | 0
1379
1380
1381 |  | 283 | Accum Deferred Income Taxes |  | F104 | -33086.4336 | -16046.1075 | -4557.2987 | -5957.9617 | -2316.5882 | -2752.0144 | -1344.3791 | -112.084 | 0 | 2234
1382 |  |  |  | SG/CAGW | F104 | -136437.3794 | -59937.0873 | -17006.9271 | -28070.1961 | -11123.4823 | -14992.7071 | -5153.9128 | -153.0667 | 0 | 2235
1383 |  |  |  | SE | F104 | -138807.4751 | -60978.2729 | -17302.3596 | -28557.8121 | -11316.7117 | -15253.1501 | -5243.443 | -155.7257 | 0 | 2236
1384 |  |  |  | SO | F138 | -45224.3967 | -24449.6684 | -6098.717 | -7167.3758 | -2790.5047 | -2924.4842 | -1622.8265 | -170.8201 | 0 | 2237
1385 |  |  |  | GPS | F104 | -372213.3633 | -180514.3369 | -51268.3684 | -67025.4458 | -26060.9861 | -30959.4126 | -15123.8989 | -1260.9146 | 0 | 2238
1386 |  |  |  | SNP | F104 | -47834.412 | -23038.0325 | -6594.7416 | -8699.0697 | -3384.6914 | -4014.8366 | -1945.4253 | -157.615 | 0 | 2239
1387 |  |  |  | TROJD | F104 | 0 | 0 | 0 | 0 | 0 | 0 | 0 | 0 | 0 | 2240
1388 |  |  |  | SNPD | F104 | 0 | 0 | 0 | 0 | 0 | 0 | 0 | 0 | 0 | 2241
1389 |  |  |  | JBE | F104 | 0 | 0 | 0 | 0 | 0 | 0 | 0 | 0 | 0 | 2242
1390 |  |  |  | Total Accum Deferred Income Taxes |  | -773603.4601 | -364963.5054 | -102828.4124 | -145477.8611 | -56992.9644 | -70896.6051 | -30433.8856 | -2010.2261 | 0
1391
1392 |  | 255 | Accum Investment Tax Credit |  | F104 | -14943.3387 | -7197.018 | -2060.1791 | -2717.5654 | -1057.3683 | -1254.2239 | -607.7455 | -49.2385 | 0 | 2256
1393 |  | TOTAL RATE BASE DEDUCTIONS |  |  |  | -268535594.199 | -127113626.6325 | -38011909.6974 | -49118638.6392 | -18930748.0825 | -23240167.5593 | -10877228.7432 | -1243274.8448 | 0
1394
1395 | [5 empty] | D: ACCUMULATED DEPRECIATION
1396 | [5 empty] | D: GENERATION PLANT
1397
1398 |  | 108SP | Steam Prod Accumulated Depr |  | F10 | -319774031.5787 | -140478739.2691 | -39860337.7495 | -65788369.2895 | -26070149.8247 | -35138030.6605 | -12079572.7773 | -358832.008 | 0 | 2270
1399
1400 |  | 108NP | Nuclear Prod Accumulated Depr |  | F10 | 0 | 0 | 0 | 0 | 0 | 0 | 0 | 0 | 0 | 2276
1401
1402 |  | 108HP | Hydraulic Prod Accum Depr |  | F10 | -46033706.5976 | -20222896.2583 | -5738174.1844 | -9470695.5235 | -3752980.2594 | -5058365.0769 | -1738938.9198 | -51656.3753 | 0 | 2287
1403
1404 |  | 108OP | Other Generation - Accum Depr |  | F10 | 0 | 0 | 0 | 0 | 0 | 0 | 0 | 0 | 0 | 2290
1405 |  |  |  | DGU | F10 | 0 | 0 | 0 | 0 | 0 | 0 | 0 | 0 | 0 | 2291
1406 |  |  |  | DGP | F10 | 0 | 0 | 0 | 0 | 0 | 0 | 0 | 0 | 0 | 2292
1407 |  |  |  | SG | F10 | -28755158.9233 | -12632321.8089 | -3584375.9453 | -5915911.9485 | -2344315.7584 | -3159730.1723 | -1086235.9061 | -32267.3838 | 0 | 2293
1408 |  |  |  | CAGW | F10 | -64592618.6644 | -28375942.8221 | -8051571.8658 | -13288893.5011 | -5266028.7574 | -7097691.4663 | -2440008.1338 | -72482.1179 | 0 | 2294
1409 |  |  |  | CAGE | F10 | 0 | 0 | 0 | 0 | 0 | 0 | 0 | 0 | 0 | 2295
1410 |  |  |  | SG | F10 | 26307531.8389 | 11557063.8672 | 3279275.366 | 5412352.0011 | 2144768.5829 | 2890775.2634 | 993775.9607 | 29520.7976 | 0 | 2296
1411 |  |  |  | Total Other Generation - Accum Depr |  | -67040245.7488 | -29451200.7638 | -8356672.4451 | -13792453.4485 | -5465575.9329 | -7366646.3752 | -2532468.0792 | -75228.7041 | 0
1412
1413 |  | 108EP | Experimental Plant - Accum Depr |  | F10 | 0 | 0 | 0 | 0 | 0 | 0 | 0 | 0 | 0 | 2302
1414
1415
1416
1417 |  | TOTAL GENERATION PLANT DEPRECIATION |  |  |  | -432847983.9251 | -190152836.2912 | -53955184.379 | -89051518.2615 | -35288706.017 | -47563042.1126 | -16350979.7763 | -485717.0874 | 0
1418
1419
1420 | [5 empty] | D: TRANSMISSION PLANT
1421
1422 |  | 108TP | Transmission Plant Accum Depr |  | F106 | -183989867.546 | -76810675.5394 | -23971117.2247 | -39451621.1079 | -15846986.0349 | -20820924.9232 | -6786817.8294 | -301724.8865 | 0 | 2313
1423
1424
1425 | [5 empty] | D: DISTRIBUTION PLANT
1426
1427 |  | 108360 | Land and Land Rights |  | F118 | -416643.8545 | -228368.5454 | -57739.0626 | -77998.5017 | -29751.6238 | 0 | -22424.371 | -361.7501 | 0 | 2317
1428
1429 |  | 108361 | Structures and Improvements |  | F119 | -1906861.3225 | -960529.1574 | -242853.2923 | -328065.474 | -125136.7698 | -154437.1007 | -94317.9898 | -1521.5385 | 0 | 2321
1430
1431 |  | 108362 | Station Equipment |  | F120 | -31817242.4137 | -16297573.9214 | -4120561.5182 | -5566381.0637 | -2123231.4926 | -2083357.6312 | -1600320.4065 | -25816.38 | 0 | 2325
1432
1433 |  | Distribution - METER - Unbundled
1434
1435 |  | A |  | B | C | D | E | F | G | H | I | J | K
1436 |  | FERC ACCT |  | DESCRIPTION | COS Factor | Washington Jurisdiction Normalized | Residential Schedule 16 | Small General Service Schedule 24 | Large General Service < 1,000 kW Schedule 36 | Large General Service > 1,000 kW Schedule 48 | Large General Dedicated Facilities Schedule 48 | Agricultural Pumping Schedule 40 | Street & Area Lighting Sch. 15, 51-54, 57
1437
1438 |  | 108364 | Poles, Towers & Fixtures |  | F121 | -82327092.6189 | -48193554.7328 | -11439322.9651 | -13552687.1513 | -5169515.317 | 0 | -3896363.106 | -75649.3466 | 0 | 2329
1439
1440 |  | 108365 | Overhead Conductors |  | F122 | -40997526.8005 | -26315327.9172 | -5719475.4987 | -5345864.7439 | -2039118.1002 | 0 | -1536922.5251 | -40818.0154 | 0 | 2333
1441
1442 |  | 108366 | Underground Conduit |  | F123 | -12836183.7113 | -9037962.7203 | -1798640.3756 | -1189809.4041 | -453838.9967 | 0 | -342067.1793 | -13865.0353 | 0 | 2337
1443
1444 |  | 108367 | Underground Conductors |  | F124 | -17207253.8614 | -11906274.3028 | -2409057.6629 | -1721827.6162 | -656771.1728 | 0 | -495021.0629 | -18302.0437 | 0 | 2341
1445
1446 |  | 108368 | Line Transformers |  | F125 | -71104726.5828 | -41709158.8714 | -16064333.4365 | -4550213.0476 | -587836.8184 | 0 | -8108865.8788 | -84318.53 | 0 | 2345
1447
1448 |  | 108369 | Services |  | F126 | -37176722.0696 | -26392129.4937 | -8578433.7302 | -1756466.0858 | -449692.7598 | 0 | 0 | 0 | 0 | 2349
1449
1450 |  | 108370 | Meters |  | F127 | -9414781.2962 | -6359403.0363 | -1658164.1377 | -723844.7232 | -100497.4555 | -63036.0718 | -509835.8717 | 0 | 0 | 2353
1451
1452 |  | 108371 | Install on Customers' Premises |  | F128 | -450045.0059 | 0 | 0 | 0 | 0 | 0 | 0 | -450045.0059 | 0 | 2357
1453
1454 |  | 108372 | Leased Property |  | F129 | 0 | 0 | 0 | 0 | 0 | 0 | 0 | 0 | 0 | 2361
1455
1456 |  | 108373 | Street Lights |  | F130 | -1987524.1337 | 0 | 0 | 0 | 0 | 0 | 0 | -1987524.1337 | 0 | 2365
1457
1458 |  | 108D00 | Unclassified Dist Plant - Acct 300 |  | F121 | 0 | 0 | 0 | 0 | 0 | 0 | 0 | 0 | 0 | 2369
1459
1460 |  | 108DS | Unclassified Dist Sub - Acct 300 |  | F120 | 0 | 0 | 0 | 0 | 0 | 0 | 0 | 0 | 0 | 2373
1461
1462 |  | 108D | Unclassified Dist Sub - Acct 300 |  | F102 | 302002 | 184742.1613 | 50558.3348 | 33840.828 | 11515.3497 | 3268.089 | 15500.989 | 2576.2482 | 0 | 2377
1463
1464
1465 |  | TOTAL DISTRIBUTION PLANT DEPR |  |  |  | -307340601.6711 | -187215540.5375 | -52038023.3452 | -34779316.9835 | -11723875.157 | -2297562.7147 | -16590637.4021 | -2695645.5312 | 0
1466
1467 | [5 empty] | D: GENERAL PLANT
1468 |  | 108GP | General Plant Accumulated Depr
1469 |  |  |  | S | F107 | -27173998.2041 | -15107902.3957 | -4259646.9526 | -3843419.0899 | -1410527.9727 | -1092297.1942 | -1282140.07 | -178064.5291 | 0 | 2383
1470 |  |  |  | SG-P | F105 | -7214676.8841 | -3077317.694 | -923092.7602 | -1520969.1728 | -607612.7023 | -806615.9529 | -268787.8712 | -10280.7306 | 0 | 2384
1471 |  |  |  | SG-U | F105 | 0 | 0 | 0 | 0 | 0 | 0 | 0 | 0 | 0 | 2385
1472 |  |  |  | CAGW | F105 | -392956.8388 | -167610.1442 | -50277.4579 | -82841.5808 | -33094.4227 | -43933.3958 | -14639.8839 | -559.9535 | 0 | 2386
1473 |  |  |  | CN | F42 | -444269.4629 | -343774.4579 | -71961.4826 | -4028.8655 | -1810.2534 | -27.2446 | -14564.5359 | -8102.623 | 0 | 2387
1474 |  |  |  | SO | F102 | -9630685.7337 | -4631282.8215 | -1331836.3552 | -1754572.9691 | -681776.1225 | -801301.4905 | -397679.4053 | -32236.5697 | 0 | 2388
1475 |  |  |  | SE | F10 | 0 | 0 | 0 | 0 | 0 | 0 | 0 | 0 | 0 | 2389
1476 |  |  |  | JBG | F105 | -1726669.8054 | -736486.4192 | -220921.3832 | -364009.586 | -145418.3636 | -193045.2926 | -64328.3003 | -2460.4604 | 0 | 2390
1477 |  |  |  | CAGE | F105 | 0 | 0 | 0 | 0 | 0 | 0 | 0 | 0 | 0 | 2391
1478 |  |  |  | CAGE | F105 | 0 | 0 | 0 | 0 | 0 | 0 | 0 | 0 | 0 | 2392
1479 |  |  | Total General Plant Accumulated Depr |  |  | -46583256.9291 | -24064373.9325 | -6857736.3917 | -7569841.2641 | -2880239.8373 | -2937220.5706 | -2042140.0667 | -231704.8662 | 0
1480
1481 |  | 108MP | Mining Plant Accumulated Depr. |  | F10 | -34739396.2537 | -15261234.8307 | -4330320.5737 | -7147072.6324 | -2832191.4093 | -3817301.7511 | -1312292.5061 | -38982.5504 | 0 | 2399
1482
1483 |  | 1081390 | Accum Depr - Capital Lease |  | F10 | 0 | 0 | 0 | 0 | 0 | 0 | 0 | 0 | 0 | 2406
1484 |  |  | Remove Capital Lease |  | F10 | 0 | 0 | 0 | 0 | 0 | 0 | 0 | 0 | 0 | 2409
1485
1486 |  | 1081399L | Accum Depr - Capital Lease |  | F10 | 0 | 0 | 0 | 0 | 0 | 0 | 0 | 0 | 0 | 2413
1487 |  |  |  | SE | F10 | 0 | 0 | 0 | 0 | 0 | 0 | 0 | 0 | 0 | 2414
1488 |  |  | Remove Capital Lease |  | F10 | 0 | 0 | 0 | 0 | 0 | 0 | 0 | 0 | 0 | 2417
1489
1490 |  | TOTAL GENERAL PLANT ACCUM DEPR |  |  |  | -81322653.1828 | -39325608.7632 | -11188056.9654 | -14716913.8965 | -5712431.2466 | -6754522.3217 | -3354432.5728 | -270687.4167 | 0
1491
1492
1493 |  | TOTAL ACCUM DEPR - PLANT IN SERVICE |  |  |  | -1005501106.3249 | -493504661.1313 | -141152381.9143 | -177999370.2494 | -68571998.4554 | -77436052.0722 | -43082867.5806 | -3753774.9217 | 0
1494
1495
1496 | [5 empty] | D: ACCUMULATED AMORTIZATION
1497
1498 |  | 111CLS | Accum Prov for Amort-Steam |  | F10 | 0 | 0 | 0 | 0 | 0 | 0 | 0 | 0 | 0 | 2430
1499
1500 |  | 111CLG | Accum Prov for Amort-General
1501 |  |  |  | S | F108 | -2144258.85 | -1051771.9563 | -299392.9901 | -379694.7767 | -146831.3866 | -169079.184 | -89596.7642 | -7891.792 | 0 | 2434
1502 |  |  |  | CN | F108 | 0 | 0 | 0 | 0 | 0 | 0 | 0 | 0 | 0 | 2435
1503 |  |  |  | SG | F108 | 0 | 0 | 0 | 0 | 0 | 0 | 0 | 0 | 0 | 2436
1504 |  |  |  | SO | F108 | -106249.7797 | -52116.1606 | -14835.1675 | -18814.1867 | -7275.6153 | -8378.0118 | -4439.5929 | -391.0447 | 0 | 2437
1505 |  |  |  | SE | F108 | 0 | 0 | 0 | 0 | 0 | 0 | 0 | 0 | 0 | 2438
1506 |  |  | Total Accum Prov for Amort-General |  |  | -2250508.6297 | -1103888.1169 | -314228.1576 | -398508.9634 | -154107.0019 | -177457.1959 | -94036.3572 | -8282.8367 | 0 | 2439
1507
1508 |  | 111CLH | Accum Prov for Amort-Hydro |  | F10 | -325208.4087 | -142866.0952 | -40537.7414 | -66906.4051 | -26513.1971 | -35735.1814 | -12284.8582 | -364.9302 | 0 | 2449
1509
1510 |  | 111IP | Accum Prov for Amort-Intangible
1511 |  |  |  | S | F107 | -14089.29 | -8317.7841 | -2301.1719 | -1737.3897 | -611.5986 | -311.0407 | -700.7922 | -109.5128 | 0 | 2453
1512 |  |  |  | DGP | F105 | 0 | 0 | 0 | 0 | 0 | 0 | 0 | 0 | 0 | 2454
1513 |  |  |  | DGU | F105 | 0 | 0 | 0 | 0 | 0 | 0 | 0 | 0 | 0 | 2455
1514 |  |  |  | CAEW | F105 | 0 | 0 | 0 | 0 | 0 | 0 | 0 | 0 | 0 | 2456
1515 |  |  |  | CAEE | F105 | 0 | 0 | 0 | 0 | 0 | 0 | 0 | 0 | 0 | 2457
1516 |  |  |  | SE | F10 | 0 | 0 | 0 | 0 | 0 | 0 | 0 | 0 | 0 | 2458
1517 |  |  |  | SG | F105 | -5296932.8855 | -2306328.7816 | -665598.2232 | -1097975.3748 | -436194.5958 | -585149.0787 | -199253.3061 | -6433.5252 | 0 | 2459
1518 |  |  |  | SG-P | F105 | -9773350.1432 | -4255398.2116 | -1228092.6775 | -2025870.0684 | -804820.9421 | -1079656.2758 | -367641.4955 | -11870.4722 | 0 | 2460
1519 |  |  |  | SG-U | F105 | -537748.2086 | -234140.0576 | -67571.9817 | -111467.2026 | -44282.7703 | -59404.7302 | -20228.3304 | -653.1358 | 0 | 2461
1520 |  |  |  | CN | F42 | -13207331.0392 | -10219795.5232 | -2139285.2814 | -119770.9143 | -53815.5738 | -809.9334 | -432977.4234 | -240876.3896 | 0 | 2462
1521 |  |  |  | CAGE | F105 | 0 | 0 | 0 | 0 | 0 | 0 | 0 | 0 | 0 | 2463
1522 |  |  |  | CAGE | F105 | 0 | 0 | 0 | 0 | 0 | 0 | 0 | 0 | 0 | 2464
1523 |  |  |  | CAGW | F105 | -4898455.4049 | -2132828.3612 | -615526.6235 | -1015376.922 | -403380.5641 | -541129.5044 | -184263.8854 | -5949.5442 | 0 | 2465
1524 |  |  |  | CAGE | F105 | 0 | 0 | 0 | 0 | 0 | 0 | 0 | 0 | 0 | 2466
1525 |  |  |  | JBG | F105 | -600743.4365 | -288890.4108 | -83077.3603 | -109446.8477 | -42527.8679 | -49983.6278 | -24806.4675 | -2010.8545 | 0 | 2467
1526 |  |  |  | SO | F102 | -28028529.9017 | -13478588.4031 | -3876091.0841 | -5106396.6045 | -1984197.4874 | -2332056.4503 | -1157380.6281 | -93819.2442 | 0 | 2468
1527 |  |  | Total Accum Prov for Amort-Intangible |  |  | -62357180.3095 | -32924287.5333 | -8677544.4037 | -9588041.324 | -3769831.4001 | -4648500.6413 | -2387252.3286 | -361722.6786 | 0
1528
1529 |  | 111390 | Accum Prov for Amort-Capital Lease |  | F10 | 0 | 0 | 0 | 0 | 0 | 0 | 0 | 0 | 0 | 2479
1530
1531
1532 |  | TOTAL ACCUM PROV FOR AMORTIZATION |  |  |  | -64932897.3479 | -34171041.7454 | -9032310.3028 | -10053456.6925 | -3950451.5992 | -4861693.0186 | -2493573.544 | -370370.4455 | 0

## Generation
Generation Total |  |  | - | Generation - Total - Unbundled
PacifiCorp
3 | Cost Of Service By Rate Schedule
4 | State of Washington
5 | WCA
6 | 12 Months Ending June 2022
7
8
9 |  | A |  | B | C | D | E | F | G | H | I | J | K | Chk Total
12 |  |  |  | DESCRIPTION |  | Washington Jurisdiction Normalized | Residential Schedule 16 | Small General Service Schedule 24 | Large General Service < 1,000 kW Schedule 36 | Large General Service > 1,000 kW Schedule 48 | Large General Dedicated Facilities Schedule 48 | Agricultural Pumping Schedule 40 | Street & Area Lighting Sch. 15, 51-54, 57 | 0
13
12 |  |  |  | Operating Revenues |  | 274320751.4912 | 109866274.4674 | 36470645.131 | 61020095.7745 | 23910802.3551 | 32725625.6587 | 9908492.0655 | 418816.0391 | 0
13
14 |  |  |  | Operating Expenses
15 |  |  |  | Operation & Maintenance Expenses |  | 238387573.3819 | 94473847.6106 | 31070060.5223 | 52699785.7529 | 21184978.5111 | 29823074.7233 | 8754389.4957 | 381436.7658 | 0
16 |  |  |  | Depreciation Expense |  | 24443842.809 | 10738333.5781 | 3046963.5869 | 5028927.9265 | 1992828.0016 | 2685985.7689 | 923374.4739 | 27429.4731 | 0
17 |  |  |  | Amortization Expense |  | 1898728.0724 | 842453.8608 | 238156.2143 | 385766.7972 | 152803.4088 | 205148.0129 | 71829.8591 | 2569.9192 | 0
18 |  |  |  | Taxes Other Than Income |  | 13663533.2501 | 6002518.6563 | 1703135.328 | 2811056.3411 | 1113944.6209 | 1501411.5178 | 516140.585 | 15326.201 | 0
19 |  |  |  | Income Taxes - Federal |  | -21916236.2461 | -9628008.6955 | -2731820.2053 | -4508919.7461 | -1786761.3764 | -2408256.2632 | -827886.813 | -24583.1466 | 0
20 |  |  |  | Income Taxes - State |  | 0 | 0 | 0 | 0 | 0 | 0 | 0 | 0 | 0
21 |  |  |  | Income Taxes Deferred |  | 1539582.0281 | 676352.8641 | 191906.1852 | 316744.706 | 125517.25 | 169176.3139 | 58157.7806 | 1726.9284 | 0
22 |  |  |  | Investment Tax Credit Adj |  | 0 | 0 | 0 | 0 | 0 | 0 | 0 | 0 | 0
23 |  |  |  | Misc Revenues & Expense |  | -100600.9747 | -41998.1216 | -13106.7965 | -21571.1419 | -8664.7285 | -11384.3516 | -3710.8592 | -164.9755 | 0
24
25 |  |  |  | Total Operating Expenses |  | 257916422.3207 | 103063499.7528 | 33505294.835 | 56711790.6358 | 22774645.6876 | 31965155.722 | 9492294.5221 | 403741.1654 | 0
26
27 |  |  |  | Operating Revenue For Return |  | 16404329.1705 | 6802774.7146 | 2965350.296 | 4308305.1387 | 1136156.6675 | 760469.9366 | 416197.5433 | 15074.8737 | 0
28
29
30 |  |  |  | Rate Base :
31 |  |  |  | Electric Plant In Service |  | 943369462.8712 | 414428126.4956 | 117592492.5079 | 194083110.1683 | 76909882.6308 | 103661153.9309 | 35636102.2388 | 1058594.899 | 0
32 |  |  |  | Plant Held For Future Use |  | 467184.7162 | 205237.1783 | 58235.3123 | 96115.7493 | 38088.0695 | 51336.0976 | 17648.0615 | 524.2478 | 0
33 |  |  |  | Electric Plant Acquisition Adj |  | 115844.1985 | 50891.0835 | 14440.1622 | 23833.0826 | 9444.4055 | 12729.417 | 4376.054 | 129.9937 | 0
34 |  |  |  | Pensions |  | 0 | 0 | 0 | 0 | 0 | 0 | 0 | 0 | 0
35 |  |  |  | Prepayments |  | 2.149e-09 | 9.4406e-10 | 2.6787e-10 | 4.4212e-10 | 1.752e-10 | 2.3614e-10 | 8.1179e-11 | 2.4115e-12 | 0
36 |  |  |  | Fuel Stock |  | 1.5716e-09 | 6.9042e-10 | 1.959e-10 | 3.2333e-10 | 1.2813e-10 | 1.7269e-10 | 5.9368e-11 | 1.7636e-12 | 0
37 |  |  |  | Materials & Supplies |  | 7.0217e-05 | 3.0847e-05 | 8.7526e-06 | 1.4446e-05 | 5.7245e-06 | 7.7157e-06 | 2.6525e-06 | 7.8793e-08 | 0
38 |  |  |  | Misc Deferred Debits |  | 392246.6086 | 172316.3972 | 48894.1589 | 80698.4376 | 31978.6063 | 43101.603 | 14817.249 | 440.1566 | 0
39 |  |  |  | Cash Working Capital |  | 0 | 0 | 0 | 0 | 0 | 0 | 0 | 0 | 0
40 |  |  |  | Weatherization Loans |  | 0 | 0 | 0 | 0 | 0 | 0 | 0 | 0 | 0
41 |  |  |  | Miscellaneous Rate Base |  | 0 | 0 | 0 | 0 | 0 | 0 | 0 | 0 | 0
42
43 |  |  |  | Total Rate Base Additions |  | 944344738.3945 | 414856571.1547 | 117714062.1412 | 194283757.4378 | 76989393.7121 | 103768321.0485 | 35672943.6033 | 1059689.297 | 0
44
45 |  |  |  | Rate Base Deductions :
46 |  |  |  | Accum Provision For Depreciation |  | -475502559.0345 | -208891258.8762 | -59272144.49 | -97827011.7728 | -38766196.5384 | -52250094.9062 | -17962270.8551 | -533581.5958 | 0
47 |  |  |  | Accum Provision For Amortization |  | -29226391.5214 | -12841619.5184 | -3643783.3023 | -6011582.9924 | -2382152.1126 | -3210127.7952 | -1104215.5888 | -32910.2116 | 0
48 |  |  |  | Accum Deferred Income Taxes |  | -56684058.9676 | -24898480.9251 | -7066051.2348 | -11663029.7163 | -4621837.6089 | -6229869.0415 | -2141165.7345 | -63624.7065 | 0
49 |  |  |  | Unamortized ITC |  | -6269.2959 | -2754.1084 | -781.4681 | -1289.8252 | -511.1239 | -688.9147 | -236.8222 | -7.0334 | 0
50 |  |  |  | Customer Advance For Construction |  | 0 | 0 | 0 | 0 | 0 | 0 | 0 | 0 | 0
51 |  |  |  | Customer Service Deposits |  | 0 | 0 | 0 | 0 | 0 | 0 | 0 | 0 | 0
52 |  |  |  | Misc Rate Base Deductions |  | -95250895.9316 | -41844316.4652 | -11873174.5165 | -19596341.472 | -7765499.6424 | -10466543.7814 | -3598134.9825 | -106885.0716 | 0
53 | [13 empty] | 0
54 |  |  |  | Total Rate Base Deductions |  | -656670174.751 | -288478429.8933 | -81855935.0117 | -135099255.7787 | -53536197.0262 | -72157324.439 | -24806023.9832 | -737008.6189 | 0
55 | [13 empty] | 0
56 |  |  |  | Total Rate Base |  | 287674563.6436 | 126378141.2615 | 35858127.1294 | 59184501.6591 | 23453196.6858 | 31610996.6095 | 10866919.6201 | 322680.6781 | 0
57
58
59 |  |  |  | Return On Rate Base |  | 5.702% | 5.383% | 8.27% | 7.279% | 4.844% | 2.406% | 3.83% | 4.672%
60
61 |  |  |  | Return On Equity |  | 6.438% | 5.818% | 11.42% | 9.498% | 4.773% | 0.04038% | 2.804% | 4.438%
PacifiCorp
Cost Of Service By Rate Schedule
State of Washington
WCA
12 Months Ending June 2022
|  | A |  | B | C | D | E | F | G | H | I | J | K
|  |  |  | DESCRIPTION | COS Factor | Washington Jurisdiction Normalized | Residential Schedule 16 | Small General Service Schedule 24 | Large General Service < 1,000 kW Schedule 36 | Large General Service > 1,000 kW Schedule 48 | Large General Dedicated Facilities Schedule 48 | Agricultural Pumping Schedule 40 | Street & Area Lighting Sch. 15, 51-54, 57
79 |  |  |  | Total Rate Base |  | 287674563.6436 | 126378141.2615 | 35858127.1294 | 59184501.6591 | 23453196.6858 | 31610996.6095 | 10866919.6201 | 322680.6781 | 0
80
81
82 |  |  |  | Return On Ratebase ($$) | 5.772% | 16603173.0505 | 7293930.0666 | 2069556.246 | 3415840.8394 | 1353604.1499 | 1824432.5823 | 627185.611 | 18623.5553 | 0
83 |  |  |  | Operating & Maintenance Expense |  | 238387573.3819 | 94473847.6106 | 31070060.5223 | 52699785.7529 | 21184978.5111 | 29823074.7233 | 8754389.4957 | 381436.7658 | 0
84 |  |  |  | Bad Debt to Produce ROR | F80 | 0 | 0 | 0 | 0 | 0 | 0 | 0 | 0 | 0
85 |  |  |  | Depreciation Expense |  | 24443842.809 | 10738333.5781 | 3046963.5869 | 5028927.9265 | 1992828.0016 | 2685985.7689 | 923374.4739 | 27429.4731 | 0
86 |  |  |  | Amortization Expense |  | 1898728.0724 | 842453.8608 | 238156.2143 | 385766.7972 | 152803.4088 | 205148.0129 | 71829.8591 | 2569.9192 | 0
87 |  |  |  | Taxes Other Than Income |  | 13663533.2501 | 6002518.6563 | 1703135.328 | 2811056.3411 | 1113944.6209 | 1501411.5178 | 516140.585 | 15326.201 | 0
88 |  |  |  | Federal Income Taxes |  | -21916236.2461 | -9628008.6955 | -2731820.2053 | -4508919.7461 | -1786761.3764 | -2408256.2632 | -827886.813 | -24583.1466 | 0
89 |  |  |  | FIT Adj to Produce Target ROR | F101 | 0 | 0 | 0 | 0 | 0 | 0 | 0 | 0 | 0
90 |  |  |  | State Income Taxes |  | 0 | 0 | 0 | 0 | 0 | 0 | 0 | 0 | 0
91 |  |  |  | SIT Adj to Produce Target ROR | F101 | 0 | 0 | 0 | 0 | 0 | 0 | 0 | 0 | 0
92 |  |  |  | Deferred Income Taxes |  | 1539582.0281 | 676352.8641 | 191906.1852 | 316744.706 | 125517.25 | 169176.3139 | 58157.7806 | 1726.9284 | 0
93 |  |  |  | Investment Tax Credit |  | 0 | 0 | 0 | 0 | 0 | 0 | 0 | 0 | 0
94 |  |  |  | Misc Revenue & Expenses |  | -100600.9747 | -41998.1216 | -13106.7965 | -21571.1419 | -8664.7285 | -11384.3516 | -3710.8592 | -164.9755 | 0
95 |  |  |  | Revenue Credits |  | -26413762.793 | -11255280.9238 | -3491645.8837 | -5407978.1455 | -2170915.913 | -3040079.74 | -967954.4767 | -79907.7102 | 0
96
97 |  |  |  | Total Revenue Requirements |  | 248105832.5783 | 99102148.8956 | 32083205.1973 | 54719653.3296 | 21957333.9245 | 30749508.5643 | 9151525.6564 | 342457.0105 | 0
98 |  |  |  | Operating Revenues |  | 247906988.6983 | 98610993.5436 | 32978999.2474 | 55612117.6289 | 21739886.4421 | 29685545.9186 | 8940537.5887 | 338908.329 | 0
99
100 |  |  |  | Increase / (Decrease) Required to
101 |  |  |  | Earn Equal Rates of Return |  | 198843.88 | 491155.352 | -895794.0501 | -892464.2993 | 217447.4824 | 1063962.6456 | 210988.0677 | 3548.6816 | 0
102
103 |  |  |  | Existing Revenues |  | 247906988.6983 | 98610993.5436 | 32978999.2474 | 55612117.6289 | 21739886.4421 | 29685545.9186 | 8940537.5887 | 338908.329 | 0
104 |  |  |  | check |  | 0 | 0 | 0 | 0 | 0 | 0 | 0 | 0 | 0
105 |  |  |  | Percent Increase / (Decrease)
106 |  |  |  | Over Existing Rates To
107 |  |  |  | Equal Authorized RoE & RoR |  | 0.08021% | 0.4981% | -2.716% | -1.605% | 1% | 3.584% | 2.36% | 1.047%
[5 empty] | WCA | E: ELECTRIC REVENUES
|  | Generation - Total - Unbundled |  |  | Method
|  | A |  | B | 0 | D | E | F | G | H | I | J | K
|  | FERC ACCT |  | DESCRIPTION | COS Factor | Washington Jurisdiction Normalized | Residential Schedule 16 | Small General Service Schedule 24 | Large General Service < 1,000 kW Schedule 36 | Large General Service > 1,000 kW Schedule 48 | Large General Dedicated Facilities Schedule 48 | Agricultural Pumping Schedule 40 | Street & Area Lighting Sch. 15, 51-54, 57 |  | Func Study Row
120 |  | 440 | Residential Sales |  | A | 98610993.5436 | 98610993.5436 | 0 | 0 | 0 | 0 | 0 | 0 | 0
121
122 |  | 442 | Commercial & Industrial Sales |  | A | 127217200.3836 | 0 | 32978999.2474 | 55612117.6289 | 0 | 29685545.9186 | 8940537.5887 | 0 | 0
123 |  |  |  | Interruptible Demand | F10 | 0 | 0 | 0 | 0 | 0 | 0 | 0 | 0 | 0 | 100
124 |  |  |  | Interruptible Energy | F10 | 0 | 0 | 0 | 0 | 0 | 0 | 0 | 0 | 0 | 101
125 | [5 empty] | 127217200.3836 | 0 | 32978999.2474 | 55612117.6289 | 0 | 29685545.9186 | 8940537.5887 | 0 | 0
126
127 |  | 444 | Public Street & Highway Lighting |  | A | 22078794.7711 | 0 | 0 | 0 | 21739886.4421 | 0 | 0 | 338908.329 | 0
128
129 |  | 445 | Other Sales to Public Authority |  | A | 0 | 0 | 0 | 0 | 0 | 0 | 0 | 0 | 0
130
131 |  | 448 | Interdepartmental |  | A | 0 | 0 | 0 | 0 | 0 | 0 | 0 | 0 | 0 | 114
132 |  |  |  | Demand | F10 | 0 | 0 | 0 | 0 | 0 | 0 | 0 | 0 | 0 | 115
133 | [5 empty] | 0 | 0 | 0 | 0 | 0 | 0 | 0 | 0 | 0
134
135 |  | Total Sales to Ultimate Customers |  |  |  | 247906988.6983 | 98610993.5436 | 32978999.2474 | 55612117.6289 | 21739886.4421 | 29685545.9186 | 8940537.5887 | 338908.329 | 0
136
137 |  | 447 | Sales for Resale |  | F30 | 0 | 0 | 0 | 0 | 0 | 0 | 0 | 0 | 0 | 121
138 | [5 empty] | 0 | 0 | 0 | 0 | 0 | 0 | 0 | 0 | 0
139
140 |  | 447NPC | Sales for Resale - NPC
141 |  |  |  | Demand | F30 | 20434313.0378 | 7979097.437 | 2678980.8764 | 4559882.2855 | 1836297.6095 | 2598540.2912 | 747509.5411 | 34004.9971 | 0 | 130
142 |  |  |  | Energy | F30 | 0 | 0 | 0 | 0 | 0 | 0 | 0 | 0 | 0 | 127
143 | [5 empty] | 20434313.0378 | 7979097.437 | 2678980.8764 | 4559882.2855 | 1836297.6095 | 2598540.2912 | 747509.5411 | 34004.9971 | 0
144
145 |  | 449 | Provision for Rate Refund |  | F11 | 0 | 0 | 0 | 0 | 0 | 0 | 0 | 0 | 0 | 133
146 |  |  |  |  | F10 | 258505.8468 | 113563.2411 | 32223.1618 | 53183.4246 | 21075.1515 | 28405.6411 | 9765.1463 | 290.0804 |  | 134
147
148 |  | State Specific Revenue Credit |  |  | F140G | 204200.7497 | 82089.1123 | 26462.2686 | 44725.796 | 17947.7414 | 25134.3051 | 7527.3513 | 314.175 | 0 | 136
149
150 |  | AGA Revenue |  |  | A | 0 | 0 | 0 | 0 | 0 | 0 | 0 | 0 | 0 | 137
151
152 |  | Autopay Bill Credit |  |  | F40 | 0 | 0 | 0 | 0 | 0 | 0 | 0 | 0 | 0 | 139
153
154 |  | Paperless Bill Credit |  |  | F40 | 0 | 0 | 0 | 0 | 0 | 0 | 0 | 0 | 0 | 141
155
156
157 |  | Total Sales from Electricity |  |  |  | 268545502.4858 | 106672180.0929 | 35684442.3924 | 60216725.7104 | 23594131.793 | 32309220.5149 | 9695574.4811 | 373227.5011 | 0
158
159 |  | Other Electric Operating Revenues
160 |  | 450 | Forfeited Discounts & Interest |  | A | 0 | 0 | 0 | 0 | 0 | 0 | 0 | 0 | 0 | 147
161 |  |  |  | Customers | F40 | 0 | 0 | 0 | 0 | 0 | 0 | 0 | 0 | 0 | 148
162 | [5 empty] | 0 | 0 | 0 | 0 | 0 | 0 | 0 | 0 | 0
163
164 |  | 451 | Misc Electric Revenue |  | A | 0 | 0 | 0 | 0 | 0 | 0 | 0 | 0 | 0 | 152
165 |  |  |  | Demand | F10 | 0 | 0 | 0 | 0 | 0 | 0 | 0 | 0 | 0 | 153
166 |  |  |  | Customer | F40 | 1.3181 | 1.0388 | 0.19524 | 0.010042 | 0.00062324 | 9.3799e-06 | 0.048221 | 0.025255 | 0 | 154
167 | [5 empty] | 1.3181 | 1.0388 | 0.19524 | 0.010042 | 0.00062324 | 9.3799e-06 | 0.048221 | 0.025255 | 0
168
169 |  | 453 | Water Sales |  | F12 | 745.6168 | 311.2744 | 97.1427 | 159.8772 | 64.2197 | 84.3766 | 27.5035 | 1.2227 | 0 | 162
170
171 |  | 454 | Rent of Electric Property |  | A | 0 | 0 | 0 | 0 | 0 | 0 | 0 | 0 | 0 | 165
172 |  |  |  | Demand | F10 | 4273.7833 | 1877.4998 | 532.7338 | 879.2622 | 348.4278 | 469.6201 | 161.4436 | 4.7958 | 0 | 166
173 |  |  |  | Demand | F10 | 320479.7727 | 140788.7758 | 39948.3095 | 65933.5642 | 26127.6866 | 35215.5803 | 12106.2324 | 359.624 | 0 | 167
174 |  |  |  | Jim Bridger Generation | F10 | 853.2748 | 374.849 | 106.3621 | 175.5476 | 69.5648 | 93.7612 | 32.2327 | 0.9575 | 0 | 168
175 |  |  |  | Customer | F40 | 100634.2258 | 79304.1981 | 14905.4627 | 766.6548 | 47.5821 | 0.71612 | 3681.4684 | 1928.1436 | 0 | 169
176 | [5 empty] | 426241.0566 | 222345.3227 | 55492.8681 | 67755.0288 | 26593.2613 | 35779.6777 | 15981.3771 | 2293.5209 | 0
177
178 |  | 456 | Other Electric Revenue |  | A | 0 | 0 | 0 | 0 | 0 | 0 | 0 | 0 | 0 | 173
179 |  |  |  | CAGE | F12 | 0 | 0 | 0 | 0 | 0 | 0 | 0 | 0 | 0 | 174
180 |  |  |  | CAGW | F12 | 0 | 0 | 0 | 0 | 0 | 0 | 0 | 0 | 0 | 175
181 |  |  |  | SO | F12 | 0 | 0 | 0 | 0 | 0 | 0 | 0 | 0 | 0 | 176
182 |  |  |  | SG | F40 | 1978137.177 | 1558859.1387 | 292992.2662 | 15069.906 | 935.3074 | 14.0765 | 72365.534 | 37900.9481 | 0 | 177
183 |  |  |  | JBG | F12 | 333639.4212 | 139285.2208 | 43468.2072 | 71539.8962 | 28736.2523 | 37755.7821 | 12306.9276 | 547.1351 | 0 | 178
184 |  |  |  | WRG | F12 | 0 | 0 | 0 | 0 | 0 | 0 | 0 | 0 | 0 | 179
185 |  |  |  | WRE | F12 | 0 | 0 | 0 | 0 | 0 | 0 | 0 | 0 | 0 | 180
186 |  |  |  | CN | F12 | 0 | 0 | 0 | 0 | 0 | 0 | 0 | 0 | 0 | 181
187 |  |  |  | SE | F12 | 2777978.569 | 1159729.1382 | 361928.8976 | 595661.921 | 239266.3693 | 314365.5898 | 102471.0476 | 4555.6056 | 0 | 182
188 | [5 empty] | 5089755.1672 | 2857873.4977 | 698389.3709 | 682271.7233 | 268937.9289 | 352135.4484 | 187143.5092 | 43003.6888 | 0
189 | [13 empty] | 0
190 |  | Total Other Electric Operating Revenues |  |  |  | 5775249.0054 | 3194094.3745 | 786202.7387 | 803370.064 | 316670.5621 | 416405.1438 | 212917.5843 | 45588.538 | 0
191 | [13 empty] | 0
192 |  | Total Electric Operating Revenues |  |  |  | 274320751.4912 | 109866274.4674 | 36470645.131 | 61020095.7745 | 23910802.3551 | 32725625.6587 | 9908492.0655 | 418816.0391 | 0
193
194 |  | Miscellaneous Revenues
195 |  | 41160 | Gain on Sale of Utility Plant - CR |  | F12 | 0 | 0 | 0 | 0 | 0 | 0 | 0 | 0 | 0 | 196
196 |  | 41170 | Loss on Sale of Utility Plant |  | F12 | 0 | 0 | 0 | 0 | 0 | 0 | 0 | 0 | 0 | 201
197 |  | 4118 | Gain from Emission Allowances |  | F12 | -7.6141 | -3.1787 | -0.992 | -1.6326 | -0.6558 | -0.86164 | -0.28086 | -0.012486 | 0 | 205
198 |  | 41181 | Gain from Disposition of NOX Credits |  | F12 | 0 | 0 | 0 | 0 | 0 | 0 | 0 | 0 | 0 | 208
199 |  | 4194 | Impact Housing Interest Income |  | F12 | 0 | 0 | 0 | 0 | 0 | 0 | 0 | 0 | 0 | 212
200 |  | 421 | (Gain)/Loss on Sale of Utility Plant |  | F12 | -100593.3606 | -41994.9429 | -13105.8045 | -21569.5092 | -8664.0727 | -11383.49 | -3710.5783 | -164.963 | 0 | 223
201
202 |  | Total Miscellaneous Revenues |  |  |  | -100600.9747 | -41998.1216 | -13106.7965 | -21571.1419 | -8664.7285 | -11384.3516 | -3710.8592 | -164.9755 | 0
203
204 |  | Miscellaneous Expenses
205 |  | 4311 | Interest on Customer Deposits |  | F80 | 0 | 0 | 0 | 0 | 0 | 0 | 0 | 0 | 0 | 229
206
207 |  | Net Miscellaneous Revenues And Expense |  |  |  | -100600.9747 | -41998.1216 | -13106.7965 | -21571.1419 | -8664.7285 | -11384.3516 | -3710.8592 | -164.9755 | 0
208
209 |  | Distribution - METER - Unbundled
210 | [5 empty] | E: STEAM POWER GENERATION
211
212 |  | A |  | B | C | D | E | F | G | H | I | J | K
213 |  | FERC ACCT |  | DESCRIPTION | COS Factor | Washington Jurisdiction Normalized | Residential Schedule 16 | Small General Service Schedule 24 | Large General Service < 1,000 kW Schedule 36 | Large General Service > 1,000 kW Schedule 48 | Large General Dedicated Facilities Schedule 48 | Agricultural Pumping Schedule 40 | Street & Area Lighting Sch. 15, 51-54, 57
214 |  | 500 | Operation Suprvn & Engineering |  | F10 | 14679.5583 | 6448.8221 | 1829.8301 | 3020.0833 | 1196.7772 | 1613.0477 | 554.5253 | 16.4726 | 0 | 237
|  |  |  | JBG | F10 | 3001639.2257 | 1318638.9529 | 374159.0671 | 617539.0443 | 244714.0062 | 329831.9461 | 113387.9424 | 3368.2667 | 0 | 238
216 |  |  |  | CAGW | F10 | -2509.409 | -1102.3991 | -312.8018 | -516.2706 | -204.5841 | -275.7437 | -94.7938 | -2.8159 | 0 | 239
217 |  |  |  | Total 500 |  | 3013809.375 | 1323985.3759 | 375676.0954 | 620042.857 | 245706.1993 | 331169.2501 | 113847.6739 | 3381.9234 | 0
218
219 |  | 501 | Fuel Related |  | F30 | -6314.3058 | -2465.5813 | -827.8186 | -1409.0266 | -567.4252 | -802.9621 | -230.9842 | -10.5077 | 0 | 243
220 |  |  |  | S | F30 | 2233092.2074 | 871967.6691 | 292763.026 | 498310.7374 | 200673.3417 | 283972.3589 | 81688.9576 | 3716.1168 | 0 | 244
221 |  |  |  | SE | F30 | 0 | 0 | 0 | 0 | 0 | 0 | 0 | 0 | 0 | 245
222 |  |  |  | CAGW | F30 | 138513.7114 | 54086.2028 | 18159.4352 | 30909.0997 | 12447.3182 | 17614.1698 | 5066.9832 | 230.5024 | 0 | 246
223 |  |  |  | CAGE | F30 | 0 | 0 | 0 | 0 | 0 | 0 | 0 | 0 | 0 | 247
224 |  |  |  | CAEW | F30 | 0 | 0 | 0 | 0 | 0 | 0 | 0 | 0 | 0 | 248
225 |  |  |  | CAEE | F30 | 0 | 0 | 0 | 0 | 0 | 0 | 0 | 0 | 0 | 249
226 |  |  |  | JBE | F30 | 547312.5283 | 213712.102 | 71753.8091 | 122131.8621 | 49183.3851 | 69599.2889 | 20021.2914 | 910.7897 | 0 | 250
227 |  |  |  | CAEE | F30 | 0 | 0 | 0 | 0 | 0 | 0 | 0 | 0 | 0 | 251
228 |  |  |  | JBG | F30 | 0 | 0 | 0 | 0 | 0 | 0 | 0 | 0 | 0 | 252
229 |  |  |  | Total 501 |  | 2912604.1413 | 1137300.3925 | 381848.4517 | 649942.6726 | 261736.6198 | 370382.8555 | 106546.248 | 4846.9012 | 0
230
231 |  | 501NPC | Fuel Related - NPC
232 |  |  |  | S | F30 | 39501373.4492 | 15424316.2988 | 5178712.094 | 8814664.4671 | 3549729.1982 | 5023213.1746 | 1445003.4844 | 65734.732 | 0 | 256
233 |  |  |  | CAEW | F30 | 0 | 0 | 0 | 0 | 0 | 0 | 0 | 0 | 0 | 257
234 |  |  | Total Fuel Related |  |  | 42413977.5905 | 16561616.6913 | 5560560.5457 | 9464607.1397 | 3811465.818 | 5393596.0301 | 1551549.7324 | 70581.6331 | 0
235
236
237 |  | 502 | Steam Expenses |  | F10 | 6806.92 | 2990.3227 | 848.4933 | 1400.4144 | 554.9463 | 747.9712 | 257.1337 | 7.6383 | 0 | 262
238 |  |  |  | SE/CAEW/CAEE | F10 | 47638.341 | 20927.8222 | 5938.1944 | 9800.8233 | 3883.8009 | 5234.6886 | 1799.5545 | 53.457 | 0 | 263
239 |  |  |  | JBG | F10 | 4811716.2658 | 2113817.1583 | 599788.0271 | 989933.3134 | 392283.7741 | 528730.3439 | 181764.2181 | 5399.431 | 0 | 265
240 |  |  |  | Total 502 |  | 4866161.5268 | 2137735.3032 | 606574.7148 | 1001134.5511 | 396722.5214 | 534713.0037 | 183820.9063 | 5460.5263 | 0
241
242 |  | 503 | Steam From Other Sources |  | F30 | 0 | 0 | 0 | 0 | 0 | 0 | 0 | 0 | 0 | 270
243
244 |  | 503NPC | Steam From Other Sources-NPC
245 |  |  |  | S | F30 | 0 | 0 | 0 | 0 | 0 | 0 | 0 | 0 | 0 | 272
246 |  |  |  | SE | F30 | 329286.6833 | 128578.3636 | 43170.168 | 73479.7647 | 29590.8332 | 41873.9163 | 12045.6674 | 547.9701 | 0 | 273
247 |  |  |  | CAEE | F30 | 0 | 0 | 0 | 0 | 0 | 0 | 0 | 0 | 0 | 274
248 |  |  |  | Total Steam From Other Sources |  | 329286.6833 | 128578.3636 | 43170.168 | 73479.7647 | 29590.8332 | 41873.9163 | 12045.6674 | 547.9701 | 0
249
250 |  | 505 | Electric Expenses |  | F10 | -10274.5627 | -4513.6799 | -1280.7405 | -2113.8262 | -837.6521 | -1129.0094 | -388.1251 | -11.5295 | 0 | 279
251 |  |  |  | JBG | F10 | 1886.6549 | 828.8194 | 235.1745 | 388.1489 | 153.8129 | 207.3131 | 71.269 | 2.1171 | 0 | 280
252 |  |  |  | Total 505 |  | -8387.9077 | -3684.8605 | -1045.5659 | -1725.6773 | -683.8392 | -921.6964 | -316.8561 | -9.4124 | 0
253
254 |  | 506 | Misc. Steam Expense |  | F10 | 1458851.5235 | 640882.6314 | 181848.145 | 300135.2621 | 118935.4795 | 160304.354 | 55108.6124 | 1637.0392 | 0 | 284
255 |  |  |  | SE | F10 | 144173.6697 | 63336.3981 | 17971.4755 | 29661.4161 | 11754.0163 | 15842.3709 | 5446.2094 | 161.7834 | 0 | 285
256 |  |  |  | JBG | F10 | -4536532.3986 | -1992927.1582 | -565485.9237 | -933318.654 | -369848.9172 | -498492.0562 | -171369.0539 | -5090.6355 | 0 | 286
257 |  |  |  | Total 506 |  | -2933507.2054 | -1288708.1287 | -365666.3032 | -603521.9758 | -239159.4214 | -322345.3312 | -110814.2322 | -3291.8129 | 0
258
259 |  | 507 | Rents |  | F10 | 603.1828 | 264.982 | 75.1877 | 124.0952 | 49.1756 | 66.2801 | 22.7854 | 0.67686 | 0 | 290
260 |  |  |  | CAGW | F10 | 0 | 0 | 0 | 0 | 0 | 0 | 0 | 0 | 0 | 292
261 |  |  |  | CAGE | F10 | 65802.0004 | 28907.2318 | 8202.3232 | 13537.7044 | 5364.6258 | 7230.5831 | 2485.6929 | 73.8392 | 0 | 293
262 |  |  |  | JBG | F10 | 0 | 0 | 0 | 0 | 0 | 0 | 0 | 0 | 0 | 294
263 |  |  |  | CAGE | F10 | 66405.1833 | 29172.2138 | 8277.5109 | 13661.7995 | 5413.8013 | 7296.8632 | 2508.4784 | 74.5161 | 0 | 295
264 |  |  |  | Total 507 |  | 66405.1833 | 29172.2138 | 8277.5109 | 13661.7995 | 5413.8013 | 7296.8632 | 2508.4784 | 74.5161 | 0
265
266 |  | 510 | Maint Supervision & Engineering |  | F10 | 36449.9546 | 16012.6938 | 4543.5444 | 7498.9925 | 2971.6477 | 4005.2646 | 1376.9094 | 40.902 | 0 | 298
267 |  |  |  | JBG | F10 | 118766.1662 | 52174.7223 | 14804.3901 | 24434.2305 | 9682.6241 | 13050.4943 | 4486.4323 | 133.2726 | 0 | 299
268 |  |  |  | Total 510 |  | 155216.1207 | 68187.4161 | 19347.9344 | 31933.223 | 12654.2718 | 17055.759 | 5863.3417 | 174.1746 | 0
269
270 |  | 511 | Maintenance of Structures |  | F10 | 52348.8011 | 22997.1569 | 6525.3607 | 10769.9248 | 4267.8296 | 5752.2925 | 1977.4938 | 58.7428 | 0 | 303
271 |  |  |  | CAGW | F10 | 5635.7434 | 2475.8174 | 702.5043 | 1159.4637 | 459.4641 | 619.2777 | 212.8921 | 6.3241 | 0 | 304
272 |  |  |  | CAGE | F10 | 0 | 0 | 0 | 0 | 0 | 0 | 0 | 0 | 0 | 305
273 |  |  |  | JBG | F10 | 1738318.1088 | 763654.0565 | 216684.0959 | 357631.0219 | 141719.4927 | 191013.2436 | 65665.5577 | 1950.6405 | 0 | 306
274 |  |  |  | CAGE | F10 | 0 | 0 | 0 | 0 | 0 | 0 | 0 | 0 | 0 | 307
275 |  |  |  | Total 511 |  | 1796302.6533 | 789127.0309 | 223911.9609 | 369560.4103 | 146446.7864 | 197384.8139 | 67855.9435 | 2015.7074 | 0
276
277 |  | 512 | Maintenance of Boiler Plant |  | F10 | 7130.4228 | 3132.4395 | 888.8185 | 1466.9699 | 581.3205 | 783.519 | 269.3541 | 8.0013 | 0 | 311
278 |  |  |  |  | F10 | 300658.3483 | 132081.0996 | 37477.5377 | 61855.6246 | 24511.7096 | 33037.5241 | 11357.4713 | 337.3815 | 0 | 312
279 |  |  |  | JBG | F10 | 5410207.7089 | 2376738.206 | 674390.9301 | 1113063.312 | 441076.8594 | 594494.942 | 204372.4359 | 6071.0236 | 0 | 313
280 |  |  |  | Total 512 |  | 5717996.48 | 2511951.7451 | 712757.2862 | 1176385.9065 | 466169.8894 | 628315.985 | 215999.2614 | 6416.4064 | 0
281
282 |  | 513 | Maintenance of Electric Plant |  | F10 | 19557.4245 | 8591.6993 | 2437.8638 | 4023.6259 | 1594.454 | 2149.0469 | 738.7884 | 21.9462 | 0 | 317
283 |  |  |  | CAGW | F10 | 182795.3219 | 80303.1323 | 22785.7254 | 37607.2006 | 14902.7155 | 20086.2703 | 6905.1554 | 205.1224 | 0 | 318
284 |  |  |  | CAGE | F10 | 0 | 0 | 0 | 0 | 0 | 0 | 0 | 0 | 0 | 319
285 |  |  |  | JBG | F10 | 2656987.6581 | 1167231.3559 | 331197.7052 | 546632.5217 | 216615.6707 | 291960.2737 | 100368.6123 | 2981.5186 | 0 | 320
286 |  |  |  | CAGE | F10 | 0 | 0 | 0 | 0 | 0 | 0 | 0 | 0 | 0 | 321
287 |  |  |  | Total 513 |  | 2859340.4045 | 1256126.1875 | 356421.2944 | 588263.3481 | 233112.8403 | 314195.5909 | 108012.5561 | 3208.5872 | 0
288
289 |  | 514 | Maint of Misc. Steam Plant |  | F10 | 3012.5398 | 1323.4277 | 375.5178 | 619.7817 | 245.6027 | 331.0297 | 113.7997 | 3.3805 | 0 | 325
290 |  |  |  | CAGW | F10 | 6191.0869 | 2719.7833 | 771.7288 | 1273.7167 | 504.7394 | 680.301 | 233.8704 | 6.9473 | 0 | 326
291 |  |  |  | CAGE | F10 | 0 | 0 | 0 | 0 | 0 | 0 | 0 | 0 | 0 | 327
292 |  |  |  | JBG | F10 | 545716.9343 | 239736.8746 | 68024.4772 | 112272.4914 | 44490.5491 | 59965.5271 | 20614.6428 | 612.3721 | 0 | 328
293 |  |  |  | CAGE | F10 | 0 | 0 | 0 | 0 | 0 | 0 | 0 | 0 | 0 | 329
294 |  |  |  | Total 514 |  | 554920.561 | 243780.0856 | 69171.7238 | 114165.9897 | 45240.8912 | 60976.8579 | 20962.3129 | 622.6999 | 0
295
296 |  | Total Steam Power Generation |  |  |  | 58831521.4652 | 23757867.4238 | 7609157.3655 | 12847987.3367 | 5152680.5918 | 7203311.0424 | 2171334.7858 | 89182.9192 | 0
297
298
299 | [5 empty] | D: NUCLEAR POWER GENERATION
300
301
302 |  | 517 | Operation Super & Engineering |  | F10 | 0 | 0 | 0 | 0 | 0 | 0 | 0 | 0 | 0 | 336
303
304 |  | 518 | Nuclear Fuel Expense |  | F10 | 0 | 0 | 0 | 0 | 0 | 0 | 0 | 0 | 0 | 340
305
306 |  | 519 | Coolants and Water |  | F10 | 0 | 0 | 0 | 0 | 0 | 0 | 0 | 0 | 0 | 345
307
308 |  | 520 | Steam Expenses |  | F10 | 0 | 0 | 0 | 0 | 0 | 0 | 0 | 0 | 0 | 349
309
310 |  | 523 | Electric Expenses |  | F10 | 0 | 0 | 0 | 0 | 0 | 0 | 0 | 0 | 0 | 353
311
312 |  | 524 | Misc. Nuclear Expenses |  | F10 | 0 | 0 | 0 | 0 | 0 | 0 | 0 | 0 | 0 | 357
313
314 |  | 528 | Maint Supervision & Eng |  | F10 | 0 | 0 | 0 | 0 | 0 | 0 | 0 | 0 | 0 | 361
315
316 |  | 529 | Maintenance of Structures |  | F10 | 0 | 0 | 0 | 0 | 0 | 0 | 0 | 0 | 0 | 365
317
318 |  | 530 | Maintenance of Reactor Plant |  | F10 | 0 | 0 | 0 | 0 | 0 | 0 | 0 | 0 | 0 | 369
319
320 |  | 531 | Maintenance of Electric Plant |  | F10 | 0 | 0 | 0 | 0 | 0 | 0 | 0 | 0 | 0 | 373
321
322 |  | 532 | Maintenance of Misc Nuclear |  | F10 | 0 | 0 | 0 | 0 | 0 | 0 | 0 | 0 | 0 | 377
323
324 |  | Total Nuclear Power Generation |  |  |  | 0 | 0 | 0 | 0 | 0 | 0 | 0 | 0 | 0 | 380
325
326
327
328 |  | Distribution - METER - Unbundled |  |  |  | D: HYDRAULIC POWER GENERATION
329
330 |  | A |  | B | C | D | E | F | G | H | I | J | K
331 |  | FERC ACCT |  | DESCRIPTION | COS Factor | Washington Jurisdiction Normalized | Residential Schedule 16 | Small General Service Schedule 24 | Large General Service < 1,000 kW Schedule 36 | Large General Service > 1,000 kW Schedule 48 | Large General Dedicated Facilities Schedule 48 | Agricultural Pumping Schedule 40 | Street & Area Lighting Sch. 15, 51-54, 57
332 |  | 535 | Operation Super & Engineering
333 |  |  |  | DGP | F10 | 0 | 0 | 0 | 0 | 0 | 0 | 0 | 0 | 0 | 385
334 |  |  |  | CN | F10 | 0 | 0 | 0 | 0 | 0 | 0 | 0 | 0 | 0 | 386
335 |  |  |  | SG | F10 | -253659.0786 | -111434.0254 | -31619.0045 | -52186.28 | -20680.01 | -27873.0591 | -9582.0579 | -284.6416 | 0 | 387
336 |  |  |  | SG-P | F10 | 723009.3144 | 317622.5301 | 90124.2522 | 148747.5501 | 58944.6274 | 79447.1125 | 27311.9227 | 811.3194 | 0 | 388
337 |  |  |  | SG-U | F10 | 233878.1876 | 102744.1558 | 29153.2852 | 48116.6795 | 19067.3375 | 25699.4569 | 8834.8281 | 262.4446 | 0 | 389
338
339 |  | 536 | Water For Power |  | F10 | 13159.0673 | 5780.8609 | 1640.2985 | 2707.2667 | 1072.8165 | 1445.9702 | 497.0882 | 14.7663 | 0 | 398
340
341 |  | 537 | Hydraulic Expenses |  | F10 | 369440.2503 | 162297.4209 | 46051.3103 | 76006.3958 | 30119.2771 | 40595.5505 | 13955.7311 | 414.5646 | 0 | 406
342
343 |  | 538 | Electric Expenses |  | F10 | 0 | 0 | 0 | 0 | 0 | 0 | 0 | 0 | 0 | 410
344
345 |  | 539 | Misc. Hydro Expenses |  | F10 | 1512320.3283 | 664371.8129 | 188513.1159 | 311135.6096 | 123294.6195 | 166179.717 | 57128.4146 | 1697.0388 | 0 | 418
346
347 |  | 540 | Rents (Hydro Generation) |  | F10 | 178015.3399 | 78203.2562 | 22189.8931 | 36623.7961 | 14513.019 | 19561.027 | 6724.59 | 199.7586 | 0 | 426
348
349 |  | 541 | Maint Supervision & Engineering |  | F10 | 30.3991 | 13.3545 | 3.7893 | 6.2541 | 2.4783 | 3.3404 | 1.1483 | 0.034112 | 0 | 434
350
351 |  | 542 | Maintenance of Structures |  | F10 | 70046.7348 | 30771.9703 | 8731.4361 | 14410.9903 | 5710.6853 | 7697.0112 | 2646.0392 | 78.6024 | 0 | 442
352
353 |  | 543 | Maint of Dams & Waterways |  | F10 | 73160.6155 | 32139.9176 | 9119.5862 | 15051.6212 | 5964.55 | 8039.1767 | 2763.6671 | 82.0966 | 0 | 450
354
355 |  | 544 | Maintenance of Electric Plant |  | F10 | 99414.5824 | 43673.4501 | 12392.1846 | 20452.9531 | 8104.9516 | 10924.0661 | 3755.4197 | 111.5573 | 0 | 458
356
357 |  | 545 | Maint of Misc. Hydro Plant |  | F10
|  |  |  | SG | F10 | 106382.0449 | 46734.3001 | 13260.6898 | 21886.3965 | 8672.9865 | 11689.6783 | 4018.6179 | 119.3758 | 0 | 461
|  |  |  | SG-P | F10 | 248157.9096 | 109017.3273 | 30933.2751 | 51054.5028 | 20231.5174 | 27268.569 | 9374.2494 | 278.4685 | 0 | 462
|  |  |  | SG-U | F10 | 71258.106 | 31304.1333 | 8882.4354 | 14660.2104 | 5809.4445 | 7830.1215 | 2691.7992 | 79.9617 | 0 | 463
|  |  |  | CAGW | F10 | 0 | 0 | 0 | 0 | 0 | 0 | 0 | 0 | 0 | 464
|  |  |  | CAGE | F10 | 0 | 0 | 0 | 0 | 0 | 0 | 0 | 0 | 0 | 465
363
364 |  | Total Hydraulic Power Generation |  |  |  | 3444613.8016 | 1513240.4646 | 429376.5472 | 708673.9462 | 280828.3007 | 378507.738 | 130121.4576 | 3865.3473 | 0
365
366
367 | [5 empty] | D: OTHER POWER GENERATION
368
369
370 |  | 546 | Operation Super & Engineering |  | F10 | 34386.4066 | 15106.1642 | 4286.3199 | 7074.4507 | 2803.4133 | 3778.5139 | 1298.9582 | 38.5864 | 0 | 472
371
372 |  | 547 | Fuel |  | F30 | 0 | 0 | 0 | 0 | 0 | 0 | 0 | 0 | 0 | 476
373 |  |  |  | CAEW/CAEE | F30 | 0 | 0 | 0 | 0 | 0 | 0 | 0 | 0 | 0 | 477
374
375
376 |  | 547NPC | Fuel-NPC |  | F30
377 |  |  |  | CAEW | F30 | 0 | 0 | 0 | 0 | 0 | 0 | 0 | 0 | 0 | 480
378 |  |  |  | S | F30 | 67107706.3678 | 26203911.3763 | 8797959.6714 | 14974970.821 | 6030529.167 | 8533787.1904 | 2454873.3642 | 111674.7775 | 0 | 481
379 |  |  |  | Total 547 |  | 67107706.3678 | 26203911.3763 | 8797959.6714 | 14974970.821 | 6030529.167 | 8533787.1904 | 2454873.3642 | 111674.7775 | 0
380
381 |  | 548 | Generation Expense |  | F10 | 33455.915 | 14697.3934 | 4170.3326 | 6883.017 | 2727.5533 | 3676.2678 | 1263.8086 | 37.5423 | 0 | 486
382 |  |  |  | CAGW | F10 | 1657982.6259 | 728362.1746 | 206670.1512 | 341103.287 | 135169.9988 | 182185.6642 | 62630.8575 | 1860.4926 | 0 | 488
383 |  |  |  | Total 548 |  | 1691438.5408 | 743059.568 | 210840.4838 | 347986.304 | 137897.5521 | 185861.932 | 63894.666 | 1898.0349 | 0
384
385 |  | 549 | Miscellaneous Other |  | F10 | 656528.2608 | 288416.986 | 81837.2839 | 135070.1414 | 53524.6406 | 72141.9124 | 24800.5783 | 736.7182 | 0 | 492
386 |  |  |  | CAGE/CAGW | F10 | 230167.8923 | 101114.1998 | 28690.7911 | 47353.3458 | 18764.8491 | 25291.755 | 8694.6704 | 258.2812 | 0 | 493
387
388 |  | 550/551 | Maint Supervision & Engineering
389 |  |  |  | CAGW | F10 | 0 | 0 | 0 | 0 | 0 | 0 | 0 | 0 | 0 | 498
390 |  |  |  | SG | F10 | 834745.4599 | 366708.9202 | 104052.3391 | 171735.4668 | 68054.1165 | 91725.1204 | 31532.7936 | 936.7033 | 0 | 499
391 |  |  |  | Total 550 |  | 834745.4599 | 366708.9202 | 104052.3391 | 171735.4668 | 68054.1165 | 91725.1204 | 31532.7936 | 936.7033 | 0
392
393 |  | 552 | Maintenance of Structures |  | F10 | 4480.278 | 1968.2143 | 558.4737 | 921.7452 | 365.2627 | 492.3106 | 169.244 | 5.0275 | 0 | 505
394
395 |  | 553 | Maint of Generation & Elect Plant |  | F10 | 1310230.4489 | 575592.4604 | 163322.2935 | 269558.8638 | 106818.8806 | 143973.2847 | 49494.4007 | 1470.2652 | 0 | 509
396 |  |  |  | CAGW | F10 | 1076460.624 | 472895.909 | 134182.5158 | 221464.4782 | 87760.3776 | 118285.7352 | 40663.6661 | 1207.9421 | 0 | 510
397 |  |  |  | Total 553 |  | 2386691.073 | 1048488.3694 | 297504.8093 | 491023.3421 | 194579.2582 | 262259.0199 | 90158.0668 | 2678.2073 | 0
398
399 |  | 554 | Maintenance of Misc. Other |  | F10 | 95669.547 | 42028.2325 | 11925.36 | 19682.4722 | 7799.6309 | 10512.5468 | 3613.9497 | 107.3549 | 0 | 514
400 |  |  |  | CAGW | F10 | 0 | 0 | 0 | 0 | 0 | 0 | 0 | 0 | 0 | 515
401 |  |  |  | Total 554 |  | 95669.547 | 42028.2325 | 11925.36 | 19682.4722 | 7799.6309 | 10512.5468 | 3613.9497 | 107.3549 | 0
402
403 |  | Total Other Power Generation |  |  |  | 73041813.8261 | 28810802.0307 | 9537655.5321 | 16195818.0892 | 6514317.8904 | 9185850.3012 | 2679036.2913 | 118333.6913 | 0
404
405
406 | [5 empty] | D: OTHER POWER SUPPLY
407
408
409 |  | 555 | Purchased Power |  | F30 | 0 | 0 | 0 | 0 | 0 | 0 | 0 | 0 | 0 | 520
410 |  |  |  | SG | F30 | 0 | 0 | 0 | 0 | 0 | 0 | 0 | 0 | 0 | 521
411 |  |  |  | SE | F30 | 0 | 0 | 0 | 0 | 0 | 0 | 0 | 0 | 0 | 522
412
413 |  | 555NPC | Purchased Power-NPC
414 |  |  |  | CAGW | F30 | 0 | 0 | 0 | 0 | 0 | 0 | 0 | 0 | 0 | 525
415 |  |  |  | CAEW | F30 | 0 | 0 | 0 | 0 | 0 | 0 | 0 | 0 | 0 | 526
416 |  |  |  | DGP | F30 | 0 | 0 | 0 | 0 | 0 | 0 | 0 | 0 | 0 | 527
417 |  |  |  | DGP | F30 | 100134197.9126 | 39099945.2949 | 13127801.301 | 22344776.3765 | 8998403.2208 | 12733618.5621 | 3663018.5803 | 166634.5772 | 0 | 528
418 |  |  |  | Total 555 |  | 100134197.9126 | 39099945.2949 | 13127801.301 | 22344776.3765 | 8998403.2208 | 12733618.5621 | 3663018.5803 | 166634.5772 | 0
419
420
421 |  | 556 | System Control & Load Dispatch |  | F10 | 86893.3809 | 38172.8076 | 10831.3971 | 17876.917 | 7084.1383 | 9548.1871 | 3282.427 | 97.5067 | 0 | 532
422
423 |  | 557 | Other Expenses |  | F10 | 2841532.9953 | 1248303.2809 | 354201.5728 | 584599.7598 | 231661.0594 | 312238.8426 | 107339.8751 | 3188.6047 | 0 | 541
424
425
426 |  | Embedded Cost Differentials
427 |  |  |  | Company Owned Hydro | F10 | 0 | 0 | 0 | 0 | 0 | 0 | 0 | 0 | 0 | 544
428 |  |  |  | Company Owned Hydro | F10 | 0 | 0 | 0 | 0 | 0 | 0 | 0 | 0 | 0 | 545
|  |  |  | Mid-C Contract | F10 | 0 | 0 | 0 | 0 | 0 | 0 | 0 | 0 | 0 | 546
430 |  |  |  | Mid-C Contract | F10 | 0 | 0 | 0 | 0 | 0 | 0 | 0 | 0 | 0 | 547
431 |  |  |  | Existing QF Contracts | F10 | 0 | 0 | 0 | 0 | 0 | 0 | 0 | 0 | 0 | 548
432 |  |  |  | Existing QF Contracts | F10 | 0 | 0 | 0 | 0 | 0 | 0 | 0 | 0 | 0 | 548
433 | [5 empty] | 0 | 0 | 0 | 0 | 0 | 0 | 0 | 0 | 0
434
435 |  | Total Other Power Supply |  |  |  | 103062624.2888 | 40386421.3834 | 13492834.2708 | 22947253.0533 | 9237148.4185 | 13055405.5918 | 3773640.8824 | 169920.6886 | 0
436
437 |  | TOTAL GENERATION EXPENSE |  |  |  | 238380573.3819 | 94468331.3026 | 31069023.7156 | 52699732.4253 | 21184975.2014 | 29823074.6735 | 8754133.4171 | 381302.6464 | 0
438
439 |  | Distribution - METER - Unbundled |  |  |  | D: TRANSMISSION EXPENSE
440
441
442 |  | A |  | B | C | D | E | F | G | H | I | J | K
443 |  | FERC ACCT |  | DESCRIPTION | COS Factor | Washington Jurisdiction Normalized | Residential Schedule 16 | Small General Service Schedule 24 | Large General Service < 1,000 kW Schedule 36 | Large General Service > 1,000 kW Schedule 48 | Large General Dedicated Facilities Schedule 48 | Agricultural Pumping Schedule 40 | Street & Area Lighting Sch. 15, 51-54, 57
444 |  | 560 | Operation Supervision & Eng |  | F12 | 0 | 0 | 0 | 0 | 0 | 0 | 0 | 0 | 0 | 560
445
446 |  | 561 | Load Dispatching |  | F12 | 0 | 0 | 0 | 0 | 0 | 0 | 0 | 0 | 0 | 565
447
448 |  | 562 | Station Expense |  | F12 | 0 | 0 | 0 | 0 | 0 | 0 | 0 | 0 | 0 | 571
449
450 |  | 563 | Overhead Line Expense |  | F12 | 0 | 0 | 0 | 0 | 0 | 0 | 0 | 0 | 0 | 576
451
452 |  | 564 | Underground Line Expense |  | F12 | 0 | 0 | 0 | 0 | 0 | 0 | 0 | 0 | 0 | 580
453
454 |  | 565 | Transm of Electricity by Others |  | F12 | 0 | 0 | 0 | 0 | 0 | 0 | 0 | 0 | 0 | 584
455
456 |  | 565NPC | Transmission of Electricity by Others-NPC
457 |  |  | CAGW |  | F12 | 0 | 0 | 0 | 0 | 0 | 0 | 0 | 0 | 0 | 587
458 |  |  | SE |  | F12 | 0 | 0 | 0 | 0 | 0 | 0 | 0 | 0 | 0 | 588
459 |  |  | SE |  | F12 | 0 | 0 | 0 | 0 | 0 | 0 | 0 | 0 | 0 | 589
460 | [5 empty] | 0 | 0 | 0 | 0 | 0 | 0 | 0 | 0 | 0
461
462 |  | 566 | Misc. Transmission Expense |  | F12 | 0 | 0 | 0 | 0 | 0 | 0 | 0 | 0 | 0 | 595
463
464 |  | 567 | Rents - Transmission |  | F12 | 0 | 0 | 0 | 0 | 0 | 0 | 0 | 0 | 0 | 600
465
466 |  | 568 | Maint Supervision & Engineering |  | F12 | 0 | 0 | 0 | 0 | 0 | 0 | 0 | 0 | 0 | 605
467
468 |  | 569 | Maintenance of Structures |  | F12 | 0 | 0 | 0 | 0 | 0 | 0 | 0 | 0 | 0 | 610
469
470 |  | 570 | Maint of Station Equipment |  | F12 | 0 | 0 | 0 | 0 | 0 | 0 | 0 | 0 | 0 | 616
471
472 |  | 571 | Maintenance of Overhead Lines |  | F12 | 0 | 0 | 0 | 0 | 0 | 0 | 0 | 0 | 0 | 622
473
474 |  | 572 | Maint of Underground Lines |  | F12 | 0 | 0 | 0 | 0 | 0 | 0 | 0 | 0 | 0 | 628
475
476 |  | 573 | Maint of Misc Transmission Plant |  | F12 | 0 | 0 | 0 | 0 | 0 | 0 | 0 | 0 | 0 | 631
477
478
479 |  | TOTAL TRANSMISSION EXPENSE |  |  |  | 0 | 0 | 0 | 0 | 0 | 0 | 0 | 0 | 0
480
481
482
483
484
485
486
487
488
489
490
491 |  | Distribution - METER - Unbundled |  |  |  | D: DISTRIBUTION EXPENSE
492
493
494 |  | A |  | B | C | D | E | F | G | H | I | J | K
495 |  | FERC ACCT |  | DESCRIPTION | COS Factor | Washington Jurisdiction Normalized | Residential Schedule 16 | Small General Service Schedule 24 | Large General Service < 1,000 kW Schedule 36 | Large General Service > 1,000 kW Schedule 48 | Large General Dedicated Facilities Schedule 48 | Agricultural Pumping Schedule 40 | Street & Area Lighting Sch. 15, 51-54, 57
496 |  | 580 | Operation Supervision & Eng |  | F131 | 0 | 0 | 0 | 0 | 0 | 0 | 0 | 0 | 0 | 639
497
498 |  | 581 | Load Dispatching |  | F20 | 0 | 0 | 0 | 0 | 0 | 0 | 0 | 0 | 0 | 644
499
500 |  | 582 | Station Expense |  | F120 | 0 | 0 | 0 | 0 | 0 | 0 | 0 | 0 | 0 | 649
501
502 |  | 583 | Overhead Line Expenses |  | F132 | 0 | 0 | 0 | 0 | 0 | 0 | 0 | 0 | 0 | 654
503
504 |  | 584 | Underground Line Expense |  | F133 | 0 | 0 | 0 | 0 | 0 | 0 | 0 | 0 | 0 | 659
505
506 |  | 585 | Street Lighting & Signal Systems |  | F130 | 0 | 0 | 0 | 0 | 0 | 0 | 0 | 0 | 0 | 664
507
508 |  | 586 | Meter Expenses |  | F127 | 0 | 0 | 0 | 0 | 0 | 0 | 0 | 0 | 0 | 669
509
510 |  | 587 | Customer Installation Expenses |  | F20 | 0 | 0 | 0 | 0 | 0 | 0 | 0 | 0 | 0 | 674
511
512 |  | 588 | Misc. Distribution Expenses |  | F131 | 0 | 0 | 0 | 0 | 0 | 0 | 0 | 0 | 0 | 680
513
514 |  | 589 | Rents |  | F131 | 0 | 0 | 0 | 0 | 0 | 0 | 0 | 0 | 0 | 685
515
516 |  | 590 | Maint Supervision & Engineering |  | F131 | 0 | 0 | 0 | 0 | 0 | 0 | 0 | 0 | 0 | 690
517
518 |  | 591 | Maintenance of Structures |  | F119 | 0 | 0 | 0 | 0 | 0 | 0 | 0 | 0 | 0 | 695
519
520 |  | 592 | Maint of Station Equipment |  | F120 | 0 | 0 | 0 | 0 | 0 | 0 | 0 | 0 | 0 | 700
521
522 |  | 593 | Maintenance of Overhead Lines |  | F134 | 0 | 0 | 0 | 0 | 0 | 0 | 0 | 0 | 0 | 705
523
524 |  | 594 | Maint of Underground Lines |  | F135 | 0 | 0 | 0 | 0 | 0 | 0 | 0 | 0 | 0 | 710
525
526 |  | 595 | Maint of Line Transformers |  | F125 | 0 | 0 | 0 | 0 | 0 | 0 | 0 | 0 | 0 | 715
527
528 |  | 596 | Maint of Street Lighting & Signals |  | F130 | 0 | 0 | 0 | 0 | 0 | 0 | 0 | 0 | 0 | 720
529
530 |  | 597 | Maintenance of Meters |  | F127 | 0 | 0 | 0 | 0 | 0 | 0 | 0 | 0 | 0 | 725
531
532 |  | 598 | Maint of Misc. Distribution Plant |  | F131 | 0 | 0 | 0 | 0 | 0 | 0 | 0 | 0 | 0 | 730
533
534 |  | TOTAL DISTRIBUTION EXPENSE |  |  |  | 0 | 0 | 0 | 0 | 0 | 0 | 0 | 0 | 0
535
536
537 | [5 empty] | D: CUSTOMER ACCOUNTS EXPENSE
538
539
540 |  | 901 | Supervision |  | F136 | 0 | 0 | 0 | 0 | 0 | 0 | 0 | 0 | 0 | 737
541
542 |  | 902 | Meter Reading Expense |  | F41 | 0 | 0 | 0 | 0 | 0 | 0 | 0 | 0 | 0 | 742
543
544 |  | 903 | Customer Receipts & Collections |  | F42 | 0 | 0 | 0 | 0 | 0 | 0 | 0 | 0 | 0 | 747
545
546 |  | 904 | Uncollectible Accounts |  | F80 | 0 | 0 | 0 | 0 | 0 | 0 | 0 | 0 | 0 | 753
547
548 |  | 905 | Misc. Customer Accounts Exp |  | F136 | 0 | 0 | 0 | 0 | 0 | 0 | 0 | 0 | 0 | 758
549
550 |  | TOTAL CUSTOMER ACCOUNTS EXPENSE |  |  |  | 0 | 0 | 0 | 0 | 0 | 0 | 0 | 0 | 0
551
552 |  | Distribution - METER - Unbundled |  |  |  | D: CUSTOMER SERVICE EXPENSE
553
554 |  | A |  | B | C | D | E | F | G | H | I | J | K
555 |  | FERC ACCT |  | DESCRIPTION | COS Factor | Washington Jurisdiction Normalized | Residential Schedule 16 | Small General Service Schedule 24 | Large General Service < 1,000 kW Schedule 36 | Large General Service > 1,000 kW Schedule 48 | Large General Dedicated Facilities Schedule 48 | Agricultural Pumping Schedule 40 | Street & Area Lighting Sch. 15, 51-54, 57
556 |  | 907 | Supervision |  | F40 | 0 | 0 | 0 | 0 | 0 | 0 | 0 | 0 | 0 | 765
557
558 |  | 908 | Customer Assistance |  | F40 | 7000 | 5516.308 | 1036.8067 | 53.3276 | 3.3098 | 0.049812 | 256.0787 | 134.1194 | 0 | 770
559
560 |  | 909 | Informational & Instructional Adv |  | F40 | 0 | 0 | 0 | 0 | 0 | 0 | 0 | 0 | 0 | 776
561
562 |  | 910 | Misc. Customer Service |  | F40 | 0 | 0 | 0 | 0 | 0 | 0 | 0 | 0 | 0 | 781
563
564 |  | TOTAL CUSTOMER SERVICE EXPENSE |  |  |  | 7000 | 5516.308 | 1036.8067 | 53.3276 | 3.3098 | 0.049812 | 256.0787 | 134.1194 | 0
565
566
567 | [5 empty] | D: SALES EXPENSE
568
569
570 |  | 911 | Supervision |  | F40 | 0 | 0 | 0 | 0 | 0 | 0 | 0 | 0 | 0 | 788
571
572 |  | 912 | Demonstration & Selling Expense |  | F40 | 0 | 0 | 0 | 0 | 0 | 0 | 0 | 0 | 0 | 793
573
574 |  | 913 | Advertising Expense |  | F40 | 0 | 0 | 0 | 0 | 0 | 0 | 0 | 0 | 0 | 798
575
576 |  | 916 | Misc. Sales Expense |  | F40 | 0 | 0 | 0 | 0 | 0 | 0 | 0 | 0 | 0 | 803
577
578 |  | TOTAL SALES EXPENSE |  |  |  | 0 | 0 | 0 | 0 | 0 | 0 | 0 | 0 | 0
579
580
581 | [5 empty] | D: ADMINISTRATION & GENERAL EXPENSE
582
583
584 |  | 920 | Administrative & General Salaries |  | F102G | 0 | 0 | 0 | 0 | 0 | 0 | 0 | 0 | 0 | 809
585 |  |  |  | Customer - System | F42 | 0 | 0 | 0 | 0 | 0 | 0 | 0 | 0 | 0 | 810
586 |  |  |  | System Overheads | F102G | 0 | 0 | 0 | 0 | 0 | 0 | 0 | 0 | 0 | 811
587 |  |  |  | Administrative & General Salaries |  | 0 | 0 | 0 | 0 | 0 | 0 | 0 | 0 | 0
588
589 |  | 921 | Office Supplies & expenses |  | F102G | 0 | 0 | 0 | 0 | 0 | 0 | 0 | 0 | 0 | 815
590 |  |  |  | Customer - System | F42 | 0 | 0 | 0 | 0 | 0 | 0 | 0 | 0 | 0 | 816
591 |  |  |  | System Overheads | F102G | 0 | 0 | 0 | 0 | 0 | 0 | 0 | 0 | 0 | 817
592 |  |  |  | Office Supplies & expenses |  | 0 | 0 | 0 | 0 | 0 | 0 | 0 | 0 | 0
593
594 |  | 922 | A&G Expenses Transferred |  | F102G | 0 | 0 | 0 | 0 | 0 | 0 | 0 | 0 | 0 | 821
595
596 |  | 923 | Outside Services |  | F102G | 0 | 0 | 0 | 0 | 0 | 0 | 0 | 0 | 0 | 825
597 |  |  |  | Customer - System | F42 | 0 | 0 | 0 | 0 | 0 | 0 | 0 | 0 | 0 | 826
598 |  |  |  | System Overheads | F102G | 0 | 0 | 0 | 0 | 0 | 0 | 0 | 0 | 0 | 827
599 |  |  |  | JBG | F102G | 0 | 0 | 0 | 0 | 0 | 0 | 0 | 0 | 0 | 828
600 |  |  |  | System Overheads | F102G | 0 | 0 | 0 | 0 | 0 | 0 | 0 | 0 | 0 | 829
601 |  |  |  | Outside Services |  | 0 | 0 | 0 | 0 | 0 | 0 | 0 | 0 | 0
602
603 |  | 924 | Property Insurance
604 |  |  |  | S | F102G | 0 | 0 | 0 | 0 | 0 | 0 | 0 | 0 |  | 833
605 |  |  |  | CAGW | F102G | 0 | 0 | 0 | 0 | 0 | 0 | 0 | 0 |  | 834
606 |  |  |  | SO | F102G | 0 | 0 | 0 | 0 | 0 | 0 | 0 | 0 |  | 835
607
608 |  | 925 | Injuries & Damages |  | F102G | 0 | 0 | 0 | 0 | 0 | 0 | 0 | 0 | 0 | 839
609 |  |  | Injuries & Damages |  | F102G | 0 | 0 | 0 | 0 | 0 | 0 | 0 | 0 | 0 | 840
610
611 |  | 926 | Employee Pensions & Benefits |  | F138G | 0 | 0 | 0 | 0 | 0 | 0 | 0 | 0 | 0 | 847
612
613 |  | 927 | Franchise Requirements |  | F102 | 0 | 0 | 0 | 0 | 0 | 0 | 0 | 0 | 0 | 852
614
615 |  | 928 | Regulatory Commission Expense |  | F141 | 0 | 0 | 0 | 0 | 0 | 0 | 0 | 0 | 0 | 859
616 |  |  |  | Regulatory Expense | F141 | 0 | 0 | 0 | 0 | 0 | 0 | 0 | 0 | 0 | 860
617
618 |  | 929 | Duplicate Charges |  | F138G | 0 | 0 | 0 | 0 | 0 | 0 | 0 | 0 | 0 | 868
619
620 |  | 930 | Misc General Expenses
621 |  |  |  | Situs | F138G | 0 | 0 | 0 | 0 | 0 | 0 | 0 | 0 | 0 | 871
622 |  |  |  | Customer | F138G | 0 | 0 | 0 | 0 | 0 | 0 | 0 | 0 | 0 | 872
623 |  |  |  | Labor | F138G | 0 | 0 | 0 | 0 | 0 | 0 | 0 | 0 | 0 | 873
624 |  |  |  | Labor | F138G | 0 | 0 | 0 | 0 | 0 | 0 | 0 | 0 | 0 | 874
625 |  |  |  | Customer | F138G | 0 | 0 | 0 | 0 | 0 | 0 | 0 | 0 | 0 | 875
626
627 |  | 931 | Rents |  | F102G | 0 | 0 | 0 | 0 | 0 | 0 | 0 | 0 | 0 | 881
628
629 |  | 935 | Maintenance of General Plant |  | F108 | 0 | 0 | 0 | 0 | 0 | 0 | 0 | 0 | 0 | 887
630
631 |  | TOTAL ADMINISTRATIVE & GEN EXPENSE |  |  |  | 0 | 0 | 0 | 0 | 0 | 0 | 0 | 0 | 0
632
633
634 |  | TOTAL O & M EXPENSE |  |  |  | 238387573.3819 | 94473847.6106 | 31070060.5223 | 52699785.7529 | 21184978.5111 | 29823074.7233 | 8754389.4957 | 381436.7658 | 0
635
636 |  | Distribution - METER - Unbundled |  |  |  | D: DEPRECIATION EXPENSE
637
638 |  | A |  | B | C | D | E | F | G | H | I | J | K
639 |  | FERC ACCT |  | DESCRIPTION | COS Factor | Washington Jurisdiction Normalized | Residential Schedule 16 | Small General Service Schedule 24 | Large General Service < 1,000 kW Schedule 36 | Large General Service > 1,000 kW Schedule 48 | Large General Dedicated Facilities Schedule 48 | Agricultural Pumping Schedule 40 | Street & Area Lighting Sch. 15, 51-54, 57
640 |  | 403SP | Steam Depreciation |  | F10 | 4070620.6406 | 1788249.1984 | 507409.2877 | 837464.7954 | 331864.6278 | 447295.8363 | 153769.0789 | 4567.8161 | 0 | 900
641
642 |  | 403NP | Nuclear Depreciation |  | F10 | 0 | 0 | 0 | 0 | 0 | 0 | 0 | 0 | 0 | 904
643
644 |  | 403HP | Hydro Depreciation |  | F10 | 2818055.6576 | 1237989.5391 | 351275.0856 | 579769.6748 | 229747.0274 | 309659.0602 | 106453.0107 | 3162.2598 | 0 | 913
645
646 |  | 403OP | Other Generation Depreciation |  | F10 | 0 | 0 | 0 | 0 | 0 | 0 | 0 | 0 | 0 | 916
647 |  |  |  | SG | F10 | 496135.5944 | 217955.4808 | 61844.0849 | 102071.9273 | 40448.3416 | 54517.3341 | 18741.6908 | 556.7348 | 0 | 917
648 |  |  |  | CAGW | F10 | 4520283.4129 | 1985788.8768 | 563460.462 | 929975.6863 | 368524.1895 | 496706.5536 | 170755.243 | 5072.4018 | 0 | 918
649 |  |  |  | CAGE | F10 | 0 | 0 | 0 | 0 | 0 | 0 | 0 | 0 | 0 | 919
650 |  |  |  | SG | F10 | 11468882.6106 | 5038352.1201 | 1429614.3192 | 2359538.3302 | 935021.1664 | 1260246.0144 | 433240.9404 | 12869.7198 | 0 | 920
651 |  |  |  | CAGE | F10 | 0 | 0 | 0 | 0 | 0 | 0 | 0 | 0 | 0 | 921
652 |  |  |  | Total 403OP |  | 16485301.6179 | 7242096.4777 | 2054918.8661 | 3391585.9438 | 1343993.6976 | 1811469.9022 | 622737.8742 | 18498.8564 | 0
653
654 |  | 403TP | Transmission Depreciation |  | F106 | 0 | 0 | 0 | 0 | 0 | 0 | 0 | 0 | 0 | 929
655
656 |  | 403 | Distribution Depreciation
657 |  |  |  | Land Rights | F118 | 0 | 0 | 0 | 0 | 0 | 0 | 0 | 0 | 0 | 932
658 |  |  |  | Structures | F119 | 0 | 0 | 0 | 0 | 0 | 0 | 0 | 0 | 0 | 933
659 |  |  |  | Station Equip | F120 | 0 | 0 | 0 | 0 | 0 | 0 | 0 | 0 | 0 | 934
660 |  |  |  | Poles & Towers | F121 | 0 | 0 | 0 | 0 | 0 | 0 | 0 | 0 | 0 | 936
661 |  |  |  | OH Conductors | F122 | 0 | 0 | 0 | 0 | 0 | 0 | 0 | 0 | 0 | 937
662 |  |  |  | UG Conduit | F123 | 0 | 0 | 0 | 0 | 0 | 0 | 0 | 0 | 0 | 938
663 |  |  |  | UG Conductor | F124 | 0 | 0 | 0 | 0 | 0 | 0 | 0 | 0 | 0 | 939
664 |  |  |  | Line Transformer | F125 | 0 | 0 | 0 | 0 | 0 | 0 | 0 | 0 | 0 | 940
665 |  |  |  | Services | F126 | 0 | 0 | 0 | 0 | 0 | 0 | 0 | 0 | 0 | 941
666 |  |  |  | Meters | F127 | 0 | 0 | 0 | 0 | 0 | 0 | 0 | 0 | 0 | 942
667 |  |  |  | Inst Cust Premises | F128 | 0 | 0 | 0 | 0 | 0 | 0 | 0 | 0 | 0 | 943
668 |  |  |  | Leased Property | F129 | 0 | 0 | 0 | 0 | 0 | 0 | 0 | 0 | 0 | 944
669 |  |  |  | Street Lighting | F130 | 0 | 0 | 0 | 0 | 0 | 0 | 0 | 0 | 0 | 945
670 |  |  | Total Distribution Expense |  |  | 0 | 0 | 0 | 0 | 0 | 0 | 0 | 0 | 0
671
672 |  | 403GP | General Depreciation
673 |  |  |  | S | F107G | 0 | 0 | 0 | 0 | 0 | 0 | 0 | 0 | 0 | 949
674 |  |  |  | DGP | F105G | 0 | 0 | 0 | 0 | 0 | 0 | 0 | 0 | 0 | 950
675 |  |  |  | DGU | F105G | 0 | 0 | 0 | 0 | 0 | 0 | 0 | 0 | 0 | 951
676 |  |  |  | SE | F10 | 0 | 0 | 0 | 0 | 0 | 0 | 0 | 0 | 0 | 952
677 |  |  |  | CN | F42 | 0 | 0 | 0 | 0 | 0 | 0 | 0 | 0 | 0 | 953
678 |  |  |  | SG/CAGW/CAGE | F105G | 31961.9668 | 14041.0927 | 3984.1096 | 6575.6612 | 2605.7565 | 3512.1069 | 1207.3742 | 35.8659 | 0 | 954
679 |  |  |  | SO | F102G | 751675.6029 | 330215.8106 | 93697.5503 | 154645.1784 | 61281.6979 | 82597.0772 | 28394.8015 | 843.4871 | 0 | 955
680 |  |  |  | CAEW | F105G | 249930.1146 | 109795.8681 | 31154.1833 | 51419.1055 | 20375.9996 | 27463.3058 | 9441.1951 | 280.4572 | 0 | 956
681 |  |  |  | JBG | F105G | 36297.2086 | 15945.5916 | 4524.5043 | 7467.5675 | 2959.1948 | 3988.4803 | 1371.1394 | 40.7306 | 0 | 957
682 |  |  |  | JBE | F10 | 0 | 0 | 0 | 0 | 0 | 0 | 0 | 0 | 0 | 958
683 |  |  | Total General Expense |  |  | 1069864.8929 | 469998.3629 | 133360.3475 | 220107.5125 | 87222.6488 | 117560.9702 | 40414.5101 | 1200.5408 | 0
684
685 |  | 403GV0 | General Vehicles |  | F105G | 0 | 0 | 0 | 0 | 0 | 0 | 0 | 0 | 0 | 962
686
687 |  | 403MP | Mining Depreciation |  | F10 | 0 | 0 | 0 | 0 | 0 | 0 | 0 | 0 | 0 | 966
688
689 |  | 403EP | Experimental Plant Depreciation |  | F10 | 0 | 0 | 0 | 0 | 0 | 0 | 0 | 0 | 0 | 972
690
691
692 |  | TOTAL DEPRECIATION EXPENSE |  |  |  | 24443842.809 | 10738333.5781 | 3046963.5869 | 5028927.9265 | 1992828.0016 | 2685985.7689 | 923374.4739 | 27429.4731 | 0
693
694 | [5 empty] | D: AMORTIZATION EXPENSE
695
696
697 |  | 404CLG | Amort of LT Plant - Cap. Lease Gen
698 |  |  |  | S | F12 | 0 | 0 | 0 | 0 | 0 | 0 | 0 | 0 | 0 | 977
699 |  |  |  | SG/CAGW | F10 | 0 | 0 | 0 | 0 | 0 | 0 | 0 | 0 | 0 | 978
700 |  |  |  | SO | F102G | 3218.7096 | 1413.9993 | 401.2172 | 662.1978 | 262.4111 | 353.6845 | 121.5878 | 3.6119 | 0 | 979
701 |  |  |  | DGU | F10 | [9 empty] | 980
702 |  |  |  | CN | F42 | 0 | 0 | 0 | 0 | 0 | 0 | 0 | 0 | 0 | 981
703 |  |  |  | DGP | F10 | 0 | 0 | 0 | 0 | 0 | 0 | 0 | 0 | 0 | 982
704 |  |  |  | SG | F10 | 0 | 0 | 0 | 0 | 0 | 0 | 0 | 0 | 0 | 983
705 |  |  | Total Amort. Cap. Lease General |  |  | 3218.7096 | 1413.9993 | 401.2172 | 662.1978 | 262.4111 | 353.6845 | 121.5878 | 3.6119 | 0
706
707 |  | 404CLS | Amort of LT Plant - Cap Lease Steam |  | F10 | 0 | 0 | 0 | 0 | 0 | 0 | 0 | 0 | 0 | 989
708
709 |  | 404IP | Amort of LT Plant - Intangible Plant
710 |  |  |  | S | F107G | 0 | 0 | 0 | 0 | 0 | 0 | 0 | 0 | 0 | 992
711 |  |  |  | SE | F10 | 0 | 0 | 0 | 0 | 0 | 0 | 0 | 0 | 0 | 993
712 |  |  |  | SG | F105G | 233675.6476 | 102655.1788 | 29128.0383 | 48075.0101 | 19050.8251 | 25677.201 | 8827.177 | 262.2174 | 0 | 994
713 |  |  |  | SO | F102G | 1195260.2334 | 525085.3231 | 148991.0746 | 245905.5892 | 97445.7282 | 131339.9044 | 45151.3617 | 1341.2522 | 0 | 995
714 |  |  |  | CN | F42 | 0 | 0 | 0 | 0 | 0 | 0 | 0 | 0 | 0 | 996
715 |  |  |  | SG-P | F10 | 175626.5971 | 77153.8665 | 21892.1325 | 36132.3506 | 14318.2724 | 19298.5425 | 6634.3544 | 197.0781 | 0 | 997
716 |  |  |  | SG-U | F10 | 21147.0683 | 9290.0399 | 2636.0154 | 4350.6695 | 1724.0526 | 2323.7232 | 798.8377 | 23.73 | 0 | 998
717 |  |  |  | DGP | F10 | 0 | 0 | 0 | 0 | 0 | 0 | 0 | 0 | 0 | 999
718 |  |  |  | CAGE | F105G | 0 | 0 | 0 | 0 | 0 | 0 | 0 | 0 | 0 | 1000
719 |  |  |  | CAGE | F105G | 0 | 0 | 0 | 0 | 0 | 0 | 0 | 0 | 0 | 1001
720 |  |  |  | CAGW | F105G | 94986.5563 | 41728.1904 | 11840.2242 | 19541.9578 | 7743.9489 | 10437.4971 | 3588.1495 | 106.5884 | 0 | 1002
721 |  |  |  | CAGE | F105G | 0 | 0 | 0 | 0 | 0 | 0 | 0 | 0 | 0 | 1003
722 |  |  |  | JBG | F105G | 67997.849 | 29871.8819 | 8476.0392 | 13989.4649 | 5543.6462 | 7471.8716 | 2568.6419 | 76.3033 | 0 | 1004
723 |  |  |  | CAEW | F10 | 0 | 0 | 0 | 0 | 0 | 0 | 0 | 0 | 0 | 1005
724 |  |  |  | CAEE | F10 | 0 | 0 | 0 | 0 | 0 | 0 | 0 | 0 | 0 | 1006
725 |  |  |  | DGU | F10 | 0 | 0 | 0 | 0 | 0 | 0 | 0 | 0 | 0 | 1007
726 |  |  | Total Amort. Intangible Plant |  |  | 1788693.9516 | 785784.4805 | 222963.5242 | 367995.0422 | 145826.4734 | 196548.7398 | 67568.5222 | 2007.1694 | 0
727
728 |  | Distribution - METER - Unbundled |  |  |  | D: AMORTIZATION EXPENSE (continued)
729
730
731 |  | A |  | B | C | D | E | F | G | H | I | J | K
732 |  | FERC ACCT |  | DESCRIPTION | COS Factor | Washington Jurisdiction Normalized | Residential Schedule 16 | Small General Service Schedule 24 | Large General Service < 1,000 kW Schedule 36 | Large General Service > 1,000 kW Schedule 48 | Large General Dedicated Facilities Schedule 48 | Agricultural Pumping Schedule 40 | Street & Area Lighting Sch. 15, 51-54, 57
733 |  | 404O | Amort of LT Plant - Other Plant |  | F10 | 0 | 0 | 0 | 0 | 0 | 0 | 0 | 0 | 0 | 1012
734
735 |  | 404HP | Amort of Other Electric Plant |  | F110 | 24923.7475 | 12893.0007 | 3451.3647 | 3992.2543 | 1566.7319 | 1923.9824 | 965.9473 | 130.4663 | 0 | 1020
736
737 |  | 405 | Amort of Other Electric Plant |  | F110 | 0 | 0 | 0 | 0 | 0 | 0 | 0 | 0 | 0 | 1028
738
739 |  | 406 | Amort of Plant Acquisition Adj |  | F10 | 0 | 0 | 0 | 0 | 0 | 0 | 0 | 0 | 0 | 1036
740
741 |  | 407 | Amort of Prop Losses, Unrec Plant, |  | F110 | 81891.6637 | 42362.3804 | 11340.1082 | 13117.3029 | 5147.7925 | 6321.6063 | 3173.8017 | 428.6717 | 0 | 1049
742
743
744 |  | TOTAL AMORTIZATION EXPENSE |  |  |  | 1898728.0724 | 842453.8608 | 238156.2143 | 385766.7972 | 152803.4088 | 205148.0129 | 71829.8591 | 2569.9192 | 0
745
746
747 | [5 empty] | D: TAX OTHER THAN INCOME
748
749
750 |  | 408 | Total Taxes Other Than Income |  | F101G | 13663533.2501 | 6002518.6563 | 1703135.328 | 2811056.3411 | 1113944.6209 | 1501411.5178 | 516140.585 | 15326.201 | 0 | 1062
751
752
753 | [5 empty] | D: DEFERRED ITC
754
755
756 |  | 41140 | Deferred I T C - Federal |  | F101G | 0 | 0 | 0 | 0 | 0 | 0 | 0 | 0 | 0 | 1067
757
758 |  | 41141 | Deferred I T C - Idaho |  | F101G | 0 | 0 | 0 | 0 | 0 | 0 | 0 | 0 | 0 | 1072
759
760 |  | TOTAL DEFERRED ITC |  |  |  | 0 | 0 | 0 | 0 | 0 | 0 | 0 | 0 | 0
761
762
763 | [5 empty] | D: DEFERRED INCOME TAXES
764
765
766 |  | 41010 | Deferred Income Tax - Federal-DR |  | F101G | 16114619.2295 | 7079303.7784 | 2008658.8736 | 3315328.6006 | 1313773.9031 | 1770748.0542 | 608730.4684 | 18075.5511 | 0 | 1120
767
768 |  | 41011 | Deferred Income Tax - State-DR |  | F101G | 0 | 0 | 0 | 0 | 0 | 0 | 0 | 0 | 0 | 1135
769
770 |  | 41110 | Deferred Income Tax - Federal-CR |  | F101G | -14575037.2014 | -6402950.9144 | -1816752.6884 | -2998583.8946 | -1188256.6531 | -1601571.7404 | -550572.6878 | -16348.6227 | 0 | 1151
771
772 |  | 41111 | Deferred Income Tax - State-CR |  | F101G | 0 | 0 | 0 | 0 | 0 | 0 | 0 | 0 | 0 | 1166
773
774 |  | TOTAL DEFERRED INCOME TAXES |  |  |  | 1539582.0281 | 676352.8641 | 191906.1852 | 316744.706 | 125517.25 | 169176.3139 | 58157.7806 | 1726.9284 | 0
775
776
777
778
779
780 |  | 40911 | State Income Taxes |  | F101G | 0 | 0 | 0 | 0 | 0 | 0 | 0 | 0 | 0 | 1263
781
782 |  | 40910 | Federal Income Tax |  | F101G | -21916236.2461 | -9628008.6955 | -2731820.2053 | -4508919.7461 | -1786761.3764 | -2408256.2632 | -827886.813 | -24583.1466 | 0 | 1296
783
784
785 |  | TOTAL OPERATING EXPENSES |  |  |  | 257916422.3207 | 103063499.7528 | 33505294.835 | 56711790.6358 | 22774645.6876 | 31965155.722 | 9492294.5221 | 403741.1654 | 0
786
787
788 |  | Distribution - METER - Unbundled |  |  |  | D: STEAM GENERATION PLANT
789
790 |  | A |  | B | C | D | E | F | G | H | I | J | K
791 |  | FERC ACCT |  | DESCRIPTION | COS Factor | Washington Jurisdiction Normalized | Residential Schedule 16 | Small General Service Schedule 24 | Large General Service < 1,000 kW Schedule 36 | Large General Service > 1,000 kW Schedule 48 | Large General Dedicated Facilities Schedule 48 | Agricultural Pumping Schedule 40 | Street & Area Lighting Sch. 15, 51-54, 57
792 |  | 310 | Land and Land Rights |  | F10 | 3286904.896 | 1443957.9525 | 409717.8832 | 676227.8727 | 267970.8001 | 361178.062 | 124163.9501 | 3688.3754 | 0 | 1305
793 |  |  |  |  | F10 | 396416.9129 | 174148.4381 | 49413.9939 | 81556.4107 | 32318.5978 | 43559.8525 | 14974.7837 | 444.8362 | 0 | 1306
794 |  |  |  | JBG | F10 | 264572.9978 | 116228.5786 | 32979.4418 | 54431.6435 | 21569.7868 | 29072.3235 | 9994.335 | 296.8886 | 0 | 1308
795 |  |  |  | Total 310 |  | 3947894.8067 | 1734334.9692 | 492111.3188 | 812215.9269 | 321859.1847 | 433810.2381 | 149133.0687 | 4430.1003 | 0
796
797 |  | 311 | Structures and Improvements |  | F10 | 677127.7656 | 297466.4777 | 84405.0447 | 139308.1586 | 55204.0521 | 74405.4671 | 25578.7316 | 759.8338 | 0 | 1316
798 |  |  |  |  | F10 | 15485764.3444 | 6802993.4794 | 1930324.9674 | 3185947.209 | 1262504.6337 | 1701636.8079 | 584980.0138 | 17377.2332 | 0 | 1317
799 |  |  |  | JBG | F10 | 33501454.2859 | 14717399.1538 | 4176009.1535 | 6892385.9621 | 2731265.9764 | 3681271.8095 | 1265528.8273 | 37593.4032 | 0 | 1319
800 |  |  |  | Total 311 |  | 49664346.3959 | 21817859.111 | 6190739.1656 | 10217641.3297 | 4048974.6622 | 5457314.0845 | 1876087.5727 | 55730.4702 | 0
801
802 |  | 312 | Boiler Plant Equipment
803 |  |  |  | SG | F10 | 4928432.7816 | 2165091.4563 | 614336.925 | 1013945.8612 | 401799.2968 | 541555.6145 | 186173.2242 | 5530.4035 | 0 | 1324
804 |  |  |  | S | F10 | 0 | 0 | 0 | 0 | 0 | 0 | 0 | 0 | 0 | 1325
805 |  |  |  | CAGW | F10 | -902709.3499 | -396565.8836 | -112524.1452 | -185717.9452 | -73594.9942 | -99193.2605 | -34100.1526 | -1012.9685 | 0 | 1326
806 |  |  |  | JBG | F10 | 183496032.2094 | 80610958.7398 | 22873070.0346 | 37751360.4546 | 14959842.1996 | 20163267.0859 | 6931625.0118 | 205908.683 | 0 | 1327
807 |  |  |  | Total 312 |  | 187521755.6411 | 82379484.3125 | 23374882.8144 | 38579588.3707 | 15288046.5021 | 20605629.44 | 7083698.0833 | 210426.1181 | 0
808
809 |  | 314 | Turbogenerator Units |  | F10 | 2852974.5134 | 1253329.6116 | 355627.7761 | 586953.6683 | 232593.8496 | 313496.0817 | 107772.0824 | 3201.4437 | 0 | 1333
810 |  |  |  |  | F10 | 8913041.8262 | 3915555.2207 | 1111024.7315 | 1833715.1527 | 726651.6754 | 979400.1577 | 336693.1857 | 10001.7024 | 0 | 1334
811 |  |  |  | JBG | F10 | 46099265.6913 | 20251696.7797 | 5746346.2289 | 9484183.2537 | 3758325.0818 | 5065568.9685 | 1741415.4369 | 51729.9419 | 0 | 1336
812 |  |  |  | Total 314 |  | 57865282.0309 | 25420581.612 | 7212998.7364 | 11904852.0747 | 4717570.6068 | 6358465.2079 | 2185880.7049 | 64933.088 | 0
813
814 |  | 315 | Accessory Electric Equipment |  | F10 | 682600.149 | 299870.5301 | 85087.1859 | 140434.0135 | 55650.1979 | 75006.7942 | 25785.4527 | 765.9746 | 0 | 1343
[5 empty] | F10 | 2189310.8974 | 961778.0193 | 272901.0588 | 450415.5422 | 178487.4864 | 240570.1084 | 82701.9636 | 2456.7186 | 0 | 1344
816 |  |  |  | JBG | F10 | 13839789.3278 | 6079906.323 | 1725151.5837 | 2847314.2947 | 1128313.5767 | 1520770.5871 | 522802.7479 | 15530.2148 | 0 | 1346
817 |  |  |  | Total 316 |  | 16711700.3742 | 7341554.8724 | 2083139.8284 | 3438163.8504 | 1362451.2611 | 1836347.4896 | 631290.1642 | 18752.908 | 0
818
819 |  | 316 | Misc Power Plant Equipment |  | F10 | 113800.7466 | 49993.3823 | 14185.4427 | 23412.6752 | 9277.8094 | 12504.8745 | 4298.8619 | 127.7006 | 0 | 1353
[5 empty] | F10 | 103582.362 | 45504.3818 | 12911.7049 | 21310.4068 | 8444.7373 | 11382.0381 | 3912.8589 | 116.2342 | 0 | 1354
821 |  |  |  | JBG | F10 | 1337097.6752 | 587395.4016 | 166671.3356 | 275086.3639 | 109009.2793 | 146925.5614 | 50509.3193 | 1500.414 | 0 | 1356
822 |  |  |  | Total 316 |  | 1554480.7838 | 682893.1657 | 193768.4832 | 319809.4459 | 126731.826 | 170812.474 | 58721.0402 | 1744.3488 | 0
823
824 |  | S00 | Unclassified Steam Plant - Acct 300 |  | F10 | 8078383.3059 | 3548884.4937 | 1006983.2295 | 1661997.5724 | 658604.6468 | 887684.5906 | 305163.6763 | 9065.0967 | 0 | 1364
825
826
827
828 |  | Total Steam Generation Plant |  |  |  | 325343843.3385 | 142925592.5365 | 40554623.5765 | 66934268.5707 | 26524238.6898 | 35750063.5246 | 12289974.3105 | 365082.1301 | 0
829
830
831 | [5 empty] | D: NUCLEAR GENERATION
832
833
834 |  | 320 | Land and Land Rights |  | F10 | 0 | 0 | 0 | 0 | 0 | 0 | 0 | 0 | 0 | 1370
835
836 |  | 321 | Structures and Improvements |  | F10 | 0 | 0 | 0 | 0 | 0 | 0 | 0 | 0 | 0 | 1374
837
838 |  | 322 | Reactor Plant Equipment |  | F10 | 0 | 0 | 0 | 0 | 0 | 0 | 0 | 0 | 0 | 1378
839
840 |  | 323 | Turbogenerator Units |  | F10 | 0 | 0 | 0 | 0 | 0 | 0 | 0 | 0 | 0 | 1382
841
842 |  | 324 | Land and Land Rights |  | F10 | 0 | 0 | 0 | 0 | 0 | 0 | 0 | 0 | 0 | 1386
843
844 |  | 325 | Misc. Power Plant Equipment |  | F10 | 0 | 0 | 0 | 0 | 0 | 0 | 0 | 0 | 0 | 1390
845
846 |  | N00 | Unclassified Nuclear Plt - Acct 300 |  | F10 | 0 | 0 | 0 | 0 | 0 | 0 | 0 | 0 | 0 | 1396
847
848 |  | Total Nuclear Generation Plant |  |  |  | 0 | 0 | 0 | 0 | 0 | 0 | 0 | 0 | 0
849
850
851 | [5 empty] | D: HYDRAULIC GENERATION PLANT
852
853
854 |  | 330 | Land and Land Rights |  | F10 | 2682583.0446 | 1178475.5699 | 334388.2105 | 551898.3612 | 218702.3804 | 294772.7957 | 101335.4867 | 3010.2402 | 0 | 1408
855
856 |  | 331 | Structures and Improvements |  | F10 | 23486241.0313 | 10317653.1064 | 2927597.0139 | 4831916.7462 | 1914757.8041 | 2580760.7121 | 887200.7411 | 26354.9075 | 0 | 1417
857
858 |  | 332 | Reservoirs, Dams & Waterways |  | F10 | 57236866.4337 | 25144514.6957 | 7134665.7404 | 11775565.6622 | 4666337.9014 | 6289412.4258 | 2162142.0921 | 64227.9162 | 0 | 1426
859
860 |  | 333 | Water Wheel, Turbines, & Generators |  | F10 | 11805742.6139 | 5186336.834 | 1471604.4503 | 2428841.8637 | 962484.2806 | 1297261.519 | 445965.9416 | 13247.7247 | 0 | 1435
861
862 |  | 334 | Accessory Electric Equipment |  | F10 | 6982520.7225 | 3067465.1821 | 870382.2289 | 1436541.4527 | 569262.4898 | 767266.8916 | 263767.0946 | 7835.3828 | 0 | 1444
863
864 |  | 335 | Misc. Power Plant Equipment |  | F10 | 204169.7763 | 89693.0643 | 25450.0849 | 42004.6511 | 16645.3062 | 22434.9796 | 7712.5827 | 229.1076 | 0 | 1453
865
866 |  | 336 | Roads, Railroads & Bridges |  | F10 | 2116882.2093 | 929959.642 | 263872.7086 | 435514.5033 | 172582.6081 | 232611.3587 | 79965.9453 | 2375.4433 | 0 | 1462
867
868 |  | H00 | Unclassified Hydro Plant - Acct 300 |  | F10 | 0 | 0 | 0 | 0 | 0 | 0 | 0 | 0 | 0 | 1468
869
870 |  | Total Hydraulic Plant |  |  |  | 104515005.8317 | 45914098.0944 | 13027960.4375 | 21502283.2405 | 8520772.7704 | 11484520.6825 | 3948089.8841 | 117280.7223 | 0
871
872 |  | Distribution - METER - Unbundled
873 |  | A |  | B | C | D | E | F | G | H | I | J | K
874 |  | FERC ACCT |  | DESCRIPTION | COS Factor | Washington Jurisdiction Normalized | Residential Schedule 16 | Small General Service Schedule 24 | Large General Service < 1,000 kW Schedule 36 | Large General Service > 1,000 kW Schedule 48 | Large General Dedicated Facilities Schedule 48 | Agricultural Pumping Schedule 40 | Street & Area Lighting Sch. 15, 51-54, 57
875 |  | 340 | Land and Land Rights |  | F10 | 1957188.9704 | 859805.3998 | 243966.6943 | 402660.1851 | 159563.3312 | 215063.6364 | 73933.4789 | 2196.2448 | 0 | 1480
876 |  |  |  | Total 340 |  | 1957188.9704 | 859805.3998 | 243966.6943 | 402660.1851 | 159563.3312 | 215063.6364 | 73933.4789 | 2196.2448 | 0
877
878 |  | 341 | Structures and Improvements |  | F10 | 16116982.1998 | 7080291.4454 | 2009007.2693 | 3315810.1412 | 1313965.7983 | 1770997.5131 | 608824.4829 | 18085.5495 | 0 | 1488
879 |  |  |  | Total 341 |  | 16116982.1998 | 7080291.4454 | 2009007.2693 | 3315810.1412 | 1313965.7983 | 1770997.5131 | 608824.4829 | 18085.5495 | 0
880
881 |  | 342 | Fuel Holders, Producers & Access |  | F10 | 402697.7782 | 176907.6617 | 50196.9136 | 82848.5978 | 32830.6566 | 44250.0187 | 15212.0455 | 451.8843 | 0 | 1496
882 |  |  |  | Total 342 |  | 402697.7782 | 176907.6617 | 50196.9136 | 82848.5978 | 32830.6566 | 44250.0187 | 15212.0455 | 451.8843 | 0
883
884 |  | 343 | Prime Movers |  | F10 | 318313858.1984 | 139837275.9377 | 39678324.833 | 65487962.0767 | 25951106.5784 | 34977581.0557 | 12024414.2314 | 357193.4855 | 0 | 1505
885 |  |  |  | Total 343 |  | 318313858.1984 | 139837275.9377 | 39678324.833 | 65487962.0767 | 25951106.5784 | 34977581.0557 | 12024414.2314 | 357193.4855 | 0
886
887 |  | 344 | Generators |  | F10 | 38596249.4213 | 16955574.6364 | 4811083.4085 | 7940558.2047 | 3146628.2616 | 4241107.9751 | 1457986.446 | 43310.489 | 0 | 1514
888 |  |  |  | Total 344 |  | 38596249.4213 | 16955574.6364 | 4811083.4085 | 7940558.2047 | 3146628.2616 | 4241107.9751 | 1457986.446 | 43310.489 | 0
889
890 |  | 345 | Accessory Electric Plant |  | F10 | 29953519.7277 | 13158769.2323 | 3733753.511 | 6162455.4303 | 2442014.2662 | 3291410.7796 | 1131504.393 | 33612.1153 | 0 | 1522
891 |  |  |  | Total 345 |  | 29953519.7277 | 13158769.2323 | 3733753.511 | 6162455.4303 | 2442014.2662 | 3291410.7796 | 1131504.393 | 33612.1153 | 0
892
893 |  | 346 | Misc. Power Plant Equipment |  | F10 | 1715863.8456 | 753789.7577 | 213885.1366 | 353011.418 | 139888.8687 | 188545.8807 | 64817.3402 | 1925.4436 | 0 | 1529
894
895 |  | O00 | Unclassified Other Prod - Acct 300 |  | F10 | 0 | 0 | 0 | 0 | 0 | 0 | 0 | 0 | 0 | 1534
896
897 |  | Total Other Generation Plant |  |  |  | 407056360.1414 | 178822414.071 | 50740217.7663 | 83745306.0539 | 33185997.761 | 44728956.8593 | 15376692.4178 | 456775.2121 | 0
898
899 |  | Experimental Plant
900 |  | 103 | Experimental Plant |  | F10 | 0 | 0 | 0 | 0 | 0 | 0 | 0 | 0 | 0 | 1540
901
902 |  | TOTAL GENERATION PLANT |  |  |  | 836915209.3116 | 367662104.7018 | 104322801.7803 | 172181857.8651 | 68231009.2211 | 91963541.0664 | 31614756.6124 | 939138.0645 | 0
903
904 | [5 empty] | D: TRANSMISSION PLANT
905 |  | 350 | Land and Land Rights
906 |  |  |  | Demand | F12 | 0 | 0 | 0 | 0 | 0 | 0 | 0 | 0 | 0 | 1549
907 |  |  |  | Direct Assigned | A | 0 | 0 | 0 | 0 | 0 | 0 | 0 | 0 | 0
908 | [5 empty] | 0 | 0 | 0 | 0 | 0 | 0 | 0 | 0 | 0
909 |  | 352 | Structures and Improvements
910 |  |  |  | Demand | F12 | 0 | 0 | 0 | 0 | 0 | 0 | 0 | 0 | 0 | 1556
911 |  |  |  | Direct Assigned | A | 0 | 0 | 0 | 0 | 0 | 0 | 0 | 0 | 0
912 | [5 empty] | 0 | 0 | 0 | 0 | 0 | 0 | 0 | 0 | 0
913 |  | 353 | Station Equipment
914 |  |  |  | Demand | F12 | 0 | 0 | 0 | 0 | 0 | 0 | 0 | 0 | 0 | 1562
915 |  |  |  | Direct Assigned | A | 0 | 0 | 0 | 0 | 0 | 0 | 0 | 0 | 0
916 | [5 empty] | 0 | 0 | 0 | 0 | 0 | 0 | 0 | 0 | 0
917 |  | 354 | Towers and Fixtures
918 |  |  |  | Demand | F12 | 0 | 0 | 0 | 0 | 0 | 0 | 0 | 0 | 0 | 1568
919 |  |  |  | Direct Assigned | A | 0 | 0 | 0 | 0 | 0 | 0 | 0 | 0 | 0
920 | [5 empty] | 0 | 0 | 0 | 0 | 0 | 0 | 0 | 0 | 0
921 |  | 355 | Poles and Fixtures
922 |  |  |  | Demand | F12 | 0 | 0 | 0 | 0 | 0 | 0 | 0 | 0 | 0 | 1575
923 |  |  |  | Direct Assigned | A | 0 | 0 | 0 | 0 | 0 | 0 | 0 | 0 | 0
924 | [5 empty] | 0 | 0 | 0 | 0 | 0 | 0 | 0 | 0 | 0
925 |  | 356 | Overhead Conductors
926 |  |  |  | Demand | F12 | 0 | 0 | 0 | 0 | 0 | 0 | 0 | 0 | 0 | 1581
927 |  |  |  | Direct Assigned | A | 0 | 0 | 0 | 0 | 0 | 0 | 0 | 0 | 0
928 | [5 empty] | 0 | 0 | 0 | 0 | 0 | 0 | 0 | 0 | 0
929 |  | 357 | Underground Conduit
930 |  |  |  | Demand | F12 | 0 | 0 | 0 | 0 | 0 | 0 | 0 | 0 | 0 | 1587
931 |  |  |  | Direct Assigned | A | 0 | 0 | 0 | 0 | 0 | 0 | 0 | 0 | 0
932 | [5 empty] | 0 | 0 | 0 | 0 | 0 | 0 | 0 | 0 | 0
933 |  | 358 | Underground Conductors
934 |  |  |  | Demand | F12 | 0 | 0 | 0 | 0 | 0 | 0 | 0 | 0 | 0 | 1593
935 |  |  |  | Direct Assigned | A | 0 | 0 | 0 | 0 | 0 | 0 | 0 | 0 | 0
936 | [5 empty] | 0 | 0 | 0 | 0 | 0 | 0 | 0 | 0 | 0
937 |  | 359 | Roads and Trails
938 |  |  |  | Demand | F12 | 0 | 0 | 0 | 0 | 0 | 0 | 0 | 0 | 0 | 1599
939 |  |  |  | Direct Assigned | A | 0 | 0 | 0 | 0 | 0 | 0 | 0 | 0 | 0
940 | [5 empty] | 0 | 0 | 0 | 0 | 0 | 0 | 0 | 0 | 0
941
942 |  | T00 | Unclassified Trans Plant - Acct 300 |  | F10 | 0 | 0 | 0 | 0 | 0 | 0 | 0 | 0 | 0 | 1604
943 |  | TS0 | Unclassified Trans Sub - Acct 300 |  | F10 | 0 | 0 | 0 | 0 | 0 | 0 | 0 | 0 | 0 | 1608
944
945 |  | TOTAL TRANSMISSION PLANT |  |  |  | 0 | 0 | 0 | 0 | 0 | 0 | 0 | 0 | 0
946 |  | Distribution - METER - Unbundled |  |  |  | D: DISTRIBUTION PLANT
947 |  | A |  | B | C | D | E | F | G | H | I | J | K
948 |  | FERC ACCT |  | DESCRIPTION | COS Factor | Washington Jurisdiction Normalized | Residential Schedule 16 | Small General Service Schedule 24 | Large General Service < 1,000 kW Schedule 36 | Large General Service > 1,000 kW Schedule 48 | Large General Dedicated Facilities Schedule 48 | Agricultural Pumping Schedule 40 | Street & Area Lighting Sch. 15, 51-54, 57
949
950 |  | 360 | Land and Land Rights
951 |  |  |  | Demand Primary | F20A | 0 | 0 | 0 | 0 | 0 | 0 | 0 | 0 | 0 | 1614
952 |  |  |  | Assigned | A | 0 | 0 | 0 | 0 | 0 | 0 | 0 | 0 | 0
953 | [5 empty] | 0 | 0 | 0 | 0 | 0 | 0 | 0 | 0 | 0
954 |  | 361 | Structures and Improvements
955 |  |  |  | Demand Primary | F20 | 0 | 0 | 0 | 0 | 0 | 0 | 0 | 0 | 0 | 1620
956 |  |  |  | Assigned | A | 0 | 0 | 0 | 0 | 0 | 0 | 0 | 0 | 0
957 | [5 empty] | 0 | 0 | 0 | 0 | 0 | 0 | 0 | 0 | 0
958 |  | 362 | Station Equipment
959 |  |  |  | Demand Primary | F20A | 0 | 0 | 0 | 0 | 0 | 0 | 0 | 0 | 0 | 1626
960 |  |  |  | Assigned | A | 0 | 0 | 0 | 0 | 0 | 0 | 0 | 0 | 0
961 | [5 empty] | 0 | 0 | 0 | 0 | 0 | 0 | 0 | 0 | 0
962 |  | 364 | Poles, Towers & Fixtures |  | F20A
963 |  |  |  | Demand Primary | F20A | 0 | 0 | 0 | 0 | 0 | 0 | 0 | 0 | 0 | 1632
964 |  |  |  | Demand Secondary | F22 | 0 | 0 | 0 | 0 | 0 | 0 | 0 | 0 | 0
965 |  |  |  | Assigned | A | 0 | 0 | 0 | 0 | 0 | 0 | 0 | 0 | 0
966 | [5 empty] | 0 | 0 | 0 | 0 | 0 | 0 | 0 | 0 | 0
967 |  | 365 | Overhead Conductors
968 |  |  |  | Demand Primary | F20A | 0 | 0 | 0 | 0 | 0 | 0 | 0 | 0 | 0 | 1639
969 |  |  |  | Demand Secondary | F22 | 0 | 0 | 0 | 0 | 0 | 0 | 0 | 0 | 0
970 |  |  |  | Assigned | A | 0 | 0 | 0 | 0 | 0 | 0 | 0 | 0 | 0
971 | [5 empty] | 0 | 0 | 0 | 0 | 0 | 0 | 0 | 0 | 0
972 |  | 366 | Underground Conduit
973 |  |  |  | Demand Primary | F20A | 0 | 0 | 0 | 0 | 0 | 0 | 0 | 0 | 0 | 1646
974 |  |  |  | Demand Secondary | F22 | 0 | 0 | 0 | 0 | 0 | 0 | 0 | 0 | 0
975 |  |  |  | Assigned | A | 0 | 0 | 0 | 0 | 0 | 0 | 0 | 0 | 0
976 | [5 empty] | 0 | 0 | 0 | 0 | 0 | 0 | 0 | 0 | 0
977 |  | 367 | Underground Conductors
978 |  |  |  | Demand Primary | F20A | 0 | 0 | 0 | 0 | 0 | 0 | 0 | 0 | 0 | 1653
979 |  |  |  | Demand Secondary | F22 | 0 | 0 | 0 | 0 | 0 | 0 | 0 | 0 | 0
980 |  |  |  | Assigned | A | 0 | 0 | 0 | 0 | 0 | 0 | 0 | 0 | 0
981 | [5 empty] | 0 | 0 | 0 | 0 | 0 | 0 | 0 | 0 | 0
982 |  | 368 | Line Transformers
983 |  |  |  | Demand Secondary | F21 | 0 | 0 | 0 | 0 | 0 | 0 | 0 | 0 | 0 | 1660
984 |  |  |  | Assigned | A | 0 | 0 | 0 | 0 | 0 | 0 | 0 | 0 | 0
985 | [5 empty] | 0 | 0 | 0 | 0 | 0 | 0 | 0 | 0 | 0
986 |  | 369 | Services
987 |  |  |  | Customer | F70 | 0 | 0 | 0 | 0 | 0 | 0 | 0 | 0 | 0 | 1666
988 |  |  |  | Assigned | A | 0 | 0 | 0 | 0 | 0 | 0 | 0 | 0 | 0
989 | [5 empty] | 0 | 0 | 0 | 0 | 0 | 0 | 0 | 0 | 0
990 |  | 370 | Meters
991 |  |  |  | Customer | F60A | 0 | 0 | 0 | 0 | 0 | 0 | 0 | 0 | 0 | 1673
992 |  |  |  | Assigned | A | 0 | 0 | 0 | 0 | 0 | 0 | 0 | 0 | 0
993 | [5 empty] | 0 | 0 | 0 | 0 | 0 | 0 | 0 | 0 | 0
994 |  | 371 | Install on Customers' Premises
995 |  |  |  | Demand Primary | F20 | 0 | 0 | 0 | 0 | 0 | 0 | 0 | 0 | 0 | 1679
996 |  |  |  | Demand Secondary | F22 | 0 | 0 | 0 | 0 | 0 | 0 | 0 | 0 | 0
997 |  |  |  | Assigned | A | 0 | 0 | 0 | 0 | 0 | 0 | 0 | 0 | 0
998 | [5 empty] | 0 | 0 | 0 | 0 | 0 | 0 | 0 | 0 | 0
999 |  | 372 | Leased Property
1000 |  |  |  | Demand Primary | F20 | 0 | 0 | 0 | 0 | 0 | 0 | 0 | 0 | 0 | 1686
1001 |  |  |  | Demand Secondary | F22 | 0 | 0 | 0 | 0 | 0 | 0 | 0 | 0 | 0
1002 |  |  |  | Assigned | A | 0 | 0 | 0 | 0 | 0 | 0 | 0 | 0 | 0
1003 | [5 empty] | 0 | 0 | 0 | 0 | 0 | 0 | 0 | 0 | 0
1004
1005 |  | 373 | Street Lights |  | A | 0 | 0 | 0 | 0 | 0 | 0 | 0 | 0 | 0 | 1695
1006
1007
1008 |  | D00 | Unclassified Dist Plant - Acct 300 |  | F22 | 0 | 0 | 0 | 0 | 0 | 0 | 0 | 0 | 0 | 1698
1009 |  | DS0 | Unclassified Dist Sub - Acct 300 |  | F20 | 0 | 0 | 0 | 0 | 0 | 0 | 0 | 0 | 0 | 1702
1010 |  | TOTAL DISTRIBUTION PLANT |  |  |  | 0 | 0 | 0 | 0 | 0 | 0 | 0 | 0 | 0
1011
1012 |  | Distribution - METER - Unbundled |  |  |  | DISTRIBUTION PLANT D: GENERAL PLANT
1013
1014 |  | A |  | B | C | D | E | F | G | H | I | J | K
1015 |  | FERC ACCT |  | DESCRIPTION | COS Factor | Washington Jurisdiction Normalized | Residential Schedule 16 | Small General Service Schedule 24 | Large General Service < 1,000 kW Schedule 36 | Large General Service > 1,000 kW Schedule 48 | Large General Dedicated Facilities Schedule 48 | Agricultural Pumping Schedule 40 | Street & Area Lighting Sch. 15, 51-54, 57
1016 |  | 389 | Land and Land Rights
1017 |  |  |  | S | F107G | 0 | 0 | 0 | 0 | 0 | 0 | 0 | 0 | 0 | 1709
1018 |  |  |  | CN | F42 | 0 | 0 | 0 | 0 | 0 | 0 | 0 | 0 | 0 | 1710
1019 |  |  |  | DGU | F105G | 0 | 0 | 0 | 0 | 0 | 0 | 0 | 0 | 0 | 1711
1020 |  |  |  | SG | F105G | 40.6571 | 17.8609 | 5.068 | 8.3645 | 3.3146 | 4.4676 | 1.5358 | 0.045623 | 0 | 1712
1021 |  |  |  | CAGW | F105G | 0 | 0 | 0 | 0 | 0 | 0 | 0 | 0 | 0 | 1713
1022 |  |  |  | CAGE | F105G | 0 | 0 | 0 | 0 | 0 | 0 | 0 | 0 | 0 | 1714
1023 |  |  |  | SO | F102G | 226236.272 | 99387.0144 | 28200.7084 | 46544.4781 | 18444.3167 | 24859.7331 | 8546.1521 | 253.8693 | 0 | 1715
1024 |  |  | Total Land & Land Rights |  |  | 226276.9291 | 99404.8753 | 28205.7764 | 46552.8427 | 18447.6313 | 24864.2006 | 8547.6879 | 253.9149 | 0
1025
1026 |  | 390 | Structures and Improvements
1027 |  |  |  | S | F107G | 0 | 0 | 0 | 0 | 0 | 0 | 0 | 0 | 0 | 1719
1028 |  |  |  | CAEE | F105G | 0 | 0 | 0 | 0 | 0 | 0 | 0 | 0 | 0 | 1720
1029 |  |  |  | SE | F105G | 0 | 0 | 0 | 0 | 0 | 0 | 0 | 0 | 0 | 1721
1030 |  |  |  | CN | F42 | 0 | 0 | 0 | 0 | 0 | 0 | 0 | 0 | 0 | 1722
1031 |  |  |  | SG/CAGE/CAGW | F105G | 378787.418 | 166403.6903 | 47216.4495 | 77929.4254 | 30881.3217 | 41622.6541 | 14308.8235 | 425.0534 | 0 | 1723
1032 |  |  |  | CAGW | F105G | 979.2591 | 430.1947 | 122.0662 | 201.4668 | 79.8358 | 107.6048 | 36.9918 | 1.0989 | 0 | 1724
1033 |  |  |  | CAGE | F105G | 0 | 0 | 0 | 0 | 0 | 0 | 0 | 0 | 0 | 1725
1034 |  |  |  | JBG | F105G | 0 | 0 | 0 | 0 | 0 | 0 | 0 | 0 | 0 | 1726
1035 |  |  |  | SO | F102G | 3207878.6892 | 1409241.2438 | 399867.1417 | 659969.5003 | 261528.0473 | 352494.351 | 121178.7083 | 3599.6968 | 0 | 1727
1036
1037 |  |  | Total Structures and Improvements |  |  | 3587645.3663 | 1576075.1288 | 447205.6574 | 738100.3926 | 292489.2048 | 394224.61 | 135524.5236 | 4025.8491 | 0
1038
1039 |  | 391 | Office Furniture & Equipment
1040 |  |  |  | S | F107G | 0 | 0 | 0 | 0 | 0 | 0 | 0 | 0 | 0 | 1731
1041 |  |  |  | DGP | F105G | 0 | 0 | 0 | 0 | 0 | 0 | 0 | 0 | 0 | 1732
1042 |  |  |  | DGU | F105G | 0 | 0 | 0 | 0 | 0 | 0 | 0 | 0 | 0 | 1733
1043 |  |  |  | CN | F42 | 0 | 0 | 0 | 0 | 0 | 0 | 0 | 0 | 0 | 1734
1044 |  |  |  | SG | F105G | 34534.2064 | 15171.0936 | 4304.7433 | 7104.8581 | 2815.4629 | 3794.7547 | 1304.5414 | 38.7523 | 0 | 1735
1045 |  |  |  | SE | F10 | 0 | 0 | 0 | 0 | 0 | 0 | 0 | 0 | 0 | 1736
1046 |  |  |  | SO | F102G | 2198454.7886 | 965794.9882 | 274040.8593 | 452296.7509 | 179232.9585 | 241574.8752 | 83047.3772 | 2466.9794 | 0 | 1737
1047 |  |  |  | CAGW | F105G | 22184.6067 | 9745.837 | 2765.3462 | 4564.1264 | 1808.6397 | 2437.732 | 838.0311 | 24.8943 | 0 | 1738
1048 |  |  |  | CAGE | F105G | 0 | 0 | 0 | 0 | 0 | 0 | 0 | 0 | 0 | 1739
1049 |  |  |  | JBG | F105G | 60560.0317 | 26604.402 | 7548.9035 | 12459.2535 | 4937.2649 | 6654.5749 | 2287.6758 | 67.957 | 0 | 1740
1050 |  |  |  | JBE | F10 | 0 | 0 | 0 | 0 | 0 | 0 | 0 | 0 | 0 | 1741
1051 |  |  |  | CAEE | F105G | 0 | 0 | 0 | 0 | 0 | 0 | 0 | 0 | 0 | 1742
1052 |  |  |  | CAGE | F105G | 0 | 0 | 0 | 0 | 0 | 0 | 0 | 0 | 0 | 1743
1053 |  |  |  | CAGE | F105G | 0 | 0 | 0 | 0 | 0 | 0 | 0 | 0 | 0 | 1744
1054 |  |  | Total Office Furniture & Equipment |  |  | 2315733.6334 | 1017316.3208 | 288659.8524 | 476424.9889 | 188794.326 | 254461.9368 | 87477.6254 | 2598.583 | 0
1055
1056 |  | 392 | Transportation Equipment
1057 |  |  |  | S | F107G | 0 | 0 | 0 | 0 | 0 | 0 | 0 | 0 | 0 | 1748
1058 |  |  |  | SO | F102G | 202607.7043 | 89006.8362 | 25255.3701 | 41683.2799 | 16517.9554 | 22263.3329 | 7653.5749 | 227.3547 | 0 | 1749
1059 |  |  |  | SG | F105G | 393537.8019 | 172883.6266 | 49055.1082 | 80964.0799 | 32083.8731 | 43243.4844 | 14866.0243 | 441.6055 | 0 | 1750
1060 |  |  |  | CN | F42 | 0 | 0 | 0 | 0 | 0 | 0 | 0 | 0 | 0 | 1751
1061 |  |  |  | DGU | F105G | 0 | 0 | 0 | 0 | 0 | 0 | 0 | 0 | 0 | 1752
1062 |  |  |  | SE | F10 | 0 | 0 | 0 | 0 | 0 | 0 | 0 | 0 | 0 | 1753
1063 |  |  |  | DGP | F105G | 0 | 0 | 0 | 0 | 0 | 0 | 0 | 0 | 0 | 1754
1064 |  |  |  | CAGW | F105G | 19667.554 | 8640.0799 | 2451.5916 | 4046.2832 | 1603.4325 | 2161.1483 | 742.9485 | 22.0698 | 0 | 1755
1065 |  |  |  | CAGE | F105G | 0 | 0 | 0 | 0 | 0 | 0 | 0 | 0 | 0 | 1756
1066 |  |  |  | JBG | F105G | 628085.7201 | 275921.9993 | 78291.8763 | 129218.5457 | 51205.8116 | 69016.5339 | 23726.1516 | 704.8016 | 0 | 1757
1067 |  |  |  | CAEW | F105G | 0 | 0 | 0 | 0 | 0 | 0 | 0 | 0 | 0 | 1758
1068 |  |  |  | CAEE | F105G | 0 | 0 | 0 | 0 | 0 | 0 | 0 | 0 | 0 | 1759
1069 |  |  |  | CAGE | F105G | 0 | 0 | 0 | 0 | 0 | 0 | 0 | 0 | 0 | 1760
1070 |  |  |  | CAGE | F10 | 0 | 0 | 0 | 0 | 0 | 0 | 0 | 0 | 0 | 1761
1071 |  |  | Total Transportation Equipment |  |  | 1243898.7803 | 546452.5421 | 155053.9463 | 255912.1887 | 101411.0727 | 136684.4996 | 46988.6994 | 1395.8316 | 0
1072
1073 |  | 393 | Stores Equipment
1074 |  |  |  | S | F107G | 0 | 0 | 0 | 0 | 0 | 0 | 0 | 0 | 0 | 1765
1075 |  |  |  | DGP | F105G | 0 | 0 | 0 | 0 | 0 | 0 | 0 | 0 | 0 | 1766
1076 |  |  |  | DGU | F105G | 0 | 0 | 0 | 0 | 0 | 0 | 0 | 0 | 0 | 1767
1077 |  |  |  | SO | F102G | 6485.0168 | 2848.9086 | 808.3676 | 1334.188 | 528.7026 | 712.5992 | 244.9737 | 7.2771 | 0 | 1768
1078 |  |  |  | SG | F105G | 63923.3039 | 28081.9086 | 7968.1407 | 13151.1927 | 5211.4617 | 7024.1445 | 2414.7245 | 71.7311 | 0 | 1769
1079 |  |  |  | CAGW | F105G | 17073.28 | 7500.3991 | 2128.2113 | 3512.553 | 1391.9297 | 1876.0793 | 644.949 | 19.1587 | 0 | 1770
1080 |  |  |  | CAGE | F105G | 0 | 0 | 0 | 0 | 0 | 0 | 0 | 0 | 0 | 1771
1081 |  |  |  | JBG | F105G | 88533.7326 | 38893.4244 | 11035.8695 | 18214.393 | 7217.8709 | 9728.4354 | 3344.3919 | 99.3475 | 0 | 1772
1082 |  |  |  | CAGE | F105G | 0 | 0 | 0 | 0 | 0 | 0 | 0 | 0 | 0 | 1773
1083 |  |  | Total Stores Equipment |  |  | 176015.3333 | 77324.6407 | 21940.5891 | 36212.3268 | 14349.9648 | 19341.2584 | 6649.0391 | 197.5143 | 0 | 1774
1084
1085 |  | 394 | Tools, Shop & Garage Equipment
1086 |  |  |  | S | F107G | 0 | 0 | 0 | 0 | 0 | 0 | 0 | 0 | 0 | 1777
1087 |  |  |  | DGP | F105G | 0 | 0 | 0 | 0 | 0 | 0 | 0 | 0 | 0 | 1778
1088 |  |  |  | SG | F105G | 113148.1339 | 49706.6855 | 14104.0935 | 23278.4106 | 9224.604 | 12433.1628 | 4274.2092 | 126.9683 | 0 | 1779
1089 |  |  |  | SO | F102G | 54525.3396 | 23953.3239 | 6796.6696 | 11217.7126 | 4445.2758 | 5991.4592 | 2059.7132 | 61.1852 | 0 | 1780
1090 |  |  |  | SE | F10 | 0 | 0 | 0 | 0 | 0 | 0 | 0 | 0 | 0 | 1781
1091 |  |  |  | DGU | F105G | 0 | 0 | 0 | 0 | 0 | 0 | 0 | 0 | 0 | 1782
1092 |  |  |  | CAGW | F105G | 68081.271 | 29908.5297 | 8486.4379 | 14006.6277 | 5550.4474 | 7481.0383 | 2571.7932 | 76.3969 | 0 | 1783
1093 |  |  |  | CAGE | F105G | 0 | 0 | 0 | 0 | 0 | 0 | 0 | 0 | 0 | 1784
1094 |  |  |  | JBG | F105G | 611748.971 | 268745.1628 | 76255.4748 | 125857.522 | 49873.9289 | 67221.3875 | 23109.0254 | 686.4695 | 0 | 1785
1095 |  |  |  | CAEW | F105G | 0 | 0 | 0 | 0 | 0 | 0 | 0 | 0 | 0 | 1786
1096 |  |  |  | CAEE | F105G | 0 | 0 | 0 | 0 | 0 | 0 | 0 | 0 | 0 | 1787
1097 |  |  |  | CAGE | F105G | 0 | 0 | 0 | 0 | 0 | 0 | 0 | 0 | 0 | 1788
1098 |  |  |  | CAGE | F102G | 0 | 0 | 0 | 0 | 0 | 0 | 0 | 0 | 0 | 1789
1099 |  |  | Total Tools, Shop & Garage Equipment |  |  | 847503.7154 | 372313.7019 | 105642.6758 | 174360.2729 | 69094.2561 | 93127.0478 | 32014.741 | 951.0199 | 0
1100
1101 |  | 395 | Laboratory Equipment
1102 |  |  |  | S | F107G | 0 | 0 | 0 | 0 | 0 | 0 | 0 | 0 | 0 | 1793
1103 |  |  |  | DGP | F105G | 0 | 0 | 0 | 0 | 0 | 0 | 0 | 0 | 0 | 1794
1104 |  |  |  | DGU | F105G | 0 | 0 | 0 | 0 | 0 | 0 | 0 | 0 | 0 | 1795
1105 |  |  |  | SO | F102G | 153280.6743 | 67337.1624 | 19106.678 | 31535.036 | 12496.4811 | 16843.0845 | 5790.2296 | 172.0027 | 0 | 1796
1106 |  |  |  | SE | F10 | 0 | 0 | 0 | 0 | 0 | 0 | 0 | 0 | 0 | 1797
1107 |  |  |  | SG | F105G | 80163.9178 | 35216.5123 | 9992.5589 | 16492.4381 | 6535.5068 | 8808.7272 | 3028.2193 | 89.9553 | 0 | 1798
1108 |  |  |  | CAGW | F105G | 20380.2469 | 8953.1704 | 2540.4299 | 4192.9084 | 1661.5361 | 2239.4618 | 769.8708 | 22.8695 | 0 | 1799
1109 |  |  |  | CAGE | F105G | 0 | 0 | 0 | 0 | 0 | 0 | 0 | 0 | 0 | 1800
1110 |  |  |  | JBG | F105G | 112812.4775 | 49559.2295 | 14062.2534 | 23209.3547 | 9197.239 | 12396.2796 | 4261.5297 | 126.5917 | 0 | 1801
1111 |  |  |  | CAEW | F105G | 0 | 0 | 0 | 0 | 0 | 0 | 0 | 0 | 0 | 1802
1112 |  |  |  | CAEE | F105G | 0 | 0 | 0 | 0 | 0 | 0 | 0 | 0 | 0 | 1803
1113 |  |  |  | CAGE | F105G | 0 | 0 | 0 | 0 | 0 | 0 | 0 | 0 | 0 | 1804
1114 |  |  |  | CAGE | F102G | 0 | 0 | 0 | 0 | 0 | 0 | 0 | 0 | 0 | 1805
1115 |  |  | Total Laboratory Equipment |  |  | 366637.3166 | 161066.0745 | 45701.9202 | 75429.7372 | 29890.7629 | 40287.5531 | 13849.8493 | 411.4193 | 0
1116
1117 |  | 396 | Power Operated Equipment
1118 |  |  |  | S | F107G | 0 | 0 | 0 | 0 | 0 | 0 | 0 | 0 | 0 | 1809
1119 |  |  |  | DGP | F105G | 0 | 0 | 0 | 0 | 0 | 0 | 0 | 0 | 0 | 1810
1120 |  |  |  | DGU | F105G | 0 | 0 | 0 | 0 | 0 | 0 | 0 | 0 | 0 | 1811
1121 |  |  |  | SO | F102G | 126967.0287 | 55777.4127 | 15826.6405 | 26121.4262 | 10351.2141 | 13951.6374 | 4796.2227 | 142.4751 | 0 | 1812
1122 |  |  |  | SE | F10 | 0 | 0 | 0 | 0 | 0 | 0 | 0 | 0 | 0 | 1813
1123 |  |  |  | SG | F105G | 552625.0848 | 242771.6685 | 68885.5891 | 113693.7323 | 45053.7484 | 60724.6219 | 20875.6005 | 620.1241 | 0 | 1814
1124 |  |  |  | CAGW | F105G | 17631.3333 | 7745.5554 | 2197.7735 | 3627.3636 | 1437.426 | 1937.4004 | 666.0296 | 19.7849 | 0 | 1815
1125 |  |  |  | CAGE | F105G | 0 | 0 | 0 | 0 | 0 | 0 | 0 | 0 | 0 | 1816
1126 |  |  |  | JBG | F105G | 2319022.0687 | 1018760.9511 | 289069.7611 | 477101.5316 | 189062.4216 | 254823.283 | 87601.8472 | 2602.2731 | 0 | 1817
1127 |  |  |  | CAEW | F105G | 0 | 0 | 0 | 0 | 0 | 0 | 0 | 0 | 0 | 1818
1128 |  |  |  | CAEE | F105G | 0 | 0 | 0 | 0 | 0 | 0 | 0 | 0 | 0 | 1819
1129 |  |  |  | CAGE | F105G | 0 | 0 | 0 | 0 | 0 | 0 | 0 | 0 | 0 | 1820
1130 |  |  |  | CAGE | F102G | 0 | 0 | 0 | 0 | 0 | 0 | 0 | 0 | 0 | 1821
1131 |  |  | Total Power Operated Equipment |  |  | 3016245.5156 | 1325055.5877 | 375979.7642 | 620544.0538 | 245904.8101 | 331436.9428 | 113939.7 | 3384.6571 | 0
1132
1133 |  | 397 | Communication Equipment
1134 |  |  |  | S | F107G | 0 | 0 | 0 | 0 | 0 | 0 | 0 | 0 | 0 | 1825
1135 |  |  |  | SGP | F105G | 0 | 0 | 0 | 0 | 0 | 0 | 0 | 0 | 0 | 1826
1136 |  |  |  | SGU | F105G | 0 | 0 | 0 | 0 | 0 | 0 | 0 | 0 | 0 | 1827
1137 |  |  |  | SO | F102G | 4197839.1917 | 1844137.1064 | 523267.2809 | 863637.9683 | 342236.3477 | 461275.112 | 158574.8029 | 4710.5735 | 0 | 1828
1138 |  |  |  | CN | F42 | 0 | 0 | 0 | 0 | 0 | 0 | 0 | 0 | 0 | 1829
1139 |  |  |  | SG/CAGE/CAGW | F105G | 502988.5659 | 220966.0342 | 62698.3186 | 103481.8161 | 41007.0424 | 55270.3656 | 19000.5641 | 564.4248 | 0 | 1830
1140 |  |  |  | SE | F10 | 0 | 0 | 0 | 0 | 0 | 0 | 0 | 0 | 0 | 1831
1141 |  |  |  | JBG | F105G | 455288.1716 | 200010.9516 | 56752.3892 | 93668.2263 | 37118.1824 | 50028.8584 | 17198.6655 | 510.8982 | 0 | 1832
|  |  |  | CAGE | F105G | 5164323.9598 | 2268719.9316 | 643741.1327 | 1062476.6812 | 421030.747 | 567476.2667 | 195084.0936 | 5795.107 | 0 | 1833
1143 |  |  |  | CAGE | F105G | 0 | 0 | 0 | 0 | 0 | 0 | 0 | 0 | 0 | 1834
1144 |  |  | Total Communication Equipment |  |  | 10320439.889 | 4533834.0238 | 1286459.1214 | 2123264.6919 | 841392.3196 | 1134050.6027 | 389858.1261 | 11581.0035 | 0
1145
1146 |  | Distribution - METER - Unbundled |  |  |  | D: GENERAL PLANT
1147
1148 |  | A |  | B | C | D | E | F | G | H | I | J | K
1149 |  | FERC ACCT |  | DESCRIPTION | COS Factor | Washington Jurisdiction Normalized | Residential Schedule 16 | Small General Service Schedule 24 | Large General Service < 1,000 kW Schedule 36 | Large General Service > 1,000 kW Schedule 48 | Large General Dedicated Facilities Schedule 48 | Agricultural Pumping Schedule 40 | Street & Area Lighting Sch. 15, 51-54, 57
1150 |  | 398 | Misc. Equipment
1151 |  |  |  | S | F107G | 0 | 0 | 0 | 0 | 0 | 0 | 0 | 0 | 0 | 1838
1152 |  |  |  | SGP | F105G | 26451.2384 | 11620.1951 | 3297.1886 | 5441.9173 | 2156.4845 | 2906.5663 | 999.2045 | 29.6821 | 0 | 1844
1153 |  |  |  | SGU | F105G | 0 | 0 | 0 | 0 | 0 | 0 | 0 | 0 | 0 | 1840
|  |  |  | CN | F42 | 0 | 0 | 0 | 0 | 0 | 0 | 0 | 0 | 0 | 1841
1155 |  |  |  | SO | F102G | 60682.0098 | 26657.9878 | 7564.1083 | 12484.3486 | 4947.2094 | 6667.9784 | 2292.2836 | 68.0939 | 0 | 1842
1156 |  |  |  | SE | F10 | 0 | 0 | 0 | 0 | 0 | 0 | 0 | 0 | 0 | 1843
1157 |  |  |  | SG | F105G | 2214.2862 | 972.7498 | 276.0143 | 455.5538 | 180.5236 | 243.3145 | 83.6454 | 2.4847 | 0 | 1845
1158 |  |  |  | JBG | F105G | 59044.3407 | 25938.5495 | 7359.9703 | 12147.4245 | 4813.6955 | 6488.0248 | 2230.42 | 66.2562 | 0 | 1847
1159 |  |  | Total Misc. Equipment |  |  | 148391.8752 | 65189.4822 | 18497.2815 | 30529.2442 | 12097.913 | 16305.884 | 5605.5535 | 166.5168 | 0
1160
1161 |  | 399 | Coal Mine |  | F10 | 40072259.3947 | 17603995.0825 | 4995070.3813 | 8244223.5422 | 3266962.6144 | 4403297.7672 | 1513743.2246 | 44966.7824 | 0 | 1858
1162 |  | 399L | WIDCO Capital Lease |  | F10 | 0 | 0 | 0 | 0 | 0 | 0 | 0 | 0 | 0 | 1861
1163 |  |  | Remove Capital Lease |  | F10 | 0 | 0 | 0 | 0 | 0 | 0 | 0 | 0 | 0 | 1864
1164
1165 |  | 390L | General Capital Lease
1166 |  |  |  | S | F10 | 0 | 0 | 0 | 0 | 0 | 0 | 0 | 0 | 0 | 1869
1167 |  |  |  | SG | F10 | 537861.7742 | 236286.0535 | 67045.3191 | 110656.4184 | 43850.1431 | 59102.3712 | 20317.9114 | 603.5575 | 0 | 1870
1168 |  |  |  | SO-U | F10 | 0 | 0 | 0 | 0 | 0 | 0 | 0 | 0 | 0 | 1871
1170 |  |  | Remove Capital Lease |  |  | -537861.7742 | -236286.0535 | -67045.3191 | -110656.4184 | -43850.1431 | -59102.3712 | -20317.9114 | -603.5575
1171
1172 |  | 392L | General Vehicles Capital Lease |  | F10 | 0 | 0 | 0 | 0 | 0 | 0 | 0 | 0 | 0 | 1878
1173 |  |  | Remove Capital Lease |  | F10 | 0 | 0 | 0 | 0 | 0 | 0 | 0 | 0 | 0 | 1881
1174
1175 |  | G00 | Unclassified Gen Plant - Acct 300 |  | F102G | 1980715.8757 | 870140.917 | 246899.3602 | 407500.4679 | 161481.4042 | 217648.8654 | 74822.2157 | 2222.6453 | 0 | 1891
1176 |  | GV0 | Unclassified Gen Veh - Acct 300 |  | F102G | 0 | 0 | 0 | 0 | 0 | 0 | 0 | 0 | 0 | 1899
1177
1178 |  | TOTAL GENERAL PLANT |  |  |  | 64301763.6245 | 28248168.3774 | 8015316.3261 | 13229054.7497 | 5242316.2801 | 7065731.1684 | 2429020.9858 | 72155.7371 | 0
1179
1180
1181
1182 | [5 empty] | D: INTANGIBLE PLANT
1183
1184 |  | 301 | Organization
1185 |  |  |  | S | F107G | 0 | 0 | 0 | 0 | 0 | 0 | 0 | 0 | 0 | 1904
1186 |  |  |  | SO | F102G | 0 | 0 | 0 | 0 | 0 | 0 | 0 | 0 | 0 | 1905
1187 |  |  |  | SG/CAGE/CAGW | F105G | 0 | 0 | 0 | 0 | 0 | 0 | 0 | 0 | 0 | 1906
1188 |  |  | Total Organization |  |  | 0 | 0 | 0 | 0 | 0 | 0 | 0 | 0 | 0
1189
1190 |  | 302 | Franchise & Consent
1191 |  |  |  | S | F107G | 0 | 0 | 0 | 0 | 0 | 0 | 0 | 0 | 0 | 1909
1192 |  |  |  | SG/CAGE/CAGW | F105G | 862542.9707 | 378920.5411 | 107517.3427 | 177454.358 | 70320.3583 | 94779.6205 | 32582.854 | 967.8961 | 0 | 1910
1193 |  |  |  | DGP | F105G | 11631025.5744 | 5109582.5419 | 1449825.6956 | 2392896.6399 | 948240.1615 | 1278062.9222 | 439365.946 | 13051.6673 | 0 | 1911
1194 |  |  |  | DGU | F105G | 661481.721 | 290593.0721 | 82454.7406 | 136089.2363 | 53928.4803 | 72686.2181 | 24987.6969 | 742.2767 | 0 | 1912
1195 |  |  | Total Franchise & Consent |  |  | 13155050.266 | 5779096.1551 | 1639797.7788 | 2706440.2342 | 1072489.0001 | 1445528.7607 | 496936.497 | 14761.84 | 0
1196
1197 |  | 303 | Miscellaneous Intangible Plant
1198 |  |  |  | S | F107G | 0 | 0 | 0 | 0 | 0 | 0 | 0 | 0 | 0 | 1920
1199 |  |  |  | SG/CAGW | F105G | 5327666.589 | 2340477.3739 | 664102.0492 | 1096081.8028 | 434347.5469 | 585424.9985 | 201254.417 | 5978.4007 | 0 | 1921
1200 |  |  |  | SO | F102G | 16870193.6641 | 7411181.9695 | 2102896.2672 | 3470771.2983 | 1375372.71 | 1853763.3569 | 637277.3021 | 18930.7601 | 0 | 1922
1201 |  |  |  | SE | F105G | 6319959.7389 | 2776397.9832 | 787792.9565 | 1300230.1755 | 515246.0207 | 694462.0799 | 238738.6281 | 7091.895 | 0 | 1923
1202 |  |  |  | CN | F42 | 0 | 0 | 0 | 0 | 0 | 0 | 0 | 0 | 0 | 1924
1203 |  |  |  | DGU | F10 | 0 | 0 | 0 | 0 | 0 | 0 | 0 | 0 | 0 | 1925
1204 |  |  |  | DGP | F105G | 0 | 0 | 0 | 0 | 0 | 0 | 0 | 0 | 0 | 1926
1205 |  |  |  | JBG | F105G | 479619.6772 | 210699.9347 | 59785.3498 | 98674.0427 | 39101.852 | 52702.5001 | 18117.7964 | 538.2016 | 0 | 1927
1206 |  |  | Total Miscellaneous Intangible Plant |  |  | 28997439.6691 | 12738757.2613 | 3614576.6227 | 5965757.3193 | 2364068.1295 | 3186352.9354 | 1095388.1437 | 32539.2573 | 0
1207
1208 |  | I00 | Unclass Intangible Plant - Acct 300 |  | F102G | 0 | 0 | 0 | 0 | 0 | 0 | 0 | 0 | 0 | 1938
1209
1210 |  | TOTAL INTANGIBLE PLANT |  |  |  | 42152489.9351 | 18517853.4164 | 5254374.4015 | 8672197.5535 | 3436557.1296 | 4631881.6961 | 1592324.6406 | 47301.0974 | 0
1211
1212
1213 |  | TOTAL ELECTRIC PLANT IN SERVICE |  |  |  | 943369462.8712 | 414428126.4956 | 117592492.5079 | 194083110.1683 | 76909882.6308 | 103661153.9309 | 35636102.2388 | 1058594.899 | 0
1214
1215
1216 |  | Distribution - METER - Unbundled |  |  |  | D: MISC RATE BASE
1217
1218 |  | A |  | B | C | D | E | F | G | H | I | J | K
1219 |  | FERC ACCT |  | DESCRIPTION | COS Factor | Washington Jurisdiction Normalized | Residential Schedule 16 | Small General Service Schedule 24 | Large General Service < 1,000 kW Schedule 36 | Large General Service > 1,000 kW Schedule 48 | Large General Dedicated Facilities Schedule 48 | Agricultural Pumping Schedule 40 | Street & Area Lighting Sch. 15, 51-54, 57
1220 |  | 105 | Plant Held For Future Use
1221 |  |  |  | S | F20 | 0 | 0 | 0 | 0 | 0 | 0 | 0 | 0 | 0 | 1946
1222 |  |  |  | SG | F10 | 140864.9628 | 61882.8624 | 17559.0399 | 28980.7029 | 11484.268 | 15478.7972 | 5321.2219 | 158.0706 | 0 | 1947
1223 |  |  |  | SG | F10 | 0 | 0 | 0 | 0 | 0 | 0 | 0 | 0 | 0 | 1948
1224 |  |  |  | SG | F10 | 0 | 0 | 0 | 0 | 0 | 0 | 0 | 0 | 0 | 1949
1225 |  |  |  | SE | F10 | 0 | 0 | 0 | 0 | 0 | 0 | 0 | 0 | 0 | 1950
1226 |  |  |  | SG | F10 | 0 | 0 | 0 | 0 | 0 | 0 | 0 | 0 | 0 | 1951
1227 |  |  |  | SG | F10 | 326319.7534 | 143354.316 | 40676.2723 | 67135.0464 | 26603.8015 | 35857.3004 | 12326.8396 | 366.1772 | 0 | 1952
1228 |  |  |  | CAGE | F102 | 0 | 0 | 0 | 0 | 0 | 0 | 0 | 0 | 0 | 1953
1229 |  |  |  | CAEW | F102 | 0 | 0 | 0 | 0 | 0 | 0 | 0 | 0 | 0 | 1954
1230 |  |  |  | CAEE | F102 | 0 | 0 | 0 | 0 | 0 | 0 | 0 | 0 | 0 | 1955
1231 |  |  | Total Plant Held For Future Use |  |  | 467184.7162 | 205237.1783 | 58235.3123 | 96115.7493 | 38088.0695 | 51336.0976 | 17648.0615 | 524.2478 | 0
1232
1233 |  | 114 | Electric Plant Acquisition Adjust |  | F10 | 158117.6883 | 69462.093 | 19709.6194 | 32530.1739 | 12890.8273 | 17374.5947 | 5972.9494 | 177.4306 | 0 | 1964
1234
1235 |  | 115 | Accum Provision for Asset Acquisition Adjustments |  | F10 | -42273.4898 | -18571.0094 | -5269.4572 | -8697.0913 | -3446.4219 | -4645.1776 | -1596.8955 | -47.4369 | 0 | 1972
1236
1237 |  | 128 | Pensions |  | F102G | 0 | 0 | 0 | 0 | 0 | 0 | 0 | 0 | 0 | 1976
1238
1239 |  | 124 | Weatherization |  | F10 | 0 | 0 | 0 | 0 | 0 | 0 | 0 | 0 | 0 | 1998
1240
1241 |  | 151 | Fuel Stock |  | F10 | 0 | 0 | 0 | 0 | 0 | 0 | 0 | 0 | 0 | 2001
1242 |  |  |  | SE | F10 | 0 | 0 | 0 | 0 | 0 | 0 | 0 | 0 | 0 | 2002
1243 |  |  |  | CAEW | F10 | 1.5716e-09 | 6.9042e-10 | 1.959e-10 | 3.2333e-10 | 1.2813e-10 | 1.7269e-10 | 5.9368e-11 | 1.7636e-12 | 0 | 2003
1244 |  |  |  | CAEE | F10 | 0 | 0 | 0 | 0 | 0 | 0 | 0 | 0 | 0 | 2004
1245 |  |  |  | JBE | F10 | 0 | 0 | 0 | 0 | 0 | 0 | 0 | 0 | 0 | 2005
1246 |  |  |  | CAEE | F10 | 0 | 0 | 0 | 0 | 0 | 0 | 0 | 0 | 0 | 2006
1247 |  |  |  | CAEE | F10 | 0 | 0 | 0 | 0 | 0 | 0 | 0 | 0 | 0 | 2007
1248 |  |  |  | Total Fuel Stock |  | 1.5716e-09 | 6.9042e-10 | 1.959e-10 | 3.2333e-10 | 1.2813e-10 | 1.7269e-10 | 5.9368e-11 | 1.7636e-12 | 0
1249
1250 |  | 152 | Fuel Stock - Undistributed |  | F10 | 0 | 0 | 0 | 0 | 0 | 0 | 0 | 0 | 0 | 2011
1251
1252 |  | 25316 | DG&T Working Capital Deposit |  | F10 | 0 | 0 | 0 | 0 | 0 | 0 | 0 | 0 | 0 | 2016
1253
1254 |  | 25317 | DG&T Working Capital Deposit |  | F10 | 0 | 0 | 0 | 0 | 0 | 0 | 0 | 0 | 0 | 2020
1255
1256 |  | 25319 | Provo Working Capital Deposit |  | F10 | 0 | 0 | 0 | 0 | 0 | 0 | 0 | 0 | 0 | 2024
1257
1258 |  | 154 | Materials and Supplies |  | F102G | 0 | 0 | 0 | 0 | 0 | 0 | 0 | 0 | 0 | 2029
1259 |  |  |  | SG | F102G | 0 | 0 | 0 | 0 | 0 | 0 | 0 | 0 | 0 | 2030
1260 |  |  |  | SE | F102G | 0 | 0 | 0 | 0 | 0 | 0 | 0 | 0 | 0 | 2031
1261 |  |  |  | SO | F102G | 0 | 0 | 0 | 0 | 0 | 0 | 0 | 0 | 0 | 2032
1262 |  |  |  | SNPPS | F102G | 0 | 0 | 0 | 0 | 0 | 0 | 0 | 0 | 0 | 2033
1263 |  |  |  | SNPPH | F102G | 0 | 0 | 0 | 0 | 0 | 0 | 0 | 0 | 0 | 2034
1264 |  |  |  | SNPD | F102G | 7.0217e-05 | 3.0847e-05 | 8.7526e-06 | 1.4446e-05 | 5.7245e-06 | 7.7157e-06 | 2.6525e-06 | 7.8793e-08 | 0 | 2035
1265 |  |  |  | SNPT | F102G | 0 | 0 | 0 | 0 | 0 | 0 | 0 | 0 | 0 | 2036
1266 |  |  |  | DGU | F102G | 0 | 0 | 0 | 0 | 0 | 0 | 0 | 0 | 0 | 2037
1267 |  |  |  | DGP | F102G | 0 | 0 | 0 | 0 | 0 | 0 | 0 | 0 | 0 | 2038
1268 |  |  |  | JBE | F10 | 0 | 0 | 0 | 0 | 0 | 0 | 0 | 0 | 0 | 2039
1269 |  |  |  | SNPP | F102G | 0 | 0 | 0 | 0 | 0 | 0 | 0 | 0 | 0 | 2040
1270 |  |  |  | CAGW | F102G | 0 | 0 | 0 | 0 | 0 | 0 | 0 | 0 | 0 | 2041
1271 |  |  |  | CAGE | F102G | 0 | 0 | 0 | 0 | 0 | 0 | 0 | 0 | 0 | 2042
1272 |  |  |  | JBG | F10 | 0 | 0 | 0 | 0 | 0 | 0 | 0 | 0 | 0 | 2043
1273 |  |  |  | CAEW | F102G | 0 | 0 | 0 | 0 | 0 | 0 | 0 | 0 | 0 | 2044
1274 |  |  |  | CAEE | F102G | 0 | 0 | 0 | 0 | 0 | 0 | 0 | 0 | 0 | 2045
1275 |  |  |  | CAGE | F102G | 0 | 0 | 0 | 0 | 0 | 0 | 0 | 0 | 0 | 2046
1276 |  |  | Total Materials and Supplies |  |  | 7.0217e-05 | 3.0847e-05 | 8.7526e-06 | 1.4446e-05 | 5.7245e-06 | 7.7157e-06 | 2.6525e-06 | 7.8793e-08 | 0
1277
1278 |  | 163 | Stores Expense Undistributed |  | F102G | 0 | 0 | 0 | 0 | 0 | 0 | 0 | 0 | 0 | 2050
1279
1280 |  | 25318 | Provo Working Capital Deposit |  | F102G | 0 | 0 | 0 | 0 | 0 | 0 | 0 | 0 | 0 | 2055
1281
1282 |  | 165 | Prepayments |  | F102G | 0 | 0 | 0 | 0 | 0 | 0 | 0 | 0 | 0 | 2062
1283 |  |  |  | GPS | F42 | 0 | 0 | 0 | 0 | 0 | 0 | 0 | 0 | 0 | 2063
1284 |  |  |  | SG | F102G | 0 | 0 | 0 | 0 | 0 | 0 | 0 | 0 | 0 | 2064
1285 |  |  |  | SE | F102G | 0 | 0 | 0 | 0 | 0 | 0 | 0 | 0 | 0 | 2065
1286 |  |  |  | SO | F102G | 2.149e-09 | 9.4406e-10 | 2.6787e-10 | 4.4212e-10 | 1.752e-10 | 2.3614e-10 | 8.1179e-11 | 2.4115e-12 | 0 | 2066
1287 |  |  |  | Total Prepayments |  | 2.149e-09 | 9.4406e-10 | 2.6787e-10 | 4.4212e-10 | 1.752e-10 | 2.3614e-10 | 8.1179e-11 | 2.4115e-12 | 0
1288
1289 |  | 182 | Misc Regulatory Assets |  | F102G | 49361.3233 | 21684.7392 | 6152.9669 | 10155.2992 | 4024.2702 | 5424.0167 | 1864.6408 | 55.3904 | 0 | 2070
1290 |  |  |  | SG | F102G | 342885.2852 | 150631.6581 | 42741.192 | 70543.1384 | 27954.3361 | 37677.5863 | 12952.6082 | 384.7661 | 0 | 2071
1291 |  |  |  | CAGE | F102G | 0 | 0 | 0 | 0 | 0 | 0 | 0 | 0 | 0 | 2072
1292 |  |  |  | CAGE | F102G | 0 | 0 | 0 | 0 | 0 | 0 | 0 | 0 | 0 | 2073
1293 |  |  |  | CAGW | F102G | 0 | 0 | 0 | 0 | 0 | 0 | 0 | 0 | 0 | 2074
1294 |  |  |  | JBG | F102G | 0 | 0 | 0 | 0 | 0 | 0 | 0 | 0 | 0 | 2075
1295 |  |  |  | SE | F102G | 0 | 0 | 0 | 0 | 0 | 0 | 0 | 0 | 0 | 2076
1296 |  |  |  | CAEW | F102G | 0 | 0 | 0 | 0 | 0 | 0 | 0 | 0 | 0 | 2077
1297 |  |  |  | CAEE | F10 | 0 | 0 | 0 | 0 | 0 | 0 | 0 | 0 | 0 | 2078
1298 |  |  |  | SO | F102G | 0 | 0 | 0 | 0 | 0 | 0 | 0 | 0 | 0 | 2079
1299 |  |  |  | Total Misc Regulatory Assets |  | 392246.6086 | 172316.3972 | 48894.1589 | 80698.4376 | 31978.6063 | 43101.603 | 14817.249 | 440.1566 | 0
1300
1301 |  | 186 | Misc Deferred Debits |  | F102G | 0 | 0 | 0 | 0 | 0 | 0 | 0 | 0 | 0 | 2083
1302 |  |  |  | CAEW | F102G | 0 | 0 | 0 | 0 | 0 | 0 | 0 | 0 | 0 | 2084
1303 |  |  |  | CAEE | F102G | 0 | 0 | 0 | 0 | 0 | 0 | 0 | 0 | 0 | 2085
1304 |  |  |  | SG | F102G | 3.7253e-09 | 1.6365e-09 | 4.6436e-10 | 7.6642e-10 | 3.0371e-10 | 4.0935e-10 | 1.4072e-10 | 4.1803e-12 | 0 | 2086
1305 |  |  |  | SO | F102G | 0 | 0 | 0 | 0 | 0 | 0 | 0 | 0 | 0 | 2087
1306 |  |  |  | SE | F10 | 0 | 0 | 0 | 0 | 0 | 0 | 0 | 0 | 0 | 2088
1307 |  |  |  | CAGW | F102G | -7.4506e-09 | -3.2731e-09 | -9.2873e-10 | -1.5328e-09 | -6.0742e-10 | -8.187e-10 | -2.8145e-10 | -8.3606e-12 | 0 | 2089
|  |  |  | CAGE | F102G | 0 | 0 | 0 | 0 | 0 | 0 | 0 | 0 | 0 | 2090
|  |  |  | CAEW | F102G | 0 | 0 | 0 | 0 | 0 | 0 | 0 | 0 | 0 | 2091
|  |  |  | CAEE | F102G | 0 | 0 | 0 | 0 | 0 | 0 | 0 | 0 | 0 | 2092
|  |  |  | JBE | F102G | 2.6716e-12 | 1.1737e-12 | 3.3302e-13 | 5.4965e-13 | 2.1781e-13 | 2.9357e-13 | 1.0092e-13 | 2.998e-15 | 0 | 2093
1312 |  |  |  | EXCTAX | F102G | 0 | 0 | 0 | 0 | 0 | 0 | 0 | 0 | 0 | 2094
1313 |  |  |  | Total Misc Deferred Debits |  | -3.7226e-09 | -1.6354e-09 | -4.6403e-10 | -7.6587e-10 | -3.0349e-10 | -4.0906e-10 | -1.4062e-10 | -4.1773e-12 | 0
1314
1315 |  | CWC | Cash Working Capital |  | F137G | 0 | 0 | 0 | 0 | 0 | 0 | 0 | 0 | 0 | 2102
1316
1317 |  | OWC | Other Working Capital |  | F137G | 0 | 0 | 0 | 0 | 0 | 0 | 0 | 0 | 0 | 2115
1318 |  |  |  | Total Other Working Capital |  | 0 | 0 | 0 | 0 | 0 | 0 | 0 | 0 | 0
1319
1320 |  | 18222 | Nuclear Plant |  | F10 | 0 | 0 | 0 | 0 | 0 | 0 | 0 | 0 | 0 | 2129
1321
1322 |  | 1869 | Misc Deferred Debits-Trojan |  | F10 | 0 | 0 | 0 | 0 | 0 | 0 | 0 | 0 | 0 | 2134
1323
1324 |  | 141 | Impact Housing - Notes Receivable |  | F10 | 0 | 0 | 0 | 0 | 0 | 0 | 0 | 0 | 0 | 2137
1325 |  | TOTAL RATE BASE ADDITIONS |  |  |  | 1017549.0132 | 447015.6686 | 126839.0905 | 209344.3608 | 82957.5031 | 111812.2952 | 38438.26 | 1141.8349 | 0
1326
1327 |  | Distribution - METER - Unbundled
1328
1329 |  | A |  | B | C | D | E | F | G | H | I | J | K
1330 |  | FERC ACCT |  | DESCRIPTION | COS Factor | Washington Jurisdiction Normalized | Residential Schedule 16 | Small General Service Schedule 24 | Large General Service < 1,000 kW Schedule 36 | Large General Service > 1,000 kW Schedule 48 | Large General Dedicated Facilities Schedule 48 | Agricultural Pumping Schedule 40 | Street & Area Lighting Sch. 15, 51-54, 57
1331
1332 |  | 235 | Customer Service Deposits |  | F51 | 0 | 0 | 0 | 0 | 0 | 0 | 0 | 0 | 0 | 2149
1333
1334 |  | 2281 | Accum Prov for Property Insurance |  | F102G | 3430.1736 | 1506.8968 | 427.5766 | 705.7031 | 279.651 | 376.921 | 129.576 | 3.8491 | 0 | 2154
1335
1336 |  | 2282 | Accum Prov for Injuries & Damages |  | F102G | 0 | 0 | 0 | 0 | 0 | 0 | 0 | 0 | 0 | 2158
1337
1338 |  | 2283 | Accum Prov for Pension & Benefits |  | F102G | -61467.7062 | -27003.1492 | -7662.0466 | -12645.993 | -5011.2647 | -6754.3138 | -2321.9635 | -68.9755 | 0 | 2163
1339
1340 |  | 254 | Reg Liabilities - Insurance Provision |  | F10 | -88679704.7282 | -38957550.9227 | -11054065.1614 | -18244424.4592 | -7229771.5273 | -9744475.3982 | -3349906.0003 | -99511.2591 | 0 | 2169
1341
1342 |  | 22844 | Accum Hydro Relicensing Obligation |  | F10 | -52057.3196 | -22869.1073 | -6489.0271 | -10709.9571 | -4244.0661 | -5720.2634 | -1966.483 | -58.4157 | 0 | 2173
1343
1344
1345 |  | 22842 | Accum Misc Oper Prov - Trojan |  | F10 | 0 | 0 | 0 | 0 | 0 | 0 | 0 | 0 | 0 | 2178
1346
1347 |  | 252 | Customer Advances for Const |  | F50 | 0 | 0 | 0 | 0 | 0 | 0 | 0 | 0 | 0 | 2186
1348
1349 |  | 25398 | SO2 Emissions |  | F10 | 0 | 0 | 0 | 0 | 0 | 0 | 0 | 0 | 0 | 2189
1350
1351 |  | 25399 | Other Deferred Credits |  | F10 | -6461096.3512 | -2838400.1829 | -805385.858 | -1329266.7659 | -526752.4354 | -709970.727 | -244070.1117 | -7250.2703 | 0 | 2198
1352
1353 |  | 190 | Accum Deferred Income Taxes |  | F104G | 18637364.5776 | 8187414.273 | 2323148.5507 | 3834392.6005 | 1519469.1961 | 2048005.8341 | 704025.191 | 20908.9322 | 0 | 2201
1354 |  |  |  | SG/CAGW | F104G | 109043.0533 | 47902.7304 | 13592.2228 | 22434.1738 | 8890.0746 | 11982.4243 | 4119.094 | 122.3335 | 0 | 2202
1355 |  |  |  | DOP | F138G | 482028.933 | 214114.0463 | 59774.4806 | 98329.5996 | 38896.092 | 52133.5353 | 18266.42 | 514.7592 | 0 | 2203
1356 |  |  |  | CN | F104G | 0 | 0 | 0 | 0 | 0 | 0 | 0 | 0 | 0 | 2204
1357 |  |  |  | BADDEBT | F42 | 0 | 0 | 0 | 0 | 0 | 0 | 0 | 0 | 0 | 2205
1358 |  |  |  | JBG | F104G | 0 | 0 | 0 | 0 | 0 | 0 | 0 | 0 | 0 | 2206
1359 |  |  |  | JBE | F104G | -157098.1841 | -69013.401 | -19582.2976 | -32320.8849 | -12807.9188 | -17263.0629 | -5934.3733 | -176.2457 | 0 | 2207
1360 |  |  |  | SE/CAEW | F104G | 0 | 0 | 0 | 0 | 0 | 0 | 0 | 0 | 0 | 2208
1361 |  |  |  | SNP | F104G | 12799.0148 | 5622.6209 | 1595.3979 | 2633.2289 | 1043.4795 | 1406.4465 | 483.4819 | 14.359 | 0 | 2209
1362 |  |  |  | SNPD | F104G | 0 | 0 | 0 | 0 | 0 | 0 | 0 | 0 | 0 | 2210
1363 |  |  |  | Total Accum Deferred Income Taxes |  | 19084137.3946 | 8386040.2697 | 2378528.3544 | 3925468.718 | 1555490.9234 | 2096265.1773 | 720959.8136 | 21384.1382 | 0
1364
1365 |  | 281 | Accum Deferred Income Taxes |  | F104G | -0.015018 | -0.0065973 | -0.001872 | -0.0030897 | -0.0012244 | -0.0016503 | -0.0005673 | -1.6848e-05 | 0 | 2217
1366
1367 |  | 282 | Accum Deferred Income Taxes |  | F104G | -95762386.8298 | -42068519.3702 | -11936786.9447 | -19701851.4038 | -7807326.853 | -10523050.4077 | -3617417.7095 | -107434.1409 | 0 | 2220
1368 |  |  |  | SNP | F104G | -23399.4967 | -10279.424 | -2916.7486 | -4814.1386 | -1907.7168 | -2571.3027 | -883.9144 | -26.2515 | 0 | 2221
1369 |  |  |  | CAGW | F104G | 1278159.9658 | 561497.0456 | 159322.7122 | 262964.5997 | 104205.9722 | 140453.2844 | 48282.4066 | 1433.9452 | 0 | 2222
1370 |  |  |  | CN | F104G | -19294.1791 | -8475.9536 | -2405.0205 | -3969.5236 | -1573.018 | -2120.1813 | -728.8363 | -21.6458 | 0 | 2223
1371 |  |  |  | JBG | F104G | 15748271.0851 | 6918232.3992 | 1963022.8831 | 3239999.6184 | 1283926.8506 | 1730531.7458 | 594889.879 | 17667.7089 | 0 | 2224
1372 |  |  |  | CIAC | F104G | 0 | 0 | 0 | 0 | 0 | 0 | 0 | 0 | 0 | 2225
1373 |  |  |  | SNPD | F42 | 0 | 0 | 0 | 0 | 0 | 0 | 0 | 0 | 0 | 2226
1374 |  |  |  | SO | F138G | 127738.608 | 56740.6402 | 15840.354 | 26057.5358 | 10307.5403 | 13815.4886 | 4840.6369 | 136.4122 | 0 | 2227
1375 |  |  |  | JBE | F104G | -157081.5665 | -69006.1009 | -19580.2262 | -32317.466 | -12806.564 | -17261.2369 | -5933.7456 | -176.2271 | 0 | 2228
1376 |  |  |  | SE | F104G | 0 | 0 | 0 | 0 | 0 | 0 | 0 | 0 | 0 | 2229
1377 |  |  |  | SG | F104G | 3543984.5729 | 1556876.2286 | 441757.8778 | 729128.2073 | 288934.3806 | 389438.1661 | 133873.7784 | 3975.9341 | 0 | 2230
1378 |  |  |  | Total Accum Deferred Income Taxes |  | -75264007.8403 | -33062934.5352 | -9381745.1128 | -15484802.5708 | -6136239.4081 | -8270764.4437 | -2843077.5049 | -84444.2648 | 0
1379
1380
1381 |  | 283 | Accum Deferred Income Taxes |  | F104G | -15447.8541 | -6786.2589 | -1925.5759 | -3178.1928 | -1259.4344 | -1697.5198 | -583.5416 | -17.3307 | 0 | 2234
1382 |  |  |  | SG/CAGW | F104G | -136437.3794 | -59937.0873 | -17006.9271 | -28070.1961 | -11123.4823 | -14992.7071 | -5153.9128 | -153.0667 | 0 | 2235
1383 |  |  |  | SE | F104G | -138807.4751 | -60978.2729 | -17302.3596 | -28557.8121 | -11316.7117 | -15253.1501 | -5243.443 | -155.7257 | 0 | 2236
1384 |  |  |  | SO | F138G | -19643.3032 | -8725.4247 | -2435.8875 | -4007.0585 | -1585.0661 | -2124.5091 | -744.3803 | -20.9771 | 0 | 2237
1385 |  |  |  | GPS | F104G | -173784.1497 | -76343.5636 | -21662.2041 | -35753.8028 | -14168.2941 | -19096.6352 | -6564.6845 | -194.9654 | 0 | 2238
1386 |  |  |  | SNP | F104G | -20068.3454 | -8816.0457 | -2501.5204 | -4128.7981 | -1636.1344 | -2205.2522 | -758.0804 | -22.5143 | 0 | 2239
1387 |  |  |  | TROJD | F104G | 0 | 0 | 0 | 0 | 0 | 0 | 0 | 0 | 0 | 2240
1388 |  |  |  | SNPD | F104G | 0 | 0 | 0 | 0 | 0 | 0 | 0 | 0 | 0 | 2241
1389 |  |  |  | JBE | F104G | 0 | 0 | 0 | 0 | 0 | 0 | 0 | 0 | 0 | 2242
1390 |  |  |  | Total Accum Deferred Income Taxes |  | -504188.5069 | -221586.653 | -62834.4746 | -103695.8603 | -41089.123 | -55369.7734 | -19048.0427 | -564.5799 | 0
1391
1392 |  | 255 | Accum Investment Tax Credit |  | F104G | -6269.2959 | -2754.1084 | -781.4681 | -1289.8252 | -511.1239 | -688.9147 | -236.8222 | -7.0334 | 0 | 2256
1393 |  | TOTAL RATE BASE DEDUCTIONS |  |  |  | -151941224.1951 | -66745551.4986 | -18940007.2194 | -31260661.0135 | -12387848.3752 | -16697101.7376 | -5739537.5392 | -170516.8115 | 0
1394
1395 | [5 empty] | D: ACCUMULATED DEPRECIATION
1396 | [5 empty] | D: GENERATION PLANT
1397
1398 |  | 108SP | Steam Prod Accumulated Depr |  | F10 | -319774031.5787 | -140478739.2691 | -39860337.7495 | -65788369.2895 | -26070149.8247 | -35138030.6605 | -12079572.7773 | -358832.008 | 0 | 2270
1399
1400 |  | 108NP | Nuclear Prod Accumulated Depr |  | F10 | 0 | 0 | 0 | 0 | 0 | 0 | 0 | 0 | 0 | 2276
1401
1402 |  | 108HP | Hydraulic Prod Accum Depr |  | F10 | -46033706.5976 | -20222896.2583 | -5738174.1844 | -9470695.5235 | -3752980.2594 | -5058365.0769 | -1738938.9198 | -51656.3753 | 0 | 2287
1403
1404 |  | 108OP | Other Generation - Accum Depr |  | F10 | 0 | 0 | 0 | 0 | 0 | 0 | 0 | 0 | 0 | 2290
1405 |  |  |  | DGU | F10 | 0 | 0 | 0 | 0 | 0 | 0 | 0 | 0 | 0 | 2291
1406 |  |  |  | DGP | F10 | 0 | 0 | 0 | 0 | 0 | 0 | 0 | 0 | 0 | 2292
1407 |  |  |  | SG | F10 | -28755158.9233 | -12632321.8089 | -3584375.9453 | -5915911.9485 | -2344315.7584 | -3159730.1723 | -1086235.9061 | -32267.3838 | 0 | 2293
1408 |  |  |  | CAGW | F10 | -64592618.6644 | -28375942.8221 | -8051571.8658 | -13288893.5011 | -5266028.7574 | -7097691.4663 | -2440008.1338 | -72482.1179 | 0 | 2294
1409 |  |  |  | CAGE | F10 | 0 | 0 | 0 | 0 | 0 | 0 | 0 | 0 | 0 | 2295
1410 |  |  |  | SG | F10 | 26307531.8389 | 11557063.8672 | 3279275.366 | 5412352.0011 | 2144768.5829 | 2890775.2634 | 993775.9607 | 29520.7976 | 0 | 2296
1411 |  |  |  | Total Other Generation - Accum Depr |  | -67040245.7488 | -29451200.7638 | -8356672.4451 | -13792453.4485 | -5465575.9329 | -7366646.3752 | -2532468.0792 | -75228.7041 | 0
1412
1413 |  | 108EP | Experimental Plant - Accum Depr |  | F10 | 0 | 0 | 0 | 0 | 0 | 0 | 0 | 0 | 0 | 2302
1414
1415
1416
1417 |  | TOTAL GENERATION PLANT DEPRECIATION |  |  |  | -432847983.9251 | -190152836.2912 | -53955184.379 | -89051518.2615 | -35288706.017 | -47563042.1126 | -16350979.7763 | -485717.0874 | 0
1418
1419
1420 | [5 empty] | D: TRANSMISSION PLANT
1421
1422 |  | 108TP | Transmission Plant Accum Depr |  | F106 | 0 | 0 | 0 | 0 | 0 | 0 | 0 | 0 | 0 | 2313
1423
1424
1425 | [5 empty] | D: DISTRIBUTION PLANT
1426
1427 |  | 108360 | Land and Land Rights |  | F118 | 0 | 0 | 0 | 0 | 0 | 0 | 0 | 0 | 0 | 2317
1428
1429 |  | 108361 | Structures and Improvements |  | F119 | 0 | 0 | 0 | 0 | 0 | 0 | 0 | 0 | 0 | 2321
1430
1431 |  | 108362 | Station Equipment |  | F120 | 0 | 0 | 0 | 0 | 0 | 0 | 0 | 0 | 0 | 2325
1432
1433 |  | Distribution - METER - Unbundled
1434
1435 |  | A |  | B | C | D | E | F | G | H | I | J | K
1436 |  | FERC ACCT |  | DESCRIPTION | COS Factor | Washington Jurisdiction Normalized | Residential Schedule 16 | Small General Service Schedule 24 | Large General Service < 1,000 kW Schedule 36 | Large General Service > 1,000 kW Schedule 48 | Large General Dedicated Facilities Schedule 48 | Agricultural Pumping Schedule 40 | Street & Area Lighting Sch. 15, 51-54, 57
1437
1438 |  | 108364 | Poles, Towers & Fixtures |  | F121 | 0 | 0 | 0 | 0 | 0 | 0 | 0 | 0 | 0 | 2329
1439
1440 |  | 108365 | Overhead Conductors |  | F122 | 0 | 0 | 0 | 0 | 0 | 0 | 0 | 0 | 0 | 2333
1441
1442 |  | 108366 | Underground Conduit |  | F123 | 0 | 0 | 0 | 0 | 0 | 0 | 0 | 0 | 0 | 2337
1443
1444 |  | 108367 | Underground Conductors |  | F124 | 0 | 0 | 0 | 0 | 0 | 0 | 0 | 0 | 0 | 2341
1445
1446 |  | 108368 | Line Transformers |  | F125 | 0 | 0 | 0 | 0 | 0 | 0 | 0 | 0 | 0 | 2345
1447
1448 |  | 108369 | Services |  | F126 | 0 | 0 | 0 | 0 | 0 | 0 | 0 | 0 | 0 | 2349
1449
1450 |  | 108370 | Meters |  | F127 | 0 | 0 | 0 | 0 | 0 | 0 | 0 | 0 | 0 | 2353
1451
1452 |  | 108371 | Install on Customers' Premises |  | F128 | 0 | 0 | 0 | 0 | 0 | 0 | 0 | 0 | 0 | 2357
1453
1454 |  | 108372 | Leased Property |  | F129 | 0 | 0 | 0 | 0 | 0 | 0 | 0 | 0 | 0 | 2361
1455
1456 |  | 108373 | Street Lights |  | F130 | 0 | 0 | 0 | 0 | 0 | 0 | 0 | 0 | 0 | 2365
1457
1458 |  | 108D00 | Unclassified Dist Plant - Acct 300 |  | F121 | 0 | 0 | 0 | 0 | 0 | 0 | 0 | 0 | 0 | 2369
1459
1460 |  | 108DS | Unclassified Dist Sub - Acct 300 |  | F120 | 0 | 0 | 0 | 0 | 0 | 0 | 0 | 0 | 0 | 2373
1461
1462 |  | 108D | Unclassified Dist Sub - Acct 300 |  | F102G | 0 | 0 | 0 | 0 | 0 | 0 | 0 | 0 | 0 | 2377
1463
1464
1465 |  | TOTAL DISTRIBUTION PLANT DEPR |  |  |  | 0 | 0 | 0 | 0 | 0 | 0 | 0 | 0 | 0
1466
1467 | [5 empty] | D: GENERAL PLANT
1468 |  | 108GP | General Plant Accumulated Depr
1469 |  |  |  | S | F107G | 0 | 0 | 0 | 0 | 0 | 0 | 0 | 0 | 0 | 2383
1470 |  |  |  | SG-P | F105G | -2994868.3927 | -1315664.4835 | -373315.0721 | -616146.0542 | -244162.0019 | -329087.9403 | -113132.1719 | -3360.6689 | 0 | 2384
1471 |  |  |  | SG-U | F105G | 0 | 0 | 0 | 0 | 0 | 0 | 0 | 0 | 0 | 2385
1472 |  |  |  | CAGW | F105G | -163119.4349 | -71659.3916 | -20333.095 | -33559.2029 | -13298.6037 | -17924.2063 | -6161.8921 | -183.0432 | 0 | 2386
1473 |  |  |  | CN | F42 | 0 | 0 | 0 | 0 | 0 | 0 | 0 | 0 | 0 | 2387
1474 |  |  |  | SO | F102G | -4040436.9852 | -1774989.3291 | -503646.8474 | -831254.9933 | -329403.8513 | -443979.1373 | -152628.881 | -4533.9458 | 0 | 2388
1475 |  |  |  | SE | F10 | 0 | 0 | 0 | 0 | 0 | 0 | 0 | 0 | 0 | 2389
1476 |  |  |  | JBG | F105G | -716754.0429 | -314874.55 | -89344.5227 | -147460.6285 | -58434.6552 | -78759.7586 | -27075.6277 | -804.3001 | 0 | 2390
1477 |  |  |  | CAGE | F105G | 0 | 0 | 0 | 0 | 0 | 0 | 0 | 0 | 0 | 2391
1478 |  |  |  | CAGE | F105G | 0 | 0 | 0 | 0 | 0 | 0 | 0 | 0 | 0 | 2392
1479 |  |  | Total General Plant Accumulated Depr |  |  | -7915178.8557 | -3477187.7543 | -986639.5372 | -1628420.8789 | -645299.1121 | -869751.0425 | -298998.5727 | -8881.958 | 0
1480
1481 |  | 108MP | Mining Plant Accumulated Depr. |  | F10 | -34739396.2537 | -15261234.8307 | -4330320.5737 | -7147072.6324 | -2832191.4093 | -3817301.7511 | -1312292.5061 | -38982.5504 | 0 | 2399
1482
1483 |  | 1081390 | Accum Depr - Capital Lease |  | F10 | 0 | 0 | 0 | 0 | 0 | 0 | 0 | 0 | 0 | 2406
1484 |  |  | Remove Capital Lease |  | F10 | 0 | 0 | 0 | 0 | 0 | 0 | 0 | 0 | 0 | 2409
1485
1486 |  | 1081399L | Accum Depr - Capital Lease |  | F10 | 0 | 0 | 0 | 0 | 0 | 0 | 0 | 0 | 0 | 2413
1487 |  |  |  | SE | F10 | 0 | 0 | 0 | 0 | 0 | 0 | 0 | 0 | 0 | 2414
1488 |  |  | Remove Capital Lease |  | F10 | 0 | 0 | 0 | 0 | 0 | 0 | 0 | 0 | 0 | 2417
1489
1490 |  | TOTAL GENERAL PLANT ACCUM DEPR |  |  |  | -42654575.1094 | -18738422.585 | -5316960.111 | -8775493.5113 | -3477490.5214 | -4687052.7935 | -1611291.0788 | -47864.5085 | 0
1491
1492
1493 |  | TOTAL ACCUM DEPR - PLANT IN SERVICE |  |  |  | -475502559.0345 | -208891258.8762 | -59272144.49 | -97827011.7728 | -38766196.5384 | -52250094.9062 | -17962270.8551 | -533581.5958 | 0
1494
1495
1496 | [5 empty] | D: ACCUMULATED AMORTIZATION
1497
1498 |  | 111CLS | Accum Prov for Amort-Steam |  | F10 | 0 | 0 | 0 | 0 | 0 | 0 | 0 | 0 | 0 | 2430
1499
1500 |  | 111CLG | Accum Prov for Amort-General
1501 |  |  |  | S | F108 | 0 | 0 | 0 | 0 | 0 | 0 | 0 | 0 | 0 | 2434
1502 |  |  |  | CN | F108 | 0 | 0 | 0 | 0 | 0 | 0 | 0 | 0 | 0 | 2435
1503 |  |  |  | SG | F108 | 0 | 0 | 0 | 0 | 0 | 0 | 0 | 0 | 0 | 2436
1504 |  |  |  | SO | F108 | -44575.8019 | -21864.7009 | -6223.914 | -7893.2631 | -3052.3958 | -3514.8929 | -1862.5772 | -164.0581 | 0 | 2437
1505 |  |  |  | SE | F108 | 0 | 0 | 0 | 0 | 0 | 0 | 0 | 0 | 0 | 2438
1506 |  |  | Total Accum Prov for Amort-General |  |  | -44575.8019 | -21864.7009 | -6223.914 | -7893.2631 | -3052.3958 | -3514.8929 | -1862.5772 | -164.0581 | 0 | 2439
1507
1508 |  | 111CLH | Accum Prov for Amort-Hydro |  | F10 | -325208.4087 | -142866.0952 | -40537.7414 | -66906.4051 | -26513.1971 | -35735.1814 | -12284.8582 | -364.9302 | 0 | 2449
1509
1510 |  | 111IP | Accum Prov for Amort-Intangible
1511 |  |  |  | S | F107G | 0 | 0 | 0 | 0 | 0 | 0 | 0 | 0 | 0 | 2453
1512 |  |  |  | DGP | F105G | 0 | 0 | 0 | 0 | 0 | 0 | 0 | 0 | 0 | 2454
1513 |  |  |  | DGU | F105G | 0 | 0 | 0 | 0 | 0 | 0 | 0 | 0 | 0 | 2455
1514 |  |  |  | CAEW | F105G | 0 | 0 | 0 | 0 | 0 | 0 | 0 | 0 | 0 | 2456
1515 |  |  |  | CAEE | F105G | 0 | 0 | 0 | 0 | 0 | 0 | 0 | 0 | 0 | 2457
1516 |  |  |  | SE | F10 | 0 | 0 | 0 | 0 | 0 | 0 | 0 | 0 | 0 | 2458
1517 |  |  |  | SG | F105G | -4351292.2626 | -1911550.0037 | -542395.4484 | -895208.4722 | -354746.8838 | -478137.1401 | -164371.5448 | -4882.7697 | 0 | 2459
1518 |  |  |  | SG-P | F105G | -8028552.3296 | -3526993.433 | -1000771.7197 | -1651745.6496 | -654542.0873 | -882208.9665 | -303281.2942 | -9009.1792 | 0 | 2460
1519 |  |  |  | SG-U | F105G | -441746.1331 | -194061.8491 | -55064.3527 | -90882.1695 | -36014.1435 | -48540.8058 | -16687.1104 | -495.7021 | 0 | 2461
1520 |  |  |  | CN | F42 | 0 | 0 | 0 | 0 | 0 | 0 | 0 | 0 | 0 | 2462
1521 |  |  |  | CAGE | F105G | 0 | 0 | 0 | 0 | 0 | 0 | 0 | 0 | 0 | 2463
1522 |  |  |  | CAGE | F105G | 0 | 0 | 0 | 0 | 0 | 0 | 0 | 0 | 0 | 2464
1523 |  |  |  | CAGW | F105G | -4023953.4014 | -1767747.9873 | -501592.1427 | -827863.7608 | -328059.9977 | -442167.8562 | -152006.208 | -4515.4488 | 0 | 2465
1524 |  |  |  | CAGE | F105G | 0 | 0 | 0 | 0 | 0 | 0 | 0 | 0 | 0 | 2466
1525 |  |  |  | JBG | F105G | -252034.5972 | -110720.3805 | -31416.5103 | -51852.069 | -20547.5713 | -27694.5547 | -9520.6926 | -282.8187 | 0 | 2467
1526 |  |  |  | SO | F102G | -11759028.5871 | -5165815.0688 | -1465781.4732 | -2419231.2032 | -958675.836 | -1292128.3976 | -444201.3034 | -13195.3049 | 0 | 2468
1527 |  |  | Total Accum Prov for Amort-Intangible |  |  | -28856607.3109 | -12676888.7223 | -3597021.6469 | -5936783.3243 | -2352586.5197 | -3170877.7209 | -1090068.1534 | -32381.2234 | 0
1528
1529 |  | 111390 | Accum Prov for Amort-Capital Lease |  | F10 | 0 | 0 | 0 | 0 | 0 | 0 | 0 | 0 | 0 | 2479
1530
1531
1532 |  | TOTAL ACCUM PROV FOR AMORTIZATION |  |  |  | -29226391.5214 | -12841619.5184 | -3643783.3023 | -6011582.9924 | -2382152.1126 | -3210127.7952 | -1104215.5888 | -32910.2116 | 0

## Transmission
Transmission Total |  |  | - | Transmission - Total - Unbundled
PacifiCorp
3 | Cost Of Service By Rate Schedule
4 | State of Washington
5 | WCA
6 | 12 Months Ending June 2022
7
8
9 |  | A |  | B | C |  | D | E | F | G | H | I | J | K | Chk Total
12 |  |  |  | DESCRIPTION |  |  | Washington Jurisdiction Normalized | Residential Schedule 16 | Small General Service Schedule 24 | Large General Service < 1,000 kW Schedule 36 | Large General Service > 1,000 kW Schedule 48 | Large General Dedicated Facilities Schedule 48 | Agricultural Pumping Schedule 40 | Street & Area Lighting Sch. 15, 51-54, 57 | 0
13
12 |  |  |  | Operating Revenues |  |  | 72428381.8894 | 29542944.6089 | 11047078.2546 | 17152647.4896 | 5870711.6954 | 6372614.2107 | 2332096.7188 | 110288.9113 | 0
13
14 |  |  |  | Operating Expenses
15 |  |  |  | Operation & Maintenance Expenses |  |  | 19982105.9375 | 8341975.9807 | 2603368.3823 | 4284618.9461 | 1721052.1316 | 2261243.6928 | 737078.159 | 32768.645 | 0
16 |  |  |  | Depreciation Expense |  |  | 13236523.1268 | 5525881.9234 | 1724520.2236 | 2838212.2459 | 1140057.33 | 1497890.389 | 488254.4477 | 21706.5673 | 0
17 |  |  |  | Amortization Expense |  |  | 985093.3189 | 412182.8863 | 128101.9637 | 210854.8925 | 84648.9237 | 111336.2981 | 36375.0419 | 1593.3128 | 0
18 |  |  |  | Taxes Other Than Income |  |  | 7114170.9333 | 2969343.1124 | 926789.5607 | 1525760.6599 | 612892.5536 | 805358.2289 | 262377.7907 | 11649.0272 | 0
19 |  |  |  | Income Taxes - Federal |  |  | 3067189.2418 | 1280196.5731 | 399574.1734 | 657813.3595 | 264241.2538 | 347220.515 | 113121.029 | 5022.338 | 0
20 |  |  |  | Income Taxes - State |  |  | 0 | 0 | 0 | 0 | 0 | 0 | 0 | 0 | 0
21 |  |  |  | Income Taxes Deferred |  |  | 232762.7164 | 97151.4988 | 30322.8665 | 49920.11 | 20052.7281 | 26349.8545 | 8584.5235 | 381.135 | 0
22 |  |  |  | Investment Tax Credit Adj |  |  | 0 | 0 | 0 | 0 | 0 | 0 | 0 | 0 | 0
23 |  |  |  | Misc Revenues & Expense |  |  | 2.5321 | 1.0571 | 0.3299 | 0.54295 | 0.21809 | 0.28654 | 0.093402 | 0.0041524 | 0
24
25 |  |  |  | Total Operating Expenses |  |  | 44617847.8068 | 18626733.0319 | 5812677.5001 | 9567180.7568 | 3842945.1389 | 5049399.2648 | 1645791.0851 | 73121.0293 | 0
26
27 |  |  |  | Operating Revenue For Return |  |  | 27810534.0826 | 10916211.5771 | 5234400.7545 | 7585466.7329 | 2027766.5565 | 1323214.9459 | 686305.6336 | 37167.882 | 0
28
29
30 |  |  |  | Rate Base :
31 |  |  |  | Electric Plant In Service |  |  | 750134243.4413 | 313160277.5332 | 97731229.0269 | 160845878.8901 | 64608812.641 | 84887765.6868 | 27670134.9141 | 1230144.7491 | 0
32 |  |  |  | Plant Held For Future Use |  |  | 0 | 0 | 0 | 0 | 0 | 0 | 0 | 0 | 0
33 |  |  |  | Electric Plant Acquisition Adj |  |  | 0 | 0 | 0 | 0 | 0 | 0 | 0 | 0 | 0
34 |  |  |  | Pensions |  |  | 0 | 0 | 0 | 0 | 0 | 0 | 0 | 0 | 0
35 |  |  |  | Prepayments |  |  | 1.5426e-09 | 6.44e-10 | 2.0098e-10 | 3.3077e-10 | 1.3286e-10 | 1.7457e-10 | 5.6902e-11 | 2.5297e-12 | 0
36 |  |  |  | Fuel Stock |  |  | 0 | 0 | 0 | 0 | 0 | 0 | 0 | 0 | 0
37 |  |  |  | Materials & Supplies |  |  | 9.0414e-07 | 3.7745e-07 | 1.178e-07 | 1.9387e-07 | 7.7873e-08 | 1.0232e-07 | 3.3351e-08 | 1.4827e-09 | 0
38 |  |  |  | Misc Deferred Debits |  |  | 0 | 0 | 0 | 0 | 0 | 0 | 0 | 0 | 0
39 |  |  |  | Cash Working Capital |  |  | 0 | 0 | 0 | 0 | 0 | 0 | 0 | 0 | 0
40 |  |  |  | Weatherization Loans |  |  | 0 | 0 | 0 | 0 | 0 | 0 | 0 | 0 | 0
41 |  |  |  | Miscellaneous Rate Base |  |  | 0 | 0 | 0 | 0 | 0 | 0 | 0 | 0 | 0
42
43 |  |  |  | Total Rate Base Additions |  |  | 750134243.4413 | 313160277.5332 | 97731229.0269 | 160845878.8901 | 64608812.641 | 84887765.6868 | 27670134.9141 | 1230144.7491 | 0
44
45 |  |  |  | Rate Base Deductions :
46 |  |  |  | Accum Provision For Depreciation |  |  | -200149472.6368 | -83556863.2509 | -26076471.1396 | -42916608.7499 | -17238807.4413 | -22649601.3001 | -7382895.7407 | -328225.0143 | 0
47 |  |  |  | Accum Provision For Amortization |  |  | -12931870.5334 | -5445984.3029 | -1690876.1034 | -2748706.6408 | -1102388.0042 | -1441199.6141 | -480187.74 | -22528.128 | 0
48 |  |  |  | Accum Deferred Income Taxes |  |  | -51134896.4238 | -21342890.164 | -6661532.0238 | -10966795.263 | -4405322.5268 | -5788720.753 | -1885905.7036 | -83729.9897 | 0
49 |  |  |  | Unamortized ITC |  |  | -4500.2978 | -1878.3535 | -586.2706 | -965.169 | -387.7049 | -509.4553 | -165.9755 | -7.369 | 0
50 |  |  |  | Customer Advance For Construction |  |  | 0 | 0 | 0 | 0 | 0 | 0 | 0 | 0 | 0
51 |  |  |  | Customer Service Deposits |  |  | 0 | 0 | 0 | 0 | 0 | 0 | 0 | 0 | 0
52 |  |  |  | Misc Rate Base Deductions |  |  | -41661.1663 | -17392.3834 | -5427.8244 | -8933.1036 | -3588.2624 | -4714.5206 | -1536.7517 | -68.3201 | 0
53 | [14 empty] | 0
54 |  |  |  | Total Rate Base Deductions |  |  | -264262401.058 | -110365008.4547 | -34434893.3617 | -56642008.9263 | -22750493.9395 | -29884745.643 | -9750691.9115 | -434558.8212 | 0
55 | [14 empty] | 0
56 |  |  |  | Total Rate Base |  |  | 485871842.3832 | 202795269.0784 | 63296335.6652 | 104203869.9638 | 41858318.7015 | 55003020.0437 | 17919443.0026 | 795585.9279 | 0
57
58
59 |  |  |  | Return On Rate Base |  |  | 5.724% | 5.383% | 8.27% | 7.279% | 4.844% | 2.406% | 3.83% | 4.672%
60
61 |  |  |  | Return On Equity |  |  | 6.48% | 5.818% | 11.42% | 9.498% | 4.773% | 0.04038% | 2.804% | 4.438%
PacifiCorp
Cost Of Service By Rate Schedule
State of Washington
WCA
12 Months Ending June 2022
|  | A |  | B | C |  | D | E | F | G | H | I | J | K
|  |  |  | DESCRIPTION | COS Factor |  | Washington Jurisdiction Normalized | Residential Schedule 16 | Small General Service Schedule 24 | Large General Service < 1,000 kW Schedule 36 | Large General Service > 1,000 kW Schedule 48 | Large General Dedicated Facilities Schedule 48 | Agricultural Pumping Schedule 40 | Street & Area Lighting Sch. 15, 51-54, 57
79 |  |  |  | Total Rate Base |  |  | 485871842.3832 | 202795269.0784 | 63296335.6652 | 104203869.9638 | 41858318.7015 | 55003020.0437 | 17919443.0026 | 795585.9279 | 0
80
81
82 |  |  |  | Return On Ratebase ($$) | 5.772% |  | 28042153.5268 | 11704354.0579 | 3653155.8481 | 6014139.2538 | 2415858.0453 | 3174506.1104 | 1034222.8711 | 45917.3403 | 0
83 |  |  |  | Operating & Maintenance Expense |  |  | 19982105.9375 | 8341975.9807 | 2603368.3823 | 4284618.9461 | 1721052.1316 | 2261243.6928 | 737078.159 | 32768.645 | 0
84 |  |  |  | Bad Debt to Produce ROR | F80 |  | 0 | 0 | 0 | 0 | 0 | 0 | 0 | 0 | 0
85 |  |  |  | Depreciation Expense |  |  | 13236523.1268 | 5525881.9234 | 1724520.2236 | 2838212.2459 | 1140057.33 | 1497890.389 | 488254.4477 | 21706.5673 | 0
86 |  |  |  | Amortization Expense |  |  | 985093.3189 | 412182.8863 | 128101.9637 | 210854.8925 | 84648.9237 | 111336.2981 | 36375.0419 | 1593.3128 | 0
87 |  |  |  | Taxes Other Than Income |  |  | 7114170.9333 | 2969343.1124 | 926789.5607 | 1525760.6599 | 612892.5536 | 805358.2289 | 262377.7907 | 11649.0272 | 0
88 |  |  |  | Federal Income Taxes |  |  | 3067189.2418 | 1280196.5731 | 399574.1734 | 657813.3595 | 264241.2538 | 347220.515 | 113121.029 | 5022.338 | 0
89 |  |  |  | FIT Adj to Produce Target ROR | F101 |  | 0 | 0 | 0 | 0 | 0 | 0 | 0 | 0 | 0
90 |  |  |  | State Income Taxes |  |  | 0 | 0 | 0 | 0 | 0 | 0 | 0 | 0 | 0
91 |  |  |  | SIT Adj to Produce Target ROR | F101 |  | 0 | 0 | 0 | 0 | 0 | 0 | 0 | 0 | 0
92 |  |  |  | Deferred Income Taxes |  |  | 232762.7164 | 97151.4988 | 30322.8665 | 49920.11 | 20052.7281 | 26349.8545 | 8584.5235 | 381.135 | 0
93 |  |  |  | Investment Tax Credit |  |  | 0 | 0 | 0 | 0 | 0 | 0 | 0 | 0 | 0
94 |  |  |  | Misc Revenue & Expenses |  |  | 2.5321 | 1.0571 | 0.3299 | 0.54295 | 0.21809 | 0.28654 | 0.093402 | 0.0041524 | 0
95 |  |  |  | Revenue Credits |  |  | -13521906.2823 | -9865358.0636 | -1964764.7155 | -544166.0102 | -189115.6542 | -241480.4418 | -495316.264 | -221705.1331 | 0
96
97 |  |  |  | Total Revenue Requirements |  |  | 59138095.0513 | 20465729.0261 | 7501068.6327 | 15037154.0005 | 6069687.53 | 7982424.9333 | 2184697.6921 | -102666.7635 | 0
98 |  |  |  | Operating Revenues |  |  | 58906475.607 | 19677586.5453 | 9082313.5391 | 16608481.4795 | 5681596.0412 | 6131133.7688 | 1836780.4547 | -111416.2218 | 0
99
100 |  |  |  | Increase / (Decrease) Required to
101 |  |  |  | Earn Equal Rates of Return |  |  | 231619.4442 | 788142.4808 | -1581244.9065 | -1571327.479 | 388091.4888 | 1851291.1645 | 347917.2374 | 8749.4583 | 0
102
103 |  |  |  | Existing Revenues |  |  | 58906475.607 | 19677586.5453 | 9082313.5391 | 16608481.4795 | 5681596.0412 | 6131133.7688 | 1836780.4547 | -111416.2218 | 0
104 |  |  |  | check |  |  | 0 | 0 | 0 | 0 | 0 | 0 | 0 | 0 | 0
105 |  |  |  | Percent Increase / (Decrease)
106 |  |  |  | Over Existing Rates To
107 |  |  |  | Equal Authorized RoE & RoR |  |  | 0.3932% | 4.005% | -17.41% | -9.461% | 6.831% | 30.19% | 18.94% | -7.853%
[5 empty] | WCA |  | E: ELECTRIC REVENUES
|  | Transmission - Total - Unbundled |  |  | Method
|  | A |  | B | 0 |  | D | E | F | G | H | I | J | K
|  | FERC ACCT |  | DESCRIPTION | COS Factor |  | Washington Jurisdiction Normalized | Residential Schedule 16 | Small General Service Schedule 24 | Large General Service < 1,000 kW Schedule 36 | Large General Service > 1,000 kW Schedule 48 | Large General Dedicated Facilities Schedule 48 | Agricultural Pumping Schedule 40 | Street & Area Lighting Sch. 15, 51-54, 57 |  | Func Study Row
120 |  | 440 | Residential Sales |  | A |  | 19677586.5453 | 19677586.5453 | 0 | 0 | 0 | 0 | 0 | 0 | 0
121
122 |  | 442 | Commercial & Industrial Sales |  | A |  | 33658709.2422 | 0 | 9082313.5391 | 16608481.4795 | 0 | 6131133.7688 | 1836780.4547 | 0 | 0
123 |  |  |  | Interruptible Demand | F10 |  | 0 | 0 | 0 | 0 | 0 | 0 | 0 | 0 | 0 | 100
124 |  |  |  | Interruptible Energy | F10 |  | 0 | 0 | 0 | 0 | 0 | 0 | 0 | 0 | 0 | 101
125 | [6 empty] | 33658709.2422 | 0 | 9082313.5391 | 16608481.4795 | 0 | 6131133.7688 | 1836780.4547 | 0 | 0
126
127 |  | 444 | Public Street & Highway Lighting |  | A |  | 5570179.8195 | 0 | 0 | 0 | 5681596.0412 | 0 | 0 | -111416.2218 | 0
128
129 |  | 445 | Other Sales to Public Authority |  | A |  | 0 | 0 | 0 | 0 | 0 | 0 | 0 | 0 | 0
130
131 |  | 448 | Interdepartmental |  | A | 0 | 0 | 0 | 0 | 0 | 0 | 0 | 0 | 0 | 0 | 114
132 |  |  |  | Demand | F10 |  | 0 | 0 | 0 | 0 | 0 | 0 | 0 | 0 | 0 | 115
133 | [6 empty] | 0 | 0 | 0 | 0 | 0 | 0 | 0 | 0 | 0
134
135 |  | Total Sales to Ultimate Customers |  |  |  |  | 58906475.607 | 19677586.5453 | 9082313.5391 | 16608481.4795 | 5681596.0412 | 6131133.7688 | 1836780.4547 | -111416.2218 | 0
136
137 |  | 447 | Sales for Resale |  | F30 |  | 0 | 0 | 0 | 0 | 0 | 0 | 0 | 0 | 0 | 121
138 | [6 empty] | 0 | 0 | 0 | 0 | 0 | 0 | 0 | 0 | 0
139
140 |  | 447NPC | Sales for Resale - NPC
141 |  |  |  | Demand | F30 |  | 0 | 0 | 0 | 0 | 0 | 0 | 0 | 0 | 0 | 0
142 |  |  |  | Energy | F30 |  | 0 | 0 | 0 | 0 | 0 | 0 | 0 | 0 | 0 | 127
143 | [6 empty] | 0 | 0 | 0 | 0 | 0 | 0 | 0 | 0 | 0
144
145 |  | 449 | Provision for Rate Refund |  | F11 |  | 0 | 0 | 0 | 0 | 0 | 0 | 0 | 0 | 0 | 133
146 |  |  |  |  | F10 |  | 0 | 0 | 0 | 0 | 0 | 0 | 0 | 0 |  | 134
147
148 |  | State Specific Revenue Credit |  |  | F140T |  | 54047.9695 | 22561.7071 | 7041.1377 | 11590.1279 | 4655.5959 | 6117.3325 | 1993.522 | 88.5464 | 0 | 136
149
150 |  | AGA Revenue |  |  | A | 0 | 0 | 0 | 0 | 0 | 0 | 0 | 0 | 0 | 0 | 137
151
152 |  | Autopay Bill Credit |  |  | F40 | 0 | 0 | 0 | 0 | 0 | 0 | 0 | 0 | 0 | 0 | 139
153
154 |  | Paperless Bill Credit |  |  | F40 | 0 | 0 | 0 | 0 | 0 | 0 | 0 | 0 | 0 | 0 | 141
155
156
157 |  | Total Sales from Electricity |  |  |  |  | 58960523.5765 | 19700148.2525 | 9089354.6768 | 16620071.6074 | 5686251.6371 | 6137251.1013 | 1838773.9768 | -111327.6753 | 0
158
159 |  | Other Electric Operating Revenues
160 |  | 450 | Forfeited Discounts & Interest |  | A | 0 | 0 | 0 | 0 | 0 | 0 | 0 | 0 | 0 | 0 | 147
161 |  |  |  | Customers | F40 |  | 0 | 0 | 0 | 0 | 0 | 0 | 0 | 0 | 0 | 148
162 | [6 empty] | 0 | 0 | 0 | 0 | 0 | 0 | 0 | 0 | 0
163
164 |  | 451 | Misc Electric Revenue |  | A | 0 | 0 | 0 | 0 | 0 | 0 | 0 | 0 | 0 | 0 | 152
165 |  |  |  | Demand | F10 |  | 0 | 0 | 0 | 0 | 0 | 0 | 0 | 0 | 0 | 153
166 |  |  |  | Customer | F40 |  | 0.70283 | 0.55386 | 0.1041 | 0.0053543 | 0.00033231 | 5.0014e-06 | 0.025711 | 0.013466 | 0 | 154
167 | [6 empty] | 0.70283 | 0.55386 | 0.1041 | 0.0053543 | 0.00033231 | 5.0014e-06 | 0.025711 | 0.013466 | 0
168
169 |  | 453 | Water Sales |  | F12 |  | 0 | 0 | 0 | 0 | 0 | 0 | 0 | 0 | 0 | 162
170
171 |  | 454 | Rent of Electric Property |  | A | 0 | 0 | 0 | 0 | 0 | 0 | 0 | 0 | 0 | 0 | 165
172 |  |  |  | Demand | F10 |  | 0 | 0 | 0 | 0 | 0 | 0 | 0 | 0 | 0 | 166
173 |  |  |  | Demand | F10 |  | 0 | 0 | 0 | 0 | 0 | 0 | 0 | 0 | 0 | 167
174 |  |  |  | Jim Bridger Generation | F10 |  | 0 | 0 | 0 | 0 | 0 | 0 | 0 | 0 | 0 | 168
175 |  |  |  | Customer | F40 |  | 53657.8966 | 42284.7836 | 7947.5523 | 408.7783 | 25.3707 | 0.38183 | 1962.949 | 1028.081 | 0 | 169
176 | [6 empty] | 53657.8966 | 42284.7836 | 7947.5523 | 408.7783 | 25.3707 | 0.38183 | 1962.949 | 1028.081 | 0
177
178 |  | 456 | Other Electric Revenue |  | A | 0 | 0 | 0 | 0 | 0 | 0 | 0 | 0 | 0 | 0 | 173
179 |  |  |  | CAGE | F12 |  | 0 | 0 | 0 | 0 | 0 | 0 | 0 | 0 | 0 | 174
180 |  |  |  | CAGW | F12 |  | 167324.1337 | 69853.1931 | 21799.8223 | 35878.1079 | 14411.5719 | 18934.9733 | 6172.0704 | 274.3948 | 0 | 175
181 |  |  |  | SO | F12 |  | 0 | 0 | 0 | 0 | 0 | 0 | 0 | 0 | 0 | 176
182 |  |  |  | SG | F40 |  | 11335064.5922 | 8932529.6713 | 1678895.8323 | 86353.1409 | 5359.4715 | 80.6609 | 414666.8956 | 217178.9197 | 0 | 177
183 |  |  |  | JBG | F12 |  | 1911810.9875 | 798128.1546 | 249080.2668 | 409935.8498 | 164663.6438 | 216347.0933 | 70520.8013 | 3135.1778 | 0 | 178
184 |  |  |  | WRG | F12 |  | 0 | 0 | 0 | 0 | 0 | 0 | 0 | 0 | 0 | 179
185 |  |  |  | WRE | F12 |  | 0 | 0 | 0 | 0 | 0 | 0 | 0 | 0 | 0 | 180
186 |  |  |  | CN | F12 |  | 0 | 0 | 0 | 0 | 0 | 0 | 0 | 0 | 0 | 181
187 |  |  |  | SE | F12 |  | 0 | 0 | 0 | 0 | 0 | 0 | 0 | 0 | 0 | 182
188 | [6 empty] | 13414199.7134 | 9800511.019 | 1949775.9214 | 532167.0986 | 184434.6873 | 235362.7275 | 491359.7673 | 220588.4922 | 0
189 | [14 empty] | 0
190 |  | Total Other Electric Operating Revenues |  |  |  |  | 13467858.3128 | 9842796.3565 | 1957723.5778 | 532575.8823 | 184460.0583 | 235363.1093 | 493322.742 | 221616.5867 | 0
191 | [14 empty] | 0
192 |  | Total Electric Operating Revenues |  |  |  |  | 72428381.8894 | 29542944.6089 | 11047078.2546 | 17152647.4896 | 5870711.6954 | 6372614.2107 | 2332096.7188 | 110288.9113 | 0
193
194 |  | Miscellaneous Revenues
195 |  | 41160 | Gain on Sale of Utility Plant - CR |  | F12 |  | 0 | 0 | 0 | 0 | 0 | 0 | 0 | 0 | 0 | 196
196 |  | 41170 | Loss on Sale of Utility Plant |  | F12 |  | 0 | 0 | 0 | 0 | 0 | 0 | 0 | 0 | 0 | 201
197 |  | 4118 | Gain from Emission Allowances |  | F12 |  | 0 | 0 | 0 | 0 | 0 | 0 | 0 | 0 | 0 | 203
198 |  | 41181 | Gain from Disposition of NOX Credits |  | F12 |  | 0 | 0 | 0 | 0 | 0 | 0 | 0 | 0 | 0 | 208
199 |  | 4194 | Impact Housing Interest Income |  | F12 |  | 0 | 0 | 0 | 0 | 0 | 0 | 0 | 0 | 0 | 212
200 |  | 421 | (Gain)/Loss on Sale of Utility Plant |  | F12 |  | 2.5321 | 1.0571 | 0.3299 | 0.54295 | 0.21809 | 0.28654 | 0.093402 | 0.0041524 | 0 | 223
201
202 |  | Total Miscellaneous Revenues |  |  |  |  | 2.5321 | 1.0571 | 0.3299 | 0.54295 | 0.21809 | 0.28654 | 0.093402 | 0.0041524 | 0
203
204 |  | Miscellaneous Expenses
205 |  | 4311 | Interest on Customer Deposits |  | F80 |  | 0 | 0 | 0 | 0 | 0 | 0 | 0 | 0 | 0 | 229
206
207 |  | Net Miscellaneous Revenues And Expense |  |  |  |  | 2.5321 | 1.0571 | 0.3299 | 0.54295 | 0.21809 | 0.28654 | 0.093402 | 0.0041524 | 0
208
209 |  | Distribution - METER - Unbundled
210 | [6 empty] | E: STEAM POWER GENERATION
211
212 |  | A |  | B | C |  | D | E | F | G | H | I | J | K
213 |  | FERC ACCT |  | DESCRIPTION | COS Factor |  | Washington Jurisdiction Normalized | Residential Schedule 16 | Small General Service Schedule 24 | Large General Service < 1,000 kW Schedule 36 | Large General Service > 1,000 kW Schedule 48 | Large General Dedicated Facilities Schedule 48 | Agricultural Pumping Schedule 40 | Street & Area Lighting Sch. 15, 51-54, 57
214 |  | 500 | Operation Suprvn & Engineering |  | F10 |  | 0 | 0 | 0 | 0 | 0 | 0 | 0 | 0 | 0 | 237
|  |  |  | JBG | F10 |  | 0 | 0 | 0 | 0 | 0 | 0 | 0 | 0 | 0 | 238
216 |  |  |  | CAGW | F10 |  | 0 | 0 | 0 | 0 | 0 | 0 | 0 | 0 | 0 | 239
217 |  |  |  | Total 500 |  |  | 0 | 0 | 0 | 0 | 0 | 0 | 0 | 0 | 0
218
219 |  | 501 | Fuel Related |  | F10 |  | 0 | 0 | 0 | 0 | 0 | 0 | 0 | 0 | 0 | 243
220 |  |  |  | S | F10 |  | 0 | 0 | 0 | 0 | 0 | 0 | 0 | 0 | 0 | 244
221 |  |  |  | SE | F10 |  | 0 | 0 | 0 | 0 | 0 | 0 | 0 | 0 | 0 | 245
222 |  |  |  | CAGW | F10 |  | 0 | 0 | 0 | 0 | 0 | 0 | 0 | 0 | 0 | 246
223 |  |  |  | CAGE | F10 |  | 0 | 0 | 0 | 0 | 0 | 0 | 0 | 0 | 0 | 247
224 |  |  |  | CAEW | F10 |  | 0 | 0 | 0 | 0 | 0 | 0 | 0 | 0 | 0 | 248
225 |  |  |  | CAEE | F10 |  | 0 | 0 | 0 | 0 | 0 | 0 | 0 | 0 | 0 | 249
226 |  |  |  | JBE | F10 |  | 0 | 0 | 0 | 0 | 0 | 0 | 0 | 0 | 0 | 250
227 |  |  |  | CAEE | F10 |  | 0 | 0 | 0 | 0 | 0 | 0 | 0 | 0 | 0 | 251
228 |  |  |  | JBG | F10 |  | 0 | 0 | 0 | 0 | 0 | 0 | 0 | 0 | 0 | 252
229 |  |  |  | Total 501 |  |  | 0 | 0 | 0 | 0 | 0 | 0 | 0 | 0 | 0
230
231 |  | 501NPC | Fuel Related - NPC
232 |  |  |  | S | F30 |  | 0 | 0 | 0 | 0 | 0 | 0 | 0 | 0 | 0 | 256
233 |  |  |  | CAEW | F30 |  | 0 | 0 | 0 | 0 | 0 | 0 | 0 | 0 | 0 | 257
234 |  |  | Total Fuel Related |  |  |  | 0 | 0 | 0 | 0 | 0 | 0 | 0 | 0 | 0
235
236
237 |  | 502 | Steam Expenses |  | F10 |  | 0 | 0 | 0 | 0 | 0 | 0 | 0 | 0 | 0 | 262
238 |  |  |  | SE/CAEW/CAEE | F10 |  | 0 | 0 | 0 | 0 | 0 | 0 | 0 | 0 | 0 | 263
239 |  |  |  | JBG | F10 |  | 0 | 0 | 0 | 0 | 0 | 0 | 0 | 0 | 0 | 265
240 |  |  |  | Total 502 |  |  | 0 | 0 | 0 | 0 | 0 | 0 | 0 | 0 | 0
241
242 |  | 503 | Steam From Other Sources |  | F10 |  | 0 | 0 | 0 | 0 | 0 | 0 | 0 | 0 | 0 | 270
243
244 |  | 503NPC | Steam From Other Sources-NPC
245 |  |  |  | S | F30 |  | 0 | 0 | 0 | 0 | 0 | 0 | 0 | 0 | 0 | 272
246 |  |  |  | SE | F30 |  | 0 | 0 | 0 | 0 | 0 | 0 | 0 | 0 | 0 | 273
247 |  |  |  | CAEE | F30 |  | 0 | 0 | 0 | 0 | 0 | 0 | 0 | 0 | 0 | 274
248 |  |  |  | Total Steam From Other Sources |  |  | 0 | 0 | 0 | 0 | 0 | 0 | 0 | 0 | 0
249
250 |  | 505 | Electric Expenses |  | F10 |  | 0 | 0 | 0 | 0 | 0 | 0 | 0 | 0 | 0 | 279
251 |  |  |  | JBG | F10 |  | 0 | 0 | 0 | 0 | 0 | 0 | 0 | 0 | 0 | 280
252 |  |  |  | Total 505 |  |  | 0 | 0 | 0 | 0 | 0 | 0 | 0 | 0 | 0
253
254 |  | 506 | Misc. Steam Expense |  | F10 |  | 0 | 0 | 0 | 0 | 0 | 0 | 0 | 0 | 0 | 284
255 |  |  |  | SE | F10 |  | 0 | 0 | 0 | 0 | 0 | 0 | 0 | 0 | 0 | 285
256 |  |  |  | JBG | F10 |  | 0 | 0 | 0 | 0 | 0 | 0 | 0 | 0 | 0 | 286
257 |  |  |  | Total 506 |  |  | 0 | 0 | 0 | 0 | 0 | 0 | 0 | 0 | 0
258
259 |  | 507 | Rents |  | F10 |  | 0 | 0 | 0 | 0 | 0 | 0 | 0 | 0 | 0 | 290
260 |  |  |  | CAGW | F10 |  | 0 | 0 | 0 | 0 | 0 | 0 | 0 | 0 | 0 | 292
261 |  |  |  | CAGE | F10 |  | 0 | 0 | 0 | 0 | 0 | 0 | 0 | 0 | 0 | 293
262 |  |  |  | JBG | F10 |  | 0 | 0 | 0 | 0 | 0 | 0 | 0 | 0 | 0 | 294
263 |  |  |  | CAGE | F10 |  | 0 | 0 | 0 | 0 | 0 | 0 | 0 | 0 | 0 | 295
264 |  |  |  | Total 507 |  |  | 0 | 0 | 0 | 0 | 0 | 0 | 0 | 0 | 0
265
266 |  | 510 | Maint Supervision & Engineering |  | F10 |  | 0 | 0 | 0 | 0 | 0 | 0 | 0 | 0 | 0 | 298
267 |  |  |  | JBG | F10 |  | 0 | 0 | 0 | 0 | 0 | 0 | 0 | 0 | 0 | 299
268 |  |  |  | Total 510 |  |  | 0 | 0 | 0 | 0 | 0 | 0 | 0 | 0 | 0
269
270 |  | 511 | Maintenance of Structures |  | F10 |  | 0 | 0 | 0 | 0 | 0 | 0 | 0 | 0 | 0 | 303
271 |  |  |  | CAGW | F10 |  | 0 | 0 | 0 | 0 | 0 | 0 | 0 | 0 | 0 | 304
272 |  |  |  | CAGE | F10 |  | 0 | 0 | 0 | 0 | 0 | 0 | 0 | 0 | 0 | 305
273 |  |  |  | JBG | F10 |  | 0 | 0 | 0 | 0 | 0 | 0 | 0 | 0 | 0 | 306
274 |  |  |  | CAGE | F10 |  | 0 | 0 | 0 | 0 | 0 | 0 | 0 | 0 | 0 | 307
275 |  |  |  | Total 511 |  |  | 0 | 0 | 0 | 0 | 0 | 0 | 0 | 0 | 0
276
277 |  | 512 | Maintenance of Boiler Plant |  | F10 |  | 0 | 0 | 0 | 0 | 0 | 0 | 0 | 0 | 0 | 311
278 |  |  |  |  | F10 |  | 0 | 0 | 0 | 0 | 0 | 0 | 0 | 0 | 0 | 312
279 |  |  |  | JBG | F10 |  | 0 | 0 | 0 | 0 | 0 | 0 | 0 | 0 | 0 | 313
280 |  |  |  | Total 512 |  |  | 0 | 0 | 0 | 0 | 0 | 0 | 0 | 0 | 0
281
282 |  | 513 | Maintenance of Electric Plant |  | F10 |  | 0 | 0 | 0 | 0 | 0 | 0 | 0 | 0 | 0 | 317
283 |  |  |  | CAGW | F10 |  | 0 | 0 | 0 | 0 | 0 | 0 | 0 | 0 | 0 | 318
284 |  |  |  | CAGE | F10 |  | 0 | 0 | 0 | 0 | 0 | 0 | 0 | 0 | 0 | 319
285 |  |  |  | JBG | F10 |  | 0 | 0 | 0 | 0 | 0 | 0 | 0 | 0 | 0 | 320
286 |  |  |  | CAGE | F10 |  | 0 | 0 | 0 | 0 | 0 | 0 | 0 | 0 | 0 | 321
287 |  |  |  | Total 513 |  |  | 0 | 0 | 0 | 0 | 0 | 0 | 0 | 0 | 0
288
289 |  | 514 | Maint of Misc. Steam Plant |  | F10 |  | 0 | 0 | 0 | 0 | 0 | 0 | 0 | 0 | 0 | 325
290 |  |  |  | CAGW | F10 |  | 0 | 0 | 0 | 0 | 0 | 0 | 0 | 0 | 0 | 326
291 |  |  |  | CAGE | F10 |  | 0 | 0 | 0 | 0 | 0 | 0 | 0 | 0 | 0 | 327
292 |  |  |  | JBG | F10 |  | 0 | 0 | 0 | 0 | 0 | 0 | 0 | 0 | 0 | 328
293 |  |  |  | CAGE | F10 |  | 0 | 0 | 0 | 0 | 0 | 0 | 0 | 0 | 0 | 329
294 |  |  |  | Total 514 |  |  | 0 | 0 | 0 | 0 | 0 | 0 | 0 | 0 | 0
295
296 |  | Total Steam Power Generation |  |  |  |  | 0 | 0 | 0 | 0 | 0 | 0 | 0 | 0 | 0
297
298
299 | [6 empty] | D: NUCLEAR POWER GENERATION
300
301
302 |  | 517 | Operation Super & Engineering |  | F10 |  | 0 | 0 | 0 | 0 | 0 | 0 | 0 | 0 | 0 | 336
303
304 |  | 518 | Nuclear Fuel Expense |  | F10 |  | 0 | 0 | 0 | 0 | 0 | 0 | 0 | 0 | 0 | 340
305
306 |  | 519 | Coolants and Water |  | F10 |  | 0 | 0 | 0 | 0 | 0 | 0 | 0 | 0 | 0 | 345
307
308 |  | 520 | Steam Expenses |  | F10 |  | 0 | 0 | 0 | 0 | 0 | 0 | 0 | 0 | 0 | 349
309
310 |  | 523 | Electric Expenses |  | F10 |  | 0 | 0 | 0 | 0 | 0 | 0 | 0 | 0 | 0 | 353
311
312 |  | 524 | Misc. Nuclear Expenses |  | F10 |  | 0 | 0 | 0 | 0 | 0 | 0 | 0 | 0 | 0 | 357
313
314 |  | 528 | Maint Supervision & Eng |  | F10 |  | 0 | 0 | 0 | 0 | 0 | 0 | 0 | 0 | 0 | 361
315
316 |  | 529 | Maintenance of Structures |  | F10 |  | 0 | 0 | 0 | 0 | 0 | 0 | 0 | 0 | 0 | 365
317
318 |  | 530 | Maintenance of Reactor Plant |  | F10 |  | 0 | 0 | 0 | 0 | 0 | 0 | 0 | 0 | 0 | 369
319
320 |  | 531 | Maintenance of Electric Plant |  | F10 |  | 0 | 0 | 0 | 0 | 0 | 0 | 0 | 0 | 0 | 373
321
322 |  | 532 | Maintenance of Misc Nuclear |  | F10 |  | 0 | 0 | 0 | 0 | 0 | 0 | 0 | 0 | 0 | 377
323
324 |  | Total Nuclear Power Generation |  |  |  |  | 0 | 0 | 0 | 0 | 0 | 0 | 0 | 0 | 0 | 380
325
326
327
328 |  | Distribution - METER - Unbundled |  |  |  |  | D: HYDRAULIC POWER GENERATION
329
330 |  | A |  | B | C |  | D | E | F | G | H | I | J | K
331 |  | FERC ACCT |  | DESCRIPTION | COS Factor |  | Washington Jurisdiction Normalized | Residential Schedule 16 | Small General Service Schedule 24 | Large General Service < 1,000 kW Schedule 36 | Large General Service > 1,000 kW Schedule 48 | Large General Dedicated Facilities Schedule 48 | Agricultural Pumping Schedule 40 | Street & Area Lighting Sch. 15, 51-54, 57
332 |  | 535 | Operation Super & Engineering
333 |  |  |  | DGP | F10 |  | 0 | 0 | 0 | 0 | 0 | 0 | 0 | 0 | 0 | 385
334 |  |  |  | CN | F10 |  | 0 | 0 | 0 | 0 | 0 | 0 | 0 | 0 | 0 | 386
335 |  |  |  | SG | F10 |  | 0 | 0 | 0 | 0 | 0 | 0 | 0 | 0 | 0 | 387
336 |  |  |  | SG-P | F10 |  | 0 | 0 | 0 | 0 | 0 | 0 | 0 | 0 | 0 | 388
337 |  |  |  | SG-U | F10 |  | 0 | 0 | 0 | 0 | 0 | 0 | 0 | 0 | 0 | 389
338
339 |  | 536 | Water For Power |  | F10 |  | 0 | 0 | 0 | 0 | 0 | 0 | 0 | 0 | 0 | 398
340
341 |  | 537 | Hydraulic Expenses |  | F10 |  | 0 | 0 | 0 | 0 | 0 | 0 | 0 | 0 | 0 | 406
342
343 |  | 538 | Electric Expenses |  | F10 |  | 0 | 0 | 0 | 0 | 0 | 0 | 0 | 0 | 0 | 410
344
345 |  | 539 | Misc. Hydro Expenses |  | F10 |  | 0 | 0 | 0 | 0 | 0 | 0 | 0 | 0 | 0 | 418
346
347 |  | 540 | Rents (Hydro Generation) |  | F10 |  | 0 | 0 | 0 | 0 | 0 | 0 | 0 | 0 | 0 | 426
348
349 |  | 541 | Maint Supervision & Engineering |  | F10 |  | 0 | 0 | 0 | 0 | 0 | 0 | 0 | 0 | 0 | 434
350
351 |  | 542 | Maintenance of Structures |  | F10 |  | 0 | 0 | 0 | 0 | 0 | 0 | 0 | 0 | 0 | 442
352
353 |  | 543 | Maint of Dams & Waterways |  | F10 |  | 0 | 0 | 0 | 0 | 0 | 0 | 0 | 0 | 0 | 450
354
355 |  | 544 | Maintenance of Electric Plant |  | F10 |  | 0 | 0 | 0 | 0 | 0 | 0 | 0 | 0 | 0 | 458
356
357 |  | 545 | Maint of Misc. Hydro Plant |  | F10
|  |  |  | SG | F10 |  | 0 | 0 | 0 | 0 | 0 | 0 | 0 | 0 | 0 | 461
|  |  |  | SG-P | F10 |  | 0 | 0 | 0 | 0 | 0 | 0 | 0 | 0 | 0 | 462
|  |  |  | SG-U | F10 |  | 0 | 0 | 0 | 0 | 0 | 0 | 0 | 0 | 0 | 463
|  |  |  | CAGW | F10 |  | 0 | 0 | 0 | 0 | 0 | 0 | 0 | 0 | 0 | 464
|  |  |  | CAGE | F10 |  | 0 | 0 | 0 | 0 | 0 | 0 | 0 | 0 | 0 | 465
363
364 |  | Total Hydraulic Power Generation |  |  |  |  | 0 | 0 | 0 | 0 | 0 | 0 | 0 | 0 | 0
365
366
367 | [6 empty] | D: OTHER POWER GENERATION
368
369
370 |  | 546 | Operation Super & Engineering |  | F10 |  | 0 | 0 | 0 | 0 | 0 | 0 | 0 | 0 | 0 | 472
371
372 |  | 547 | Fuel |  | F30 |  | 0 | 0 | 0 | 0 | 0 | 0 | 0 | 0 | 0 | 476
373 |  |  |  | CAEW/CAEE | F30 |  | 0 | 0 | 0 | 0 | 0 | 0 | 0 | 0 | 0 | 477
374
375
376 |  | 547NPC | Fuel-NPC |  | F30
377 |  |  |  | CAEW | F30 |  | 0 | 0 | 0 | 0 | 0 | 0 | 0 | 0 | 0 | 480
378 |  |  |  | S | F30 |  | 0 | 0 | 0 | 0 | 0 | 0 | 0 | 0 | 0 | 481
379 |  |  |  | Total 547 |  |  | 0 | 0 | 0 | 0 | 0 | 0 | 0 | 0 | 0
380
381 |  | 548 | Generation Expense |  | F10 |  | 0 | 0 | 0 | 0 | 0 | 0 | 0 | 0 | 0 | 486
382 |  |  |  | CAGW | F10 |  | 0 | 0 | 0 | 0 | 0 | 0 | 0 | 0 | 0 | 488
383 |  |  |  | Total 548 |  |  | 0 | 0 | 0 | 0 | 0 | 0 | 0 | 0 | 0
384
385 |  | 549 | Miscellaneous Other |  | F10 |  | 0 | 0 | 0 | 0 | 0 | 0 | 0 | 0 | 0 | 492
386 |  |  |  | CAGE/CAGW | F10 |  | 0 | 0 | 0 | 0 | 0 | 0 | 0 | 0 | 0 | 493
387
388 |  | 550/551 | Maint Supervision & Engineering
389 |  |  |  | CAGW | F10 |  | 0 | 0 | 0 | 0 | 0 | 0 | 0 | 0 | 0 | 498
390 |  |  |  | SG | F10 |  | 0 | 0 | 0 | 0 | 0 | 0 | 0 | 0 | 0 | 499
391 |  |  |  | Total 550 |  |  | 0 | 0 | 0 | 0 | 0 | 0 | 0 | 0 | 0
392
393 |  | 552 | Maintenance of Structures |  | F10 |  | 0 | 0 | 0 | 0 | 0 | 0 | 0 | 0 | 0 | 505
394
395 |  | 553 | Maint of Generation & Elect Plant |  | F10 |  | 0 | 0 | 0 | 0 | 0 | 0 | 0 | 0 | 0 | 509
396 |  |  |  | CAGW | F10 |  | 0 | 0 | 0 | 0 | 0 | 0 | 0 | 0 | 0 | 510
397 |  |  |  | Total 553 |  |  | 0 | 0 | 0 | 0 | 0 | 0 | 0 | 0 | 0
398
399 |  | 554 | Maintenance of Misc. Other |  | F10 |  | 0 | 0 | 0 | 0 | 0 | 0 | 0 | 0 | 0 | 514
400 |  |  |  | CAGW | F10 |  | 0 | 0 | 0 | 0 | 0 | 0 | 0 | 0 | 0 | 515
401 |  |  |  | Total 554 |  |  | 0 | 0 | 0 | 0 | 0 | 0 | 0 | 0 | 0
402
403 |  | Total Other Power Generation |  |  |  |  | 0 | 0 | 0 | 0 | 0 | 0 | 0 | 0 | 0
404
405
406 | [6 empty] | D: OTHER POWER SUPPLY
407
408
409 |  | 555 | Purchased Power |  | F10 |  | 0 | 0 | 0 | 0 | 0 | 0 | 0 | 0 | 0 | 520
410 |  |  |  | SG | F10 |  | 0 | 0 | 0 | 0 | 0 | 0 | 0 | 0 | 0 | 521
411 |  |  |  | SE | F10 |  | 0 | 0 | 0 | 0 | 0 | 0 | 0 | 0 | 0 | 522
412
413 |  | 555NPC | Purchased Power-NPC
414 |  |  |  | CAGW | F30 |  | 0 | 0 | 0 | 0 | 0 | 0 | 0 | 0 | 0 | 525
415 |  |  |  | CAEW | F30 |  | 0 | 0 | 0 | 0 | 0 | 0 | 0 | 0 | 0 | 526
416 |  |  |  | DGP | F30 |  | 0 | 0 | 0 | 0 | 0 | 0 | 0 | 0 | 0 | 527
417 |  |  |  | DGP | F30 |  | 0 | 0 | 0 | 0 | 0 | 0 | 0 | 0 | 0 | 528
418 |  |  |  | Total 555 |  |  | 0 | 0 | 0 | 0 | 0 | 0 | 0 | 0 | 0
419
420
421 |  | 556 | System Control & Load Dispatch |  | F10 |  | 0 | 0 | 0 | 0 | 0 | 0 | 0 | 0 | 0 | 532
422
423 |  | 557 | Other Expenses |  | F10 |  | 0 | 0 | 0 | 0 | 0 | 0 | 0 | 0 | 0 | 541
424
425
426 |  | Embedded Cost Differentials
427 |  |  |  | Company Owned Hydro | F10 |  | 0 | 0 | 0 | 0 | 0 | 0 | 0 | 0 | 0 | 544
428 |  |  |  | Company Owned Hydro | F10 |  | 0 | 0 | 0 | 0 | 0 | 0 | 0 | 0 | 0 | 545
|  |  |  | Mid-C Contract | F10 |  | 0 | 0 | 0 | 0 | 0 | 0 | 0 | 0 | 0 | 546
430 |  |  |  | Mid-C Contract | F10 |  | 0 | 0 | 0 | 0 | 0 | 0 | 0 | 0 | 0 | 547
431 |  |  |  | Existing QF Contracts | F10 |  | 0 | 0 | 0 | 0 | 0 | 0 | 0 | 0 | 0 | 548
432 |  |  |  | Existing QF Contracts | F10 |  | 0 | 0 | 0 | 0 | 0 | 0 | 0 | 0 | 0 | 548
433 | [6 empty] | 0 | 0 | 0 | 0 | 0 | 0 | 0 | 0 | 0
434
435 |  | Total Other Power Supply |  |  |  |  | 0 | 0 | 0 | 0 | 0 | 0 | 0 | 0 | 0
436
437 |  | TOTAL GENERATION EXPENSE |  |  |  |  | 0 | 0 | 0 | 0 | 0 | 0 | 0 | 0 | 0
438
439 |  | Distribution - METER - Unbundled |  |  |  |  | D: TRANSMISSION EXPENSE
440
441
442 |  | A |  | B | C |  | D | E | F | G | H | I | J | K
443 |  | FERC ACCT |  | DESCRIPTION | COS Factor |  | Washington Jurisdiction Normalized | Residential Schedule 16 | Small General Service Schedule 24 | Large General Service < 1,000 kW Schedule 36 | Large General Service > 1,000 kW Schedule 48 | Large General Dedicated Facilities Schedule 48 | Agricultural Pumping Schedule 40 | Street & Area Lighting Sch. 15, 51-54, 57
444 |  | 560 | Operation Supervision & Eng |  | F12 |  | 1045608.6078 | 436512.6438 | 136227.1023 | 224202.3171 | 90057.9213 | 118324.6589 | 38569.2714 | 1714.693 | 0 | 560
445
446 |  | 561 | Load Dispatching |  | F12 |  | 1360282.7971 | 567880.4054 | 177224.4245 | 291675.6353 | 117160.7044 | 153934.2702 | 50176.6302 | 2230.727 | 0 | 565
447
448 |  | 562 | Station Expense |  | F12 |  | 273174.8554 | 114042.9387 | 35590.5821 | 58574.9152 | 23528.4594 | 30913.4043 | 10076.5765 | 447.9793 | 0 | 571
449
450 |  | 563 | Overhead Line Expense |  | F12 |  | 94317.0181 | 39374.7437 | 12288.0913 | 20223.7184 | 8123.4934 | 10673.2375 | 3479.0634 | 154.6704 | 0 | 576
451
452 |  | 564 | Underground Line Expense |  | F12 |  | 0 | 0 | 0 | 0 | 0 | 0 | 0 | 0 | 0 | 580
453
454 |  | 565 | Transm of Electricity by Others |  | F12 |  | 0 | 0 | 0 | 0 | 0 | 0 | 0 | 0 | 0 | 584
455
456 |  | 565NPC | Transmission of Electricity by Others-NPC
457 |  |  | CAGW |  | F12 |  | 0 | 0 | 0 | 0 | 0 | 0 | 0 | 0 | 0 | 587
458 |  |  | SE |  | F12 |  | 13425892.2365 | 5604938.2836 | 1749192.1753 | 2878817.2991 | 1156367.6284 | 1519320.0474 | 495239.6891 | 22017.1136 | 0 | 588
459 |  |  | SE |  | F12 |  | 0 | 0 | 0 | 0 | 0 | 0 | 0 | 0 | 0 | 589
460 | [6 empty] | 13425892.2365 | 5604938.2836 | 1749192.1753 | 2878817.2991 | 1156367.6284 | 1519320.0474 | 495239.6891 | 22017.1136 | 0
461
462 |  | 566 | Misc. Transmission Expense |  | F12 |  | 181305.8794 | 75690.1848 | 23621.4339 | 38876.1129 | 15615.815 | 20517.1956 | 6687.8138 | 297.3234 | 0 | 595
463
464 |  | 567 | Rents - Transmission |  | F12 |  | 206689.5269 | 86287.1548 | 26928.542 | 44318.9454 | 17802.1001 | 23389.6963 | 7624.1381 | 338.95 | 0 | 600
465
466 |  | 568 | Maint Supervision & Engineering |  | F12 |  | 87713.1372 | 36617.8063 | 11427.7048 | 18807.6958 | 7554.7033 | 9925.9197 | 3235.4667 | 143.8407 | 0 | 605
467
468 |  | 569 | Maintenance of Structures |  | F12 |  | 493043.1206 | 205831.8519 | 64236.1158 | 105719.6825 | 42465.6398 | 55794.4518 | 18186.8376 | 808.5412 | 0 | 610
469
470 |  | 570 | Maint of Station Equipment |  | F12 |  | 1021467.1882 | 426434.2695 | 133081.8378 | 219025.8465 | 87978.6288 | 115592.733 | 37678.769 | 1675.1035 | 0 | 616
471
472 |  | 571 | Maintenance of Overhead Lines |  | F12 |  | 1773602.0316 | 740429.7422 | 231073.715 | 380300.6996 | 152759.7525 | 200706.8935 | 65422.6999 | 2908.529 | 0 | 622
473
474 |  | 572 | Maint of Underground Lines |  | F12 |  | 9234.5277 | 3855.1596 | 1203.1203 | 1980.0932 | 795.3668 | 1045.0109 | 340.6332 | 15.1437 | 0 | 628
475
476 |  | 573 | Maint of Misc Transmission Plant |  | F12 |  | 9775.0109 | 4080.7964 | 1273.5372 | 2095.9851 | 841.9184 | 1106.1738 | 360.57 | 16.03 | 0 | 631
477
478
479 |  | TOTAL TRANSMISSION EXPENSE |  |  |  |  | 19982105.9375 | 8341975.9807 | 2603368.3823 | 4284618.9461 | 1721052.1316 | 2261243.6928 | 737078.159 | 32768.645 | 0
480
481
482
483
484
485
486
487
488
489
490
491 |  | Distribution - METER - Unbundled |  |  |  |  | D: DISTRIBUTION EXPENSE
492
493
494 |  | A |  | B | C |  | D | E | F | G | H | I | J | K
495 |  | FERC ACCT |  | DESCRIPTION | COS Factor |  | Washington Jurisdiction Normalized | Residential Schedule 16 | Small General Service Schedule 24 | Large General Service < 1,000 kW Schedule 36 | Large General Service > 1,000 kW Schedule 48 | Large General Dedicated Facilities Schedule 48 | Agricultural Pumping Schedule 40 | Street & Area Lighting Sch. 15, 51-54, 57
496 |  | 580 | Operation Supervision & Eng |  | F131 |  | 0 | 0 | 0 | 0 | 0 | 0 | 0 | 0 | 0 | 639
497
498 |  | 581 | Load Dispatching |  | F20 |  | 0 | 0 | 0 | 0 | 0 | 0 | 0 | 0 | 0 | 644
499
500 |  | 582 | Station Expense |  | F120 |  | 0 | 0 | 0 | 0 | 0 | 0 | 0 | 0 | 0 | 649
501
502 |  | 583 | Overhead Line Expenses |  | F132 |  | 0 | 0 | 0 | 0 | 0 | 0 | 0 | 0 | 0 | 654
503
504 |  | 584 | Underground Line Expense |  | F133 |  | 0 | 0 | 0 | 0 | 0 | 0 | 0 | 0 | 0 | 659
505
506 |  | 585 | Street Lighting & Signal Systems |  | F130 |  | 0 | 0 | 0 | 0 | 0 | 0 | 0 | 0 | 0 | 664
507
508 |  | 586 | Meter Expenses |  | F127 |  | 0 | 0 | 0 | 0 | 0 | 0 | 0 | 0 | 0 | 669
509
510 |  | 587 | Customer Installation Expenses |  | F20 |  | 0 | 0 | 0 | 0 | 0 | 0 | 0 | 0 | 0 | 674
511
512 |  | 588 | Misc. Distribution Expenses |  | F131 |  | 0 | 0 | 0 | 0 | 0 | 0 | 0 | 0 | 0 | 680
513
514 |  | 589 | Rents |  | F131 |  | 0 | 0 | 0 | 0 | 0 | 0 | 0 | 0 | 0 | 685
515
516 |  | 590 | Maint Supervision & Engineering |  | F131 |  | 0 | 0 | 0 | 0 | 0 | 0 | 0 | 0 | 0 | 690
517
518 |  | 591 | Maintenance of Structures |  | F119 |  | 0 | 0 | 0 | 0 | 0 | 0 | 0 | 0 | 0 | 695
519
520 |  | 592 | Maint of Station Equipment |  | F120 |  | 0 | 0 | 0 | 0 | 0 | 0 | 0 | 0 | 0 | 700
521
522 |  | 593 | Maintenance of Overhead Lines |  | F134 |  | 0 | 0 | 0 | 0 | 0 | 0 | 0 | 0 | 0 | 705
523
524 |  | 594 | Maint of Underground Lines |  | F135 |  | 0 | 0 | 0 | 0 | 0 | 0 | 0 | 0 | 0 | 710
525
526 |  | 595 | Maint of Line Transformers |  | F125 |  | 0 | 0 | 0 | 0 | 0 | 0 | 0 | 0 | 0 | 715
527
528 |  | 596 | Maint of Street Lighting & Signals |  | F130 |  | 0 | 0 | 0 | 0 | 0 | 0 | 0 | 0 | 0 | 720
529
530 |  | 597 | Maintenance of Meters |  | F127 |  | 0 | 0 | 0 | 0 | 0 | 0 | 0 | 0 | 0 | 725
531
532 |  | 598 | Maint of Misc. Distribution Plant |  | F131 |  | 0 | 0 | 0 | 0 | 0 | 0 | 0 | 0 | 0 | 730
533
534 |  | TOTAL DISTRIBUTION EXPENSE |  |  |  |  | 0 | 0 | 0 | 0 | 0 | 0 | 0 | 0 | 0
535
536
537 | [6 empty] | D: CUSTOMER ACCOUNTS EXPENSE
538
539
540 |  | 901 | Supervision |  | F136 |  | 0 | 0 | 0 | 0 | 0 | 0 | 0 | 0 | 0 | 737
541
542 |  | 902 | Meter Reading Expense |  | F41 |  | 0 | 0 | 0 | 0 | 0 | 0 | 0 | 0 | 0 | 742
543
544 |  | 903 | Customer Receipts & Collections |  | F42 |  | 0 | 0 | 0 | 0 | 0 | 0 | 0 | 0 | 0 | 747
545
546 |  | 904 | Uncollectible Accounts |  | F80 |  | 0 | 0 | 0 | 0 | 0 | 0 | 0 | 0 | 0 | 753
547
548 |  | 905 | Misc. Customer Accounts Exp |  | F136 |  | 0 | 0 | 0 | 0 | 0 | 0 | 0 | 0 | 0 | 758
549
550 |  | TOTAL CUSTOMER ACCOUNTS EXPENSE |  |  |  |  | 0 | 0 | 0 | 0 | 0 | 0 | 0 | 0 | 0
551
552 |  | Distribution - METER - Unbundled |  |  |  |  | D: CUSTOMER SERVICE EXPENSE
553
554 |  | A |  | B | C |  | D | E | F | G | H | I | J | K
555 |  | FERC ACCT |  | DESCRIPTION | COS Factor |  | Washington Jurisdiction Normalized | Residential Schedule 16 | Small General Service Schedule 24 | Large General Service < 1,000 kW Schedule 36 | Large General Service > 1,000 kW Schedule 48 | Large General Dedicated Facilities Schedule 48 | Agricultural Pumping Schedule 40 | Street & Area Lighting Sch. 15, 51-54, 57
556 |  | 907 | Supervision |  | F40 |  | 0 | 0 | 0 | 0 | 0 | 0 | 0 | 0 | 0 | 765
557
558 |  | 908 | Customer Assistance |  | F40 |  | 0 | 0 | 0 | 0 | 0 | 0 | 0 | 0 | 0 | 770
559
560 |  | 909 | Informational & Instructional Adv |  | F40 |  | 0 | 0 | 0 | 0 | 0 | 0 | 0 | 0 | 0 | 776
561
562 |  | 910 | Misc. Customer Service |  | F40 |  | 0 | 0 | 0 | 0 | 0 | 0 | 0 | 0 | 0 | 781
563
564 |  | TOTAL CUSTOMER SERVICE EXPENSE |  |  |  |  | 0 | 0 | 0 | 0 | 0 | 0 | 0 | 0 | 0
565
566
567 | [6 empty] | D: SALES EXPENSE
568
569
570 |  | 911 | Supervision |  | F40 |  | 0 | 0 | 0 | 0 | 0 | 0 | 0 | 0 | 0 | 788
571
572 |  | 912 | Demonstration & Selling Expense |  | F40 |  | 0 | 0 | 0 | 0 | 0 | 0 | 0 | 0 | 0 | 793
573
574 |  | 913 | Advertising Expense |  | F40 |  | 0 | 0 | 0 | 0 | 0 | 0 | 0 | 0 | 0 | 798
575
576 |  | 916 | Misc. Sales Expense |  | F40 |  | 0 | 0 | 0 | 0 | 0 | 0 | 0 | 0 | 0 | 803
577
578 |  | TOTAL SALES EXPENSE |  |  |  |  | 0 | 0 | 0 | 0 | 0 | 0 | 0 | 0 | 0
579
580
581 | [6 empty] | D: ADMINISTRATION & GENERAL EXPENSE
582
583
584 |  | 920 | Administrative & General Salaries |  | F102T |  | 0 | 0 | 0 | 0 | 0 | 0 | 0 | 0 | 0 | 809
585 |  |  |  | Customer - System | F42 |  | 0 | 0 | 0 | 0 | 0 | 0 | 0 | 0 | 0 | 810
586 |  |  |  | System Overheads | F102T |  | 0 | 0 | 0 | 0 | 0 | 0 | 0 | 0 | 0 | 811
587 |  |  |  | Administrative & General Salaries |  |  | 0 | 0 | 0 | 0 | 0 | 0 | 0 | 0 | 0
588
589 |  | 921 | Office Supplies & expenses |  | F102T |  | 0 | 0 | 0 | 0 | 0 | 0 | 0 | 0 | 0 | 815
590 |  |  |  | Customer - System | F42 |  | 0 | 0 | 0 | 0 | 0 | 0 | 0 | 0 | 0 | 816
591 |  |  |  | System Overheads | F102T |  | 0 | 0 | 0 | 0 | 0 | 0 | 0 | 0 | 0 | 817
592 |  |  |  | Office Supplies & expenses |  |  | 0 | 0 | 0 | 0 | 0 | 0 | 0 | 0 | 0
593
594 |  | 922 | A&G Expenses Transferred |  | F102T |  | 0 | 0 | 0 | 0 | 0 | 0 | 0 | 0 | 0 | 821
595
596 |  | 923 | Outside Services |  | F102T |  | 0 | 0 | 0 | 0 | 0 | 0 | 0 | 0 | 0 | 825
597 |  |  |  | Customer - System | F42 |  | 0 | 0 | 0 | 0 | 0 | 0 | 0 | 0 | 0 | 826
598 |  |  |  | System Overheads | F102T |  | 0 | 0 | 0 | 0 | 0 | 0 | 0 | 0 | 0 | 827
599 |  |  |  | JBG | F102T |  | 0 | 0 | 0 | 0 | 0 | 0 | 0 | 0 | 0 | 828
600 |  |  |  | System Overheads | F102T |  | 0 | 0 | 0 | 0 | 0 | 0 | 0 | 0 | 0 | 829
601 |  |  |  | Outside Services |  |  | 0 | 0 | 0 | 0 | 0 | 0 | 0 | 0 | 0
602
603 |  | 924 | Property Insurance
604 |  |  |  | S | F102T |  | 0 | 0 | 0 | 0 | 0 | 0 | 0 | 0 |  | 833
605 |  |  |  | CAGW | F102T |  | 0 | 0 | 0 | 0 | 0 | 0 | 0 | 0 |  | 834
606 |  |  |  | SO | F102T |  | 0 | 0 | 0 | 0 | 0 | 0 | 0 | 0 |  | 835
607
608 |  | 925 | Injuries & Damages |  | F102T |  | 0 | 0 | 0 | 0 | 0 | 0 | 0 | 0 | 0 | 839
609 |  |  | Injuries & Damages |  | F102T |  | 0 | 0 | 0 | 0 | 0 | 0 | 0 | 0 | 0 | 840
610
611 |  | 926 | Employee Pensions & Benefits |  | F138T |  | 0 | 0 | 0 | 0 | 0 | 0 | 0 | 0 | 0 | 847
612
613 |  | 927 | Franchise Requirements |  | F102 |  | 0 | 0 | 0 | 0 | 0 | 0 | 0 | 0 | 0 | 852
614
615 |  | 928 | Regulatory Commission Expense |  | F141 |  | 0 | 0 | 0 | 0 | 0 | 0 | 0 | 0 | 0 | 859
616 |  |  |  | Regulatory Expense | F141 |  | 0 | 0 | 0 | 0 | 0 | 0 | 0 | 0 | 0 | 860
617
618 |  | 929 | Duplicate Charges |  | F138T |  | 0 | 0 | 0 | 0 | 0 | 0 | 0 | 0 | 0 | 868
619
620 |  | 930 | Misc General Expenses
621 |  |  |  | Situs | F138T |  | 0 | 0 | 0 | 0 | 0 | 0 | 0 | 0 | 0 | 871
622 |  |  |  | Customer | F138T |  | 0 | 0 | 0 | 0 | 0 | 0 | 0 | 0 | 0 | 872
623 |  |  |  | Labor | F138T |  | 0 | 0 | 0 | 0 | 0 | 0 | 0 | 0 | 0 | 873
624 |  |  |  | Labor | F138T |  | 0 | 0 | 0 | 0 | 0 | 0 | 0 | 0 | 0 | 874
625 |  |  |  | Customer | F138T |  | 0 | 0 | 0 | 0 | 0 | 0 | 0 | 0 | 0 | 875
626
627 |  | 931 | Rents |  | F102T |  | 0 | 0 | 0 | 0 | 0 | 0 | 0 | 0 | 0 | 881
628
629 |  | 935 | Maintenance of General Plant |  | F108 |  | 0 | 0 | 0 | 0 | 0 | 0 | 0 | 0 | 0 | 887
630
631 |  | TOTAL ADMINISTRATIVE & GEN EXPENSE |  |  |  |  | 0 | 0 | 0 | 0 | 0 | 0 | 0 | 0 | 0
632
633
634 |  | TOTAL O & M EXPENSE |  |  |  |  | 19982105.9375 | 8341975.9807 | 2603368.3823 | 4284618.9461 | 1721052.1316 | 2261243.6928 | 737078.159 | 32768.645 | 0
635
636 |  | Distribution - METER - Unbundled |  |  |  |  | D: DEPRECIATION EXPENSE
637
638 |  | A |  | B | C |  | D | E | F | G | H | I | J | K
639 |  | FERC ACCT |  | DESCRIPTION | COS Factor |  | Washington Jurisdiction Normalized | Residential Schedule 16 | Small General Service Schedule 24 | Large General Service < 1,000 kW Schedule 36 | Large General Service > 1,000 kW Schedule 48 | Large General Dedicated Facilities Schedule 48 | Agricultural Pumping Schedule 40 | Street & Area Lighting Sch. 15, 51-54, 57
640 |  | 403SP | Steam Depreciation |  | F10 |  | 0 | 0 | 0 | 0 | 0 | 0 | 0 | 0 | 0 | 900
641
642 |  | 403NP | Nuclear Depreciation |  | F10 |  | 0 | 0 | 0 | 0 | 0 | 0 | 0 | 0 | 0 | 904
643
644 |  | 403HP | Hydro Depreciation |  | F10 |  | 0 | 0 | 0 | 0 | 0 | 0 | 0 | 0 | 0 | 913
645
646 |  | 403OP | Other Generation Depreciation |  | F10 |  | 0 | 0 | 0 | 0 | 0 | 0 | 0 | 0 | 0 | 916
647 |  |  |  | SG | F10 |  | 0 | 0 | 0 | 0 | 0 | 0 | 0 | 0 | 0 | 917
648 |  |  |  | CAGW | F10 |  | 0 | 0 | 0 | 0 | 0 | 0 | 0 | 0 | 0 | 918
649 |  |  |  | CAGE | F10 |  | 0 | 0 | 0 | 0 | 0 | 0 | 0 | 0 | 0 | 919
650 |  |  |  | SG | F10 |  | 0 | 0 | 0 | 0 | 0 | 0 | 0 | 0 | 0 | 920
651 |  |  |  | CAGE | F10 |  | 0 | 0 | 0 | 0 | 0 | 0 | 0 | 0 | 0 | 921
652 |  |  |  | Total 403OP |  |  | 0 | 0 | 0 | 0 | 0 | 0 | 0 | 0 | 0
653
654 |  | 403TP | Transmission Depreciation |  | F106 |  | 11914194.5469 | 4973846.3529 | 1552240.6637 | 2554674.8598 | 1026165.6097 | 1348251.1482 | 439477.8313 | 19538.0813 | 0 | 929
655
656 |  | 403 | Distribution Depreciation
657 |  |  |  | Land Rights | F118 |  | 0 | 0 | 0 | 0 | 0 | 0 | 0 | 0 | 0 | 932
658 |  |  |  | Structures | F119 |  | 0 | 0 | 0 | 0 | 0 | 0 | 0 | 0 | 0 | 933
659 |  |  |  | Station Equip | F120 |  | 0 | 0 | 0 | 0 | 0 | 0 | 0 | 0 | 0 | 934
660 |  |  |  | Poles & Towers | F121 |  | 0 | 0 | 0 | 0 | 0 | 0 | 0 | 0 | 0 | 936
661 |  |  |  | OH Conductors | F122 |  | 0 | 0 | 0 | 0 | 0 | 0 | 0 | 0 | 0 | 937
662 |  |  |  | UG Conduit | F123 |  | 0 | 0 | 0 | 0 | 0 | 0 | 0 | 0 | 0 | 938
663 |  |  |  | UG Conductor | F124 |  | 0 | 0 | 0 | 0 | 0 | 0 | 0 | 0 | 0 | 939
664 |  |  |  | Line Transformer | F125 |  | 0 | 0 | 0 | 0 | 0 | 0 | 0 | 0 | 0 | 940
665 |  |  |  | Services | F126 |  | 0 | 0 | 0 | 0 | 0 | 0 | 0 | 0 | 0 | 941
666 |  |  |  | Meters | F127 |  | 0 | 0 | 0 | 0 | 0 | 0 | 0 | 0 | 0 | 942
667 |  |  |  | Inst Cust Premises | F128 |  | 0 | 0 | 0 | 0 | 0 | 0 | 0 | 0 | 0 | 943
668 |  |  |  | Leased Property | F129 |  | 0 | 0 | 0 | 0 | 0 | 0 | 0 | 0 | 0 | 944
669 |  |  |  | Street Lighting | F130 |  | 0 | 0 | 0 | 0 | 0 | 0 | 0 | 0 | 0 | 945
670 |  |  | Total Distribution Expense |  |  |  | 0 | 0 | 0 | 0 | 0 | 0 | 0 | 0 | 0
671
672 |  | 403GP | General Depreciation
673 |  |  |  | S | F107T |  | 334419.3452 | 139610.8175 | 43569.8195 | 71707.1297 | 28803.4269 | 37844.0409 | 12335.6966 | 548.4141 | 0 | 949
674 |  |  |  | DGP | F105T |  | 0 | 0 | 0 | 0 | 0 | 0 | 0 | 0 | 0 | 950
675 |  |  |  | DGU | F105T |  | 0 | 0 | 0 | 0 | 0 | 0 | 0 | 0 | 0 | 951
676 |  |  |  | SE | F10 |  | 0 | 0 | 0 | 0 | 0 | 0 | 0 | 0 | 0 | 952
677 |  |  |  | CN | F42 |  | 0 | 0 | 0 | 0 | 0 | 0 | 0 | 0 | 0 | 953
678 |  |  |  | SG/CAGW/CAGE | F105T |  | 45034.8267 | 18800.7933 | 5867.3617 | 9656.4933 | 3878.8346 | 5096.2956 | 1661.1956 | 73.8526 | 0 | 954
679 |  |  |  | SO | F102T |  | 539576.3894 | 225258.2032 | 70298.7021 | 115697.4759 | 46473.5348 | 61060.3162 | 19903.3061 | 884.851 | 0 | 955
680 |  |  |  | CAEW | F105T |  | 352154.7799 | 147014.8704 | 45880.4804 | 75510.0111 | 30330.9739 | 39851.0436 | 12989.9019 | 577.4984 | 0 | 956
681 |  |  |  | JBG | F105T |  | 51143.2386 | 21350.8861 | 6663.1961 | 10966.276 | 4404.9501 | 5787.5444 | 1886.5161 | 83.8698 | 0 | 957
682 |  |  |  | JBE | F10 |  | 0 | 0 | 0 | 0 | 0 | 0 | 0 | 0 | 0 | 958
683 |  |  | Total General Expense |  |  |  | 1322328.5799 | 552035.5705 | 172279.5598 | 283537.3861 | 113891.7203 | 149639.2407 | 48776.6164 | 2168.4859 | 0
684
685 |  | 403GV0 | General Vehicles |  | F105T |  | 0 | 0 | 0 | 0 | 0 | 0 | 0 | 0 | 0 | 962
686
687 |  | 403MP | Mining Depreciation |  | F10 |  | 0 | 0 | 0 | 0 | 0 | 0 | 0 | 0 | 0 | 966
688
689 |  | 403EP | Experimental Plant Depreciation |  | F10 |  | 0 | 0 | 0 | 0 | 0 | 0 | 0 | 0 | 0 | 972
690
691
692 |  | TOTAL DEPRECIATION EXPENSE |  |  |  |  | 13236523.1268 | 5525881.9234 | 1724520.2236 | 2838212.2459 | 1140057.33 | 1497890.389 | 488254.4477 | 21706.5673 | 0
693
694 | [6 empty] | D: AMORTIZATION EXPENSE
695
696
697 |  | 404CLG | Amort of LT Plant - Cap. Lease Gen
698 |  |  |  | S | F12 |  | 10583.8576 | 4418.4675 | 1378.9177 | 2269.4203 | 911.5841 | 1197.7057 | 390.4058 | 17.3565 | 0 | 977
699 |  |  |  | SG/CAGW | F10 |  | 0 | 0 | 0 | 0 | 0 | 0 | 0 | 0 | 0 | 978
700 |  |  |  | SO | F102T |  | 2310.491 | 964.566 | 301.0223 | 495.4219 | 199.0018 | 261.4631 | 85.2269 | 3.789 | 0 | 979
701 |  |  |  | DGU | F10 | [10 empty] | 980
702 |  |  |  | CN | F42 |  | 0 | 0 | 0 | 0 | 0 | 0 | 0 | 0 | 0 | 981
703 |  |  |  | DGP | F10 |  | 0 | 0 | 0 | 0 | 0 | 0 | 0 | 0 | 0 | 982
704 |  |  |  | SG | F10 |  | 0 | 0 | 0 | 0 | 0 | 0 | 0 | 0 | 0 | 983
705 |  |  | Total Amort. Cap. Lease General |  |  |  | 12894.3486 | 5383.0335 | 1679.94 | 2764.8422 | 1110.5859 | 1459.1687 | 475.6327 | 21.1454 | 0
706
707 |  | 404CLS | Amort of LT Plant - Cap Lease Steam |  | F10 |  | 0 | 0 | 0 | 0 | 0 | 0 | 0 | 0 | 0 | 989
708
709 |  | 404IP | Amort of LT Plant - Intangible Plant
710 |  |  |  | S | F107T |  | 13.7105 | 5.7237 | 1.7863 | 2.9398 | 1.1809 | 1.5515 | 0.50574 | 0.022484 | 0 | 992
711 |  |  |  | SE | F10 |  | 0 | 0 | 0 | 0 | 0 | 0 | 0 | 0 | 0 | 993
712 |  |  |  | SG | F105T |  | 50783.347 | 21200.6413 | 6616.3076 | 10889.1071 | 4373.9528 | 5746.8179 | 1873.2408 | 83.2796 | 0 | 994
713 |  |  |  | SO | F102T |  | 857995.3887 | 358189.3193 | 111783.9168 | 183973.7668 | 73898.8572 | 97093.7031 | 31648.7994 | 1407.0262 | 0 | 995
714 |  |  |  | CN | F42 |  | 0 | 0 | 0 | 0 | 0 | 0 | 0 | 0 | 0 | 996
715 |  |  |  | SG-P | F10 |  | 38167.8901 | 16767.3937 | 4757.6877 | 7852.4301 | 3111.7055 | 4194.0382 | 1441.805 | 42.8298 | 0 | 997
716 |  |  |  | SG-U | F10 |  | 4595.7673 | 2018.9494 | 572.8697 | 945.5053 | 374.6782 | 505.001 | 173.6067 | 5.1571 | 0 | 998
717 |  |  |  | DGP | F10 |  | 0 | 0 | 0 | 0 | 0 | 0 | 0 | 0 | 0 | 999
718 |  |  |  | CAGE | F105T |  | 0 | 0 | 0 | 0 | 0 | 0 | 0 | 0 | 0 | 1000
719 |  |  |  | CAGE | F105T |  | 0 | 0 | 0 | 0 | 0 | 0 | 0 | 0 | 0 | 1001
720 |  |  |  | CAGW | F105T |  | 20642.8667 | 8617.8253 | 2689.4556 | 4426.3011 | 1777.9632 | 2336.0177 | 761.4516 | 33.8522 | 0 | 1002
721 |  |  |  | CAGE | F105T |  | 0 | 0 | 0 | 0 | 0 | 0 | 0 | 0 | 0 | 1003
722 |  |  |  | JBG | F105T |  | 0 | 0 | 0 | 0 | 0 | 0 | 0 | 0 | 0 | 1004
723 |  |  |  | CAEW | F10 |  | 0 | 0 | 0 | 0 | 0 | 0 | 0 | 0 | 0 | 1005
724 |  |  |  | CAEE | F10 |  | 0 | 0 | 0 | 0 | 0 | 0 | 0 | 0 | 0 | 1006
725 |  |  |  | DGU | F10 |  | 0 | 0 | 0 | 0 | 0 | 0 | 0 | 0 | 0 | 1007
726 |  |  | Total Amort. Intangible Plant |  |  |  | 972198.9703 | 406799.8528 | 126422.0236 | 208090.0503 | 83538.3377 | 109877.1293 | 35899.4092 | 1572.1674 | 0
727
728 |  | Distribution - METER - Unbundled |  |  |  |  | D: AMORTIZATION EXPENSE (continued)
729
730
731 |  | A |  | B | C |  | D | E | F | G | H | I | J | K
732 |  | FERC ACCT |  | DESCRIPTION | COS Factor |  | Washington Jurisdiction Normalized | Residential Schedule 16 | Small General Service Schedule 24 | Large General Service < 1,000 kW Schedule 36 | Large General Service > 1,000 kW Schedule 48 | Large General Dedicated Facilities Schedule 48 | Agricultural Pumping Schedule 40 | Street & Area Lighting Sch. 15, 51-54, 57
733 |  | 404O | Amort of LT Plant - Other Plant |  | F10 |  | 0 | 0 | 0 | 0 | 0 | 0 | 0 | 0 | 0 | 1012
734
735 |  | 404HP | Amort of Other Electric Plant |  | F110 |  | 0 | 0 | 0 | 0 | 0 | 0 | 0 | 0 | 0 | 1020
736
737 |  | 405 | Amort of Other Electric Plant |  | F110 |  | 0 | 0 | 0 | 0 | 0 | 0 | 0 | 0 | 0 | 1028
738
739 |  | 406 | Amort of Plant Acquisition Adj |  | F10 |  | 0 | 0 | 0 | 0 | 0 | 0 | 0 | 0 | 0 | 1036
740
741 |  | 407 | Amort of Prop Losses, Unrec Plant, |  | F110 |  | 0 | 0 | 0 | 0 | 0 | 0 | 0 | 0 | 0 | 1049
742
743
744 |  | TOTAL AMORTIZATION EXPENSE |  |  |  |  | 985093.3189 | 412182.8863 | 128101.9637 | 210854.8925 | 84648.9237 | 111336.2981 | 36375.0419 | 1593.3128 | 0
745
746
747 | [6 empty] | D: TAX OTHER THAN INCOME
748
749
750 |  | 408 | Total Taxes Other Than Income |  | F101T |  | 7114170.9333 | 2969343.1124 | 926789.5607 | 1525760.6599 | 612892.5536 | 805358.2289 | 262377.7907 | 11649.0272 | 0 | 1062
751
752
753 | [6 empty] | D: DEFERRED ITC
754
755
756 |  | 41140 | Deferred I T C - Federal |  | F101T |  | 0 | 0 | 0 | 0 | 0 | 0 | 0 | 0 | 0 | 1067
757
758 |  | 41141 | Deferred I T C - Idaho |  | F101T |  | 0 | 0 | 0 | 0 | 0 | 0 | 0 | 0 | 0 | 1072
759
760 |  | TOTAL DEFERRED ITC |  |  |  |  | 0 | 0 | 0 | 0 | 0 | 0 | 0 | 0 | 0
761
762
763 | [6 empty] | D: DEFERRED INCOME TAXES
764
765
766 |  | 41010 | Deferred Income Tax - Federal-DR |  | F101T |  | 7188468.106 | 3000353.5843 | 936468.5303 | 1541695.0118 | 619293.3253 | 813769.0247 | 265117.9452 | 11770.6843 | 0 | 1120
767
768 |  | 41011 | Deferred Income Tax - State-DR |  | F101T |  | 0 | 0 | 0 | 0 | 0 | 0 | 0 | 0 | 0 | 1135
769
770 |  | 41110 | Deferred Income Tax - Federal-CR |  | F101T |  | -6955705.3896 | -2903202.0855 | -906145.6638 | -1491774.9017 | -599240.5972 | -787419.1702 | -256533.4218 | -11389.5494 | 0 | 1151
771
772 |  | 41111 | Deferred Income Tax - State-CR |  | F101T |  | 0 | 0 | 0 | 0 | 0 | 0 | 0 | 0 | 0 | 1166
773
774 |  | TOTAL DEFERRED INCOME TAXES |  |  |  |  | 232762.7164 | 97151.4988 | 30322.8665 | 49920.11 | 20052.7281 | 26349.8545 | 8584.5235 | 381.135 | 0
775
776
777
778
779
780 |  | 40911 | State Income Taxes |  | F101T |  | 0 | 0 | 0 | 0 | 0 | 0 | 0 | 0 | 0 | 1263
781
782 |  | 40910 | Federal Income Tax |  | F101T |  | 3067189.2418 | 1280196.5731 | 399574.1734 | 657813.3595 | 264241.2538 | 347220.515 | 113121.029 | 5022.338 | 0 | 1296
783
784
785 |  | TOTAL OPERATING EXPENSES |  |  |  |  | 44617847.8068 | 18626733.0319 | 5812677.5001 | 9567180.7568 | 3842945.1389 | 5049399.2648 | 1645791.0851 | 73121.0293 | 0
786
787
788 |  | Distribution - METER - Unbundled |  |  |  |  | D: STEAM GENERATION PLANT
789
790 |  | A |  | B | C |  | D | E | F | G | H | I | J | K
791 |  | FERC ACCT |  | DESCRIPTION | COS Factor |  | Washington Jurisdiction Normalized | Residential Schedule 16 | Small General Service Schedule 24 | Large General Service < 1,000 kW Schedule 36 | Large General Service > 1,000 kW Schedule 48 | Large General Dedicated Facilities Schedule 48 | Agricultural Pumping Schedule 40 | Street & Area Lighting Sch. 15, 51-54, 57
792 |  | 310 | Land and Land Rights |  | F10 |  | 0 | 0 | 0 | 0 | 0 | 0 | 0 | 0 | 0 | 1305
793 |  |  |  |  | F10 |  | 0 | 0 | 0 | 0 | 0 | 0 | 0 | 0 | 0 | 1306
794 |  |  |  | JBG | F10 |  | 0 | 0 | 0 | 0 | 0 | 0 | 0 | 0 | 0 | 1308
795 |  |  |  | Total 310 |  |  | 0 | 0 | 0 | 0 | 0 | 0 | 0 | 0 | 0
796
797 |  | 311 | Structures and Improvements |  | F10 |  | 0 | 0 | 0 | 0 | 0 | 0 | 0 | 0 | 0 | 1316
798 |  |  |  |  | F10 |  | 0 | 0 | 0 | 0 | 0 | 0 | 0 | 0 | 0 | 1317
799 |  |  |  | JBG | F10 |  | 0 | 0 | 0 | 0 | 0 | 0 | 0 | 0 | 0 | 1319
800 |  |  |  | Total 311 |  |  | 0 | 0 | 0 | 0 | 0 | 0 | 0 | 0 | 0
801
802 |  | 312 | Boiler Plant Equipment
803 |  |  |  | SG | F10 |  | 0 | 0 | 0 | 0 | 0 | 0 | 0 | 0 | 0 | 1324
804 |  |  |  | S | F10 |  | 0 | 0 | 0 | 0 | 0 | 0 | 0 | 0 | 0 | 1325
805 |  |  |  | CAGW | F10 |  | 0 | 0 | 0 | 0 | 0 | 0 | 0 | 0 | 0 | 1326
806 |  |  |  | JBG | F10 |  | 0 | 0 | 0 | 0 | 0 | 0 | 0 | 0 | 0 | 1327
807 |  |  |  | Total 312 |  |  | 0 | 0 | 0 | 0 | 0 | 0 | 0 | 0 | 0
808
809 |  | 314 | Turbogenerator Units |  | F10 |  | 0 | 0 | 0 | 0 | 0 | 0 | 0 | 0 | 0 | 1333
810 |  |  |  |  | F10 |  | 0 | 0 | 0 | 0 | 0 | 0 | 0 | 0 | 0 | 1334
811 |  |  |  | JBG | F10 |  | 0 | 0 | 0 | 0 | 0 | 0 | 0 | 0 | 0 | 1336
812 |  |  |  | Total 314 |  |  | 0 | 0 | 0 | 0 | 0 | 0 | 0 | 0 | 0
813
814 |  | 315 | Accessory Electric Equipment |  | F10 |  | 0 | 0 | 0 | 0 | 0 | 0 | 0 | 0 | 0 | 1343
[5 empty] | F10 |  | 0 | 0 | 0 | 0 | 0 | 0 | 0 | 0 | 0 | 1344
816 |  |  |  | JBG | F10 |  | 0 | 0 | 0 | 0 | 0 | 0 | 0 | 0 | 0 | 1346
817 |  |  |  | Total 316 |  |  | 0 | 0 | 0 | 0 | 0 | 0 | 0 | 0 | 0
818
819 |  | 316 | Misc Power Plant Equipment |  | F10 |  | 0 | 0 | 0 | 0 | 0 | 0 | 0 | 0 | 0 | 1353
[5 empty] | F10 |  | 0 | 0 | 0 | 0 | 0 | 0 | 0 | 0 | 0 | 1354
821 |  |  |  | JBG | F10 |  | 0 | 0 | 0 | 0 | 0 | 0 | 0 | 0 | 0 | 1356
822 |  |  |  | Total 316 |  |  | 0 | 0 | 0 | 0 | 0 | 0 | 0 | 0 | 0
823
824 |  | S00 | Unclassified Steam Plant - Acct 300 |  | F10 |  | 0 | 0 | 0 | 0 | 0 | 0 | 0 | 0 | 0 | 1364
825
826
827
828 |  | Total Steam Generation Plant |  |  |  |  | 0 | 0 | 0 | 0 | 0 | 0 | 0 | 0 | 0
829
830
831 | [6 empty] | D: NUCLEAR GENERATION
832
833
834 |  | 320 | Land and Land Rights |  | F10 |  | 0 | 0 | 0 | 0 | 0 | 0 | 0 | 0 | 0 | 1370
835
836 |  | 321 | Structures and Improvements |  | F10 |  | 0 | 0 | 0 | 0 | 0 | 0 | 0 | 0 | 0 | 1374
837
838 |  | 322 | Reactor Plant Equipment |  | F10 |  | 0 | 0 | 0 | 0 | 0 | 0 | 0 | 0 | 0 | 1378
839
840 |  | 323 | Turbogenerator Units |  | F10 |  | 0 | 0 | 0 | 0 | 0 | 0 | 0 | 0 | 0 | 1382
841
842 |  | 324 | Land and Land Rights |  | F10 |  | 0 | 0 | 0 | 0 | 0 | 0 | 0 | 0 | 0 | 1386
843
844 |  | 325 | Misc. Power Plant Equipment |  | F10 |  | 0 | 0 | 0 | 0 | 0 | 0 | 0 | 0 | 0 | 1390
845
846 |  | N00 | Unclassified Nuclear Plt - Acct 300 |  | F10 |  | 0 | 0 | 0 | 0 | 0 | 0 | 0 | 0 | 0 | 1396
847
848 |  | Total Nuclear Generation Plant |  |  |  |  | 0 | 0 | 0 | 0 | 0 | 0 | 0 | 0 | 0
849
850
851 | [6 empty] | D: HYDRAULIC GENERATION PLANT
852
853
854 |  | 330 | Land and Land Rights |  | F10 |  | 0 | 0 | 0 | 0 | 0 | 0 | 0 | 0 | 0 | 1408
855
856 |  | 331 | Structures and Improvements |  | F10 |  | 0 | 0 | 0 | 0 | 0 | 0 | 0 | 0 | 0 | 1417
857
858 |  | 332 | Reservoirs, Dams & Waterways |  | F10 |  | 0 | 0 | 0 | 0 | 0 | 0 | 0 | 0 | 0 | 1426
859
860 |  | 333 | Water Wheel, Turbines, & Generators |  | F10 |  | 0 | 0 | 0 | 0 | 0 | 0 | 0 | 0 | 0 | 1435
861
862 |  | 334 | Accessory Electric Equipment |  | F10 |  | 0 | 0 | 0 | 0 | 0 | 0 | 0 | 0 | 0 | 1444
863
864 |  | 335 | Misc. Power Plant Equipment |  | F10 |  | 0 | 0 | 0 | 0 | 0 | 0 | 0 | 0 | 0 | 1453
865
866 |  | 336 | Roads, Railroads & Bridges |  | F10 |  | 0 | 0 | 0 | 0 | 0 | 0 | 0 | 0 | 0 | 1462
867
868 |  | H00 | Unclassified Hydro Plant - Acct 300 |  | F10 |  | 0 | 0 | 0 | 0 | 0 | 0 | 0 | 0 | 0 | 1468
869
870 |  | Total Hydraulic Plant |  |  |  |  | 0 | 0 | 0 | 0 | 0 | 0 | 0 | 0 | 0
871
872 |  | Distribution - METER - Unbundled
873 |  | A |  | B | C |  | D | E | F | G | H | I | J | K
874 |  | FERC ACCT |  | DESCRIPTION | COS Factor |  | Washington Jurisdiction Normalized | Residential Schedule 16 | Small General Service Schedule 24 | Large General Service < 1,000 kW Schedule 36 | Large General Service > 1,000 kW Schedule 48 | Large General Dedicated Facilities Schedule 48 | Agricultural Pumping Schedule 40 | Street & Area Lighting Sch. 15, 51-54, 57
875 |  | 340 | Land and Land Rights |  | F10 |  | 0 | 0 | 0 | 0 | 0 | 0 | 0 | 0 | 0 | 1480
876 |  |  |  | Total 340 |  |  | 0 | 0 | 0 | 0 | 0 | 0 | 0 | 0 | 0
877
878 |  | 341 | Structures and Improvements |  | F10 |  | 0 | 0 | 0 | 0 | 0 | 0 | 0 | 0 | 0 | 1488
879 |  |  |  | Total 341 |  |  | 0 | 0 | 0 | 0 | 0 | 0 | 0 | 0 | 0
880
881 |  | 342 | Fuel Holders, Producers & Access |  | F10 |  | 0 | 0 | 0 | 0 | 0 | 0 | 0 | 0 | 0 | 1496
882 |  |  |  | Total 342 |  |  | 0 | 0 | 0 | 0 | 0 | 0 | 0 | 0 | 0
883
884 |  | 343 | Prime Movers |  | F10 |  | 0 | 0 | 0 | 0 | 0 | 0 | 0 | 0 | 0 | 1505
885 |  |  |  | Total 343 |  |  | 0 | 0 | 0 | 0 | 0 | 0 | 0 | 0 | 0
886
887 |  | 344 | Generators |  | F10 |  | 0 | 0 | 0 | 0 | 0 | 0 | 0 | 0 | 0 | 1514
888 |  |  |  | Total 344 |  |  | 0 | 0 | 0 | 0 | 0 | 0 | 0 | 0 | 0
889
890 |  | 345 | Accessory Electric Plant |  | F10 |  | 0 | 0 | 0 | 0 | 0 | 0 | 0 | 0 | 0 | 1522
891 |  |  |  | Total 345 |  |  | 0 | 0 | 0 | 0 | 0 | 0 | 0 | 0 | 0
892
893 |  | 346 | Misc. Power Plant Equipment |  | F10 |  | 0 | 0 | 0 | 0 | 0 | 0 | 0 | 0 | 0 | 1529
894
895 |  | O00 | Unclassified Other Prod - Acct 300 |  | F10 |  | 0 | 0 | 0 | 0 | 0 | 0 | 0 | 0 | 0 | 1534
896
897 |  | Total Other Generation Plant |  |  |  |  | 0 | 0 | 0 | 0 | 0 | 0 | 0 | 0 | 0
898
899 |  | Experimental Plant
900 |  | 103 | Experimental Plant |  | F10 |  | 0 | 0 | 0 | 0 | 0 | 0 | 0 | 0 | 0 | 1540
901
902 |  | TOTAL GENERATION PLANT |  |  |  |  | 0 | 0 | 0 | 0 | 0 | 0 | 0 | 0 | 0
903
904 | [6 empty] | D: TRANSMISSION PLANT
905 |  | 350 | Land and Land Rights
906 |  |  |  | Demand | F12 |  | 26889660.5387 | 11225688.776 | 3503319.0333 | 5765756.0899 | 2315997.5097 | 3042926.2804 | 991876.5093 | 44096.3401 | 0 | 1549
907 |  |  |  | Direct Assigned | A | 1 | 0 | 0 | 0 | 0 | 0 | 0 | 0 | 0 | 0
908 | [6 empty] | 26889660.5387 | 11225688.776 | 3503319.0333 | 5765756.0899 | 2315997.5097 | 3042926.2804 | 991876.5093 | 44096.3401 | 0
909 |  | 352 | Structures and Improvements
910 |  |  |  | Demand | F12 |  | 29797790.5334 | 12439752.5308 | 3882204.7075 | 6389325.4431 | 2566473.7779 | 3372020.2522 | 1099148.441 | 48865.3809 | 0 | 1556
911 |  |  |  | Direct Assigned | A | 1 | 0 | 0 | 0 | 0 | 0 | 0 | 0 | 0 | 0
912 | [6 empty] | 29797790.5334 | 12439752.5308 | 3882204.7075 | 6389325.4431 | 2566473.7779 | 3372020.2522 | 1099148.441 | 48865.3809 | 0
913 |  | 353 | Station Equipment
914 |  |  |  | Demand | F12 |  | 202134228.9385 | 84385444.0546 | 26335055.0855 | 43342185.7376 | 17409753.8407 | 22874203.1355 | 7456107.2693 | 331479.8151 | 0 | 1562
915 |  |  |  | Direct Assigned | A | 1 | 0 | 0 | 0 | 0 | 0 | 0 | 0 | 0 | 0
916 | [6 empty] | 202134228.9385 | 84385444.0546 | 26335055.0855 | 43342185.7376 | 17409753.8407 | 22874203.1355 | 7456107.2693 | 331479.8151 | 0
917 |  | 354 | Towers and Fixtures
918 |  |  |  | Demand | F12 |  | 119720428.8845 | 49979964.338 | 15597774.3408 | 25670788.6267 | 10311480.6806 | 13547974.6511 | 4416116.7793 | 196329.468 | 0 | 1568
919 |  |  |  | Direct Assigned | A | 1 | 0 | 0 | 0 | 0 | 0 | 0 | 0 | 0 | 0
920 | [6 empty] | 119720428.8845 | 49979964.338 | 15597774.3408 | 25670788.6267 | 10311480.6806 | 13547974.6511 | 4416116.7793 | 196329.468 | 0
921 |  | 355 | Poles and Fixtures
922 |  |  |  | Demand | F12 |  | 171958598.0531 | 71787953.6381 | 22403623.4533 | 36871842.7114 | 14810736.7991 | 19459425.1722 | 6343021.465 | 281994.814 | 0 | 1575
923 |  |  |  | Direct Assigned | A | 1 | 0 | 0 | 0 | 0 | 0 | 0 | 0 | 0 | 0
924 | [6 empty] | 171958598.0531 | 71787953.6381 | 22403623.4533 | 36871842.7114 | 14810736.7991 | 19459425.1722 | 6343021.465 | 281994.814 | 0
925 |  | 356 | Overhead Conductors
926 |  |  |  | Demand | F12 |  | 129324588.4795 | 53989435.0567 | 16849052.1344 | 27730139.3423 | 11138683.749 | 14634814.3154 | 4770384.5575 | 212079.3243 | 0 | 1581
927 |  |  |  | Direct Assigned | A | 1 | 0 | 0 | 0 | 0 | 0 | 0 | 0 | 0 | 0
928 | [6 empty] | 129324588.4795 | 53989435.0567 | 16849052.1344 | 27730139.3423 | 11138683.749 | 14634814.3154 | 4770384.5575 | 212079.3243 | 0
929 |  | 357 | Underground Conduit
930 |  |  |  | Demand | F12 |  | 307821.6736 | 128507.026 | 40104.5423 | 66003.9827 | 26512.5783 | 34834.1571 | 11354.5906 | 504.7966 | 0 | 1587
931 |  |  |  | Direct Assigned | A | 1 | 0 | 0 | 0 | 0 | 0 | 0 | 0 | 0 | 0
932 | [6 empty] | 307821.6736 | 128507.026 | 40104.5423 | 66003.9827 | 26512.5783 | 34834.1571 | 11354.5906 | 504.7966 | 0
933 |  | 358 | Underground Conductors
934 |  |  |  | Demand | F12 |  | 724522.2462 | 302467.9778 | 94394.3703 | 155354.0829 | 62402.8598 | 81989.4242 | 26725.3875 | 1188.1436 | 0 | 1593
935 |  |  |  | Direct Assigned | A | 1 | 0 | 0 | 0 | 0 | 0 | 0 | 0 | 0 | 0
936 | [6 empty] | 724522.2462 | 302467.9778 | 94394.3703 | 155354.0829 | 62402.8598 | 81989.4242 | 26725.3875 | 1188.1436 | 0
937 |  | 359 | Roads and Trails
938 |  |  |  | Demand | F12 |  | 968740.7364 | 404422.4357 | 126212.3728 | 207720.0935 | 83437.3171 | 109626.0268 | 35733.8531 | 1588.6374 | 0 | 1599
939 |  |  |  | Direct Assigned | A | 1 | 0 | 0 | 0 | 0 | 0 | 0 | 0 | 0 | 0
940 | [6 empty] | 968740.7364 | 404422.4357 | 126212.3728 | 207720.0935 | 83437.3171 | 109626.0268 | 35733.8531 | 1588.6374 | 0
941
942 |  | T00 | Unclassified Trans Plant - Acct 300 |  | F12 |  | 16815557.354 | 7020029.6199 | 2190814.646 | 3605638.7577 | 1448318.3564 | 1902906.1865 | 620273.9639 | 27575.8236 | 0 | 1604
943 |  | TS0 | Unclassified Trans Sub - Acct 300 |  | F12 |  | 0 | 0 | 0 | 0 | 0 | 0 | 0 | 0 | 0 | 1608
944
945 |  | TOTAL TRANSMISSION PLANT |  |  |  |  | 698641937.438 | 291663665.4537 | 91022554.6861 | 149804754.8679 | 60173797.4686 | 79060719.6015 | 25770742.8165 | 1145702.5437 | 0
946 |  | Distribution - METER - Unbundled |  |  |  |  | D: DISTRIBUTION PLANT
947 |  | A |  | B | C |  | D | E | F | G | H | I | J | K
948 |  | FERC ACCT |  | DESCRIPTION | COS Factor |  | Washington Jurisdiction Normalized | Residential Schedule 16 | Small General Service Schedule 24 | Large General Service < 1,000 kW Schedule 36 | Large General Service > 1,000 kW Schedule 48 | Large General Dedicated Facilities Schedule 48 | Agricultural Pumping Schedule 40 | Street & Area Lighting Sch. 15, 51-54, 57
949
950 |  | 360 | Land and Land Rights
951 |  |  |  | Demand Primary | F20A |  | 0 | 0 | 0 | 0 | 0 | 0 | 0 | 0 | 0 | 1614
952 |  |  |  | Assigned | A | 0 | 0 | 0 | 0 | 0 | 0 | 0 | 0 | 0 | 0
953 | [6 empty] | 0 | 0 | 0 | 0 | 0 | 0 | 0 | 0 | 0
954 |  | 361 | Structures and Improvements
955 |  |  |  | Demand Primary | F20 |  | 0 | 0 | 0 | 0 | 0 | 0 | 0 | 0 | 0 | 1620
956 |  |  |  | Assigned | A | 0 | 0 | 0 | 0 | 0 | 0 | 0 | 0 | 0 | 0
957 | [6 empty] | 0 | 0 | 0 | 0 | 0 | 0 | 0 | 0 | 0
958 |  | 362 | Station Equipment
959 |  |  |  | Demand Primary | F20A |  | 0 | 0 | 0 | 0 | 0 | 0 | 0 | 0 | 0 | 1626
960 |  |  |  | Assigned | A | 0 | 0 | 0 | 0 | 0 | 0 | 0 | 0 | 0 | 0
961 | [6 empty] | 0 | 0 | 0 | 0 | 0 | 0 | 0 | 0 | 0
962 |  | 364 | Poles, Towers & Fixtures
963 |  |  |  | Demand Primary | F20A | 0 | 0 | 0 | 0 | 0 | 0 | 0 | 0 | 0 | 0 | 1632
964 |  |  |  | Demand Secondary | F22 | 0 | 0 | 0 | 0 | 0 | 0 | 0 | 0 | 0 | 0
965 |  |  |  | Assigned | A | 0 | 0 | 0 | 0 | 0 | 0 | 0 | 0 | 0 | 0
966 | [6 empty] | 0 | 0 | 0 | 0 | 0 | 0 | 0 | 0 | 0
967 |  | 365 | Overhead Conductors
968 |  |  |  | Demand Primary | F20A | 0 | 0 | 0 | 0 | 0 | 0 | 0 | 0 | 0 | 0 | 1639
969 |  |  |  | Demand Secondary | F22 | 0 | 0 | 0 | 0 | 0 | 0 | 0 | 0 | 0 | 0
970 |  |  |  | Assigned | A | 0 | 0 | 0 | 0 | 0 | 0 | 0 | 0 | 0 | 0
971 | [6 empty] | 0 | 0 | 0 | 0 | 0 | 0 | 0 | 0 | 0
972 |  | 366 | Underground Conduit
973 |  |  |  | Demand Primary | F20A | 0 | 0 | 0 | 0 | 0 | 0 | 0 | 0 | 0 | 0 | 1646
974 |  |  |  | Demand Secondary | F22 | 0 | 0 | 0 | 0 | 0 | 0 | 0 | 0 | 0 | 0
975 |  |  |  | Assigned | A | 0 | 0 | 0 | 0 | 0 | 0 | 0 | 0 | 0 | 0
976 | [6 empty] | 0 | 0 | 0 | 0 | 0 | 0 | 0 | 0 | 0
977 |  | 367 | Underground Conductors
978 |  |  |  | Demand Primary | F20A | 0 | 0 | 0 | 0 | 0 | 0 | 0 | 0 | 0 | 0 | 1653
979 |  |  |  | Demand Secondary | F22 | 0 | 0 | 0 | 0 | 0 | 0 | 0 | 0 | 0 | 0
980 |  |  |  | Assigned | A | 0 | 0 | 0 | 0 | 0 | 0 | 0 | 0 | 0 | 0
981 | [6 empty] | 0 | 0 | 0 | 0 | 0 | 0 | 0 | 0 | 0
982 |  | 368 | Line Transformers
983 |  |  |  | Demand Secondary | F21 |  | 0 | 0 | 0 | 0 | 0 | 0 | 0 | 0 | 0 | 1660
984 |  |  |  | Assigned | A | 0 | 0 | 0 | 0 | 0 | 0 | 0 | 0 | 0 | 0
985 | [6 empty] | 0 | 0 | 0 | 0 | 0 | 0 | 0 | 0 | 0
986 |  | 369 | Services
987 |  |  |  | Customer | F70 |  | 0 | 0 | 0 | 0 | 0 | 0 | 0 | 0 | 0 | 1666
988 |  |  |  | Assigned | A | 0 | 0 | 0 | 0 | 0 | 0 | 0 | 0 | 0 | 0
989 | [6 empty] | 0 | 0 | 0 | 0 | 0 | 0 | 0 | 0 | 0
990 |  | 370 | Meters
991 |  |  |  | Customer | F60A |  | 0 | 0 | 0 | 0 | 0 | 0 | 0 | 0 | 0 | 1673
992 |  |  |  | Assigned | A | 0 | 0 | 0 | 0 | 0 | 0 | 0 | 0 | 0 | 0
993 | [6 empty] | 0 | 0 | 0 | 0 | 0 | 0 | 0 | 0 | 0
994 |  | 371 | Install on Customers' Premises
995 |  |  |  | Demand Primary | F20 | 0 | 0 | 0 | 0 | 0 | 0 | 0 | 0 | 0 | 0 | 1679
996 |  |  |  | Demand Secondary | F22 | 0 | 0 | 0 | 0 | 0 | 0 | 0 | 0 | 0 | 0
997 |  |  |  | Assigned | A | 0 | 0 | 0 | 0 | 0 | 0 | 0 | 0 | 0 | 0
998 | [6 empty] | 0 | 0 | 0 | 0 | 0 | 0 | 0 | 0 | 0
999 |  | 372 | Leased Property
1000 |  |  |  | Demand Primary | F20 | 0 | 0 | 0 | 0 | 0 | 0 | 0 | 0 | 0 | 0 | 1686
1001 |  |  |  | Demand Secondary | F22 | 0 | 0 | 0 | 0 | 0 | 0 | 0 | 0 | 0 | 0
1002 |  |  |  | Assigned | A | 0 | 0 | 0 | 0 | 0 | 0 | 0 | 0 | 0 | 0
1003 | [6 empty] | 0 | 0 | 0 | 0 | 0 | 0 | 0 | 0 | 0
1004
1005 |  | 373 | Street Lights |  | A | 0 | 0 | 0 | 0 | 0 | 0 | 0 | 0 | 0 | 0 | 1695
1006
1007
1008 |  | D00 | Unclassified Dist Plant - Acct 300 |  | F22 |  | 0 | 0 | 0 | 0 | 0 | 0 | 0 | 0 | 0 | 1698
1009 |  | DS0 | Unclassified Dist Sub - Acct 300 |  | F20 |  | 0 | 0 | 0 | 0 | 0 | 0 | 0 | 0 | 0 | 1702
1010 |  | TOTAL DISTRIBUTION PLANT |  |  |  |  | 0 | 0 | 0 | 0 | 0 | 0 | 0 | 0 | 0
1011
1012 |  | Distribution - METER - Unbundled |  |  |  |  | DISTRIBUTION PLANT D: GENERAL PLANT
1013
1014 |  | A |  | B | C |  | D | E | F | G | H | I | J | K
1015 |  | FERC ACCT |  | DESCRIPTION | COS Factor |  | Washington Jurisdiction Normalized | Residential Schedule 16 | Small General Service Schedule 24 | Large General Service < 1,000 kW Schedule 36 | Large General Service > 1,000 kW Schedule 48 | Large General Dedicated Facilities Schedule 48 | Agricultural Pumping Schedule 40 | Street & Area Lighting Sch. 15, 51-54, 57
1016 |  | 389 | Land and Land Rights
1017 |  |  |  | S | F107T |  | 315393.6194 | 131668.1037 | 41091.0531 | 67627.5805 | 27164.7474 | 35691.0245 | 11633.8963 | 517.2138 | 0 | 1709
1018 |  |  |  | CN | F42 |  | 0 | 0 | 0 | 0 | 0 | 0 | 0 | 0 | 0 | 1710
1019 |  |  |  | DGU | F105T |  | 0 | 0 | 0 | 0 | 0 | 0 | 0 | 0 | 0 | 1711
1020 |  |  |  | SG | F105T |  | 57.2864 | 23.9155 | 7.4636 | 12.2835 | 4.9341 | 6.4827 | 2.1131 | 0.093944 | 0 | 1712
1021 |  |  |  | CAGW | F105T |  | 0 | 0 | 0 | 0 | 0 | 0 | 0 | 0 | 0 | 1713
1022 |  |  |  | CAGE | F105T |  | 0 | 0 | 0 | 0 | 0 | 0 | 0 | 0 | 0 | 1714
1023 |  |  |  | SO | F102T |  | 162399.5116 | 67797.2997 | 21158.218 | 34822.1567 | 13987.4159 | 18377.6861 | 5990.4163 | 266.3189 | 0 | 1715
1024 |  |  | Total Land & Land Rights |  |  |  | 477850.4174 | 199489.3189 | 62256.7347 | 102462.0207 | 41157.0974 | 54075.1934 | 17626.4257 | 783.6266 | 0
1025
1026 |  | 390 | Structures and Improvements
1027 |  |  |  | S | F107T |  | 4102769.329 | 1712792.6008 | 534529.2425 | 879727.2547 | 353370.1564 | 464283.4593 | 151338.4862 | 6728.1293 | 0 | 1719
1028 |  |  |  | CAEE | F105T |  | 0 | 0 | 0 | 0 | 0 | 0 | 0 | 0 | 0 | 1720
1029 |  |  |  | SE | F105T |  | 0 | 0 | 0 | 0 | 0 | 0 | 0 | 0 | 0 | 1721
1030 |  |  |  | CN | F42 |  | 0 | 0 | 0 | 0 | 0 | 0 | 0 | 0 | 0 | 1722
1031 |  |  |  | SG/CAGE/CAGW | F105T |  | 533716.3952 | 222811.8179 | 69535.2328 | 114440.9596 | 45968.8154 | 60397.1792 | 19687.1491 | 875.2412 | 0 | 1723
1032 |  |  |  | CAGW | F105T |  | 1379.7888 | 576.0236 | 179.7658 | 295.8582 | 118.8407 | 156.1416 | 50.8961 | 2.2627 | 0 | 1724
1033 |  |  |  | CAGE | F105T |  | 0 | 0 | 0 | 0 | 0 | 0 | 0 | 0 | 0 | 1725
1034 |  |  |  | JBG | F105T |  | 0 | 0 | 0 | 0 | 0 | 0 | 0 | 0 | 0 | 1726
1035 |  |  |  | SO | F102T |  | 2302716.2169 | 961320.2648 | 300009.3489 | 493754.8405 | 198332.1811 | 260583.2708 | 84940.0877 | 3776.2231 | 0 | 1727
1036
1037 |  |  | Total Structures and Improvements |  |  |  | 6940581.7299 | 2897500.7071 | 904253.59 | 1488218.913 | 597789.9936 | 785420.0508 | 256016.6191 | 11381.8563 | 0
1038
1039 |  | 391 | Office Furniture & Equipment
1040 |  |  |  | S | F107T |  | 124056.1121 | 51789.992 | 16162.6488 | 26600.4579 | 10684.9116 | 14038.6154 | 4576.0467 | 203.4396 | 0 | 1731
1041 |  |  |  | DGP | F105T |  | 0 | 0 | 0 | 0 | 0 | 0 | 0 | 0 | 0 | 1732
1042 |  |  |  | DGU | F105T |  | 0 | 0 | 0 | 0 | 0 | 0 | 0 | 0 | 0 | 1733
1043 |  |  |  | CN | F42 |  | 0 | 0 | 0 | 0 | 0 | 0 | 0 | 0 | 0 | 1734
1044 |  |  |  | SG | F105T |  | 48659.1457 | 20313.8461 | 6339.5561 | 10433.6299 | 4190.996 | 5506.4359 | 1794.8856 | 79.7961 | 0 | 1735
1045 |  |  |  | SE | F10 |  | 0 | 0 | 0 | 0 | 0 | 0 | 0 | 0 | 0 | 1736
1046 |  |  |  | SO | F102T |  | 1578119.9927 | 658821.4033 | 205605.3404 | 338384.895 | 135922.9496 | 178585.475 | 58211.9714 | 2587.9581 | 0 | 1737
1047 |  |  |  | CAGW | F105T |  | 31258.3992 | 13049.5162 | 4072.5001 | 6702.5132 | 2692.2755 | 3537.3077 | 1153.0258 | 51.2606 | 0 | 1738
1048 |  |  |  | CAGE | F105T |  | 0 | 0 | 0 | 0 | 0 | 0 | 0 | 0 | 0 | 1739
1049 |  |  |  | JBG | F105T |  | 0 | 0 | 0 | 0 | 0 | 0 | 0 | 0 | 0 | 1740
1050 |  |  |  | JBE | F10 |  | 0 | 0 | 0 | 0 | 0 | 0 | 0 | 0 | 0 | 1741
1051 |  |  |  | CAEE | F105T |  | 0 | 0 | 0 | 0 | 0 | 0 | 0 | 0 | 0 | 1742
1052 |  |  |  | CAGE | F105T |  | 0 | 0 | 0 | 0 | 0 | 0 | 0 | 0 | 0 | 1743
1053 |  |  |  | CAGE | F105T |  | 0 | 0 | 0 | 0 | 0 | 0 | 0 | 0 | 0 | 1744
1054 |  |  | Total Office Furniture & Equipment |  |  |  | 1782093.6497 | 743974.7576 | 232180.0453 | 382121.4961 | 153491.1327 | 201667.8341 | 65735.9295 | 2922.4544 | 0
1055
1056 |  | 392 | Transportation Equipment
1057 |  |  |  | S | F107T |  | 1826086.893 | 762340.7186 | 237911.7044 | 391554.6501 | 157280.2561 | 206646.2605 | 67358.7043 | 2994.5989 | 0 | 1748
1058 |  |  |  | SO | F102T |  | 145438.1825 | 60716.4144 | 18948.4115 | 31185.2612 | 12526.5422 | 16458.2839 | 5364.7653 | 238.504 | 0 | 1749
1059 |  |  |  | SG | F105T |  | 554499.878 | 231488.3465 | 72243.0086 | 118897.412 | 47758.8899 | 62749.1094 | 20453.7875 | 909.3241 | 0 | 1750
1060 |  |  |  | CN | F42 |  | 0 | 0 | 0 | 0 | 0 | 0 | 0 | 0 | 0 | 1751
1061 |  |  |  | DGU | F105T |  | 0 | 0 | 0 | 0 | 0 | 0 | 0 | 0 | 0 | 1752
1062 |  |  |  | SE | F10 |  | 0 | 0 | 0 | 0 | 0 | 0 | 0 | 0 | 0 | 1753
1063 |  |  |  | DGP | F105T |  | 0 | 0 | 0 | 0 | 0 | 0 | 0 | 0 | 0 | 1754
1064 |  |  |  | CAGW | F105T |  | 27711.8392 | 11568.9256 | 3610.4366 | 5942.0499 | 2386.8115 | 3135.9668 | 1022.2041 | 45.4446 | 0 | 1755
1065 |  |  |  | CAGE | F105T |  | 0 | 0 | 0 | 0 | 0 | 0 | 0 | 0 | 0 | 1756
1066 |  |  |  | JBG | F105T |  | 0 | 0 | 0 | 0 | 0 | 0 | 0 | 0 | 0 | 1757
1067 |  |  |  | CAEW | F105T |  | 0 | 0 | 0 | 0 | 0 | 0 | 0 | 0 | 0 | 1758
1068 |  |  |  | CAEE | F105T |  | 0 | 0 | 0 | 0 | 0 | 0 | 0 | 0 | 0 | 1759
1069 |  |  |  | CAGE | F105T |  | 0 | 0 | 0 | 0 | 0 | 0 | 0 | 0 | 0 | 1760
1070 |  |  |  | CAGE | F10 |  | 0 | 0 | 0 | 0 | 0 | 0 | 0 | 0 | 0 | 1761
1071 |  |  | Total Transportation Equipment |  |  |  | 2553736.7927 | 1066114.4052 | 332713.561 | 547579.3733 | 219952.4997 | 288989.6207 | 94199.4612 | 4187.8716 | 0
1072
1073 |  | 393 | Stores Equipment
1074 |  |  |  | S | F107T |  | 200154.9156 | 83559.1355 | 26077.1803 | 42917.7758 | 17239.2762 | 22650.2172 | 7383.0965 | 328.2339 | 0 | 1765
1075 |  |  |  | DGP | F105T |  | 0 | 0 | 0 | 0 | 0 | 0 | 0 | 0 | 0 | 1766
1076 |  |  |  | DGU | F105T |  | 0 | 0 | 0 | 0 | 0 | 0 | 0 | 0 | 0 | 1767
1077 |  |  |  | SO | F102T |  | 4655.149 | 1943.3958 | 606.496 | 998.17 | 400.9464 | 526.7926 | 171.7141 | 7.634 | 0 | 1768
1078 |  |  |  | SG | F105T |  | 90068.766 | 37601.2161 | 11734.6079 | 19312.7963 | 7757.5928 | 10192.4907 | 3322.3585 | 147.7037 | 0 | 1769
1079 |  |  |  | CAGW | F105T |  | 24056.4734 | 10042.9116 | 3134.1973 | 5158.2562 | 2071.976 | 2722.3131 | 887.369 | 39.4502 | 0 | 1770
1080 |  |  |  | CAGE | F105T |  | 0 | 0 | 0 | 0 | 0 | 0 | 0 | 0 | 0 | 1771
1081 |  |  |  | JBG | F105T |  | 124745.1799 | 52077.6588 | 16252.424 | 26748.2098 | 10744.2608 | 14116.5927 | 4601.4643 | 204.5696 | 0 | 1772
1082 |  |  |  | CAGE | F105T |  | 0 | 0 | 0 | 0 | 0 | 0 | 0 | 0 | 0 | 1773
1083 |  |  | Total Stores Equipment |  |  |  | 443680.484 | 185224.3178 | 57804.9054 | 95135.2082 | 38214.0524 | 50208.4064 | 16366.0024 | 727.5914 | 0 | 1774
1084
1085 |  | 394 | Tools, Shop & Garage Equipment
1086 |  |  |  | S | F107T |  | 788619.1453 | 329226.6585 | 102745.2339 | 169097.919 | 67923.5044 | 89242.8493 | 29089.7241 | 1293.2561 | 0 | 1777
1087 |  |  |  | DGP | F105T |  | 0 | 0 | 0 | 0 | 0 | 0 | 0 | 0 | 0 | 1778
1088 |  |  |  | SG | F105T |  | 159427.1914 | 66556.4383 | 20770.9693 | 34184.8235 | 13731.4109 | 18041.3282 | 5880.7766 | 261.4446 | 0 | 1779
1089 |  |  |  | SO | F102T |  | 39140.0037 | 16339.8679 | 5099.3548 | 8392.5089 | 3371.1155 | 4429.2172 | 1443.7538 | 64.1857 | 0 | 1780
1090 |  |  |  | SE | F10 |  | 0 | 0 | 0 | 0 | 0 | 0 | 0 | 0 | 0 | 1781
1091 |  |  |  | DGU | F105T |  | 0 | 0 | 0 | 0 | 0 | 0 | 0 | 0 | 0 | 1782
1092 |  |  |  | CAGW | F105T |  | 95927.3957 | 40047.0317 | 12497.8994 | 20569.02 | 8262.1947 | 10855.4733 | 3538.4653 | 157.3113 | 0 | 1783
1093 |  |  |  | CAGE | F105T |  | 0 | 0 | 0 | 0 | 0 | 0 | 0 | 0 | 0 | 1784
1094 |  |  |  | JBG | F105T |  | 0 | 0 | 0 | 0 | 0 | 0 | 0 | 0 | 0 | 1785
1095 |  |  |  | CAEW | F105T |  | 0 | 0 | 0 | 0 | 0 | 0 | 0 | 0 | 0 | 1786
1096 |  |  |  | CAEE | F105T |  | 0 | 0 | 0 | 0 | 0 | 0 | 0 | 0 | 0 | 1787
1097 |  |  |  | CAGE | F105T |  | 0 | 0 | 0 | 0 | 0 | 0 | 0 | 0 | 0 | 1788
1098 |  |  |  | CAGE | F102T |  | 0 | 0 | 0 | 0 | 0 | 0 | 0 | 0 | 0 | 1789
1099 |  |  | Total Tools, Shop & Garage Equipment |  |  |  | 1083113.736 | 452169.9964 | 141113.4574 | 232244.2714 | 93288.2255 | 122568.868 | 39952.7197 | 1776.1976 | 0
1100
1101 |  | 395 | Laboratory Equipment
1102 |  |  |  | S | F107T |  | 413529.9518 | 172637.3054 | 53876.7438 | 88670.2469 | 35617.1971 | 46796.4687 | 15253.8424 | 678.1475 | 0 | 1793
1103 |  |  |  | DGP | F105T |  | 0 | 0 | 0 | 0 | 0 | 0 | 0 | 0 | 0 | 1794
1104 |  |  |  | DGU | F105T |  | 0 | 0 | 0 | 0 | 0 | 0 | 0 | 0 | 0 | 1795
1105 |  |  |  | SO | F102T |  | 110029.689 | 45934.3487 | 14335.2164 | 23592.8731 | 9476.8205 | 12451.3373 | 4058.6553 | 180.4376 | 0 | 1796
1106 |  |  |  | SE | F10 |  | 0 | 0 | 0 | 0 | 0 | 0 | 0 | 0 | 0 | 1797
1107 |  |  |  | SG | F105T |  | 112952.0021 | 47154.3335 | 14715.9499 | 24219.4836 | 9728.5183 | 12782.0362 | 4166.4504 | 185.2299 | 0 | 1798
1108 |  |  |  | CAGW | F105T |  | 28716.0328 | 11988.1486 | 3741.2679 | 6157.3719 | 2473.3023 | 3249.6048 | 1059.2457 | 47.0914 | 0 | 1799
1109 |  |  |  | CAGE | F105T |  | 0 | 0 | 0 | 0 | 0 | 0 | 0 | 0 | 0 | 1800
1110 |  |  |  | JBG | F105T |  | 0 | 0 | 0 | 0 | 0 | 0 | 0 | 0 | 0 | 1801
1111 |  |  |  | CAEW | F105T |  | 0 | 0 | 0 | 0 | 0 | 0 | 0 | 0 | 0 | 1802
1112 |  |  |  | CAEE | F105T |  | 0 | 0 | 0 | 0 | 0 | 0 | 0 | 0 | 0 | 1803
1113 |  |  |  | CAGE | F105T |  | 0 | 0 | 0 | 0 | 0 | 0 | 0 | 0 | 0 | 1804
1114 |  |  |  | CAGE | F102T |  | 0 | 0 | 0 | 0 | 0 | 0 | 0 | 0 | 0 | 1805
1115 |  |  | Total Laboratory Equipment |  |  |  | 665227.6757 | 277714.1363 | 86669.1781 | 142639.9756 | 57295.8382 | 75279.447 | 24538.1939 | 1090.9065 | 0
1116
1117 |  | 396 | Power Operated Equipment
1118 |  |  |  | S | F107T |  | 2751687.4591 | 1148753.3277 | 358503.5607 | 590024.5078 | 237001.9247 | 311390.3975 | 101501.2498 | 4512.4908 | 0 | 1809
1119 |  |  |  | DGP | F105T |  | 0 | 0 | 0 | 0 | 0 | 0 | 0 | 0 | 0 | 1810
1120 |  |  |  | DGU | F105T |  | 0 | 0 | 0 | 0 | 0 | 0 | 0 | 0 | 0 | 1811
1121 |  |  |  | SO | F102T |  | 91140.9266 | 38048.8134 | 11874.2943 | 19542.6919 | 7849.9377 | 10313.8201 | 3361.9072 | 149.462 | 0 | 1812
1122 |  |  |  | SE | F10 |  | 0 | 0 | 0 | 0 | 0 | 0 | 0 | 0 | 0 | 1813
1123 |  |  |  | SG | F105T |  | 0 | 0 | 0 | 0 | 0 | 0 | 0 | 0 | 0 | 1814
1124 |  |  |  | CAGW | F105T |  | 24842.7779 | 10371.1719 | 3236.641 | 5326.8578 | 2139.7002 | 2811.294 | 916.3733 | 40.7397 | 0 | 1815
1125 |  |  |  | CAGE | F105T |  | 0 | 0 | 0 | 0 | 0 | 0 | 0 | 0 | 0 | 1816
1126 |  |  |  | JBG | F105T |  | 0 | 0 | 0 | 0 | 0 | 0 | 0 | 0 | 0 | 1817
1127 |  |  |  | CAEW | F105T |  | 0 | 0 | 0 | 0 | 0 | 0 | 0 | 0 | 0 | 1818
1128 |  |  |  | CAEE | F105T |  | 0 | 0 | 0 | 0 | 0 | 0 | 0 | 0 | 0 | 1819
1129 |  |  |  | CAGE | F105T |  | 0 | 0 | 0 | 0 | 0 | 0 | 0 | 0 | 0 | 1820
1130 |  |  |  | CAGE | F102T |  | 0 | 0 | 0 | 0 | 0 | 0 | 0 | 0 | 0 | 1821
1131 |  |  | Total Power Operated Equipment |  |  |  | 2867671.1636 | 1197173.3131 | 373614.496 | 614894.0576 | 246991.5626 | 324515.5116 | 105779.5304 | 4702.6924 | 0
1132
1133 |  | 397 | Communication Equipment
1134 |  |  |  | S | F107T |  | 4291324.5396 | 1791509.1806 | 559095.1554 | 920157.7894 | 369610.3539 | 485621.0141 | 158293.7054 | 7037.3408 | 0 | 1825
1135 |  |  |  | SGP | F105T |  | 0 | 0 | 0 | 0 | 0 | 0 | 0 | 0 | 0 | 1826
1136 |  |  |  | SGU | F105T |  | 0 | 0 | 0 | 0 | 0 | 0 | 0 | 0 | 0 | 1827
1137 |  |  |  | SO | F102T |  | 3013341.0016 | 1257986.4373 | 392593.0887 | 646128.991 | 259538.0572 | 341000.0105 | 111152.8407 | 4941.5763 | 0 | 1828
1138 |  |  |  | CN | F42 |  | 0 | 0 | 0 | 0 | 0 | 0 | 0 | 0 | 0 | 1829
1139 |  |  |  | SG/CAGE/CAGW | F105T |  | 708717.427 | 295869.9034 | 92335.2397 | 151965.1695 | 61041.596 | 80200.8966 | 26142.3965 | 1162.2253 | 0 | 1830
1140 |  |  |  | SE | F10 |  | 0 | 0 | 0 | 0 | 0 | 0 | 0 | 0 | 0 | 1831
1141 |  |  |  | JBG | F105T |  | 0 | 0 | 0 | 0 | 0 | 0 | 0 | 0 | 0 | 1832
|  |  |  | CAGE | F105T |  | 7276599.5832 | 3037778.8574 | 948031.6712 | 1560268.7992 | 626731.0995 | 823444.9844 | 268411.2796 | 11932.8918 | 0 | 1833
1143 |  |  |  | CAGE | F105T |  | 0 | 0 | 0 | 0 | 0 | 0 | 0 | 0 | 0 | 1834
1144 |  |  | Total Communication Equipment |  |  |  | 15289982.5514 | 6383144.3787 | 1992055.1549 | 3278520.749 | 1316921.1066 | 1730266.9056 | 564000.2223 | 25074.0343 | 0
1145
1146 |  | Distribution - METER - Unbundled |  |  |  |  | D: GENERAL PLANT
1147
1148 |  | A |  | B | C |  | D | E | F | G | H | I | J | K
1149 |  | FERC ACCT |  | DESCRIPTION | COS Factor |  | Washington Jurisdiction Normalized | Residential Schedule 16 | Small General Service Schedule 24 | Large General Service < 1,000 kW Schedule 36 | Large General Service > 1,000 kW Schedule 48 | Large General Dedicated Facilities Schedule 48 | Agricultural Pumping Schedule 40 | Street & Area Lighting Sch. 15, 51-54, 57
1150 |  | 398 | Misc. Equipment
1151 |  |  |  | S | F107T |  | 54174.6706 | 22616.425 | 7058.1462 | 11616.2841 | 4666.0463 | 6130.5917 | 1998.3362 | 88.841 | 0 | 1838
1152 |  |  |  | SGP | F105T |  | 37270.1387 | 15559.251 | 4855.7395 | 7991.5672 | 3210.0646 | 4217.6168 | 1374.7803 | 61.1193 | 0 | 1844
1153 |  |  |  | SGU | F105T |  | 0 | 0 | 0 | 0 | 0 | 0 | 0 | 0 | 0 | 1840
|  |  |  | CN | F42 |  | 0 | 0 | 0 | 0 | 0 | 0 | 0 | 0 | 0 | 1841
1155 |  |  |  | SO | F102T |  | 43559.4552 | 18184.8665 | 5675.143 | 9340.14 | 3751.7614 | 4929.3375 | 1606.7737 | 71.4331 | 0 | 1842
1156 |  |  |  | SE | F10 |  | 0 | 0 | 0 | 0 | 0 | 0 | 0 | 0 | 0 | 1843
1157 |  |  |  | SG | F105T |  | 3119.9581 | 1302.4961 | 406.4837 | 668.9901 | 268.721 | 353.0652 | 115.0856 | 5.1164 | 0 | 1845
1158 |  |  |  | JBG | F105T |  | 0 | 0 | 0 | 0 | 0 | 0 | 0 | 0 | 0 | 1847
1159 |  |  | Total Misc. Equipment |  |  |  | 138124.2226 | 57663.0387 | 17995.5123 | 29616.9815 | 11896.5933 | 15630.6111 | 5094.9759 | 226.5098 | 0
1160
1161 |  | 399 | Coal Mine |  | F10 |  | 0 | 0 | 0 | 0 | 0 | 0 | 0 | 0 | 0 | 1858
1162 |  | 399L | WIDCO Capital Lease |  | F10 |  | 0 | 0 | 0 | 0 | 0 | 0 | 0 | 0 | 0 | 1861
1163 |  |  | Remove Capital Lease |  | F10 |  | 0 | 0 | 0 | 0 | 0 | 0 | 0 | 0 | 0 | 1864
1164
1165 |  | 390L | General Capital Lease
1166 |  |  |  | S | F10 |  | 0 | 0 | 0 | 0 | 0 | 0 | 0 | 0 | 0 | 1869
1167 |  |  |  | SG | F10 |  | 0 | 0 | 0 | 0 | 0 | 0 | 0 | 0 | 0 | 1870
1168 |  |  |  | SO-U | F10 |  | 0 | 0 | 0 | 0 | 0 | 0 | 0 | 0 | 0 | 1871
1170 |  |  | Remove Capital Lease |  |  |  | 0 | 0 | 0 | 0 | 0 | 0 | 0 | 0
1171
1172 |  | 392L | General Vehicles Capital Lease |  | F10 |  | 0 | 0 | 0 | 0 | 0 | 0 | 0 | 0 | 0 | 1878
1173 |  |  | Remove Capital Lease |  | F10 |  | 0 | 0 | 0 | 0 | 0 | 0 | 0 | 0 | 0 | 1881
1174
1175 |  | G00 | Unclassified Gen Plant - Acct 300 |  | F102T |  | 1421820.1528 | 593570.5476 | 185241.818 | 304870.6469 | 122460.8964 | 160898.0486 | 52446.5531 | 2331.6421 | 0 | 1891
1176 |  | GV0 | Unclassified Gen Veh - Acct 300 |  | F102T |  | 0 | 0 | 0 | 0 | 0 | 0 | 0 | 0 | 0 | 1899
1177
1178 |  | TOTAL GENERAL PLANT |  |  |  |  | 33663882.5757 | 14053738.9173 | 4385898.4531 | 7218303.6931 | 2899458.9983 | 3809520.4974 | 1241756.6332 | 55205.3832 | 0
1179
1180
1181
1182 | [6 empty] | D: INTANGIBLE PLANT
1183
1184 |  | 301 | Organization
1185 |  |  |  | S | F107T |  | 0 | 0 | 0 | 0 | 0 | 0 | 0 | 0 | 0 | 1904
1186 |  |  |  | SO | F102T |  | 0 | 0 | 0 | 0 | 0 | 0 | 0 | 0 | 0 | 1905
1187 |  |  |  | SG/CAGE/CAGW | F105T |  | 0 | 0 | 0 | 0 | 0 | 0 | 0 | 0 | 0 | 1906
1188 |  |  | Total Organization |  |  |  | 0 | 0 | 0 | 0 | 0 | 0 | 0 | 0 | 0
1189
1190 |  | 302 | Franchise & Consent
1191 |  |  |  | S | F107T |  | 0 | 0 | 0 | 0 | 0 | 0 | 0 | 0 | 0 | 1909
1192 |  |  |  | SG/CAGE/CAGW | F105T |  | 187451.3645 | 78255.7547 | 24422.0983 | 40193.845 | 16145.1236 | 21212.6398 | 6914.5018 | 307.4014 | 0 | 1910
1193 |  |  |  | DGP | F105T |  | 2527702.0264 | 1055245.6111 | 329321.6218 | 541996.926 | 217710.134 | 286043.4372 | 93239.1191 | 4145.1772 | 0 | 1911
1194 |  |  |  | DGU | F105T |  | 143755.9118 | 60014.113 | 18729.2369 | 30824.544 | 12381.6488 | 16267.9124 | 5302.7115 | 235.7452 | 0 | 1912
1195 |  |  | Total Franchise & Consent |  |  |  | 2858909.3027 | 1193515.4787 | 372472.957 | 613015.3149 | 246236.9064 | 323523.9894 | 105456.3324 | 4688.3239 | 0
1196
1197 |  | 303 | Miscellaneous Intangible Plant
1198 |  |  |  | S | F107T |  | 224015.835 | 93520.4088 | 29185.8998 | 48034.1008 | 19294.4093 | 25350.4008 | 8263.2521 | 367.3634 | 0 | 1920
1199 |  |  |  | SG/CAGW | F105T |  | 1157830.2831 | 483362.0861 | 150847.9016 | 248265.202 | 99723.5368 | 131024.0489 | 42708.7824 | 1898.7253 | 0 | 1921
1200 |  |  |  | SO | F102T |  | 12109955.6108 | 5055571.177 | 1577745.3911 | 2596650.4937 | 1043026.4449 | 1370404.1421 | 446698.8522 | 19859.1098 | 0 | 1922
1201 |  |  |  | SE | F105T |  | 1373479.487 | 573389.658 | 178943.755 | 294505.3064 | 118297.3309 | 155427.653 | 50663.4153 | 2252.3683 | 0 | 1923
1202 |  |  |  | CN | F42 |  | 0 | 0 | 0 | 0 | 0 | 0 | 0 | 0 | 0 | 1924
1203 |  |  |  | DGU | F10 |  | 0 | 0 | 0 | 0 | 0 | 0 | 0 | 0 | 0 | 1925
1204 |  |  |  | DGP | F105T |  | 0 | 0 | 0 | 0 | 0 | 0 | 0 | 0 | 0 | 1926
1205 |  |  |  | JBG | F105T |  | 104232.909 | 43514.3536 | 13579.983 | 22349.9114 | 8977.5457 | 11795.3537 | 3844.83 | 170.9315 | 0 | 1927
1206 |  |  | Total Miscellaneous Intangible Plant |  |  |  | 14969514.1249 | 6249357.6835 | 1950302.9306 | 3209805.0143 | 1289319.2677 | 1694001.5985 | 552179.132 | 24548.4983 | 0
1207
1208 |  | I00 | Unclass Intangible Plant - Acct 300 |  | F102T |  | 0 | 0 | 0 | 0 | 0 | 0 | 0 | 0 | 0 | 1938
1209
1210 |  | TOTAL INTANGIBLE PLANT |  |  |  |  | 17828423.4276 | 7442873.1622 | 2322775.8877 | 3822820.3292 | 1535556.1741 | 2017525.5879 | 657635.4644 | 29236.8222 | 0
1211
1212
1213 |  | TOTAL ELECTRIC PLANT IN SERVICE |  |  |  |  | 750134243.4413 | 313160277.5332 | 97731229.0269 | 160845878.8901 | 64608812.641 | 84887765.6868 | 27670134.9141 | 1230144.7491 | 0
1214
1215
1216 |  | Distribution - METER - Unbundled |  |  |  |  | D: MISC RATE BASE
1217
1218 |  | A |  | B | C |  | D | E | F | G | H | I | J | K
1219 |  | FERC ACCT |  | DESCRIPTION | COS Factor |  | Washington Jurisdiction Normalized | Residential Schedule 16 | Small General Service Schedule 24 | Large General Service < 1,000 kW Schedule 36 | Large General Service > 1,000 kW Schedule 48 | Large General Dedicated Facilities Schedule 48 | Agricultural Pumping Schedule 40 | Street & Area Lighting Sch. 15, 51-54, 57
1220 |  | 105 | Plant Held For Future Use
1221 |  |  |  | S | F20 |  | 0 | 0 | 0 | 0 | 0 | 0 | 0 | 0 | 0 | 1946
1222 |  |  |  | SG | F10 |  | 0 | 0 | 0 | 0 | 0 | 0 | 0 | 0 | 0 | 1947
1223 |  |  |  | SG | F10 |  | 0 | 0 | 0 | 0 | 0 | 0 | 0 | 0 | 0 | 1948
1224 |  |  |  | SG | F10 |  | 0 | 0 | 0 | 0 | 0 | 0 | 0 | 0 | 0 | 1949
1225 |  |  |  | SE | F10 |  | 0 | 0 | 0 | 0 | 0 | 0 | 0 | 0 | 0 | 1950
1226 |  |  |  | SG | F10 |  | 0 | 0 | 0 | 0 | 0 | 0 | 0 | 0 | 0 | 1951
1227 |  |  |  | SG | F10 |  | 0 | 0 | 0 | 0 | 0 | 0 | 0 | 0 | 0 | 1952
1228 |  |  |  | CAGE | F102 |  | 0 | 0 | 0 | 0 | 0 | 0 | 0 | 0 | 0 | 1953
1229 |  |  |  | CAEW | F102 |  | 0 | 0 | 0 | 0 | 0 | 0 | 0 | 0 | 0 | 1954
1230 |  |  |  | CAEE | F102 |  | 0 | 0 | 0 | 0 | 0 | 0 | 0 | 0 | 0 | 1955
1231 |  |  | Total Plant Held For Future Use |  |  |  | 0 | 0 | 0 | 0 | 0 | 0 | 0 | 0 | 0
1232
1233 |  | 114 | Electric Plant Acquisition Adjust |  | F10 |  | 0 | 0 | 0 | 0 | 0 | 0 | 0 | 0 | 0 | 1964
1234
1235 |  | 115 | Accum Provision for Asset Acquisition Adjustments |  | F10 |  | 0 | 0 | 0 | 0 | 0 | 0 | 0 | 0 | 0 | 1972
1236
1237 |  | 128 | Pensions |  | F102T |  | 0 | 0 | 0 | 0 | 0 | 0 | 0 | 0 | 0 | 1976
1238
1239 |  | 124 | Weatherization |  | F10 |  | 0 | 0 | 0 | 0 | 0 | 0 | 0 | 0 | 0 | 1998
1240
1241 |  | 151 | Fuel Stock |  | F10 |  | 0 | 0 | 0 | 0 | 0 | 0 | 0 | 0 | 0 | 2001
1242 |  |  |  | SE | F10 |  | 0 | 0 | 0 | 0 | 0 | 0 | 0 | 0 | 0 | 2002
1243 |  |  |  | CAEW | F10 |  | 0 | 0 | 0 | 0 | 0 | 0 | 0 | 0 | 0 | 2003
1244 |  |  |  | CAEE | F10 |  | 0 | 0 | 0 | 0 | 0 | 0 | 0 | 0 | 0 | 2004
1245 |  |  |  | JBE | F10 |  | 0 | 0 | 0 | 0 | 0 | 0 | 0 | 0 | 0 | 2005
1246 |  |  |  | CAEE | F10 |  | 0 | 0 | 0 | 0 | 0 | 0 | 0 | 0 | 0 | 2006
1247 |  |  |  | CAEE | F10 |  | 0 | 0 | 0 | 0 | 0 | 0 | 0 | 0 | 0 | 2007
1248 |  |  |  | Total Fuel Stock |  |  | 0 | 0 | 0 | 0 | 0 | 0 | 0 | 0 | 0
1249
1250 |  | 152 | Fuel Stock - Undistributed |  | F10 |  | 0 | 0 | 0 | 0 | 0 | 0 | 0 | 0 | 0 | 2011
1251
1252 |  | 25316 | DG&T Working Capital Deposit |  | F10 |  | 0 | 0 | 0 | 0 | 0 | 0 | 0 | 0 | 0 | 2016
1253
1254 |  | 25317 | DG&T Working Capital Deposit |  | F10 |  | 0 | 0 | 0 | 0 | 0 | 0 | 0 | 0 | 0 | 2020
1255
1256 |  | 25319 | Provo Working Capital Deposit |  | F10 |  | 0 | 0 | 0 | 0 | 0 | 0 | 0 | 0 | 0 | 2024
1257
1258 |  | 154 | Materials and Supplies |  | F102T |  | 0 | 0 | 0 | 0 | 0 | 0 | 0 | 0 | 0 | 2029
1259 |  |  |  | SG | F102T |  | 0 | 0 | 0 | 0 | 0 | 0 | 0 | 0 | 0 | 2030
1260 |  |  |  | SE | F102T |  | 0 | 0 | 0 | 0 | 0 | 0 | 0 | 0 | 0 | 2031
1261 |  |  |  | SO | F102T |  | 0 | 0 | 0 | 0 | 0 | 0 | 0 | 0 | 0 | 2032
1262 |  |  |  | SNPPS | F102T |  | 0 | 0 | 0 | 0 | 0 | 0 | 0 | 0 | 0 | 2033
1263 |  |  |  | SNPPH | F102T |  | 0 | 0 | 0 | 0 | 0 | 0 | 0 | 0 | 0 | 2034
1264 |  |  |  | SNPD | F102T |  | 9.0414e-07 | 3.7745e-07 | 1.178e-07 | 1.9387e-07 | 7.7873e-08 | 1.0232e-07 | 3.3351e-08 | 1.4827e-09 | 0 | 2035
1265 |  |  |  | SNPT | F102T |  | 0 | 0 | 0 | 0 | 0 | 0 | 0 | 0 | 0 | 2036
1266 |  |  |  | DGU | F102T |  | 0 | 0 | 0 | 0 | 0 | 0 | 0 | 0 | 0 | 2037
1267 |  |  |  | DGP | F102T |  | 0 | 0 | 0 | 0 | 0 | 0 | 0 | 0 | 0 | 2038
1268 |  |  |  | JBE | F10 |  | 0 | 0 | 0 | 0 | 0 | 0 | 0 | 0 | 0 | 2039
1269 |  |  |  | SNPP | F102T |  | 0 | 0 | 0 | 0 | 0 | 0 | 0 | 0 | 0 | 2040
1270 |  |  |  | CAGW | F102T |  | 0 | 0 | 0 | 0 | 0 | 0 | 0 | 0 | 0 | 2041
1271 |  |  |  | CAGE | F102T |  | 0 | 0 | 0 | 0 | 0 | 0 | 0 | 0 | 0 | 2042
1272 |  |  |  | JBG | F10 |  | 0 | 0 | 0 | 0 | 0 | 0 | 0 | 0 | 0 | 2043
1273 |  |  |  | CAEW | F102T |  | 0 | 0 | 0 | 0 | 0 | 0 | 0 | 0 | 0 | 2044
1274 |  |  |  | CAEE | F102T |  | 0 | 0 | 0 | 0 | 0 | 0 | 0 | 0 | 0 | 2045
1275 |  |  |  | CAGE | F102T |  | 0 | 0 | 0 | 0 | 0 | 0 | 0 | 0 | 0 | 2046
1276 |  |  | Total Materials and Supplies |  |  |  | 9.0414e-07 | 3.7745e-07 | 1.178e-07 | 1.9387e-07 | 7.7873e-08 | 1.0232e-07 | 3.3351e-08 | 1.4827e-09 | 0
1277
1278 |  | 163 | Stores Expense Undistributed |  | F102T |  | 0 | 0 | 0 | 0 | 0 | 0 | 0 | 0 | 0 | 2050
1279
1280 |  | 25318 | Provo Working Capital Deposit |  | F102T |  | 0 | 0 | 0 | 0 | 0 | 0 | 0 | 0 | 0 | 2055
1281
1282 |  | 165 | Prepayments |  | F102T |  | 0 | 0 | 0 | 0 | 0 | 0 | 0 | 0 | 0 | 2062
1283 |  |  |  | GPS | F42 |  | 0 | 0 | 0 | 0 | 0 | 0 | 0 | 0 | 0 | 2063
1284 |  |  |  | SG | F102T |  | 0 | 0 | 0 | 0 | 0 | 0 | 0 | 0 | 0 | 2064
1285 |  |  |  | SE | F102T |  | 0 | 0 | 0 | 0 | 0 | 0 | 0 | 0 | 0 | 2065
1286 |  |  |  | SO | F102T |  | 1.5426e-09 | 6.44e-10 | 2.0098e-10 | 3.3077e-10 | 1.3286e-10 | 1.7457e-10 | 5.6902e-11 | 2.5297e-12 | 0 | 2066
1287 |  |  |  | Total Prepayments |  |  | 1.5426e-09 | 6.44e-10 | 2.0098e-10 | 3.3077e-10 | 1.3286e-10 | 1.7457e-10 | 5.6902e-11 | 2.5297e-12 | 0
1288
1289 |  | 182 | Misc Regulatory Assets |  | F102T |  | 0 | 0 | 0 | 0 | 0 | 0 | 0 | 0 | 0 | 2070
1290 |  |  |  | SG | F102T |  | 0 | 0 | 0 | 0 | 0 | 0 | 0 | 0 | 0 | 2071
1291 |  |  |  | CAGE | F102T |  | 0 | 0 | 0 | 0 | 0 | 0 | 0 | 0 | 0 | 2072
1292 |  |  |  | CAGE | F102T |  | 0 | 0 | 0 | 0 | 0 | 0 | 0 | 0 | 0 | 2073
1293 |  |  |  | CAGW | F102T |  | 0 | 0 | 0 | 0 | 0 | 0 | 0 | 0 | 0 | 2074
1294 |  |  |  | JBG | F102T |  | 0 | 0 | 0 | 0 | 0 | 0 | 0 | 0 | 0 | 2075
1295 |  |  |  | SE | F102T |  | 0 | 0 | 0 | 0 | 0 | 0 | 0 | 0 | 0 | 2076
1296 |  |  |  | CAEW | F102T |  | 0 | 0 | 0 | 0 | 0 | 0 | 0 | 0 | 0 | 2077
1297 |  |  |  | CAEE | F10 |  | 0 | 0 | 0 | 0 | 0 | 0 | 0 | 0 | 0 | 2078
1298 |  |  |  | SO | F102T |  | 0 | 0 | 0 | 0 | 0 | 0 | 0 | 0 | 0 | 2079
1299 |  |  |  | Total Misc Regulatory Assets |  |  | 0 | 0 | 0 | 0 | 0 | 0 | 0 | 0 | 0
1300
1301 |  | 186 | Misc Deferred Debits |  | F102T |  | 0 | 0 | 0 | 0 | 0 | 0 | 0 | 0 | 0 | 2083
1302 |  |  |  | CAEW | F102T |  | 0 | 0 | 0 | 0 | 0 | 0 | 0 | 0 | 0 | 2084
1303 |  |  |  | CAEE | F102T |  | 0 | 0 | 0 | 0 | 0 | 0 | 0 | 0 | 0 | 2085
1304 |  |  |  | SG | F102T |  | 0 | 0 | 0 | 0 | 0 | 0 | 0 | 0 | 0 | 2086
1305 |  |  |  | SO | F102T |  | 0 | 0 | 0 | 0 | 0 | 0 | 0 | 0 | 0 | 2087
1306 |  |  |  | SE | F10 |  | 0 | 0 | 0 | 0 | 0 | 0 | 0 | 0 | 0 | 2088
1307 |  |  |  | CAGW | F102T |  | 0 | 0 | 0 | 0 | 0 | 0 | 0 | 0 | 0 | 2089
|  |  |  | CAGE | F102T |  | 0 | 0 | 0 | 0 | 0 | 0 | 0 | 0 | 0 | 2090
|  |  |  | CAEW | F102T |  | 0 | 0 | 0 | 0 | 0 | 0 | 0 | 0 | 0 | 2091
|  |  |  | CAEE | F102T |  | 0 | 0 | 0 | 0 | 0 | 0 | 0 | 0 | 0 | 2092
|  |  |  | JBE | F102T |  | 0 | 0 | 0 | 0 | 0 | 0 | 0 | 0 | 0 | 2093
1312 |  |  |  | EXCTAX | F102T |  | 0 | 0 | 0 | 0 | 0 | 0 | 0 | 0 | 0 | 2094
1313 |  |  |  | Total Misc Deferred Debits |  |  | 0 | 0 | 0 | 0 | 0 | 0 | 0 | 0 | 0
1314
1315 |  | CWC | Cash Working Capital |  | F137T |  | 0 | 0 | 0 | 0 | 0 | 0 | 0 | 0 | 0 | 2102
1316
1317 |  | OWC | Other Working Capital |  | F137T |  | 0 | 0 | 0 | 0 | 0 | 0 | 0 | 0 | 0 | 2115
1318 |  |  |  | Total Other Working Capital |  |  | 0 | 0 | 0 | 0 | 0 | 0 | 0 | 0 | 0
1319
1320 |  | 18222 | Nuclear Plant |  | F10 |  | 0 | 0 | 0 | 0 | 0 | 0 | 0 | 0 | 0 | 2129
1321
1322 |  | 1869 | Misc Deferred Debits-Trojan |  | F10 |  | 0 | 0 | 0 | 0 | 0 | 0 | 0 | 0 | 0 | 2134
1323
1324 |  | 141 | Impact Housing - Notes Receivable |  | F10 |  | 0 | 0 | 0 | 0 | 0 | 0 | 0 | 0 | 0 | 2137
1325 |  | TOTAL RATE BASE ADDITIONS |  |  |  |  | 9.0568e-07 | 3.781e-07 | 1.18e-07 | 1.942e-07 | 7.8006e-08 | 1.0249e-07 | 3.3408e-08 | 1.4852e-09 | 0
1326
1327 |  | Distribution - METER - Unbundled
1328
1329 |  | A |  | B | C |  | D | E | F | G | H | I | J | K
1330 |  | FERC ACCT |  | DESCRIPTION | COS Factor |  | Washington Jurisdiction Normalized | Residential Schedule 16 | Small General Service Schedule 24 | Large General Service < 1,000 kW Schedule 36 | Large General Service > 1,000 kW Schedule 48 | Large General Dedicated Facilities Schedule 48 | Agricultural Pumping Schedule 40 | Street & Area Lighting Sch. 15, 51-54, 57
1331
1332 |  | 235 | Customer Service Deposits |  | F51 |  | 0 | 0 | 0 | 0 | 0 | 0 | 0 | 0 | 0 | 2149
1333
1334 |  | 2281 | Accum Prov for Property Insurance |  | F102T |  | 2462.2865 | 1027.9364 | 320.799 | 527.9703 | 212.0759 | 278.6408 | 90.8261 | 4.0379 | 0 | 2154
1335
1336 |  | 2282 | Accum Prov for Injuries & Damages |  | F102T |  | 0 | 0 | 0 | 0 | 0 | 0 | 0 | 0 | 0 | 2158
1337
1338 |  | 2283 | Accum Prov for Pension & Benefits |  | F102T |  | -44123.4528 | -18420.3199 | -5748.6234 | -9461.0739 | -3800.3383 | -4993.1614 | -1627.5779 | -72.358 | 0 | 2163
1339
1340 |  | 254 | Reg Liabilities - Insurance Provision |  | F10 |  | 0 | 0 | 0 | 0 | 0 | 0 | 0 | 0 | 0 | 2169
1341
1342 |  | 22844 | Accum Hydro Relicensing Obligation |  | F10 |  | 0 | 0 | 0 | 0 | 0 | 0 | 0 | 0 | 0 | 2173
1343
1344
1345 |  | 22842 | Accum Misc Oper Prov - Trojan |  | F10 |  | 0 | 0 | 0 | 0 | 0 | 0 | 0 | 0 | 0 | 2178
1346
1347 |  | 252 | Customer Advances for Const |  | F50 |  | 0 | 0 | 0 | 0 | 0 | 0 | 0 | 0 | 0 | 2186
1348
1349 |  | 25398 | SO2 Emissions |  | F10 |  | 0 | 0 | 0 | 0 | 0 | 0 | 0 | 0 | 0 | 2189
1350
1351 |  | 25399 | Other Deferred Credits |  | F10 |  | 0 | 0 | 0 | 0 | 0 | 0 | 0 | 0 | 0 | 2198
1352
1353 |  | 190 | Accum Deferred Income Taxes |  | F104T |  | 0 | 0 | 0 | 0 | 0 | 0 | 0 | 0 | 0 | 2201
1354 |  |  |  | SG/CAGW | F104T |  | 0 | 0 | 0 | 0 | 0 | 0 | 0 | 0 | 0 | 2202
1355 |  |  |  | DOP | F138T |  | 101948.9405 | 42560.86 | 13282.4162 | 21860.1765 | 8780.8283 | 11536.892 | 3760.5815 | 167.186 | 0 | 2203
1356 |  |  |  | CN | F104T |  | 0 | 0 | 0 | 0 | 0 | 0 | 0 | 0 | 0 | 2204
1357 |  |  |  | BADDEBT | F42 |  | 0 | 0 | 0 | 0 | 0 | 0 | 0 | 0 | 0 | 2205
1358 |  |  |  | JBG | F104T |  | 0 | 0 | 0 | 0 | 0 | 0 | 0 | 0 | 0 | 2206
1359 |  |  |  | JBE | F104T |  | 0 | 0 | 0 | 0 | 0 | 0 | 0 | 0 | 0 | 2207
1360 |  |  |  | SE/CAEW | F104T |  | 0 | 0 | 0 | 0 | 0 | 0 | 0 | 0 | 0 | 2208
1361 |  |  |  | SNP | F104T |  | 0 | 0 | 0 | 0 | 0 | 0 | 0 | 0 | 0 | 2209
1362 |  |  |  | SNPD | F104T |  | 0 | 0 | 0 | 0 | 0 | 0 | 0 | 0 | 0 | 2210
1363 |  |  |  | Total Accum Deferred Income Taxes |  |  | 101948.9405 | 42560.86 | 13282.4162 | 21860.1765 | 8780.8283 | 11536.892 | 3760.5815 | 167.186 | 0
1364
1365 |  | 281 | Accum Deferred Income Taxes |  | F104T |  | -0.01078 | -0.0044995 | -0.0014044 | -0.002312 | -0.00092873 | -0.0012204 | -0.00039759 | -1.7652e-05 | 0 | 2217
1366
1367 |  | 282 | Accum Deferred Income Taxes |  | F104T |  | -51060245.2509 | -21311742.9284 | -6651808.3429 | -10950779.3691 | -4398888.6011 | -5780264.7192 | -1883153.2301 | -83608.06 | 0 | 2220
1368 |  |  |  |  | F104T |  | 0 | 0 | 0 | 0 | 0 | 0 | 0 | 0 | 0 | 2221
1369 |  |  |  |  | F104T |  | 0 | 0 | 0 | 0 | 0 | 0 | 0 | 0 | 0 | 2222
1370 |  |  |  |  | F104T |  | -403.0724 | -168.2361 | -52.5097 | -86.446 | -34.7251 | -45.6297 | -14.8657 | -0.66001 | 0 | 2223
1371 |  |  |  |  | F104T |  | 0 | 0 | 0 | 0 | 0 | 0 | 0 | 0 | 0 | 2224
1372 |  |  |  | DITBAL | F104T |  | 0 | 0 | 0 | 0 | 0 | 0 | 0 | 0 | 0 | 2225
1373 |  |  |  | DGP | F42 |  | 0 | 0 | 0 | 0 | 0 | 0 | 0 | 0 | 0 | 2226
1374 |  |  |  | SO | F138T |  | 27016.6682 | 11278.711 | 3519.8662 | 5792.9894 | 2326.9366 | 3057.2989 | 996.5614 | 44.3046 | 0 | 2227
1375 |  |  |  | JBE | F104T |  | -83755.4658 | -34958.2135 | -10911.1365 | -17962.852 | -7215.6129 | -9481.5205 | -3088.9859 | -137.1445 | 0 | 2228
1376 |  |  |  | SE | F104T |  | 0 | 0 | 0 | 0 | 0 | 0 | 0 | 0 | 0 | 2229
1377 |  |  |  | SG | F104T |  | 0 | 0 | 0 | 0 | 0 | 0 | 0 | 0 | 0 | 2230
1378 |  |  |  | Total Accum Deferred Income Taxes |  |  | -51117387.1208 | -21335590.6671 | -6659252.1229 | -10963035.6777 | -4403812.0024 | -5786734.5706 | -1885260.5203 | -83701.5599 | 0
1379
1380
1381 |  | 283 | Accum Deferred Income Taxes |  | F104T |  | -8236.754 | -3437.8915 | -1073.0326 | -1766.5186 | -709.6042 | -932.4401 | -303.7798 | -13.4872 | 0 | 2234
1382 |  |  |  | SG/CAGW | F104T |  | 0 | 0 | 0 | 0 | 0 | 0 | 0 | 0 | 0 | 2235
1383 |  |  |  | SE | F104T |  | 0 | 0 | 0 | 0 | 0 | 0 | 0 | 0 | 0 | 2236
1384 |  |  |  | SO | F138T |  | -4154.5513 | -1734.4102 | -541.2757 | -890.8305 | -357.8301 | -470.1433 | -153.2486 | -6.813 | 0 | 2237
1385 |  |  |  | GPS | F104T |  | -92661.2379 | -38675.3427 | -12071.3246 | -19872.8535 | -7982.8536 | -10489.6967 | -3417.4397 | -151.7272 | 0 | 2238
1386 |  |  |  | SNP | F104T |  | -14405.6895 | -6012.7081 | -1876.6828 | -3089.5568 | -1241.0638 | -1630.7932 | -531.2963 | -23.5884 | 0 | 2239
1387 |  |  |  | TROJD | F104T |  | 0 | 0 | 0 | 0 | 0 | 0 | 0 | 0 | 0 | 2240
1388 |  |  |  | SNPD | F104T |  | 0 | 0 | 0 | 0 | 0 | 0 | 0 | 0 | 0 | 2241
1389 |  |  |  | JBE | F104T |  | 0 | 0 | 0 | 0 | 0 | 0 | 0 | 0 | 0 | 2242
1390 |  |  |  | Total Accum Deferred Income Taxes |  |  | -119458.2327 | -49860.3524 | -15562.3157 | -25619.7594 | -10291.3517 | -13523.0732 | -4405.7644 | -195.6158 | 0
1391
1392 |  | 255 | Accum Investment Tax Credit |  | F104T |  | -4500.2978 | -1878.3535 | -586.2706 | -965.169 | -387.7049 | -509.4553 | -165.9755 | -7.369 | 0 | 2256
1393 |  | TOTAL RATE BASE DEDUCTIONS |  |  |  |  | -51181057.8878 | -21362160.9009 | -6667546.1188 | -10976693.5356 | -4409298.4941 | -5793944.7288 | -1887608.4308 | -83805.6788 | 0
1394
1395 | [6 empty] | D: ACCUMULATED DEPRECIATION
1396 | [6 empty] | D: GENERATION PLANT
1397
1398 |  | 108SP | Steam Prod Accumulated Depr |  | F10 |  | 0 | 0 | 0 | 0 | 0 | 0 | 0 | 0 | 0 | 2270
1399
1400 |  | 108NP | Nuclear Prod Accumulated Depr |  | F10 |  | 0 | 0 | 0 | 0 | 0 | 0 | 0 | 0 | 0 | 2276
1401
1402 |  | 108HP | Hydraulic Prod Accum Depr |  | F10 |  | 0 | 0 | 0 | 0 | 0 | 0 | 0 | 0 | 0 | 2287
1403
1404 |  | 108OP | Other Generation - Accum Depr |  | F10 |  | 0 | 0 | 0 | 0 | 0 | 0 | 0 | 0 | 0 | 2290
1405 |  |  |  | DGU | F10 |  | 0 | 0 | 0 | 0 | 0 | 0 | 0 | 0 | 0 | 2291
1406 |  |  |  | DGP | F10 |  | 0 | 0 | 0 | 0 | 0 | 0 | 0 | 0 | 0 | 2292
1407 |  |  |  | SG | F10 |  | 0 | 0 | 0 | 0 | 0 | 0 | 0 | 0 | 0 | 2293
1408 |  |  |  | CAGW | F10 |  | 0 | 0 | 0 | 0 | 0 | 0 | 0 | 0 | 0 | 2294
1409 |  |  |  | CAGE | F10 |  | 0 | 0 | 0 | 0 | 0 | 0 | 0 | 0 | 0 | 2295
1410 |  |  |  | SG | F10 |  | 0 | 0 | 0 | 0 | 0 | 0 | 0 | 0 | 0 | 2296
1411 |  |  |  | Total Other Generation - Accum Depr |  |  | 0 | 0 | 0 | 0 | 0 | 0 | 0 | 0 | 0
1412
1413 |  | 108EP | Experimental Plant - Accum Depr |  | F10 |  | 0 | 0 | 0 | 0 | 0 | 0 | 0 | 0 | 0 | 2302
1414
1415
1416
1417 |  | TOTAL GENERATION PLANT DEPRECIATION |  |  |  |  | 0 | 0 | 0 | 0 | 0 | 0 | 0 | 0 | 0
1418
1419
1420 | [6 empty] | D: TRANSMISSION PLANT
1421
1422 |  | 108TP | Transmission Plant Accum Depr |  | F106 |  | -183989867.546 | -76810675.5394 | -23971117.2247 | -39451621.1079 | -15846986.0349 | -20820924.9232 | -6786817.8294 | -301724.8865 | 0 | 2313
1423
1424
1425 | [6 empty] | D: DISTRIBUTION PLANT
1426
1427 |  | 108360 | Land and Land Rights |  | F118 |  | 0 | 0 | 0 | 0 | 0 | 0 | 0 | 0 | 0 | 2317
1428
1429 |  | 108361 | Structures and Improvements |  | F119 |  | 0 | 0 | 0 | 0 | 0 | 0 | 0 | 0 | 0 | 2321
1430
1431 |  | 108362 | Station Equipment |  | F120 |  | 0 | 0 | 0 | 0 | 0 | 0 | 0 | 0 | 0 | 2325
1432
1433 |  | Distribution - METER - Unbundled
1434
1435 |  | A |  | B | C |  | D | E | F | G | H | I | J | K
1436 |  | FERC ACCT |  | DESCRIPTION | COS Factor |  | Washington Jurisdiction Normalized | Residential Schedule 16 | Small General Service Schedule 24 | Large General Service < 1,000 kW Schedule 36 | Large General Service > 1,000 kW Schedule 48 | Large General Dedicated Facilities Schedule 48 | Agricultural Pumping Schedule 40 | Street & Area Lighting Sch. 15, 51-54, 57
1437
1438 |  | 108364 | Poles, Towers & Fixtures |  | F121 |  | 0 | 0 | 0 | 0 | 0 | 0 | 0 | 0 | 0 | 2329
1439
1440 |  | 108365 | Overhead Conductors |  | F122 |  | 0 | 0 | 0 | 0 | 0 | 0 | 0 | 0 | 0 | 2333
1441
1442 |  | 108366 | Underground Conduit |  | F123 |  | 0 | 0 | 0 | 0 | 0 | 0 | 0 | 0 | 0 | 2337
1443
1444 |  | 108367 | Underground Conductors |  | F124 |  | 0 | 0 | 0 | 0 | 0 | 0 | 0 | 0 | 0 | 2341
1445
1446 |  | 108368 | Line Transformers |  | F125 |  | 0 | 0 | 0 | 0 | 0 | 0 | 0 | 0 | 0 | 2345
1447
1448 |  | 108369 | Services |  | F126 |  | 0 | 0 | 0 | 0 | 0 | 0 | 0 | 0 | 0 | 2349
1449
1450 |  | 108370 | Meters |  | F127 |  | 0 | 0 | 0 | 0 | 0 | 0 | 0 | 0 | 0 | 2353
1451
1452 |  | 108371 | Install on Customers' Premises |  | F128 |  | 0 | 0 | 0 | 0 | 0 | 0 | 0 | 0 | 0 | 2357
1453
1454 |  | 108372 | Leased Property |  | F129 |  | 0 | 0 | 0 | 0 | 0 | 0 | 0 | 0 | 0 | 2361
1455
1456 |  | 108373 | Street Lights |  | F130 |  | 0 | 0 | 0 | 0 | 0 | 0 | 0 | 0 | 0 | 2365
1457
1458 |  | 108D00 | Unclassified Dist Plant - Acct 300 |  | F121 |  | 0 | 0 | 0 | 0 | 0 | 0 | 0 | 0 | 0 | 2369
1459
1460 |  | 108DS | Unclassified Dist Sub - Acct 300 |  | F120 |  | 0 | 0 | 0 | 0 | 0 | 0 | 0 | 0 | 0 | 2373
1461
1462 |  | 108D | Unclassified Dist Sub - Acct 300 |  | F102T |  | 0 | 0 | 0 | 0 | 0 | 0 | 0 | 0 | 0 | 2377
1463
1464
1465 |  | TOTAL DISTRIBUTION PLANT DEPR |  |  |  |  | 0 | 0 | 0 | 0 | 0 | 0 | 0 | 0 | 0
1466
1467 | [6 empty] | D: GENERAL PLANT
1468 |  | 108GP | General Plant Accumulated Depr
1469 |  |  |  | S | F107T |  | -7799690.6857 | -3256154.9098 | -1016182.5879 | -1672431.454 | -671784.762 | -882639.769 | -287706.4945 | -12790.7086 | 0 | 2383
1470 |  |  |  | SG-P | F105T |  | -4219808.4914 | -1761653.2106 | -549777.6881 | -904823.1186 | -363450.7004 | -477528.0126 | -155655.6994 | -6920.0617 | 0 | 2384
1471 |  |  |  | SG-U | F105T |  | 0 | 0 | 0 | 0 | 0 | 0 | 0 | 0 | 0 | 2385
1472 |  |  |  | CAGW | F105T |  | -229837.4039 | -95950.7526 | -29944.3628 | -49282.3779 | -19795.8191 | -26009.1895 | -8477.9918 | -376.9102 | 0 | 2386
1473 |  |  |  | CN | F42 |  | 0 | 0 | 0 | 0 | 0 | 0 | 0 | 0 | 0 | 2387
1474 |  |  |  | SO | F102T |  | -2900352.7472 | -1210816.9694 | -377872.4156 | -621901.734 | -249806.4165 | -328213.8718 | -106985.053 | -4756.2869 | 0 | 2388
1475 |  |  |  | SE | F10 |  | 0 | 0 | 0 | 0 | 0 | 0 | 0 | 0 | 0 | 2389
1476 |  |  |  | JBG | F105T |  | -1009915.7625 | -421611.8691 | -131576.8605 | -216548.9575 | -86983.7084 | -114285.534 | -37252.6726 | -1656.1603 | 0 | 2390
1477 |  |  |  | CAGE | F105T |  | 0 | 0 | 0 | 0 | 0 | 0 | 0 | 0 | 0 | 2391
1478 |  |  |  | CAGE | F105T |  | 0 | 0 | 0 | 0 | 0 | 0 | 0 | 0 | 0 | 2392
1479 |  |  | Total General Plant Accumulated Depr |  |  |  | -16159605.0908 | -6746187.7115 | -2105353.9149 | -3464987.642 | -1391821.4064 | -1828676.377 | -596077.9113 | -26500.1278 | 0
1480
1481 |  | 108MP | Mining Plant Accumulated Depr. |  | F10 |  | 0 | 0 | 0 | 0 | 0 | 0 | 0 | 0 | 0 | 2399
1482
1483 |  | 1081390 | Accum Depr - Capital Lease |  | F10 |  | 0 | 0 | 0 | 0 | 0 | 0 | 0 | 0 | 0 | 2406
1484 |  |  | Remove Capital Lease |  | F10 |  | 0 | 0 | 0 | 0 | 0 | 0 | 0 | 0 | 0 | 2409
1485
1486 |  | 1081399L | Accum Depr - Capital Lease |  | F10 |  | 0 | 0 | 0 | 0 | 0 | 0 | 0 | 0 | 0 | 2413
1487 |  |  |  | SE | F10 |  | 0 | 0 | 0 | 0 | 0 | 0 | 0 | 0 | 0 | 2414
1488 |  |  | Remove Capital Lease |  | F10 |  | 0 | 0 | 0 | 0 | 0 | 0 | 0 | 0 | 0 | 2417
1489
1490 |  | TOTAL GENERAL PLANT ACCUM DEPR |  |  |  |  | -16159605.0908 | -6746187.7115 | -2105353.9149 | -3464987.642 | -1391821.4064 | -1828676.377 | -596077.9113 | -26500.1278 | 0
1491
1492
1493 |  | TOTAL ACCUM DEPR - PLANT IN SERVICE |  |  |  |  | -200149472.6368 | -83556863.2509 | -26076471.1396 | -42916608.7499 | -17238807.4413 | -22649601.3001 | -7382895.7407 | -328225.0143 | 0
1494
1495
1496 | [6 empty] | D: ACCUMULATED AMORTIZATION
1497
1498 |  | 111CLS | Accum Prov for Amort-Steam |  | F10 |  | 0 | 0 | 0 | 0 | 0 | 0 | 0 | 0 | 0 | 2430
1499
1500 |  | 111CLG | Accum Prov for Amort-General
1501 |  |  |  | S | F108 |  | -615461.7239 | -301887.7042 | -85934.0866 | -108982.9252 | -42144.6778 | -48530.4123 | -25716.7548 | -2265.163 | 0 | 2434
1502 |  |  |  | CN | F108 |  | 0 | 0 | 0 | 0 | 0 | 0 | 0 | 0 | 0 | 2435
1503 |  |  |  | SG | F108 |  | 0 | 0 | 0 | 0 | 0 | 0 | 0 | 0 | 0 | 2436
1504 |  |  |  | SO | F108 |  | -31997.9126 | -15695.17 | -4467.7212 | -5666.0325 | -2191.1057 | -2523.1007 | -1337.0165 | -117.766 | 0 | 2437
1505 |  |  |  | SE | F108 |  | 0 | 0 | 0 | 0 | 0 | 0 | 0 | 0 | 0 | 2438
1506 |  |  | Total Accum Prov for Amort-General |  |  |  | -647459.6365 | -317582.8742 | -90401.8079 | -114648.9577 | -44335.7835 | -51053.513 | -27053.7712 | -2382.9291 | 0 | 2439
1507
1508 |  | 111CLH | Accum Prov for Amort-Hydro |  | F10 |  | 0 | 0 | 0 | 0 | 0 | 0 | 0 | 0 | 0 | 2449
1509
1510 |  | 111IP | Accum Prov for Amort-Intangible
1511 |  |  |  | S | F107T |  | -1549.4576 | -646.8556 | -201.8711 | -332.239 | -133.4543 | -175.3419 | -57.1547 | -2.541 | 0 | 2453
1512 |  |  |  | DGP | F105T |  | 0 | 0 | 0 | 0 | 0 | 0 | 0 | 0 | 0 | 2454
1513 |  |  |  | DGU | F105T |  | 0 | 0 | 0 | 0 | 0 | 0 | 0 | 0 | 0 | 2455
1514 |  |  |  | CAEW | F105T |  | 0 | 0 | 0 | 0 | 0 | 0 | 0 | 0 | 0 | 2456
1515 |  |  |  | CAEE | F105T |  | 0 | 0 | 0 | 0 | 0 | 0 | 0 | 0 | 0 | 2457
1516 |  |  |  | SE | F10 |  | 0 | 0 | 0 | 0 | 0 | 0 | 0 | 0 | 0 | 2458
1517 |  |  |  | SG | F105T |  | -945640.6229 | -394778.7779 | -123202.7748 | -202766.9026 | -81447.712 | -107011.9386 | -34881.7613 | -1550.7556 | 0 | 2459
1518 |  |  |  | SG-P | F105T |  | -1744797.8136 | -728404.7787 | -227320.9578 | -374124.4188 | -150278.8548 | -197447.3093 | -64360.2013 | -2861.293 | 0 | 2460
1519 |  |  |  | SG-U | F105T |  | -96002.0755 | -40078.2085 | -12507.629 | -20585.0331 | -8268.6268 | -10863.9244 | -3541.22 | -157.4338 | 0 | 2461
1520 |  |  |  | CN | F42 |  | 0 | 0 | 0 | 0 | 0 | 0 | 0 | 0 | 0 | 2462
1521 |  |  |  | CAGE | F105T |  | 0 | 0 | 0 | 0 | 0 | 0 | 0 | 0 | 0 | 2463
1522 |  |  |  | CAGE | F105T |  | 0 | 0 | 0 | 0 | 0 | 0 | 0 | 0 | 0 | 2464
1523 |  |  |  | CAGW | F105T |  | -874502.0034 | -365080.3739 | -113934.4808 | -187513.1612 | -75320.5664 | -98961.6483 | -32257.6774 | -1434.0954 | 0 | 2465
1524 |  |  |  | CAGE | F105T |  | 0 | 0 | 0 | 0 | 0 | 0 | 0 | 0 | 0 | 2466
1525 |  |  |  | JBG | F105T |  | -180918.3608 | -75528.4065 | -23570.946 | -38793.0201 | -15582.4382 | -20473.3427 | -6673.5194 | -296.6879 | 0 | 2467
1526 |  |  |  | SO | F102T |  | -8441000.563 | -3523884.0275 | -1099735.6359 | -1809942.9084 | -727020.5682 | -955212.5959 | -311362.4347 | -13842.3924 | 0 | 2468
1527 |  |  | Total Accum Prov for Amort-Intangible |  |  |  | -12284410.8969 | -5128401.4287 | -1600474.2955 | -2634057.6832 | -1058052.2206 | -1390146.1011 | -453133.9688 | -20145.1989 | 0
1528
1529 |  | 111390 | Accum Prov for Amort-Capital Lease |  | F10 |  | 0 | 0 | 0 | 0 | 0 | 0 | 0 | 0 | 0 | 2479
1530
1531
1532 |  | TOTAL ACCUM PROV FOR AMORTIZATION |  |  |  |  | -12931870.5334 | -5445984.3029 | -1690876.1034 | -2748706.6408 | -1102388.0042 | -1441199.6141 | -480187.74 | -22528.128 | 0

## Distribution
Distribution Total |  |  | - | Distribution - Total - Unbundled
PacifiCorp
3 | Cost Of Service By Rate Schedule
4 | State of Washington
5 | WCA
6 | 12 Months Ending June 2022
7
8
9 |  | A |  | B | C |  | D | E | F | G | H | I | J | K | Chk Total
12 |  |  |  | DESCRIPTION |  |  | Washington Jurisdiction Normalized | Residential Schedule 16 | Small General Service Schedule 24 | Large General Service < 1,000 kW Schedule 36 | Large General Service > 1,000 kW Schedule 48 | Large General Dedicated Facilities Schedule 48 | Agricultural Pumping Schedule 40 | Street & Area Lighting Sch. 15, 51-54, 57 | 0
13
12 |  |  |  | Operating Revenues |  |  | 72950680.2238 | 42583933.594 | 12524445.1356 | 9613454.9886 | 3187584.3802 | 1552475.8076 | 3001909.6745 | 486876.6433 | 0
13
14 |  |  |  | Operating Expenses
15 |  |  |  | Operation & Maintenance Expenses |  |  | 18590890.068 | 11256735.9573 | 2812849.2806 | 2469986.9693 | 921289.9788 | 327755.1914 | 699540.3041 | 102732.3864 | 0
16 |  |  |  | Depreciation Expense |  |  | 17883492.7648 | 10845120.9767 | 2967559.3344 | 2077979.2242 | 708416.429 | 180413.1009 | 928600.1815 | 175403.5182 | 0
17 |  |  |  | Amortization Expense |  |  | 11595487.0609 | 6065121.7284 | 1628094.832 | 1823594.4152 | 711162.0072 | 845226.3 | 459267.5918 | 63020.1863 | 0
18 |  |  |  | Taxes Other Than Income |  |  | 7876494.1092 | 4873427.3897 | 1265236.3899 | 883054.5621 | 307243.8604 | 108247.7861 | 385132.275 | 54151.8461 | 0
19 |  |  |  | Income Taxes - Federal |  |  | 3704451.1655 | 2292057.04 | 595062.5182 | 415315.8063 | 144502.092 | 50910.8027 | 181134.3582 | 25468.5481 | 0
20 |  |  |  | Income Taxes - State |  |  | 0 | 0 | 0 | 0 | 0 | 0 | 0 | 0 | 0
21 |  |  |  | Income Taxes Deferred |  |  | -4218143.309 | -2609894.0532 | -677579.179 | -472907.1895 | -164540.0372 | -57970.5473 | -206252.0592 | -29000.2435 | 0
22 |  |  |  | Investment Tax Credit Adj |  |  | 0 | 0 | 0 | 0 | 0 | 0 | 0 | 0 | 0
23 |  |  |  | Misc Revenues & Expense |  |  | 2.3484 | 0.98039 | 0.30596 | 0.50355 | 0.20227 | 0.26575 | 0.086625 | 0.0038511 | 0
24
25 |  |  |  | Total Operating Expenses |  |  | 55432674.2078 | 32722570.0193 | 8591223.4819 | 7197024.2911 | 2628074.5325 | 1454582.8994 | 2447422.7381 | 391776.2454 | 0
26
27 |  |  |  | Operating Revenue For Return |  |  | 17518006.016 | 9861363.5747 | 3933221.6536 | 2416430.6975 | 559509.8478 | 97892.9082 | 554486.9364 | 95100.3979 | 0
28
29
30 |  |  |  | Rate Base :
31 |  |  |  | Electric Plant In Service |  |  | 699124054.602 | 427671634.1249 | 117040774.5152 | 78340331.7551 | 26657631.4179 | 7565511.647 | 35884246.8393 | 5963924.3026 | 0
32 |  |  |  | Plant Held For Future Use |  |  | 0 | 0 | 0 | 0 | 0 | 0 | 0 | 0 | 0
33 |  |  |  | Electric Plant Acquisition Adj |  |  | 0 | 0 | 0 | 0 | 0 | 0 | 0 | 0 | 0
34 |  |  |  | Pensions |  |  | 0 | 0 | 0 | 0 | 0 | 0 | 0 | 0 | 0
35 |  |  |  | Prepayments |  |  | 1.4307e-09 | 8.7518e-10 | 2.3951e-10 | 1.6031e-10 | 5.4552e-11 | 1.5482e-11 | 7.3433e-11 | 1.2204e-11 | 0
36 |  |  |  | Fuel Stock |  |  | 0 | 0 | 0 | 0 | 0 | 0 | 0 | 0 | 0
37 |  |  |  | Materials & Supplies |  |  | 1.5768e-05 | 9.6458e-06 | 2.6397e-06 | 1.7669e-06 | 6.0124e-07 | 1.7063e-07 | 8.0934e-07 | 1.3451e-07 | 0
38 |  |  |  | Misc Deferred Debits |  |  | 0 | 0 | 0 | 0 | 0 | 0 | 0 | 0 | 0
39 |  |  |  | Cash Working Capital |  |  | 0 | 0 | 0 | 0 | 0 | 0 | 0 | 0 | 0
40 |  |  |  | Weatherization Loans |  |  | 0 | 0 | 0 | 0 | 0 | 0 | 0 | 0 | 0
41 |  |  |  | Miscellaneous Rate Base |  |  | 0 | 0 | 0 | 0 | 0 | 0 | 0 | 0 | 0
42
43 |  |  |  | Total Rate Base Additions |  |  | 699124054.602 | 427671634.1249 | 117040774.5152 | 78340331.7551 | 26657631.4179 | 7565511.647 | 35884246.8393 | 5963924.3026 | 0
44
45 |  |  |  | Rate Base Deductions :
46 |  |  |  | Accum Provision For Depreciation |  |  | -329404805.1908 | -200712764.5464 | -55731804.8022 | -37251720.8613 | -12565184.2223 | -2536328.6212 | -17723136.4488 | -2883865.6885 | 0
47 |  |  |  | Accum Provision For Amortization |  |  | -9567304.2538 | -5663642.4009 | -1558365.6156 | -1173396.1449 | -412095.9086 | -209555.6759 | -476192.7917 | -74055.7163 | 0
48 |  |  |  | Accum Deferred Income Taxes |  |  | -56195641.2047 | -34533716.6061 | -9330130.6197 | -6217450.2877 | -2128996.7266 | -749968.9965 | -2764978.8994 | -470399.0689 | 0
49 |  |  |  | Unamortized ITC |  |  | -4173.7451 | -2564.5561 | -692.4405 | -462.5712 | -158.5395 | -55.8539 | -204.9478 | -34.8361 | 0
50 |  |  |  | Customer Advance For Construction |  |  | -7825156.6493 | -3536416.8388 | -2851322.2818 | -497726.8282 | 0 | 0 | -440094.2967 | -499596.4039 | 0
51 |  |  |  | Customer Service Deposits |  |  | 0 | 0 | 0 | 0 | 0 | 0 | 0 | 0 | 0
52 |  |  |  | Misc Rate Base Deductions |  |  | -38638.1293 | -23635.9081 | -6468.4323 | -4329.5948 | -1473.2736 | -418.1192 | -1983.1962 | -329.6051 | 0
53 | [14 empty] | 0
54 |  |  |  | Total Rate Base Deductions |  |  | -403035719.173 | -244472740.8562 | -69478784.192 | -45145086.2881 | -15107908.6705 | -3496327.2668 | -21406590.5806 | -3928281.3188 | 0
55 | [14 empty] | 0
56 |  |  |  | Total Rate Base |  |  | 296088335.4289 | 183198893.2687 | 47561990.3232 | 33195245.467 | 11549722.7473 | 4069184.3802 | 14477656.2588 | 2035642.9838 | 0
57
58
59 |  |  |  | Return On Rate Base |  |  | 5.916% | 5.383% | 8.27% | 7.279% | 4.844% | 2.406% | 3.83% | 4.672%
60
61 |  |  |  | Return On Equity |  |  | 6.853% | 5.818% | 11.42% | 9.498% | 4.773% | 0.04038% | 2.804% | 4.438%
PacifiCorp
Cost Of Service By Rate Schedule
State of Washington
WCA
12 Months Ending June 2022
|  | A |  | B | C |  | D | E | F | G | H | I | J | K
|  |  |  | DESCRIPTION | COS Factor |  | Washington Jurisdiction Normalized | Residential Schedule 16 | Small General Service Schedule 24 | Large General Service < 1,000 kW Schedule 36 | Large General Service > 1,000 kW Schedule 48 | Large General Dedicated Facilities Schedule 48 | Agricultural Pumping Schedule 40 | Street & Area Lighting Sch. 15, 51-54, 57
79 |  |  |  | Total Rate Base |  |  | 296088335.4289 | 183198893.2687 | 47561990.3232 | 33195245.467 | 11549722.7473 | 4069184.3802 | 14477656.2588 | 2035642.9838 | 0
80
81
82 |  |  |  | Return On Ratebase ($$) | 5.772% |  | 17088774.9306 | 10573346.8023 | 2745046.159 | 1915867.7012 | 666593.678 | 234853.4802 | 835579.7231 | 117487.3868 | 0
83 |  |  |  | Operating & Maintenance Expense |  |  | 18590890.068 | 11256735.9573 | 2812849.2806 | 2469986.9693 | 921289.9788 | 327755.1914 | 699540.3041 | 102732.3864 | 0
84 |  |  |  | Bad Debt to Produce ROR | F80 |  | 0 | 0 | 0 | 0 | 0 | 0 | 0 | 0 | 0
85 |  |  |  | Depreciation Expense |  |  | 17883492.7648 | 10845120.9767 | 2967559.3344 | 2077979.2242 | 708416.429 | 180413.1009 | 928600.1815 | 175403.5182 | 0
86 |  |  |  | Amortization Expense |  |  | 11595487.0609 | 6065121.7284 | 1628094.832 | 1823594.4152 | 711162.0072 | 845226.3 | 459267.5918 | 63020.1863 | 0
87 |  |  |  | Taxes Other Than Income |  |  | 7876494.1092 | 4873427.3897 | 1265236.3899 | 883054.5621 | 307243.8604 | 108247.7861 | 385132.275 | 54151.8461 | 0
88 |  |  |  | Federal Income Taxes |  |  | 3704451.1655 | 2292057.04 | 595062.5182 | 415315.8063 | 144502.092 | 50910.8027 | 181134.3582 | 25468.5481 | 0
89 |  |  |  | FIT Adj to Produce Target ROR | F101 |  | 0 | 0 | 0 | 0 | 0 | 0 | 0 | 0 | 0
90 |  |  |  | State Income Taxes |  |  | 0 | 0 | 0 | 0 | 0 | 0 | 0 | 0 | 0
91 |  |  |  | SIT Adj to Produce Target ROR | F101 |  | 0 | 0 | 0 | 0 | 0 | 0 | 0 | 0 | 0
92 |  |  |  | Deferred Income Taxes |  |  | -4218143.309 | -2609894.0532 | -677579.179 | -472907.1895 | -164540.0372 | -57970.5473 | -206252.0592 | -29000.2435 | 0
93 |  |  |  | Investment Tax Credit |  |  | 0 | 0 | 0 | 0 | 0 | 0 | 0 | 0 | 0
94 |  |  |  | Misc Revenue & Expenses |  |  | 2.3484 | 0.98039 | 0.30596 | 0.50355 | 0.20227 | 0.26575 | 0.086625 | 0.0038511 | 0
95 |  |  |  | Revenue Credits |  |  | -1655520.7161 | -541534.678 | -308852.6585 | -414976.4829 | -114645.3771 | -82282.6335 | -190237.9631 | -2990.923 | 0
96
97 |  |  |  | Total Revenue Requirements |  |  | 70865928.4223 | 42754382.1436 | 11027416.9824 | 8697915.5094 | 3180022.8334 | 1607153.7462 | 3092764.4981 | 506272.7092 | 0
98 |  |  |  | Operating Revenues |  |  | 71295159.5077 | 42042398.916 | 12215592.4771 | 9198478.5057 | 3072939.0031 | 1470193.1741 | 2811671.7114 | 483885.7203 | 0
99
100 |  |  |  | Increase / (Decrease) Required to
101 |  |  |  | Earn Equal Rates of Return |  |  | -429231.0854 | 711983.2276 | -1188175.4947 | -500562.9963 | 107083.8303 | 136960.572 | 281092.7867 | 22386.9889 | 0
102
103 |  |  |  | Existing Revenues |  |  | 71295159.5077 | 42042398.916 | 12215592.4771 | 9198478.5057 | 3072939.0031 | 1470193.1741 | 2811671.7114 | 483885.7203 | 0
104 |  |  |  | check |  |  | 0 | 0 | 0 | 0 | 0 | 0 | 0 | 0 | 0
105 |  |  |  | Percent Increase / (Decrease)
106 |  |  |  | Over Existing Rates To
107 |  |  |  | Equal Authorized RoE & RoR |  |  | -0.602% | 1.693% | -9.727% | -5.442% | 3.485% | 9.316% | 9.997% | 4.627%
[5 empty] | WCA |  | E: ELECTRIC REVENUES
|  | Distribution - Total - Unbundled |  |  | Method
|  | A |  | B | 0 |  | D | E | F | G | H | I | J | K
|  | FERC ACCT |  | DESCRIPTION | COS Factor |  | Washington Jurisdiction Normalized | Residential Schedule 16 | Small General Service Schedule 24 | Large General Service < 1,000 kW Schedule 36 | Large General Service > 1,000 kW Schedule 48 | Large General Dedicated Facilities Schedule 48 | Agricultural Pumping Schedule 40 | Street & Area Lighting Sch. 15, 51-54, 57 |  | Func Study Row
120 |  | 440 | Residential Sales |  | A |  | 42042398.916 | 42042398.916 | 0 | 0 | 0 | 0 | 0 | 0 | 0
121
122 |  | 442 | Commercial & Industrial Sales |  | A |  | 25695935.8683 | 0 | 12215592.4771 | 9198478.5057 | 0 | 1470193.1741 | 2811671.7114 | 0 | 0
123 |  |  |  | Interruptible Demand | F10 |  | 0 | 0 | 0 | 0 | 0 | 0 | 0 | 0 | 0 | 100
124 |  |  |  | Interruptible Energy | F10 |  | 0 | 0 | 0 | 0 | 0 | 0 | 0 | 0 | 0 | 101
125 | [6 empty] | 25695935.8683 | 0 | 12215592.4771 | 9198478.5057 | 0 | 1470193.1741 | 2811671.7114 | 0 | 0
126
127 |  | 444 | Public Street & Highway Lighting |  | A |  | 3556824.7234 | 0 | 0 | 0 | 3072939.0031 | 0 | 0 | 483885.7203 | 0
128
129 |  | 445 | Other Sales to Public Authority |  | A |  | 0 | 0 | 0 | 0 | 0 | 0 | 0 | 0 | 0
130
131 |  | 448 | Interdepartmental |  | A | 0 | 0 | 0 | 0 | 0 | 0 | 0 | 0 | 0 | 0 | 114
132 |  |  |  | Demand | F10 |  | 0 | 0 | 0 | 0 | 0 | 0 | 0 | 0 | 0 | 115
133 | [6 empty] | 0 | 0 | 0 | 0 | 0 | 0 | 0 | 0 | 0
134
135 |  | Total Sales to Ultimate Customers |  |  |  |  | 71295159.5077 | 42042398.916 | 12215592.4771 | 9198478.5057 | 3072939.0031 | 1470193.1741 | 2811671.7114 | 483885.7203 | 0
136
137 |  | 447 | Sales for Resale |  | F30 |  | 0 | 0 | 0 | 0 | 0 | 0 | 0 | 0 | 0 | 121
138 | [6 empty] | 0 | 0 | 0 | 0 | 0 | 0 | 0 | 0 | 0
139
140 |  | 447NPC | Sales for Resale - NPC
141 |  |  |  | Demand | F30 |  | 0 | 0 | 0 | 0 | 0 | 0 | 0 | 0 | 0 | 0
142 |  |  |  | Energy | F30 |  | 0 | 0 | 0 | 0 | 0 | 0 | 0 | 0 | 0 | 127
143 | [6 empty] | 0 | 0 | 0 | 0 | 0 | 0 | 0 | 0 | 0
144
145 |  | 449 | Provision for Rate Refund |  | F11 |  | 0 | 0 | 0 | 0 | 0 | 0 | 0 | 0 | 0 | 133
146 |  |  |  |  | F10 |  | 0 | 0 | 0 | 0 | 0 | 0 | 0 | 0 |  | 134
147
148 |  | State Specific Revenue Credit |  |  | F140D |  | 53944.9078 | 32205.565 | 8432.4573 | 6778.6031 | 2450.7311 | 1256.6832 | 2442.0536 | 378.8145 | 0 | 136
149
150 |  | AGA Revenue |  |  | A | 1 | 626235.37 | 1137 | 174970 | 250164 | 52059 | 6844 | 140318.37 | 743 | 0 | 137
151
152 |  | Autopay Bill Credit |  |  | F40 | 0 | 0 | 0 | 0 | 0 | 0 | 0 | 0 | 0 | 0 | 139
153
154 |  | Paperless Bill Credit |  |  | F40 | 0 | 0 | 0 | 0 | 0 | 0 | 0 | 0 | 0 | 0 | 141
155
156
157 |  | Total Sales from Electricity |  |  |  |  | 71975339.7855 | 42075741.4809 | 12398994.9344 | 9455421.1088 | 3127448.7343 | 1478293.8574 | 2954432.135 | 485007.5348 | 0
158
159 |  | Other Electric Operating Revenues
160 |  | 450 | Forfeited Discounts & Interest |  | A | 0 | 0 | 0 | 0 | 0 | 0 | 0 | 0 | 0 | 0 | 147
161 |  |  |  | Customers | F40 |  | 0 | 0 | 0 | 0 | 0 | 0 | 0 | 0 | 0 | 148
162 | [6 empty] | 0 | 0 | 0 | 0 | 0 | 0 | 0 | 0 | 0
163
164 |  | 451 | Misc Electric Revenue |  | A | 0 | 0 | 0 | 0 | 0 | 0 | 0 | 0 | 0 | 0 | 152
165 |  |  |  | Demand | F10 |  | 0 | 0 | 0 | 0 | 0 | 0 | 0 | 0 | 0 | 153
166 |  |  |  | Customer | F40 |  | 0.77814 | 0.61321 | 0.11525 | 0.005928 | 0.00036792 | 5.5373e-06 | 0.028466 | 0.014909 | 0 | 154
167 | [6 empty] | 0.77814 | 0.61321 | 0.11525 | 0.005928 | 0.00036792 | 5.5373e-06 | 0.028466 | 0.014909 | 0
168
169 |  | 453 | Water Sales |  | F12 |  | 0 | 0 | 0 | 0 | 0 | 0 | 0 | 0 | 0 | 162
170
171 |  | 454 | Rent of Electric Property |  | A | 1 | 915932.02 | 461375.6654 | 116650.909 | 157581.2927 | 60107.5563 | 74181.5275 | 45304.2211 | 730.848 | 0 | 165
172 |  |  |  | Demand | F10 |  | 0 | 0 | 0 | 0 | 0 | 0 | 0 | 0 | 0 | 166
173 |  |  |  | Demand | F10 |  | 0 | 0 | 0 | 0 | 0 | 0 | 0 | 0 | 0 | 167
174 |  |  |  | Jim Bridger Generation | F10 |  | 0 | 0 | 0 | 0 | 0 | 0 | 0 | 0 | 0 | 168
175 |  |  |  | Customer | F40 |  | 59407.6401 | 46815.8345 | 8799.177 | 452.5811 | 28.0893 | 0.42275 | 2173.2899 | 1138.2456 | 0 | 169
176 | [6 empty] | 975339.6601 | 508191.4998 | 125450.086 | 158033.8739 | 60135.6456 | 74181.9502 | 47477.511 | 1869.0936 | 0
177
178 |  | 456 | Other Electric Revenue |  | A | 0 | 0 | 0 | 0 | 0 | 0 | 0 | 0 | 0 | 0 | 173
179 |  |  |  | CAGE | F12 |  | 0 | 0 | 0 | 0 | 0 | 0 | 0 | 0 | 0 | 174
180 |  |  |  | CAGW | F12 |  | 0 | 0 | 0 | 0 | 0 | 0 | 0 | 0 | 0 | 175
181 |  |  |  | SO | F12 |  | 0 | 0 | 0 | 0 | 0 | 0 | 0 | 0 | 0 | 176
182 |  |  |  | SG | F40 |  | 0 | 0 | 0 | 0 | 0 | 0 | 0 | 0 | 0 | 177
183 |  |  |  | JBG | F12 |  | 0 | 0 | 0 | 0 | 0 | 0 | 0 | 0 | 0 | 178
184 |  |  |  | WRG | F12 |  | 0 | 0 | 0 | 0 | 0 | 0 | 0 | 0 | 0 | 179
185 |  |  |  | WRE | F12 |  | 0 | 0 | 0 | 0 | 0 | 0 | 0 | 0 | 0 | 180
186 |  |  |  | CN | F12 |  | 0 | 0 | 0 | 0 | 0 | 0 | 0 | 0 | 0 | 181
187 |  |  |  | SE | F12 |  | 0 | 0 | 0 | 0 | 0 | 0 | 0 | 0 | 0 | 182
188 | [6 empty] | 0 | 0 | 0 | 0 | 0 | 0 | 0 | 0 | 0
189 | [14 empty] | 0
190 |  | Total Other Electric Operating Revenues |  |  |  |  | 975340.4382 | 508192.113 | 125450.2012 | 158033.8798 | 60135.646 | 74181.9502 | 47477.5395 | 1869.1085 | 0
191 | [14 empty] | 0
192 |  | Total Electric Operating Revenues |  |  |  |  | 72950680.2238 | 42583933.594 | 12524445.1356 | 9613454.9886 | 3187584.3802 | 1552475.8076 | 3001909.6745 | 486876.6433 | 0
193
194 |  | Miscellaneous Revenues
195 |  | 41160 | Gain on Sale of Utility Plant - CR |  | F12 |  | 0 | 0 | 0 | 0 | 0 | 0 | 0 | 0 | 0 | 196
196 |  | 41170 | Loss on Sale of Utility Plant |  | F12 |  | 0 | 0 | 0 | 0 | 0 | 0 | 0 | 0 | 0 | 201
197 |  | 4118 | Gain from Emission Allowances |  | F12 |  | 0 | 0 | 0 | 0 | 0 | 0 | 0 | 0 | 0 | 203
198 |  | 41181 | Gain from Disposition of NOX Credits |  | F12 |  | 0 | 0 | 0 | 0 | 0 | 0 | 0 | 0 | 0 | 208
199 |  | 4194 | Impact Housing Interest Income |  | F12 |  | 0 | 0 | 0 | 0 | 0 | 0 | 0 | 0 | 0 | 212
200 |  | 421 | (Gain)/Loss on Sale of Utility Plant |  | F12 |  | 2.3484 | 0.98039 | 0.30596 | 0.50355 | 0.20227 | 0.26575 | 0.086625 | 0.0038511 | 0 | 223
201
202 |  | Total Miscellaneous Revenues |  |  |  |  | 2.3484 | 0.98039 | 0.30596 | 0.50355 | 0.20227 | 0.26575 | 0.086625 | 0.0038511 | 0
203
204 |  | Miscellaneous Expenses
205 |  | 4311 | Interest on Customer Deposits |  | F80 |  | 0 | 0 | 0 | 0 | 0 | 0 | 0 | 0 | 0 | 229
206
207 |  | Net Miscellaneous Revenues And Expense |  |  |  |  | 2.3484 | 0.98039 | 0.30596 | 0.50355 | 0.20227 | 0.26575 | 0.086625 | 0.0038511 | 0
208
209 |  | Distribution - METER - Unbundled
210 | [6 empty] | E: STEAM POWER GENERATION
211
212 |  | A |  | B | C |  | D | E | F | G | H | I | J | K
213 |  | FERC ACCT |  | DESCRIPTION | COS Factor |  | Washington Jurisdiction Normalized | Residential Schedule 16 | Small General Service Schedule 24 | Large General Service < 1,000 kW Schedule 36 | Large General Service > 1,000 kW Schedule 48 | Large General Dedicated Facilities Schedule 48 | Agricultural Pumping Schedule 40 | Street & Area Lighting Sch. 15, 51-54, 57
214 |  | 500 | Operation Suprvn & Engineering |  | F10 |  | 0 | 0 | 0 | 0 | 0 | 0 | 0 | 0 | 0 | 237
|  |  |  | JBG | F10 |  | 0 | 0 | 0 | 0 | 0 | 0 | 0 | 0 | 0 | 238
216 |  |  |  | CAGW | F10 |  | 0 | 0 | 0 | 0 | 0 | 0 | 0 | 0 | 0 | 239
217 |  |  |  | Total 500 |  |  | 0 | 0 | 0 | 0 | 0 | 0 | 0 | 0 | 0
218
219 |  | 501 | Fuel Related |  | F10 |  | 0 | 0 | 0 | 0 | 0 | 0 | 0 | 0 | 0 | 243
220 |  |  |  | S | F10 |  | 0 | 0 | 0 | 0 | 0 | 0 | 0 | 0 | 0 | 244
221 |  |  |  | SE | F10 |  | 0 | 0 | 0 | 0 | 0 | 0 | 0 | 0 | 0 | 245
222 |  |  |  | CAGW | F10 |  | 0 | 0 | 0 | 0 | 0 | 0 | 0 | 0 | 0 | 246
223 |  |  |  | CAGE | F10 |  | 0 | 0 | 0 | 0 | 0 | 0 | 0 | 0 | 0 | 247
224 |  |  |  | CAEW | F10 |  | 0 | 0 | 0 | 0 | 0 | 0 | 0 | 0 | 0 | 248
225 |  |  |  | CAEE | F10 |  | 0 | 0 | 0 | 0 | 0 | 0 | 0 | 0 | 0 | 249
226 |  |  |  | JBE | F10 |  | 0 | 0 | 0 | 0 | 0 | 0 | 0 | 0 | 0 | 250
227 |  |  |  | CAEE | F10 |  | 0 | 0 | 0 | 0 | 0 | 0 | 0 | 0 | 0 | 251
228 |  |  |  | JBG | F10 |  | 0 | 0 | 0 | 0 | 0 | 0 | 0 | 0 | 0 | 252
229 |  |  |  | Total 501 |  |  | 0 | 0 | 0 | 0 | 0 | 0 | 0 | 0 | 0
230
231 |  | 501NPC | Fuel Related - NPC
232 |  |  |  | S | F30 |  | 0 | 0 | 0 | 0 | 0 | 0 | 0 | 0 | 0 | 256
233 |  |  |  | CAEW | F30 |  | 0 | 0 | 0 | 0 | 0 | 0 | 0 | 0 | 0 | 257
234 |  |  | Total Fuel Related |  |  |  | 0 | 0 | 0 | 0 | 0 | 0 | 0 | 0 | 0
235
236
237 |  | 502 | Steam Expenses |  | F10 |  | 0 | 0 | 0 | 0 | 0 | 0 | 0 | 0 | 0 | 262
238 |  |  |  | SE/CAEW/CAEE | F10 |  | 0 | 0 | 0 | 0 | 0 | 0 | 0 | 0 | 0 | 263
239 |  |  |  | JBG | F10 |  | 0 | 0 | 0 | 0 | 0 | 0 | 0 | 0 | 0 | 265
240 |  |  |  | Total 502 |  |  | 0 | 0 | 0 | 0 | 0 | 0 | 0 | 0 | 0
241
242 |  | 503 | Steam From Other Sources |  | F10 |  | 0 | 0 | 0 | 0 | 0 | 0 | 0 | 0 | 0 | 270
243
244 |  | 503NPC | Steam From Other Sources-NPC
245 |  |  |  | S | F30 |  | 0 | 0 | 0 | 0 | 0 | 0 | 0 | 0 | 0 | 272
246 |  |  |  | SE | F30 |  | 0 | 0 | 0 | 0 | 0 | 0 | 0 | 0 | 0 | 273
247 |  |  |  | CAEE | F30 |  | 0 | 0 | 0 | 0 | 0 | 0 | 0 | 0 | 0 | 274
248 |  |  |  | Total Steam From Other Sources |  |  | 0 | 0 | 0 | 0 | 0 | 0 | 0 | 0 | 0
249
250 |  | 505 | Electric Expenses |  | F10 |  | 0 | 0 | 0 | 0 | 0 | 0 | 0 | 0 | 0 | 279
251 |  |  |  | JBG | F10 |  | 0 | 0 | 0 | 0 | 0 | 0 | 0 | 0 | 0 | 280
252 |  |  |  | Total 505 |  |  | 0 | 0 | 0 | 0 | 0 | 0 | 0 | 0 | 0
253
254 |  | 506 | Misc. Steam Expense |  | F10 |  | 0 | 0 | 0 | 0 | 0 | 0 | 0 | 0 | 0 | 284
255 |  |  |  | SE | F10 |  | 0 | 0 | 0 | 0 | 0 | 0 | 0 | 0 | 0 | 285
256 |  |  |  | JBG | F10 |  | 0 | 0 | 0 | 0 | 0 | 0 | 0 | 0 | 0 | 286
257 |  |  |  | Total 506 |  |  | 0 | 0 | 0 | 0 | 0 | 0 | 0 | 0 | 0
258
259 |  | 507 | Rents |  | F10 |  | 0 | 0 | 0 | 0 | 0 | 0 | 0 | 0 | 0 | 290
260 |  |  |  | CAGW | F10 |  | 0 | 0 | 0 | 0 | 0 | 0 | 0 | 0 | 0 | 292
261 |  |  |  | CAGE | F10 |  | 0 | 0 | 0 | 0 | 0 | 0 | 0 | 0 | 0 | 293
262 |  |  |  | JBG | F10 |  | 0 | 0 | 0 | 0 | 0 | 0 | 0 | 0 | 0 | 294
263 |  |  |  | CAGE | F10 |  | 0 | 0 | 0 | 0 | 0 | 0 | 0 | 0 | 0 | 295
264 |  |  |  | Total 507 |  |  | 0 | 0 | 0 | 0 | 0 | 0 | 0 | 0 | 0
265
266 |  | 510 | Maint Supervision & Engineering |  | F10 |  | 0 | 0 | 0 | 0 | 0 | 0 | 0 | 0 | 0 | 298
267 |  |  |  | JBG | F10 |  | 0 | 0 | 0 | 0 | 0 | 0 | 0 | 0 | 0 | 299
268 |  |  |  | Total 510 |  |  | 0 | 0 | 0 | 0 | 0 | 0 | 0 | 0 | 0
269
270 |  | 511 | Maintenance of Structures |  | F10 |  | 0 | 0 | 0 | 0 | 0 | 0 | 0 | 0 | 0 | 303
271 |  |  |  | CAGW | F10 |  | 0 | 0 | 0 | 0 | 0 | 0 | 0 | 0 | 0 | 304
272 |  |  |  | CAGE | F10 |  | 0 | 0 | 0 | 0 | 0 | 0 | 0 | 0 | 0 | 305
273 |  |  |  | JBG | F10 |  | 0 | 0 | 0 | 0 | 0 | 0 | 0 | 0 | 0 | 306
274 |  |  |  | CAGE | F10 |  | 0 | 0 | 0 | 0 | 0 | 0 | 0 | 0 | 0 | 307
275 |  |  |  | Total 511 |  |  | 0 | 0 | 0 | 0 | 0 | 0 | 0 | 0 | 0
276
277 |  | 512 | Maintenance of Boiler Plant |  | F10 |  | 0 | 0 | 0 | 0 | 0 | 0 | 0 | 0 | 0 | 311
278 |  |  |  |  | F10 |  | 0 | 0 | 0 | 0 | 0 | 0 | 0 | 0 | 0 | 312
279 |  |  |  | JBG | F10 |  | 0 | 0 | 0 | 0 | 0 | 0 | 0 | 0 | 0 | 313
280 |  |  |  | Total 512 |  |  | 0 | 0 | 0 | 0 | 0 | 0 | 0 | 0 | 0
281
282 |  | 513 | Maintenance of Electric Plant |  | F10 |  | 0 | 0 | 0 | 0 | 0 | 0 | 0 | 0 | 0 | 317
283 |  |  |  | CAGW | F10 |  | 0 | 0 | 0 | 0 | 0 | 0 | 0 | 0 | 0 | 318
284 |  |  |  | CAGE | F10 |  | 0 | 0 | 0 | 0 | 0 | 0 | 0 | 0 | 0 | 319
285 |  |  |  | JBG | F10 |  | 0 | 0 | 0 | 0 | 0 | 0 | 0 | 0 | 0 | 320
286 |  |  |  | CAGE | F10 |  | 0 | 0 | 0 | 0 | 0 | 0 | 0 | 0 | 0 | 321
287 |  |  |  | Total 513 |  |  | 0 | 0 | 0 | 0 | 0 | 0 | 0 | 0 | 0
288
289 |  | 514 | Maint of Misc. Steam Plant |  | F10 |  | 0 | 0 | 0 | 0 | 0 | 0 | 0 | 0 | 0 | 325
290 |  |  |  | CAGW | F10 |  | 0 | 0 | 0 | 0 | 0 | 0 | 0 | 0 | 0 | 326
291 |  |  |  | CAGE | F10 |  | 0 | 0 | 0 | 0 | 0 | 0 | 0 | 0 | 0 | 327
292 |  |  |  | JBG | F10 |  | 0 | 0 | 0 | 0 | 0 | 0 | 0 | 0 | 0 | 328
293 |  |  |  | CAGE | F10 |  | 0 | 0 | 0 | 0 | 0 | 0 | 0 | 0 | 0 | 329
294 |  |  |  | Total 514 |  |  | 0 | 0 | 0 | 0 | 0 | 0 | 0 | 0 | 0
295
296 |  | Total Steam Power Generation |  |  |  |  | 0 | 0 | 0 | 0 | 0 | 0 | 0 | 0 | 0
297
298
299 | [6 empty] | D: NUCLEAR POWER GENERATION
300
301
302 |  | 517 | Operation Super & Engineering |  | F10 |  | 0 | 0 | 0 | 0 | 0 | 0 | 0 | 0 | 0 | 336
303
304 |  | 518 | Nuclear Fuel Expense |  | F10 |  | 0 | 0 | 0 | 0 | 0 | 0 | 0 | 0 | 0 | 340
305
306 |  | 519 | Coolants and Water |  | F10 |  | 0 | 0 | 0 | 0 | 0 | 0 | 0 | 0 | 0 | 345
307
308 |  | 520 | Steam Expenses |  | F10 |  | 0 | 0 | 0 | 0 | 0 | 0 | 0 | 0 | 0 | 349
309
310 |  | 523 | Electric Expenses |  | F10 |  | 0 | 0 | 0 | 0 | 0 | 0 | 0 | 0 | 0 | 353
311
312 |  | 524 | Misc. Nuclear Expenses |  | F10 |  | 0 | 0 | 0 | 0 | 0 | 0 | 0 | 0 | 0 | 357
313
314 |  | 528 | Maint Supervision & Eng |  | F10 |  | 0 | 0 | 0 | 0 | 0 | 0 | 0 | 0 | 0 | 361
315
316 |  | 529 | Maintenance of Structures |  | F10 |  | 0 | 0 | 0 | 0 | 0 | 0 | 0 | 0 | 0 | 365
317
318 |  | 530 | Maintenance of Reactor Plant |  | F10 |  | 0 | 0 | 0 | 0 | 0 | 0 | 0 | 0 | 0 | 369
319
320 |  | 531 | Maintenance of Electric Plant |  | F10 |  | 0 | 0 | 0 | 0 | 0 | 0 | 0 | 0 | 0 | 373
321
322 |  | 532 | Maintenance of Misc Nuclear |  | F10 |  | 0 | 0 | 0 | 0 | 0 | 0 | 0 | 0 | 0 | 377
323
324 |  | Total Nuclear Power Generation |  |  |  |  | 0 | 0 | 0 | 0 | 0 | 0 | 0 | 0 | 0 | 380
325
326
327
328 |  | Distribution - METER - Unbundled |  |  |  |  | D: HYDRAULIC POWER GENERATION
329
330 |  | A |  | B | C |  | D | E | F | G | H | I | J | K
331 |  | FERC ACCT |  | DESCRIPTION | COS Factor |  | Washington Jurisdiction Normalized | Residential Schedule 16 | Small General Service Schedule 24 | Large General Service < 1,000 kW Schedule 36 | Large General Service > 1,000 kW Schedule 48 | Large General Dedicated Facilities Schedule 48 | Agricultural Pumping Schedule 40 | Street & Area Lighting Sch. 15, 51-54, 57
332 |  | 535 | Operation Super & Engineering
333 |  |  |  | DGP | F10 |  | 0 | 0 | 0 | 0 | 0 | 0 | 0 | 0 | 0 | 385
334 |  |  |  | CN | F10 |  | 0 | 0 | 0 | 0 | 0 | 0 | 0 | 0 | 0 | 386
335 |  |  |  | SG | F10 |  | 0 | 0 | 0 | 0 | 0 | 0 | 0 | 0 | 0 | 387
336 |  |  |  | SG-P | F10 |  | 0 | 0 | 0 | 0 | 0 | 0 | 0 | 0 | 0 | 388
337 |  |  |  | SG-U | F10 |  | 0 | 0 | 0 | 0 | 0 | 0 | 0 | 0 | 0 | 389
338
339 |  | 536 | Water For Power |  | F10 |  | 0 | 0 | 0 | 0 | 0 | 0 | 0 | 0 | 0 | 398
340
341 |  | 537 | Hydraulic Expenses |  | F10 |  | 0 | 0 | 0 | 0 | 0 | 0 | 0 | 0 | 0 | 406
342
343 |  | 538 | Electric Expenses |  | F10 |  | 0 | 0 | 0 | 0 | 0 | 0 | 0 | 0 | 0 | 410
344
345 |  | 539 | Misc. Hydro Expenses |  | F10 |  | 0 | 0 | 0 | 0 | 0 | 0 | 0 | 0 | 0 | 418
346
347 |  | 540 | Rents (Hydro Generation) |  | F10 |  | 0 | 0 | 0 | 0 | 0 | 0 | 0 | 0 | 0 | 426
348
349 |  | 541 | Maint Supervision & Engineering |  | F10 |  | 0 | 0 | 0 | 0 | 0 | 0 | 0 | 0 | 0 | 434
350
351 |  | 542 | Maintenance of Structures |  | F10 |  | 0 | 0 | 0 | 0 | 0 | 0 | 0 | 0 | 0 | 442
352
353 |  | 543 | Maint of Dams & Waterways |  | F10 |  | 0 | 0 | 0 | 0 | 0 | 0 | 0 | 0 | 0 | 450
354
355 |  | 544 | Maintenance of Electric Plant |  | F10 |  | 0 | 0 | 0 | 0 | 0 | 0 | 0 | 0 | 0 | 458
356
357 |  | 545 | Maint of Misc. Hydro Plant |  | F10
|  |  |  | SG | F10 |  | 0 | 0 | 0 | 0 | 0 | 0 | 0 | 0 | 0 | 461
|  |  |  | SG-P | F10 |  | 0 | 0 | 0 | 0 | 0 | 0 | 0 | 0 | 0 | 462
|  |  |  | SG-U | F10 |  | 0 | 0 | 0 | 0 | 0 | 0 | 0 | 0 | 0 | 463
|  |  |  | CAGW | F10 |  | 0 | 0 | 0 | 0 | 0 | 0 | 0 | 0 | 0 | 464
|  |  |  | CAGE | F10 |  | 0 | 0 | 0 | 0 | 0 | 0 | 0 | 0 | 0 | 465
363
364 |  | Total Hydraulic Power Generation |  |  |  |  | 0 | 0 | 0 | 0 | 0 | 0 | 0 | 0 | 0
365
366
367 | [6 empty] | D: OTHER POWER GENERATION
368
369
370 |  | 546 | Operation Super & Engineering |  | F10 |  | 0 | 0 | 0 | 0 | 0 | 0 | 0 | 0 | 0 | 472
371
372 |  | 547 | Fuel |  | F30 |  | 0 | 0 | 0 | 0 | 0 | 0 | 0 | 0 | 0 | 476
373 |  |  |  | CAEW/CAEE | F30 |  | 0 | 0 | 0 | 0 | 0 | 0 | 0 | 0 | 0 | 477
374
375
376 |  | 547NPC | Fuel-NPC |  | F30
377 |  |  |  | CAEW | F30 |  | 0 | 0 | 0 | 0 | 0 | 0 | 0 | 0 | 0 | 480
378 |  |  |  | S | F30 |  | 0 | 0 | 0 | 0 | 0 | 0 | 0 | 0 | 0 | 481
379 |  |  |  | Total 547 |  |  | 0 | 0 | 0 | 0 | 0 | 0 | 0 | 0 | 0
380
381 |  | 548 | Generation Expense |  | F10 |  | 0 | 0 | 0 | 0 | 0 | 0 | 0 | 0 | 0 | 486
382 |  |  |  | CAGW | F10 |  | 0 | 0 | 0 | 0 | 0 | 0 | 0 | 0 | 0 | 488
383 |  |  |  | Total 548 |  |  | 0 | 0 | 0 | 0 | 0 | 0 | 0 | 0 | 0
384
385 |  | 549 | Miscellaneous Other |  | F10 |  | 0 | 0 | 0 | 0 | 0 | 0 | 0 | 0 | 0 | 492
386 |  |  |  | CAGE/CAGW | F10 |  | 0 | 0 | 0 | 0 | 0 | 0 | 0 | 0 | 0 | 493
387
388 |  | 550/551 | Maint Supervision & Engineering
389 |  |  |  | CAGW | F10 |  | 0 | 0 | 0 | 0 | 0 | 0 | 0 | 0 | 0 | 498
390 |  |  |  | SG | F10 |  | 0 | 0 | 0 | 0 | 0 | 0 | 0 | 0 | 0 | 499
391 |  |  |  | Total 550 |  |  | 0 | 0 | 0 | 0 | 0 | 0 | 0 | 0 | 0
392
393 |  | 552 | Maintenance of Structures |  | F10 |  | 0 | 0 | 0 | 0 | 0 | 0 | 0 | 0 | 0 | 505
394
395 |  | 553 | Maint of Generation & Elect Plant |  | F10 |  | 0 | 0 | 0 | 0 | 0 | 0 | 0 | 0 | 0 | 509
396 |  |  |  | CAGW | F10 |  | 0 | 0 | 0 | 0 | 0 | 0 | 0 | 0 | 0 | 510
397 |  |  |  | Total 553 |  |  | 0 | 0 | 0 | 0 | 0 | 0 | 0 | 0 | 0
398
399 |  | 554 | Maintenance of Misc. Other |  | F10 |  | 0 | 0 | 0 | 0 | 0 | 0 | 0 | 0 | 0 | 514
400 |  |  |  | CAGW | F10 |  | 0 | 0 | 0 | 0 | 0 | 0 | 0 | 0 | 0 | 515
401 |  |  |  | Total 554 |  |  | 0 | 0 | 0 | 0 | 0 | 0 | 0 | 0 | 0
402
403 |  | Total Other Power Generation |  |  |  |  | 0 | 0 | 0 | 0 | 0 | 0 | 0 | 0 | 0
404
405
406 | [6 empty] | D: OTHER POWER SUPPLY
407
408
409 |  | 555 | Purchased Power |  | F10 |  | 0 | 0 | 0 | 0 | 0 | 0 | 0 | 0 | 0 | 520
410 |  |  |  | SG | F10 |  | 0 | 0 | 0 | 0 | 0 | 0 | 0 | 0 | 0 | 521
411 |  |  |  | SE | F10 |  | 0 | 0 | 0 | 0 | 0 | 0 | 0 | 0 | 0 | 522
412
413 |  | 555NPC | Purchased Power-NPC
414 |  |  |  | CAGW | F30 |  | 0 | 0 | 0 | 0 | 0 | 0 | 0 | 0 | 0 | 525
415 |  |  |  | CAEW | F30 |  | 0 | 0 | 0 | 0 | 0 | 0 | 0 | 0 | 0 | 526
416 |  |  |  | DGP | F30 |  | 0 | 0 | 0 | 0 | 0 | 0 | 0 | 0 | 0 | 527
417 |  |  |  | DGP | F30 |  | 0 | 0 | 0 | 0 | 0 | 0 | 0 | 0 | 0 | 528
418 |  |  |  | Total 555 |  |  | 0 | 0 | 0 | 0 | 0 | 0 | 0 | 0 | 0
419
420
421 |  | 556 | System Control & Load Dispatch |  | F10 |  | 0 | 0 | 0 | 0 | 0 | 0 | 0 | 0 | 0 | 532
422
423 |  | 557 | Other Expenses |  | F10 |  | 0 | 0 | 0 | 0 | 0 | 0 | 0 | 0 | 0 | 541
424
425
426 |  | Embedded Cost Differentials
427 |  |  |  | Company Owned Hydro | F10 |  | 0 | 0 | 0 | 0 | 0 | 0 | 0 | 0 | 0 | 544
428 |  |  |  | Company Owned Hydro | F10 |  | 0 | 0 | 0 | 0 | 0 | 0 | 0 | 0 | 0 | 545
|  |  |  | Mid-C Contract | F10 |  | 0 | 0 | 0 | 0 | 0 | 0 | 0 | 0 | 0 | 546
430 |  |  |  | Mid-C Contract | F10 |  | 0 | 0 | 0 | 0 | 0 | 0 | 0 | 0 | 0 | 547
431 |  |  |  | Existing QF Contracts | F10 |  | 0 | 0 | 0 | 0 | 0 | 0 | 0 | 0 | 0 | 548
432 |  |  |  | Existing QF Contracts | F10 |  | 0 | 0 | 0 | 0 | 0 | 0 | 0 | 0 | 0 | 548
433 | [6 empty] | 0 | 0 | 0 | 0 | 0 | 0 | 0 | 0 | 0
434
435 |  | Total Other Power Supply |  |  |  |  | 0 | 0 | 0 | 0 | 0 | 0 | 0 | 0 | 0
436
437 |  | TOTAL GENERATION EXPENSE |  |  |  |  | 0 | 0 | 0 | 0 | 0 | 0 | 0 | 0 | 0
438
439 |  | Distribution - METER - Unbundled |  |  |  |  | D: TRANSMISSION EXPENSE
440
441
442 |  | A |  | B | C |  | D | E | F | G | H | I | J | K
443 |  | FERC ACCT |  | DESCRIPTION | COS Factor |  | Washington Jurisdiction Normalized | Residential Schedule 16 | Small General Service Schedule 24 | Large General Service < 1,000 kW Schedule 36 | Large General Service > 1,000 kW Schedule 48 | Large General Dedicated Facilities Schedule 48 | Agricultural Pumping Schedule 40 | Street & Area Lighting Sch. 15, 51-54, 57
444 |  | 560 | Operation Supervision & Eng |  | F12 |  | 0 | 0 | 0 | 0 | 0 | 0 | 0 | 0 | 0 | 560
445
446 |  | 561 | Load Dispatching |  | F12 |  | 0 | 0 | 0 | 0 | 0 | 0 | 0 | 0 | 0 | 565
447
448 |  | 562 | Station Expense |  | F12 |  | 0 | 0 | 0 | 0 | 0 | 0 | 0 | 0 | 0 | 571
449
450 |  | 563 | Overhead Line Expense |  | F12 |  | 0 | 0 | 0 | 0 | 0 | 0 | 0 | 0 | 0 | 576
451
452 |  | 564 | Underground Line Expense |  | F12 |  | 0 | 0 | 0 | 0 | 0 | 0 | 0 | 0 | 0 | 580
453
454 |  | 565 | Transm of Electricity by Others |  | F12 |  | 0 | 0 | 0 | 0 | 0 | 0 | 0 | 0 | 0 | 584
455
456 |  | 565NPC | Transmission of Electricity by Others-NPC
457 |  |  | CAGW |  | F12 |  | 0 | 0 | 0 | 0 | 0 | 0 | 0 | 0 | 0 | 587
458 |  |  | SE |  | F12 |  | 0 | 0 | 0 | 0 | 0 | 0 | 0 | 0 | 0 | 588
459 |  |  | SE |  | F12 |  | 0 | 0 | 0 | 0 | 0 | 0 | 0 | 0 | 0 | 589
460 | [6 empty] | 0 | 0 | 0 | 0 | 0 | 0 | 0 | 0 | 0
461
462 |  | 566 | Misc. Transmission Expense |  | F12 |  | 0 | 0 | 0 | 0 | 0 | 0 | 0 | 0 | 0 | 595
463
464 |  | 567 | Rents - Transmission |  | F12 |  | 0 | 0 | 0 | 0 | 0 | 0 | 0 | 0 | 0 | 600
465
466 |  | 568 | Maint Supervision & Engineering |  | F12 |  | 0 | 0 | 0 | 0 | 0 | 0 | 0 | 0 | 0 | 605
467
468 |  | 569 | Maintenance of Structures |  | F12 |  | 0 | 0 | 0 | 0 | 0 | 0 | 0 | 0 | 0 | 610
469
470 |  | 570 | Maint of Station Equipment |  | F12 |  | 0 | 0 | 0 | 0 | 0 | 0 | 0 | 0 | 0 | 616
471
472 |  | 571 | Maintenance of Overhead Lines |  | F12 |  | 0 | 0 | 0 | 0 | 0 | 0 | 0 | 0 | 0 | 622
473
474 |  | 572 | Maint of Underground Lines |  | F12 |  | 0 | 0 | 0 | 0 | 0 | 0 | 0 | 0 | 0 | 628
475
476 |  | 573 | Maint of Misc Transmission Plant |  | F12 |  | 0 | 0 | 0 | 0 | 0 | 0 | 0 | 0 | 0 | 631
477
478
479 |  | TOTAL TRANSMISSION EXPENSE |  |  |  |  | 0 | 0 | 0 | 0 | 0 | 0 | 0 | 0 | 0
480
481
482
483
484
485
486
487
488
489
490
491 |  | Distribution - METER - Unbundled |  |  |  |  | D: DISTRIBUTION EXPENSE
492
493
494 |  | A |  | B | C |  | D | E | F | G | H | I | J | K
495 |  | FERC ACCT |  | DESCRIPTION | COS Factor |  | Washington Jurisdiction Normalized | Residential Schedule 16 | Small General Service Schedule 24 | Large General Service < 1,000 kW Schedule 36 | Large General Service > 1,000 kW Schedule 48 | Large General Dedicated Facilities Schedule 48 | Agricultural Pumping Schedule 40 | Street & Area Lighting Sch. 15, 51-54, 57
496 |  | 580 | Operation Supervision & Eng |  | F131 |  | 1228544.5566 | 743880.5584 | 185881.9379 | 163224.5167 | 60881.7429 | 21659.0951 | 46227.8261 | 6788.8796 | 0 | 639
497
498 |  | 581 | Load Dispatching |  | F20 |  | 933120.5341 | 470033.9085 | 118839.997 | 160538.4863 | 61235.5435 | 75573.6289 | 46154.4067 | 744.5632 | 0 | 644
499
500 |  | 582 | Station Expense |  | F120 |  | 611530.4223 | 313240.9193 | 79197.5839 | 106986.3729 | 40808.711 | 40042.3316 | 30758.3103 | 496.1933 | 0 | 649
501
502 |  | 583 | Overhead Line Expenses |  | F132 |  | 342496.18 | 208533.8337 | 47669.1749 | 51510.3884 | 19648.0402 | 0 | 14809.1057 | 325.6372 | 0 | 654
503
504 |  | 584 | Underground Line Expense |  | F133 |  | 0 | 0 | 0 | 0 | 0 | 0 | 0 | 0 | 0 | 659
505
506 |  | 585 | Street Lighting & Signal Systems |  | F130 |  | 18034.5475 | 0 | 0 | 0 | 0 | 0 | 0 | 18034.5475 | 0 | 664
507
508 |  | 586 | Meter Expenses |  | F127 |  | 239163 | 161547.4498 | 42122.2222 | 18387.7745 | 2552.9295 | 1601.3007 | 12951.3233 | 0 | 0 | 669
509
510 |  | 587 | Customer Installation Expenses |  | F20 |  | 1427832.46 | 719231.4897 | 181845.3233 | 245651.0745 | 93700.7531 | 115640.4521 | 70624.0595 | 1139.3078 | 0 | 674
511
512 |  | 588 | Misc. Distribution Expenses |  | F131 |  | 72594.4908 | 43955.7768 | 10983.7324 | 9644.9092 | 3597.4919 | 1279.8323 | 2731.5945 | 401.1538 | 0 | 680
513
514 |  | 589 | Rents |  | F131 |  | 76307.1177 | 46203.7629 | 11545.4623 | 10138.1691 | 3781.4748 | 1345.2855 | 2871.2936 | 421.6696 | 0 | 685
515
516 |  | 590 | Maint Supervision & Engineering |  | F131 |  | 331687.0486 | 200835.6519 | 50185.0999 | 44067.9647 | 16437.0804 | 5847.6034 | 12480.7612 | 1832.8871 | 0 | 690
517
518 |  | 591 | Maintenance of Structures |  | F119 |  | 93892.1807 | 47295.6141 | 11957.8833 | 16153.6565 | 6161.6249 | 7604.3475 | 4644.1352 | 74.9192 | 0 | 695
519
520 |  | 592 | Maint of Station Equipment |  | F120 |  | 686929.7244 | 351862.2958 | 88962.3353 | 120177.373 | 45840.265 | 44979.394 | 34550.6893 | 557.372 | 0 | 700
521
522 |  | 593 | Maintenance of Overhead Lines |  | F134 |  | 10215315.0498 | 6464118.2329 | 1621725.0365 | 1282862.1527 | 481043.1408 | 0 | 357701.0057 | 7865.4811 | 0 | 705
523
524 |  | 594 | Maint of Underground Lines |  | F135 |  | 1487257.883 | 1021815.6149 | 240487.2361 | 144153.8874 | 50914.7469 | 0 | 28784.7769 | 1101.6206 | 0 | 710
525
526 |  | 595 | Maint of Line Transformers |  | F125 |  | 67471.9812 | 39578.2351 | 15243.6055 | 4317.7423 | 557.8042 | 0 | 7694.5834 | 80.0107 | 0 | 715
527
528 |  | 596 | Maint of Street Lighting & Signals |  | F130 |  | 59079.09 | 0 | 0 | 0 | 0 | 0 | 0 | 59079.09 | 0 | 720
529
530 |  | 597 | Maintenance of Meters |  | F127 |  | 13950.484 | 9423.1345 | 2457.0079 | 1072.5671 | 148.9135 | 93.4046 | 755.4564 | 0 | 0 | 725
531
532 |  | 598 | Maint of Misc. Distribution Plant |  | F131 |  | 685683.3173 | 415179.4791 | 103745.642 | 91099.934 | 33979.7162 | 12088.5157 | 25800.9764 | 3789.0538 | 0 | 730
533
534 |  | TOTAL DISTRIBUTION EXPENSE |  |  |  |  | 18590890.068 | 11256735.9573 | 2812849.2806 | 2469986.9693 | 921289.9788 | 327755.1914 | 699540.3041 | 102732.3864 | 0
535
536
537 | [6 empty] | D: CUSTOMER ACCOUNTS EXPENSE
538
539
540 |  | 901 | Supervision |  | F136 |  | 0 | 0 | 0 | 0 | 0 | 0 | 0 | 0 | 0 | 737
541
542 |  | 902 | Meter Reading Expense |  | F41 |  | 0 | 0 | 0 | 0 | 0 | 0 | 0 | 0 | 0 | 742
543
544 |  | 903 | Customer Receipts & Collections |  | F42 |  | 0 | 0 | 0 | 0 | 0 | 0 | 0 | 0 | 0 | 747
545
546 |  | 904 | Uncollectible Accounts |  | F80 |  | 0 | 0 | 0 | 0 | 0 | 0 | 0 | 0 | 0 | 753
547
548 |  | 905 | Misc. Customer Accounts Exp |  | F136 |  | 0 | 0 | 0 | 0 | 0 | 0 | 0 | 0 | 0 | 758
549
550 |  | TOTAL CUSTOMER ACCOUNTS EXPENSE |  |  |  |  | 0 | 0 | 0 | 0 | 0 | 0 | 0 | 0 | 0
551
552 |  | Distribution - METER - Unbundled |  |  |  |  | D: CUSTOMER SERVICE EXPENSE
553
554 |  | A |  | B | C |  | D | E | F | G | H | I | J | K
555 |  | FERC ACCT |  | DESCRIPTION | COS Factor |  | Washington Jurisdiction Normalized | Residential Schedule 16 | Small General Service Schedule 24 | Large General Service < 1,000 kW Schedule 36 | Large General Service > 1,000 kW Schedule 48 | Large General Dedicated Facilities Schedule 48 | Agricultural Pumping Schedule 40 | Street & Area Lighting Sch. 15, 51-54, 57
556 |  | 907 | Supervision |  | F40 |  | 0 | 0 | 0 | 0 | 0 | 0 | 0 | 0 | 0 | 765
557
558 |  | 908 | Customer Assistance |  | F40 |  | 0 | 0 | 0 | 0 | 0 | 0 | 0 | 0 | 0 | 770
559
560 |  | 909 | Informational & Instructional Adv |  | F40 |  | 0 | 0 | 0 | 0 | 0 | 0 | 0 | 0 | 0 | 776
561
562 |  | 910 | Misc. Customer Service |  | F40 |  | 0 | 0 | 0 | 0 | 0 | 0 | 0 | 0 | 0 | 781
563
564 |  | TOTAL CUSTOMER SERVICE EXPENSE |  |  |  |  | 0 | 0 | 0 | 0 | 0 | 0 | 0 | 0 | 0
565
566
567 | [6 empty] | D: SALES EXPENSE
568
569
570 |  | 911 | Supervision |  | F40 |  | 0 | 0 | 0 | 0 | 0 | 0 | 0 | 0 | 0 | 788
571
572 |  | 912 | Demonstration & Selling Expense |  | F40 |  | 0 | 0 | 0 | 0 | 0 | 0 | 0 | 0 | 0 | 793
573
574 |  | 913 | Advertising Expense |  | F40 |  | 0 | 0 | 0 | 0 | 0 | 0 | 0 | 0 | 0 | 798
575
576 |  | 916 | Misc. Sales Expense |  | F40 |  | 0 | 0 | 0 | 0 | 0 | 0 | 0 | 0 | 0 | 803
577
578 |  | TOTAL SALES EXPENSE |  |  |  |  | 0 | 0 | 0 | 0 | 0 | 0 | 0 | 0 | 0
579
580
581 | [6 empty] | D: ADMINISTRATION & GENERAL EXPENSE
582
583
584 |  | 920 | Administrative & General Salaries |  | F102D |  | 0 | 0 | 0 | 0 | 0 | 0 | 0 | 0 | 0 | 809
585 |  |  |  | Customer - System | F42 |  | 0 | 0 | 0 | 0 | 0 | 0 | 0 | 0 | 0 | 810
586 |  |  |  | System Overheads | F102D |  | 0 | 0 | 0 | 0 | 0 | 0 | 0 | 0 | 0 | 811
587 |  |  |  | Administrative & General Salaries |  |  | 0 | 0 | 0 | 0 | 0 | 0 | 0 | 0 | 0
588
589 |  | 921 | Office Supplies & expenses |  | F102D |  | 0 | 0 | 0 | 0 | 0 | 0 | 0 | 0 | 0 | 815
590 |  |  |  | Customer - System | F42 |  | 0 | 0 | 0 | 0 | 0 | 0 | 0 | 0 | 0 | 816
591 |  |  |  | System Overheads | F102D |  | 0 | 0 | 0 | 0 | 0 | 0 | 0 | 0 | 0 | 817
592 |  |  |  | Office Supplies & expenses |  |  | 0 | 0 | 0 | 0 | 0 | 0 | 0 | 0 | 0
593
594 |  | 922 | A&G Expenses Transferred |  | F102D |  | 0 | 0 | 0 | 0 | 0 | 0 | 0 | 0 | 0 | 821
595
596 |  | 923 | Outside Services |  | F102D |  | 0 | 0 | 0 | 0 | 0 | 0 | 0 | 0 | 0 | 825
597 |  |  |  | Customer - System | F42 |  | 0 | 0 | 0 | 0 | 0 | 0 | 0 | 0 | 0 | 826
598 |  |  |  | System Overheads | F102D |  | 0 | 0 | 0 | 0 | 0 | 0 | 0 | 0 | 0 | 827
599 |  |  |  | JBG | F102D |  | 0 | 0 | 0 | 0 | 0 | 0 | 0 | 0 | 0 | 828
600 |  |  |  | System Overheads | F102D |  | 0 | 0 | 0 | 0 | 0 | 0 | 0 | 0 | 0 | 829
601 |  |  |  | Outside Services |  |  | 0 | 0 | 0 | 0 | 0 | 0 | 0 | 0 | 0
602
603 |  | 924 | Property Insurance
604 |  |  |  | S | F102D |  | 0 | 0 | 0 | 0 | 0 | 0 | 0 | 0 |  | 833
605 |  |  |  | CAGW | F102D |  | 0 | 0 | 0 | 0 | 0 | 0 | 0 | 0 |  | 834
606 |  |  |  | SO | F102D |  | 0 | 0 | 0 | 0 | 0 | 0 | 0 | 0 |  | 835
607
608 |  | 925 | Injuries & Damages |  | F102D |  | 0 | 0 | 0 | 0 | 0 | 0 | 0 | 0 | 0 | 839
609 |  |  | Injuries & Damages |  | F102D |  | 0 | 0 | 0 | 0 | 0 | 0 | 0 | 0 | 0 | 840
610
611 |  | 926 | Employee Pensions & Benefits |  | F138D |  | 0 | 0 | 0 | 0 | 0 | 0 | 0 | 0 | 0 | 847
612
613 |  | 927 | Franchise Requirements |  | F102 |  | 0 | 0 | 0 | 0 | 0 | 0 | 0 | 0 | 0 | 852
614
615 |  | 928 | Regulatory Commission Expense |  | F141 |  | 0 | 0 | 0 | 0 | 0 | 0 | 0 | 0 | 0 | 859
616 |  |  |  | Regulatory Expense | F141 |  | 0 | 0 | 0 | 0 | 0 | 0 | 0 | 0 | 0 | 860
617
618 |  | 929 | Duplicate Charges |  | F138D |  | 0 | 0 | 0 | 0 | 0 | 0 | 0 | 0 | 0 | 868
619
620 |  | 930 | Misc General Expenses
621 |  |  |  | Situs | F138D |  | 0 | 0 | 0 | 0 | 0 | 0 | 0 | 0 | 0 | 871
622 |  |  |  | Customer | F138D |  | 0 | 0 | 0 | 0 | 0 | 0 | 0 | 0 | 0 | 872
623 |  |  |  | Labor | F138D |  | 0 | 0 | 0 | 0 | 0 | 0 | 0 | 0 | 0 | 873
624 |  |  |  | Labor | F138D |  | 0 | 0 | 0 | 0 | 0 | 0 | 0 | 0 | 0 | 874
625 |  |  |  | Customer | F138D |  | 0 | 0 | 0 | 0 | 0 | 0 | 0 | 0 | 0 | 875
626
627 |  | 931 | Rents |  | F102D |  | 0 | 0 | 0 | 0 | 0 | 0 | 0 | 0 | 0 | 881
628
629 |  | 935 | Maintenance of General Plant |  | F108 |  | 0 | 0 | 0 | 0 | 0 | 0 | 0 | 0 | 0 | 887
630
631 |  | TOTAL ADMINISTRATIVE & GEN EXPENSE |  |  |  |  | 0 | 0 | 0 | 0 | 0 | 0 | 0 | 0 | 0
632
633
634 |  | TOTAL O & M EXPENSE |  |  |  |  | 18590890.068 | 11256735.9573 | 2812849.2806 | 2469986.9693 | 921289.9788 | 327755.1914 | 699540.3041 | 102732.3864 | 0
635
636 |  | Distribution - METER - Unbundled |  |  |  |  | D: DEPRECIATION EXPENSE
637
638 |  | A |  | B | C |  | D | E | F | G | H | I | J | K
639 |  | FERC ACCT |  | DESCRIPTION | COS Factor |  | Washington Jurisdiction Normalized | Residential Schedule 16 | Small General Service Schedule 24 | Large General Service < 1,000 kW Schedule 36 | Large General Service > 1,000 kW Schedule 48 | Large General Dedicated Facilities Schedule 48 | Agricultural Pumping Schedule 40 | Street & Area Lighting Sch. 15, 51-54, 57
640 |  | 403SP | Steam Depreciation |  | F10 |  | 0 | 0 | 0 | 0 | 0 | 0 | 0 | 0 | 0 | 900
641
642 |  | 403NP | Nuclear Depreciation |  | F10 |  | 0 | 0 | 0 | 0 | 0 | 0 | 0 | 0 | 0 | 904
643
644 |  | 403HP | Hydro Depreciation |  | F10 |  | 0 | 0 | 0 | 0 | 0 | 0 | 0 | 0 | 0 | 913
645
646 |  | 403OP | Other Generation Depreciation |  | F10 |  | 0 | 0 | 0 | 0 | 0 | 0 | 0 | 0 | 0 | 916
647 |  |  |  | SG | F10 |  | 0 | 0 | 0 | 0 | 0 | 0 | 0 | 0 | 0 | 917
648 |  |  |  | CAGW | F10 |  | 0 | 0 | 0 | 0 | 0 | 0 | 0 | 0 | 0 | 918
649 |  |  |  | CAGE | F10 |  | 0 | 0 | 0 | 0 | 0 | 0 | 0 | 0 | 0 | 919
650 |  |  |  | SG | F10 |  | 0 | 0 | 0 | 0 | 0 | 0 | 0 | 0 | 0 | 920
651 |  |  |  | CAGE | F10 |  | 0 | 0 | 0 | 0 | 0 | 0 | 0 | 0 | 0 | 921
652 |  |  |  | Total 403OP |  |  | 0 | 0 | 0 | 0 | 0 | 0 | 0 | 0 | 0
653
654 |  | 403TP | Transmission Depreciation |  | F106 |  | 0 | 0 | 0 | 0 | 0 | 0 | 0 | 0 | 0 | 929
655
656 |  | 403 | Distribution Depreciation
657 |  |  |  | Land Rights | F118 |  | 20793.0303 | 11396.9618 | 2881.5259 | 3892.5936 | 1484.7847 | 0 | 1119.1108 | 18.0535 | 0 | 932
658 |  |  |  | Structures | F119 |  | 149789.2954 | 75452.2544 | 19076.806 | 25770.4614 | 9829.8436 | 12131.4666 | 7408.9422 | 119.5211 | 0 | 933
659 |  |  |  | Station Equip | F120 |  | 2268474.1624 | 1161968.2457 | 293783.7044 | 396866.3109 | 151380.0511 | 148537.1641 | 114098.0556 | 1840.6306 | 0 | 934
660 |  |  |  | Poles & Towers | F121 |  | 4309860.9898 | 2522954.6544 | 598853.7944 | 709489.3771 | 270626.4936 | 0 | 203976.3924 | 3960.2779 | 0 | 936
661 |  |  |  | OH Conductors | F122 |  | 2224033.9416 | 1427553.978 | 310270.1219 | 290002.4847 | 110618.0841 | 0 | 83374.9772 | 2214.2958 | 0 | 937
662 |  |  |  | UG Conduit | F123 |  | 583549.3439 | 410877.3553 | 81768.494 | 54090.2587 | 20632.1018 | 0 | 15550.8119 | 630.3223 | 0 | 938
663 |  |  |  | UG Conductor | F124 |  | 908630.2495 | 628711.6513 | 127210.4592 | 90921.2283 | 34680.8479 | 0 | 26139.622 | 966.4407 | 0 | 939
664 |  |  |  | Line Transformer | F125 |  | 3204283.9217 | 1879593.5739 | 723927.7586 | 205052.1141 | 26490.4481 | 0 | 365420.2724 | 3799.7546 | 0 | 940
665 |  |  |  | Services | F126 |  | 1934917.7262 | 1373617.585 | 446477.3268 | 91417.8867 | 23404.9277 | 0 | 0 | 0 | 0 | 941
666 |  |  |  | Meters | F127 |  | 797545.3267 | 538718.0023 | 140466.4662 | 61318.3629 | 8513.3444 | 5339.9142 | 43189.2366 | 0 | 0 | 942
667 |  |  |  | Inst Cust Premises | F128 |  | 21783.4434 | 0 | 0 | 0 | 0 | 0 | 0 | 21783.4434 | 0 | 943
668 |  |  |  | Leased Property | F129 |  | 0 | 0 | 0 | 0 | 0 | 0 | 0 | 0 | 0 | 944
669 |  |  |  | Street Lighting | F130 |  | 128715.607 | 0 | 0 | 0 | 0 | 0 | 0 | 128715.607 | 0 | 945
670 |  |  | Total Distribution Expense |  |  |  | 16552377.0378 | 10030844.2622 | 2744716.4575 | 1928821.0784 | 657660.9269 | 166008.5449 | 860277.4211 | 164048.3468 | 0
671
672 |  | 403GP | General Depreciation
673 |  |  |  | S | F107D |  | 830692.3307 | 508155.2325 | 139066.698 | 93083.2123 | 31674.3357 | 8989.2666 | 42637.3094 | 7086.2762 | 0 | 949
674 |  |  |  | DGP | F105D |  | 0 | 0 | 0 | 0 | 0 | 0 | 0 | 0 | 0 | 950
675 |  |  |  | DGU | F105D |  | 0 | 0 | 0 | 0 | 0 | 0 | 0 | 0 | 0 | 951
676 |  |  |  | SE | F10 |  | 0 | 0 | 0 | 0 | 0 | 0 | 0 | 0 | 0 | 952
677 |  |  |  | CN | F42 |  | 0 | 0 | 0 | 0 | 0 | 0 | 0 | 0 | 0 | 953
678 |  |  |  | SG/CAGW/CAGE | F105D |  | 0 | 0 | 0 | 0 | 0 | 0 | 0 | 0 | 0 | 954
679 |  |  |  | SO | F102D |  | 500423.3963 | 306121.4819 | 83776.1789 | 56074.9335 | 19081.1664 | 5415.2893 | 25685.451 | 4268.8951 | 0 | 955
680 |  |  |  | CAEW | F105D |  | 0 | 0 | 0 | 0 | 0 | 0 | 0 | 0 | 0 | 956
681 |  |  |  | JBG | F105D |  | 0 | 0 | 0 | 0 | 0 | 0 | 0 | 0 | 0 | 957
682 |  |  |  | JBE | F10 |  | 0 | 0 | 0 | 0 | 0 | 0 | 0 | 0 | 0 | 958
683 |  |  | Total General Expense |  |  |  | 1331115.727 | 814276.7144 | 222842.8769 | 149158.1458 | 50755.5021 | 14404.5559 | 68322.7605 | 11355.1713 | 0
684
685 |  | 403GV0 | General Vehicles |  | F105D |  | 0 | 0 | 0 | 0 | 0 | 0 | 0 | 0 | 0 | 962
686
687 |  | 403MP | Mining Depreciation |  | F10 |  | 0 | 0 | 0 | 0 | 0 | 0 | 0 | 0 | 0 | 966
688
689 |  | 403EP | Experimental Plant Depreciation |  | F10 |  | 0 | 0 | 0 | 0 | 0 | 0 | 0 | 0 | 0 | 972
690
691
692 |  | TOTAL DEPRECIATION EXPENSE |  |  |  |  | 17883492.7648 | 10845120.9767 | 2967559.3344 | 2077979.2242 | 708416.429 | 180413.1009 | 928600.1815 | 175403.5182 | 0
693
694 | [6 empty] | D: AMORTIZATION EXPENSE
695
696
697 |  | 404CLG | Amort of LT Plant - Cap. Lease Gen
698 |  |  |  | S | F12 |  | 85655.6524 | 35758.8633 | 11159.6454 | 18366.5241 | 7377.4928 | 9693.0876 | 3159.5724 | 140.4667 | 0 | 977
699 |  |  |  | SG/CAGW | F10 |  | 0 | 0 | 0 | 0 | 0 | 0 | 0 | 0 | 0 | 978
700 |  |  |  | SO | F102D |  | 2142.8361 | 1310.8263 | 358.7335 | 240.1155 | 81.7064 | 23.1885 | 109.9863 | 18.2796 | 0 | 979
701 |  |  |  | DGU | F10 | [10 empty] | 980
702 |  |  |  | CN | F42 |  | 0 | 0 | 0 | 0 | 0 | 0 | 0 | 0 | 0 | 981
703 |  |  |  | DGP | F10 |  | 0 | 0 | 0 | 0 | 0 | 0 | 0 | 0 | 0 | 982
704 |  |  |  | SG | F10 |  | 0 | 0 | 0 | 0 | 0 | 0 | 0 | 0 | 0 | 983
705 |  |  | Total Amort. Cap. Lease General |  |  |  | 87798.4885 | 37069.6896 | 11518.3789 | 18606.6396 | 7459.1993 | 9716.2761 | 3269.5587 | 158.7463 | 0
706
707 |  | 404CLS | Amort of LT Plant - Cap Lease Steam |  | F10 |  | 0 | 0 | 0 | 0 | 0 | 0 | 0 | 0 | 0 | 989
708
709 |  | 404IP | Amort of LT Plant - Intangible Plant
710 |  |  |  | S | F107D |  | 110.9595 | 67.8767 | 18.5758 | 12.4336 | 4.2309 | 1.2007 | 5.6953 | 0.94655 | 0 | 992
711 |  |  |  | SE | F10 |  | 0 | 0 | 0 | 0 | 0 | 0 | 0 | 0 | 0 | 993
712 |  |  |  | SG | F105D |  | 0 | 0 | 0 | 0 | 0 | 0 | 0 | 0 | 0 | 994
713 |  |  |  | SO | F102D |  | 795737.128 | 486772.2625 | 133214.8267 | 89166.3077 | 30341.4922 | 8611.0018 | 40843.1484 | 6788.0886 | 0 | 995
714 |  |  |  | CN | F42 |  | 0 | 0 | 0 | 0 | 0 | 0 | 0 | 0 | 0 | 996
715 |  |  |  | SG-P | F10 |  | 0 | 0 | 0 | 0 | 0 | 0 | 0 | 0 | 0 | 997
716 |  |  |  | SG-U | F10 |  | 0 | 0 | 0 | 0 | 0 | 0 | 0 | 0 | 0 | 998
717 |  |  |  | DGP | F10 |  | 0 | 0 | 0 | 0 | 0 | 0 | 0 | 0 | 0 | 999
718 |  |  |  | CAGE | F105D |  | 0 | 0 | 0 | 0 | 0 | 0 | 0 | 0 | 0 | 1000
719 |  |  |  | CAGE | F105D |  | 0 | 0 | 0 | 0 | 0 | 0 | 0 | 0 | 0 | 1001
720 |  |  |  | CAGW | F105D |  | 0 | 0 | 0 | 0 | 0 | 0 | 0 | 0 | 0 | 1002
721 |  |  |  | CAGE | F105D |  | 0 | 0 | 0 | 0 | 0 | 0 | 0 | 0 | 0 | 1003
722 |  |  |  | JBG | F105D |  | 0 | 0 | 0 | 0 | 0 | 0 | 0 | 0 | 0 | 1004
723 |  |  |  | CAEW | F10 |  | 0 | 0 | 0 | 0 | 0 | 0 | 0 | 0 | 0 | 1005
724 |  |  |  | CAEE | F10 |  | 0 | 0 | 0 | 0 | 0 | 0 | 0 | 0 | 0 | 1006
725 |  |  |  | DGU | F10 |  | 0 | 0 | 0 | 0 | 0 | 0 | 0 | 0 | 0 | 1007
726 |  |  | Total Amort. Intangible Plant |  |  |  | 795848.0875 | 486840.1392 | 133233.4025 | 89178.7413 | 30345.7231 | 8612.2026 | 40848.8437 | 6789.0351 | 0
727
728 |  | Distribution - METER - Unbundled |  |  |  |  | D: AMORTIZATION EXPENSE (continued)
729
730
731 |  | A |  | B | C |  | D | E | F | G | H | I | J | K
732 |  | FERC ACCT |  | DESCRIPTION | COS Factor |  | Washington Jurisdiction Normalized | Residential Schedule 16 | Small General Service Schedule 24 | Large General Service < 1,000 kW Schedule 36 | Large General Service > 1,000 kW Schedule 48 | Large General Dedicated Facilities Schedule 48 | Agricultural Pumping Schedule 40 | Street & Area Lighting Sch. 15, 51-54, 57
733 |  | 404O | Amort of LT Plant - Other Plant |  | F10 |  | 0 | 0 | 0 | 0 | 0 | 0 | 0 | 0 | 0 | 1012
734
735 |  | 404HP | Amort of Other Electric Plant |  | F110 |  | 0 | 0 | 0 | 0 | 0 | 0 | 0 | 0 | 0 | 1020
736
737 |  | 405 | Amort of Other Electric Plant |  | F110 |  | 0 | 0 | 0 | 0 | 0 | 0 | 0 | 0 | 0 | 1028
738
739 |  | 406 | Amort of Plant Acquisition Adj |  | F10 |  | 0 | 0 | 0 | 0 | 0 | 0 | 0 | 0 | 0 | 1036
740
741 |  | 407 | Amort of Prop Losses, Unrec Plant, |  | F110 |  | 10711840.485 | 5541211.8996 | 1483343.0506 | 1715809.0343 | 673357.0849 | 826897.8213 | 415149.1894 | 56072.4049 | 0 | 1049
742
743
744 |  | TOTAL AMORTIZATION EXPENSE |  |  |  |  | 11595487.0609 | 6065121.7284 | 1628094.832 | 1823594.4152 | 711162.0072 | 845226.3 | 459267.5918 | 63020.1863 | 0
745
746
747 | [6 empty] | D: TAX OTHER THAN INCOME
748
749
750 |  | 408 | Total Taxes Other Than Income |  | F101D |  | 7876494.1092 | 4873427.3897 | 1265236.3899 | 883054.5621 | 307243.8604 | 108247.7861 | 385132.275 | 54151.8461 | 0 | 1062
751
752
753 | [6 empty] | D: DEFERRED ITC
754
755
756 |  | 41140 | Deferred I T C - Federal |  | F101D |  | 0 | 0 | 0 | 0 | 0 | 0 | 0 | 0 | 0 | 1067
757
758 |  | 41141 | Deferred I T C - Idaho |  | F101D |  | 0 | 0 | 0 | 0 | 0 | 0 | 0 | 0 | 0 | 1072
759
760 |  | TOTAL DEFERRED ITC |  |  |  |  | 0 | 0 | 0 | 0 | 0 | 0 | 0 | 0 | 0
761
762
763 | [6 empty] | D: DEFERRED INCOME TAXES
764
765
766 |  | 41010 | Deferred Income Tax - Federal-DR |  | F101D |  | 4695378.3334 | 2905173.9337 | 754239.5702 | 526411.2688 | 183155.8743 | 64529.2566 | 229587.138 | 32281.2918 | 0 | 1120
767
768 |  | 41011 | Deferred Income Tax - State-DR |  | F101D |  | 0 | 0 | 0 | 0 | 0 | 0 | 0 | 0 | 0 | 1135
769
770 |  | 41110 | Deferred Income Tax - Federal-CR |  | F101D |  | -8913521.6424 | -5515067.9869 | -1431818.7492 | -999318.4583 | -347695.9115 | -122499.8039 | -435839.1971 | -61281.5353 | 0 | 1151
771
772 |  | 41111 | Deferred Income Tax - State-CR |  | F101D |  | 0 | 0 | 0 | 0 | 0 | 0 | 0 | 0 | 0 | 1166
773
774 |  | TOTAL DEFERRED INCOME TAXES |  |  |  |  | -4218143.309 | -2609894.0532 | -677579.179 | -472907.1895 | -164540.0372 | -57970.5473 | -206252.0592 | -29000.2435 | 0
775
776
777
778
779
780 |  | 40911 | State Income Taxes |  | F101D |  | 0 | 0 | 0 | 0 | 0 | 0 | 0 | 0 | 0 | 1263
781
782 |  | 40910 | Federal Income Tax |  | F101D |  | 3704451.1655 | 2292057.04 | 595062.5182 | 415315.8063 | 144502.092 | 50910.8027 | 181134.3582 | 25468.5481 | 0 | 1296
783
784
785 |  | TOTAL OPERATING EXPENSES |  |  |  |  | 55432674.2078 | 32722570.0193 | 8591223.4819 | 7197024.2911 | 2628074.5325 | 1454582.8994 | 2447422.7381 | 391776.2454 | 0
786
787
788 |  | Distribution - METER - Unbundled |  |  |  |  | D: STEAM GENERATION PLANT
789
790 |  | A |  | B | C |  | D | E | F | G | H | I | J | K
791 |  | FERC ACCT |  | DESCRIPTION | COS Factor |  | Washington Jurisdiction Normalized | Residential Schedule 16 | Small General Service Schedule 24 | Large General Service < 1,000 kW Schedule 36 | Large General Service > 1,000 kW Schedule 48 | Large General Dedicated Facilities Schedule 48 | Agricultural Pumping Schedule 40 | Street & Area Lighting Sch. 15, 51-54, 57
792 |  | 310 | Land and Land Rights |  | F10 |  | 0 | 0 | 0 | 0 | 0 | 0 | 0 | 0 | 0 | 1305
793 |  |  |  |  | F10 |  | 0 | 0 | 0 | 0 | 0 | 0 | 0 | 0 | 0 | 1306
794 |  |  |  | JBG | F10 |  | 0 | 0 | 0 | 0 | 0 | 0 | 0 | 0 | 0 | 1308
795 |  |  |  | Total 310 |  |  | 0 | 0 | 0 | 0 | 0 | 0 | 0 | 0 | 0
796
797 |  | 311 | Structures and Improvements |  | F10 |  | 0 | 0 | 0 | 0 | 0 | 0 | 0 | 0 | 0 | 1316
798 |  |  |  |  | F10 |  | 0 | 0 | 0 | 0 | 0 | 0 | 0 | 0 | 0 | 1317
799 |  |  |  | JBG | F10 |  | 0 | 0 | 0 | 0 | 0 | 0 | 0 | 0 | 0 | 1319
800 |  |  |  | Total 311 |  |  | 0 | 0 | 0 | 0 | 0 | 0 | 0 | 0 | 0
801
802 |  | 312 | Boiler Plant Equipment
803 |  |  |  | SG | F10 |  | 0 | 0 | 0 | 0 | 0 | 0 | 0 | 0 | 0 | 1324
804 |  |  |  | S | F10 |  | 0 | 0 | 0 | 0 | 0 | 0 | 0 | 0 | 0 | 1325
805 |  |  |  | CAGW | F10 |  | 0 | 0 | 0 | 0 | 0 | 0 | 0 | 0 | 0 | 1326
806 |  |  |  | JBG | F10 |  | 0 | 0 | 0 | 0 | 0 | 0 | 0 | 0 | 0 | 1327
807 |  |  |  | Total 312 |  |  | 0 | 0 | 0 | 0 | 0 | 0 | 0 | 0 | 0
808
809 |  | 314 | Turbogenerator Units |  | F10 |  | 0 | 0 | 0 | 0 | 0 | 0 | 0 | 0 | 0 | 1333
810 |  |  |  |  | F10 |  | 0 | 0 | 0 | 0 | 0 | 0 | 0 | 0 | 0 | 1334
811 |  |  |  | JBG | F10 |  | 0 | 0 | 0 | 0 | 0 | 0 | 0 | 0 | 0 | 1336
812 |  |  |  | Total 314 |  |  | 0 | 0 | 0 | 0 | 0 | 0 | 0 | 0 | 0
813
814 |  | 315 | Accessory Electric Equipment |  | F10 |  | 0 | 0 | 0 | 0 | 0 | 0 | 0 | 0 | 0 | 1343
[5 empty] | F10 |  | 0 | 0 | 0 | 0 | 0 | 0 | 0 | 0 | 0 | 1344
816 |  |  |  | JBG | F10 |  | 0 | 0 | 0 | 0 | 0 | 0 | 0 | 0 | 0 | 1346
817 |  |  |  | Total 316 |  |  | 0 | 0 | 0 | 0 | 0 | 0 | 0 | 0 | 0
818
819 |  | 316 | Misc Power Plant Equipment |  | F10 |  | 0 | 0 | 0 | 0 | 0 | 0 | 0 | 0 | 0 | 1353
[5 empty] | F10 |  | 0 | 0 | 0 | 0 | 0 | 0 | 0 | 0 | 0 | 1354
821 |  |  |  | JBG | F10 |  | 0 | 0 | 0 | 0 | 0 | 0 | 0 | 0 | 0 | 1356
822 |  |  |  | Total 316 |  |  | 0 | 0 | 0 | 0 | 0 | 0 | 0 | 0 | 0
823
824 |  | S00 | Unclassified Steam Plant - Acct 300 |  | F10 |  | 0 | 0 | 0 | 0 | 0 | 0 | 0 | 0 | 0 | 1364
825
826
827
828 |  | Total Steam Generation Plant |  |  |  |  | 0 | 0 | 0 | 0 | 0 | 0 | 0 | 0 | 0
829
830
831 | [6 empty] | D: NUCLEAR GENERATION
832
833
834 |  | 320 | Land and Land Rights |  | F10 |  | 0 | 0 | 0 | 0 | 0 | 0 | 0 | 0 | 0 | 1370
835
836 |  | 321 | Structures and Improvements |  | F10 |  | 0 | 0 | 0 | 0 | 0 | 0 | 0 | 0 | 0 | 1374
837
838 |  | 322 | Reactor Plant Equipment |  | F10 |  | 0 | 0 | 0 | 0 | 0 | 0 | 0 | 0 | 0 | 1378
839
840 |  | 323 | Turbogenerator Units |  | F10 |  | 0 | 0 | 0 | 0 | 0 | 0 | 0 | 0 | 0 | 1382
841
842 |  | 324 | Land and Land Rights |  | F10 |  | 0 | 0 | 0 | 0 | 0 | 0 | 0 | 0 | 0 | 1386
843
844 |  | 325 | Misc. Power Plant Equipment |  | F10 |  | 0 | 0 | 0 | 0 | 0 | 0 | 0 | 0 | 0 | 1390
845
846 |  | N00 | Unclassified Nuclear Plt - Acct 300 |  | F10 |  | 0 | 0 | 0 | 0 | 0 | 0 | 0 | 0 | 0 | 1396
847
848 |  | Total Nuclear Generation Plant |  |  |  |  | 0 | 0 | 0 | 0 | 0 | 0 | 0 | 0 | 0
849
850
851 | [6 empty] | D: HYDRAULIC GENERATION PLANT
852
853
854 |  | 330 | Land and Land Rights |  | F10 |  | 0 | 0 | 0 | 0 | 0 | 0 | 0 | 0 | 0 | 1408
855
856 |  | 331 | Structures and Improvements |  | F10 |  | 0 | 0 | 0 | 0 | 0 | 0 | 0 | 0 | 0 | 1417
857
858 |  | 332 | Reservoirs, Dams & Waterways |  | F10 |  | 0 | 0 | 0 | 0 | 0 | 0 | 0 | 0 | 0 | 1426
859
860 |  | 333 | Water Wheel, Turbines, & Generators |  | F10 |  | 0 | 0 | 0 | 0 | 0 | 0 | 0 | 0 | 0 | 1435
861
862 |  | 334 | Accessory Electric Equipment |  | F10 |  | 0 | 0 | 0 | 0 | 0 | 0 | 0 | 0 | 0 | 1444
863
864 |  | 335 | Misc. Power Plant Equipment |  | F10 |  | 0 | 0 | 0 | 0 | 0 | 0 | 0 | 0 | 0 | 1453
865
866 |  | 336 | Roads, Railroads & Bridges |  | F10 |  | 0 | 0 | 0 | 0 | 0 | 0 | 0 | 0 | 0 | 1462
867
868 |  | H00 | Unclassified Hydro Plant - Acct 300 |  | F10 |  | 0 | 0 | 0 | 0 | 0 | 0 | 0 | 0 | 0 | 1468
869
870 |  | Total Hydraulic Plant |  |  |  |  | 0 | 0 | 0 | 0 | 0 | 0 | 0 | 0 | 0
871
872 |  | Distribution - METER - Unbundled
873 |  | A |  | B | C |  | D | E | F | G | H | I | J | K
874 |  | FERC ACCT |  | DESCRIPTION | COS Factor |  | Washington Jurisdiction Normalized | Residential Schedule 16 | Small General Service Schedule 24 | Large General Service < 1,000 kW Schedule 36 | Large General Service > 1,000 kW Schedule 48 | Large General Dedicated Facilities Schedule 48 | Agricultural Pumping Schedule 40 | Street & Area Lighting Sch. 15, 51-54, 57
875 |  | 340 | Land and Land Rights |  | F10 |  | 0 | 0 | 0 | 0 | 0 | 0 | 0 | 0 | 0 | 1480
876 |  |  |  | Total 340 |  |  | 0 | 0 | 0 | 0 | 0 | 0 | 0 | 0 | 0
877
878 |  | 341 | Structures and Improvements |  | F10 |  | 0 | 0 | 0 | 0 | 0 | 0 | 0 | 0 | 0 | 1488
879 |  |  |  | Total 341 |  |  | 0 | 0 | 0 | 0 | 0 | 0 | 0 | 0 | 0
880
881 |  | 342 | Fuel Holders, Producers & Access |  | F10 |  | 0 | 0 | 0 | 0 | 0 | 0 | 0 | 0 | 0 | 1496
882 |  |  |  | Total 342 |  |  | 0 | 0 | 0 | 0 | 0 | 0 | 0 | 0 | 0
883
884 |  | 343 | Prime Movers |  | F10 |  | 0 | 0 | 0 | 0 | 0 | 0 | 0 | 0 | 0 | 1505
885 |  |  |  | Total 343 |  |  | 0 | 0 | 0 | 0 | 0 | 0 | 0 | 0 | 0
886
887 |  | 344 | Generators |  | F10 |  | 0 | 0 | 0 | 0 | 0 | 0 | 0 | 0 | 0 | 1514
888 |  |  |  | Total 344 |  |  | 0 | 0 | 0 | 0 | 0 | 0 | 0 | 0 | 0
889
890 |  | 345 | Accessory Electric Plant |  | F10 |  | 0 | 0 | 0 | 0 | 0 | 0 | 0 | 0 | 0 | 1522
891 |  |  |  | Total 345 |  |  | 0 | 0 | 0 | 0 | 0 | 0 | 0 | 0 | 0
892
893 |  | 346 | Misc. Power Plant Equipment |  | F10 |  | 0 | 0 | 0 | 0 | 0 | 0 | 0 | 0 | 0 | 1529
894
895 |  | O00 | Unclassified Other Prod - Acct 300 |  | F10 |  | 0 | 0 | 0 | 0 | 0 | 0 | 0 | 0 | 0 | 1534
896
897 |  | Total Other Generation Plant |  |  |  |  | 0 | 0 | 0 | 0 | 0 | 0 | 0 | 0 | 0
898
899 |  | Experimental Plant
900 |  | 103 | Experimental Plant |  | F10 |  | 0 | 0 | 0 | 0 | 0 | 0 | 0 | 0 | 0 | 1540
901
902 |  | TOTAL GENERATION PLANT |  |  |  |  | 0 | 0 | 0 | 0 | 0 | 0 | 0 | 0 | 0
903
904 | [6 empty] | D: TRANSMISSION PLANT
905 |  | 350 | Land and Land Rights
906 |  |  |  | Demand | F12 |  | 0 | 0 | 0 | 0 | 0 | 0 | 0 | 0 | 0 | 1549
907 |  |  |  | Direct Assigned | A | 0 | 0 | 0 | 0 | 0 | 0 | 0 | 0 | 0 | 0
908 | [6 empty] | 0 | 0 | 0 | 0 | 0 | 0 | 0 | 0 | 0
909 |  | 352 | Structures and Improvements
910 |  |  |  | Demand | F12 |  | 0 | 0 | 0 | 0 | 0 | 0 | 0 | 0 | 0 | 1556
911 |  |  |  | Direct Assigned | A | 0 | 0 | 0 | 0 | 0 | 0 | 0 | 0 | 0 | 0
912 | [6 empty] | 0 | 0 | 0 | 0 | 0 | 0 | 0 | 0 | 0
913 |  | 353 | Station Equipment
914 |  |  |  | Demand | F12 |  | 0 | 0 | 0 | 0 | 0 | 0 | 0 | 0 | 0 | 1562
915 |  |  |  | Direct Assigned | A | 0 | 0 | 0 | 0 | 0 | 0 | 0 | 0 | 0 | 0
916 | [6 empty] | 0 | 0 | 0 | 0 | 0 | 0 | 0 | 0 | 0
917 |  | 354 | Towers and Fixtures
918 |  |  |  | Demand | F12 |  | 0 | 0 | 0 | 0 | 0 | 0 | 0 | 0 | 0 | 1568
919 |  |  |  | Direct Assigned | A | 0 | 0 | 0 | 0 | 0 | 0 | 0 | 0 | 0 | 0
920 | [6 empty] | 0 | 0 | 0 | 0 | 0 | 0 | 0 | 0 | 0
921 |  | 355 | Poles and Fixtures
922 |  |  |  | Demand | F12 |  | 0 | 0 | 0 | 0 | 0 | 0 | 0 | 0 | 0 | 1575
923 |  |  |  | Direct Assigned | A | 0 | 0 | 0 | 0 | 0 | 0 | 0 | 0 | 0 | 0
924 | [6 empty] | 0 | 0 | 0 | 0 | 0 | 0 | 0 | 0 | 0
925 |  | 356 | Overhead Conductors
926 |  |  |  | Demand | F12 |  | 0 | 0 | 0 | 0 | 0 | 0 | 0 | 0 | 0 | 1581
927 |  |  |  | Direct Assigned | A | 0 | 0 | 0 | 0 | 0 | 0 | 0 | 0 | 0 | 0
928 | [6 empty] | 0 | 0 | 0 | 0 | 0 | 0 | 0 | 0 | 0
929 |  | 357 | Underground Conduit
930 |  |  |  | Demand | F12 |  | 0 | 0 | 0 | 0 | 0 | 0 | 0 | 0 | 0 | 1587
931 |  |  |  | Direct Assigned | A | 0 | 0 | 0 | 0 | 0 | 0 | 0 | 0 | 0 | 0
932 | [6 empty] | 0 | 0 | 0 | 0 | 0 | 0 | 0 | 0 | 0
933 |  | 358 | Underground Conductors
934 |  |  |  | Demand | F12 |  | 0 | 0 | 0 | 0 | 0 | 0 | 0 | 0 | 0 | 1593
935 |  |  |  | Direct Assigned | A | 0 | 0 | 0 | 0 | 0 | 0 | 0 | 0 | 0 | 0
936 | [6 empty] | 0 | 0 | 0 | 0 | 0 | 0 | 0 | 0 | 0
937 |  | 359 | Roads and Trails
938 |  |  |  | Demand | F12 |  | 0 | 0 | 0 | 0 | 0 | 0 | 0 | 0 | 0 | 1599
939 |  |  |  | Direct Assigned | A | 0 | 0 | 0 | 0 | 0 | 0 | 0 | 0 | 0 | 0
940 | [6 empty] | 0 | 0 | 0 | 0 | 0 | 0 | 0 | 0 | 0
941
942 |  | T00 | Unclassified Trans Plant - Acct 300 |  | F10 |  | 0 | 0 | 0 | 0 | 0 | 0 | 0 | 0 | 0 | 1604
943 |  | TS0 | Unclassified Trans Sub - Acct 300 |  | F10 |  | 0 | 0 | 0 | 0 | 0 | 0 | 0 | 0 | 0 | 1608
944
945 |  | TOTAL TRANSMISSION PLANT |  |  |  |  | 0 | 0 | 0 | 0 | 0 | 0 | 0 | 0 | 0
946 |  | Distribution - METER - Unbundled |  |  |  |  | D: DISTRIBUTION PLANT
947 |  | A |  | B | C |  | D | E | F | G | H | I | J | K
948 |  | FERC ACCT |  | DESCRIPTION | COS Factor |  | Washington Jurisdiction Normalized | Residential Schedule 16 | Small General Service Schedule 24 | Large General Service < 1,000 kW Schedule 36 | Large General Service > 1,000 kW Schedule 48 | Large General Dedicated Facilities Schedule 48 | Agricultural Pumping Schedule 40 | Street & Area Lighting Sch. 15, 51-54, 57
949
950 |  | 360 | Land and Land Rights
951 |  |  |  | Demand Primary | F20A |  | 2253568.9881 | 1235213.8794 | 312302.6042 | 421883.1085 | 160922.4184 | 0 | 121290.3213 | 1956.6563 | 0 | 1614
952 |  |  |  | Assigned | A | 1 | 0 | 0 | 0 | 0 | 0 | 0 | 0 | 0 | 0
953 | [6 empty] | 2253568.9881 | 1235213.8794 | 312302.6042 | 421883.1085 | 160922.4184 | 0 | 121290.3213 | 1956.6563 | 0
954 |  | 361 | Structures and Improvements
955 |  |  |  | Demand Primary | F20 |  | 9139025.156 | 4603533.5811 | 1163924.3616 | 1572321.2716 | 599743.7118 | 740171.5749 | 452038.3689 | 7292.2861 | 0 | 1620
956 |  |  |  | Assigned | A | 1 | 0 | 0 | 0 | 0 | 0 | 0 | 0 | 0 | 0
957 | [6 empty] | 9139025.156 | 4603533.5811 | 1163924.3616 | 1572321.2716 | 599743.7118 | 740171.5749 | 452038.3689 | 7292.2861 | 0
958 |  | 362 | Station Equipment
959 |  |  |  | Demand Primary | F20A |  | 86835707.7715 | 47595912.0975 | 12033808.5141 | 16256222.2504 | 6200747.4225 | 0 | 4673622.5748 | 75394.9122 | 0 | 1626
960 |  |  |  | Assigned | A | 1 | 6084298.63 | 0 | 0 | 0 | 0 | 6084298.63 | 0 | 0 | 0
961 | [6 empty] | 92920006.4015 | 47595912.0975 | 12033808.5141 | 16256222.2504 | 6200747.4225 | 6084298.63 | 4673622.5748 | 75394.9122 | 0
962 |  | 364 | Poles, Towers & Fixtures
963 |  |  |  | Demand Primary | F20A | 1 | 114395926.1794 | 62702067.9221 | 15853140.4391 | 21415678.5065 | 8168762.1671 | 0 | 6156953.1335 | 99324.0112 | 0 | 1632
964 |  |  |  | Demand Secondary | F22 | 1 | 15695658.4795 | 13452399.6548 | 2223043.2886 | 0 | 0 | 0 | 0 | 20215.5361 | 0
965 |  |  |  | Assigned | A | 1 | 0 | 0 | 0 | 0 | 0 | 0 | 0 | 0 | 0
966 | [6 empty] | 130091584.6589 | 76154467.5769 | 18076183.7278 | 21415678.5065 | 8168762.1671 | 0 | 6156953.1335 | 119539.5472 | 0
967 |  | 365 | Overhead Conductors
968 |  |  |  | Demand Primary | F20A | 1 | 64432325.7642 | 35316293.1704 | 8929117.874 | 12062160.0792 | 4600971.0539 | 0 | 3467840.3616 | 55943.2251 | 0 | 1639
969 |  |  |  | Demand Secondary | F22 | 1 | 28072583.1354 | 24060386.3911 | 3976040.1015 | 0 | 0 | 0 | 0 | 36156.6428 | 0
970 |  |  |  | Assigned | A | 1 | 0 | 0 | 0 | 0 | 0 | 0 | 0 | 0 | 0
971 | [6 empty] | 92504908.8996 | 59376679.5614 | 12905157.9755 | 12062160.0792 | 4600971.0539 | 0 | 3467840.3616 | 92099.8679 | 0
972 |  | 366 | Underground Conduit
973 |  |  |  | Demand Primary | F20A | 1 | 12438380.755 | 6817657.0704 | 1723727.4397 | 2328547.6353 | 888197.4868 | 0 | 669451.5261 | 10799.5967 | 0 | 1646
974 |  |  |  | Demand Secondary | F22 | 1 | 12683008.5391 | 10870324.4223 | 1796348.7833 | 0 | 0 | 0 | 0 | 16335.3336 | 0
975 |  |  |  | Assigned | A | 1 | 0 | 0 | 0 | 0 | 0 | 0 | 0 | 0 | 0
976 | [6 empty] | 25121389.2942 | 17687981.4927 | 3520076.223 | 2328547.6353 | 888197.4868 | 0 | 669451.5261 | 27134.9303 | 0
977 |  | 367 | Underground Conductors
978 |  |  |  | Demand Primary | F20A | 1 | 21665806.7507 | 11875343.221 | 3002476.4746 | 4055983.1757 | 1547107.7373 | 0 | 1166084.853 | 18811.289 | 0 | 1653
979 |  |  |  | Demand Secondary | F22 | 1 | 18868060.5796 | 16171394.909 | 2672364.1761 | 0 | 0 | 0 | 0 | 24301.4946 | 0
980 |  |  |  | Assigned | A | 1 | 0 | 0 | 0 | 0 | 0 | 0 | 0 | 0 | 0
981 | [6 empty] | 40533867.3303 | 28046738.13 | 5674840.6507 | 4055983.1757 | 1547107.7373 | 0 | 1166084.853 | 43112.7836 | 0
982 |  | 368 | Line Transformers
983 |  |  |  | Demand Secondary | F21 |  | 134087821.8336 | 78654268.6029 | 30293787.5333 | 8580697.5957 | 1108530.5066 | 0 | 15291531.4563 | 159006.1388 | 0 | 1660
984 |  |  |  | Assigned | A | 1 | 0 | 0 | 0 | 0 | 0 | 0 | 0 | 0 | 0
985 | [6 empty] | 134087821.8336 | 78654268.6029 | 30293787.5333 | 8580697.5957 | 1108530.5066 | 0 | 15291531.4563 | 159006.1388 | 0
986 |  | 369 | Services
987 |  |  |  | Customer | F70 |  | 81454394.9272 | 57825295.4826 | 18795393.7309 | 3848426.4956 | 985279.2181 | 0 | 0 | 0 | 0 | 1666
988 |  |  |  | Assigned | A | 1 | 0 | 0 | 0 | 0 | 0 | 0 | 0 | 0 | 0
989 | [6 empty] | 81454394.9272 | 57825295.4826 | 18795393.7309 | 3848426.4956 | 985279.2181 | 0 | 0 | 0 | 0
990 |  | 370 | Meters
991 |  |  |  | Customer | F60A |  | 16436146.7673 | 11176959.9308 | 2914304.066 | 1272192.2829 | 176629.1627 | 0 | 896061.3248 | 0 | 0 | 1673
992 |  |  |  | Assigned | A | 1 | 110788.96 | 0 | 0 | 0 | 0 | 110788.96 | 0 | 0 | 0
993 | [6 empty] | 16546935.7273 | 11176959.9308 | 2914304.066 | 1272192.2829 | 176629.1627 | 110788.96 | 896061.3248 | 0 | 0
994 |  | 371 | Install on Customers' Premises
995 |  |  |  | Demand Primary | F20 | 1 | 0 | 0 | 0 | 0 | 0 | 0 | 0 | 0 | 0 | 1679
996 |  |  |  | Demand Secondary | F22 | 1 | 0 | 0 | 0 | 0 | 0 | 0 | 0 | 0 | 0
997 |  |  |  | Assigned | A | 1 | 567696.8032 | 0 | 0 | 0 | 0 | 0 | 0 | 567696.8032 | 0
998 | [6 empty] | 567696.8032 | 0 | 0 | 0 | 0 | 0 | 0 | 567696.8032 | 0
999 |  | 372 | Leased Property
1000 |  |  |  | Demand Primary | F20 | 0 | 0 | 0 | 0 | 0 | 0 | 0 | 0 | 0 | 0 | 1686
1001 |  |  |  | Demand Secondary | F22 | 0 | 0 | 0 | 0 | 0 | 0 | 0 | 0 | 0 | 0
1002 |  |  |  | Assigned | A | 0 | 0 | 0 | 0 | 0 | 0 | 0 | 0 | 0 | 0
1003 | [6 empty] | 0 | 0 | 0 | 0 | 0 | 0 | 0 | 0 | 0
1004
1005 |  | 373 | Street Lights |  | A | 1 | 4359302.6673 | 0 | 0 | 0 | 0 | 0 | 0 | 4359302.6673 | 0 | 1695
1006
1007
1008 |  | D00 | Unclassified Dist Plant - Acct 300 |  | F22 |  | 11302326.31 | 9686972.4038 | 1600796.8498 | 0 | 0 | 0 | 0 | 14557.0564 | 0 | 1698
1009 |  | DS0 | Unclassified Dist Sub - Acct 300 |  | F20 |  | 0 | 0 | 0 | 0 | 0 | 0 | 0 | 0 | 0 | 1702
1010 |  | TOTAL DISTRIBUTION PLANT |  |  |  |  | 640882828.9973 | 392044022.7392 | 107290576.2369 | 71814112.4015 | 24436890.8851 | 6935259.1649 | 32894873.9204 | 5467093.6493 | 0
1011
1012 |  | Distribution - METER - Unbundled |  |  |  |  | DISTRIBUTION PLANT D: GENERAL PLANT
1013
1014 |  | A |  | B | C |  | D | E | F | G | H | I | J | K
1015 |  | FERC ACCT |  | DESCRIPTION | COS Factor |  | Washington Jurisdiction Normalized | Residential Schedule 16 | Small General Service Schedule 24 | Large General Service < 1,000 kW Schedule 36 | Large General Service > 1,000 kW Schedule 48 | Large General Dedicated Facilities Schedule 48 | Agricultural Pumping Schedule 40 | Street & Area Lighting Sch. 15, 51-54, 57
1016 |  | 389 | Land and Land Rights
1017 |  |  |  | S | F107D |  | 783432.7306 | 479245.3555 | 131154.9402 | 87787.5387 | 29872.325 | 8477.8508 | 40211.5952 | 6683.1251 | 0 | 1709
1018 |  |  |  | CN | F42 |  | 0 | 0 | 0 | 0 | 0 | 0 | 0 | 0 | 0 | 1710
1019 |  |  |  | DGU | F105D |  | 0 | 0 | 0 | 0 | 0 | 0 | 0 | 0 | 0 | 1711
1020 |  |  |  | SG | F105D |  | 0 | 0 | 0 | 0 | 0 | 0 | 0 | 0 | 0 | 1712
1021 |  |  |  | CAGW | F105D |  | 0 | 0 | 0 | 0 | 0 | 0 | 0 | 0 | 0 | 1713
1022 |  |  |  | CAGE | F105D |  | 0 | 0 | 0 | 0 | 0 | 0 | 0 | 0 | 0 | 1714
1023 |  |  |  | SO | F102D |  | 150615.4027 | 92135.2011 | 25214.6143 | 16877.2059 | 5742.972 | 1629.8718 | 7730.7028 | 1284.8347 | 0 | 1715
1024 |  |  | Total Land & Land Rights |  |  |  | 934048.1333 | 571380.5567 | 156369.5545 | 104664.7446 | 35615.297 | 10107.7226 | 47942.298 | 7967.9598 | 0
1025
1026 |  | 390 | Structures and Improvements
1027 |  |  |  | S | F107D |  | 10191213.711 | 6234219.7966 | 1706117.1592 | 1141976.2456 | 388591.4338 | 110283.3546 | 523088.8939 | 86936.8272 | 0 | 1719
1028 |  |  |  | CAEE | F105D |  | 0 | 0 | 0 | 0 | 0 | 0 | 0 | 0 | 0 | 1720
1029 |  |  |  | SE | F105D |  | 0 | 0 | 0 | 0 | 0 | 0 | 0 | 0 | 0 | 1721
1030 |  |  |  | CN | F42 |  | 0 | 0 | 0 | 0 | 0 | 0 | 0 | 0 | 0 | 1722
1031 |  |  |  | SG/CAGE/CAGW | F105D |  | 0 | 0 | 0 | 0 | 0 | 0 | 0 | 0 | 0 | 1723
1032 |  |  |  | CAGW | F105D |  | 0 | 0 | 0 | 0 | 0 | 0 | 0 | 0 | 0 | 1724
1033 |  |  |  | CAGE | F105D |  | 0 | 0 | 0 | 0 | 0 | 0 | 0 | 0 | 0 | 1725
1034 |  |  |  | JBG | F105D |  | 0 | 0 | 0 | 0 | 0 | 0 | 0 | 0 | 0 | 1726
1035 |  |  |  | SO | F102D |  | 2135625.451 | 1306415.393 | 357526.3292 | 239307.4666 | 81431.4938 | 23110.4896 | 109616.1838 | 18218.0951 | 0 | 1727
1036
1037 |  |  | Total Structures and Improvements |  |  |  | 12326839.162 | 7540635.1896 | 2063643.4884 | 1381283.7122 | 470022.9276 | 133393.8442 | 632705.0776 | 105154.9223 | 0
1038
1039 |  | 391 | Office Furniture & Equipment
1040 |  |  |  | S | F107D |  | 308153.4079 | 188505.131 | 51588.1456 | 34530.1239 | 11749.9032 | 3334.656 | 15816.7251 | 2628.7232 | 0 | 1731
1041 |  |  |  | DGP | F105D |  | 0 | 0 | 0 | 0 | 0 | 0 | 0 | 0 | 0 | 1732
1042 |  |  |  | DGU | F105D |  | 0 | 0 | 0 | 0 | 0 | 0 | 0 | 0 | 0 | 1733
1043 |  |  |  | CN | F42 |  | 0 | 0 | 0 | 0 | 0 | 0 | 0 | 0 | 0 | 1734
1044 |  |  |  | SG | F105D |  | 0 | 0 | 0 | 0 | 0 | 0 | 0 | 0 | 0 | 1735
1045 |  |  |  | SE | F10 |  | 0 | 0 | 0 | 0 | 0 | 0 | 0 | 0 | 0 | 1736
1046 |  |  |  | SO | F102D |  | 1463607.7154 | 895325.3707 | 245023.4396 | 164004.5329 | 55807.4275 | 15838.3067 | 75123.2348 | 12485.4031 | 0 | 1737
1047 |  |  |  | CAGW | F105D |  | 0 | 0 | 0 | 0 | 0 | 0 | 0 | 0 | 0 | 1738
1048 |  |  |  | CAGE | F105D |  | 0 | 0 | 0 | 0 | 0 | 0 | 0 | 0 | 0 | 1739
1049 |  |  |  | JBG | F105D |  | 0 | 0 | 0 | 0 | 0 | 0 | 0 | 0 | 0 | 1740
1050 |  |  |  | JBE | F10 |  | 0 | 0 | 0 | 0 | 0 | 0 | 0 | 0 | 0 | 1741
1051 |  |  |  | CAEE | F105D |  | 0 | 0 | 0 | 0 | 0 | 0 | 0 | 0 | 0 | 1742
1052 |  |  |  | CAGE | F105D |  | 0 | 0 | 0 | 0 | 0 | 0 | 0 | 0 | 0 | 1743
1053 |  |  |  | CAGE | F105D |  | 0 | 0 | 0 | 0 | 0 | 0 | 0 | 0 | 0 | 1744
1054 |  |  | Total Office Furniture & Equipment |  |  |  | 1771761.1233 | 1083830.5017 | 296611.5853 | 198534.6567 | 67557.3307 | 19172.9627 | 90939.9599 | 15114.1262 | 0
1055
1056 |  | 392 | Transportation Equipment
1057 |  |  |  | S | F107D |  | 4535970.777 | 2774766.5408 | 759369.5703 | 508278.1134 | 172956.7683 | 49085.623 | 232819.7606 | 38694.4008 | 0 | 1748
1058 |  |  |  | SO | F102D |  | 134884.8294 | 82512.4168 | 22581.1497 | 15114.5168 | 5143.1646 | 1459.6447 | 6923.2928 | 1150.644 | 0 | 1749
1059 |  |  |  | SG | F105D |  | 0 | 0 | 0 | 0 | 0 | 0 | 0 | 0 | 0 | 1750
1060 |  |  |  | CN | F42 |  | 0 | 0 | 0 | 0 | 0 | 0 | 0 | 0 | 0 | 1751
1061 |  |  |  | DGU | F105D |  | 0 | 0 | 0 | 0 | 0 | 0 | 0 | 0 | 0 | 1752
1062 |  |  |  | SE | F10 |  | 0 | 0 | 0 | 0 | 0 | 0 | 0 | 0 | 0 | 1753
1063 |  |  |  | DGP | F105D |  | 0 | 0 | 0 | 0 | 0 | 0 | 0 | 0 | 0 | 1754
1064 |  |  |  | CAGW | F105D |  | 0 | 0 | 0 | 0 | 0 | 0 | 0 | 0 | 0 | 1755
1065 |  |  |  | CAGE | F105D |  | 0 | 0 | 0 | 0 | 0 | 0 | 0 | 0 | 0 | 1756
1066 |  |  |  | JBG | F105D |  | 0 | 0 | 0 | 0 | 0 | 0 | 0 | 0 | 0 | 1757
1067 |  |  |  | CAEW | F105D |  | 0 | 0 | 0 | 0 | 0 | 0 | 0 | 0 | 0 | 1758
1068 |  |  |  | CAEE | F105D |  | 0 | 0 | 0 | 0 | 0 | 0 | 0 | 0 | 0 | 1759
1069 |  |  |  | CAGE | F105D |  | 0 | 0 | 0 | 0 | 0 | 0 | 0 | 0 | 0 | 1760
1070 |  |  |  | CAGE | F10 |  | 0 | 0 | 0 | 0 | 0 | 0 | 0 | 0 | 0 | 1761
1071 |  |  | Total Transportation Equipment |  |  |  | 4670855.6064 | 2857278.9576 | 781950.7199 | 523392.6302 | 178099.9328 | 50545.2677 | 239743.0534 | 39845.0448 | 0
1072
1073 |  | 393 | Stores Equipment
1074 |  |  |  | S | F107D |  | 497181.6244 | 304138.4092 | 83233.472 | 55711.6768 | 18957.5575 | 5380.2088 | 25519.0592 | 4241.241 | 0 | 1765
1075 |  |  |  | DGP | F105D |  | 0 | 0 | 0 | 0 | 0 | 0 | 0 | 0 | 0 | 1766
1076 |  |  |  | DGU | F105D |  | 0 | 0 | 0 | 0 | 0 | 0 | 0 | 0 | 0 | 1767
1077 |  |  |  | SO | F102D |  | 4317.3599 | 2641.0368 | 722.7718 | 483.7817 | 164.6211 | 46.7199 | 221.599 | 36.8295 | 0 | 1768
1078 |  |  |  | SG | F105D |  | 0 | 0 | 0 | 0 | 0 | 0 | 0 | 0 | 0 | 1769
1079 |  |  |  | CAGW | F105D |  | 0 | 0 | 0 | 0 | 0 | 0 | 0 | 0 | 0 | 1770
1080 |  |  |  | CAGE | F105D |  | 0 | 0 | 0 | 0 | 0 | 0 | 0 | 0 | 0 | 1771
1081 |  |  |  | JBG | F105D |  | 0 | 0 | 0 | 0 | 0 | 0 | 0 | 0 | 0 | 1772
1082 |  |  |  | CAGE | F105D |  | 0 | 0 | 0 | 0 | 0 | 0 | 0 | 0 | 0 | 1773
1083 |  |  | Total Stores Equipment |  |  |  | 501498.9844 | 306779.446 | 83956.2438 | 56195.4585 | 19122.1787 | 5426.9287 | 25740.6582 | 4278.0705 | 0 | 1774
1084
1085 |  | 394 | Tools, Shop & Garage Equipment
1086 |  |  |  | S | F107D |  | 1958917.4047 | 1198318.6704 | 327943.5298 | 219506.45 | 74693.6081 | 21198.2585 | 100546.2124 | 16710.6754 | 0 | 1777
1087 |  |  |  | DGP | F105D |  | 0 | 0 | 0 | 0 | 0 | 0 | 0 | 0 | 0 | 1778
1088 |  |  |  | SG | F105D |  | 0 | 0 | 0 | 0 | 0 | 0 | 0 | 0 | 0 | 1779
1089 |  |  |  | SO | F102D |  | 36299.9085 | 22205.5601 | 6076.9893 | 4067.5855 | 1384.1171 | 392.8164 | 1863.1813 | 309.6588 | 0 | 1780
1090 |  |  |  | SE | F10 |  | 0 | 0 | 0 | 0 | 0 | 0 | 0 | 0 | 0 | 1781
1091 |  |  |  | DGU | F105D |  | 0 | 0 | 0 | 0 | 0 | 0 | 0 | 0 | 0 | 1782
1092 |  |  |  | CAGW | F105D |  | 0 | 0 | 0 | 0 | 0 | 0 | 0 | 0 | 0 | 1783
1093 |  |  |  | CAGE | F105D |  | 0 | 0 | 0 | 0 | 0 | 0 | 0 | 0 | 0 | 1784
1094 |  |  |  | JBG | F105D |  | 0 | 0 | 0 | 0 | 0 | 0 | 0 | 0 | 0 | 1785
1095 |  |  |  | CAEW | F105D |  | 0 | 0 | 0 | 0 | 0 | 0 | 0 | 0 | 0 | 1786
1096 |  |  |  | CAEE | F105D |  | 0 | 0 | 0 | 0 | 0 | 0 | 0 | 0 | 0 | 1787
1097 |  |  |  | CAGE | F105D |  | 0 | 0 | 0 | 0 | 0 | 0 | 0 | 0 | 0 | 1788
1098 |  |  |  | CAGE | F102D |  | 0 | 0 | 0 | 0 | 0 | 0 | 0 | 0 | 0 | 1789
1099 |  |  | Total Tools, Shop & Garage Equipment |  |  |  | 1995217.3132 | 1220524.2305 | 334020.5191 | 223574.0356 | 76077.7252 | 21591.0749 | 102409.3937 | 17020.3342 | 0
1100
1101 |  | 395 | Laboratory Equipment
1102 |  |  |  | S | F107D |  | 1027201.8182 | 628364.9908 | 171964.4684 | 115103.0789 | 39167.2512 | 11115.7773 | 52723.638 | 8762.6135 | 0 | 1793
1103 |  |  |  | DGP | F105D |  | 0 | 0 | 0 | 0 | 0 | 0 | 0 | 0 | 0 | 1794
1104 |  |  |  | DGU | F105D |  | 0 | 0 | 0 | 0 | 0 | 0 | 0 | 0 | 0 | 1795
1105 |  |  |  | SO | F102D |  | 102045.6635 | 62423.8794 | 17083.5253 | 11434.7248 | 3891.0057 | 1104.2785 | 5237.7425 | 870.5073 | 0 | 1796
1106 |  |  |  | SE | F10 |  | 0 | 0 | 0 | 0 | 0 | 0 | 0 | 0 | 0 | 1797
1107 |  |  |  | SG | F105D |  | 0 | 0 | 0 | 0 | 0 | 0 | 0 | 0 | 0 | 1798
1108 |  |  |  | CAGW | F105D |  | 0 | 0 | 0 | 0 | 0 | 0 | 0 | 0 | 0 | 1799
1109 |  |  |  | CAGE | F105D |  | 0 | 0 | 0 | 0 | 0 | 0 | 0 | 0 | 0 | 1800
1110 |  |  |  | JBG | F105D |  | 0 | 0 | 0 | 0 | 0 | 0 | 0 | 0 | 0 | 1801
1111 |  |  |  | CAEW | F105D |  | 0 | 0 | 0 | 0 | 0 | 0 | 0 | 0 | 0 | 1802
1112 |  |  |  | CAEE | F105D |  | 0 | 0 | 0 | 0 | 0 | 0 | 0 | 0 | 0 | 1803
1113 |  |  |  | CAGE | F105D |  | 0 | 0 | 0 | 0 | 0 | 0 | 0 | 0 | 0 | 1804
1114 |  |  |  | CAGE | F102D |  | 0 | 0 | 0 | 0 | 0 | 0 | 0 | 0 | 0 | 1805
1115 |  |  | Total Laboratory Equipment |  |  |  | 1129247.4817 | 690788.8702 | 189047.9937 | 126537.8037 | 43058.2569 | 12220.0558 | 57961.3805 | 9633.1208 | 0
1116
1117 |  | 396 | Power Operated Equipment
1118 |  |  |  | S | F107D |  | 6835147.8509 | 4181230.5436 | 1144276.1741 | 765912.3538 | 260624.4927 | 73965.9726 | 350830.6302 | 58307.6839 | 0 | 1809
1119 |  |  |  | DGP | F105D |  | 0 | 0 | 0 | 0 | 0 | 0 | 0 | 0 | 0 | 1810
1120 |  |  |  | DGU | F105D |  | 0 | 0 | 0 | 0 | 0 | 0 | 0 | 0 | 0 | 1811
1121 |  |  |  | SO | F102D |  | 84527.5163 | 51707.5915 | 14150.8019 | 9471.7291 | 3223.038 | 914.7073 | 4338.5809 | 721.0676 | 0 | 1812
1122 |  |  |  | SE | F10 |  | 0 | 0 | 0 | 0 | 0 | 0 | 0 | 0 | 0 | 1813
1123 |  |  |  | SG | F105D |  | 0 | 0 | 0 | 0 | 0 | 0 | 0 | 0 | 0 | 1814
1124 |  |  |  | CAGW | F105D |  | 0 | 0 | 0 | 0 | 0 | 0 | 0 | 0 | 0 | 1815
1125 |  |  |  | CAGE | F105D |  | 0 | 0 | 0 | 0 | 0 | 0 | 0 | 0 | 0 | 1816
1126 |  |  |  | JBG | F105D |  | 0 | 0 | 0 | 0 | 0 | 0 | 0 | 0 | 0 | 1817
1127 |  |  |  | CAEW | F105D |  | 0 | 0 | 0 | 0 | 0 | 0 | 0 | 0 | 0 | 1818
1128 |  |  |  | CAEE | F105D |  | 0 | 0 | 0 | 0 | 0 | 0 | 0 | 0 | 0 | 1819
1129 |  |  |  | CAGE | F105D |  | 0 | 0 | 0 | 0 | 0 | 0 | 0 | 0 | 0 | 1820
1130 |  |  |  | CAGE | F102D |  | 0 | 0 | 0 | 0 | 0 | 0 | 0 | 0 | 0 | 1821
1131 |  |  | Total Power Operated Equipment |  |  |  | 6919675.3671 | 4232938.1351 | 1158426.9759 | 775384.0829 | 263847.5307 | 74880.68 | 355169.2111 | 59028.7515 | 0
1132
1133 |  | 397 | Communication Equipment
1134 |  |  |  | S | F107D |  | 10659581.8528 | 6520732.2793 | 1784526.9489 | 1194459.2283 | 406450.332 | 115351.7607 | 547129.0308 | 90932.2728 | 0 | 1825
1135 |  |  |  | SGP | F105D |  | 0 | 0 | 0 | 0 | 0 | 0 | 0 | 0 | 0 | 1826
1136 |  |  |  | SGU | F105D |  | 0 | 0 | 0 | 0 | 0 | 0 | 0 | 0 | 0 | 1827
1137 |  |  |  | SO | F102D |  | 2794685.5494 | 1709578.9051 | 467859.9729 | 313158.4325 | 106561.4848 | 30242.4526 | 143444.0504 | 23840.2512 | 0 | 1828
1138 |  |  |  | CN | F42 |  | 0 | 0 | 0 | 0 | 0 | 0 | 0 | 0 | 0 | 1829
1139 |  |  |  | SG/CAGE/CAGW | F105D |  | 0 | 0 | 0 | 0 | 0 | 0 | 0 | 0 | 0 | 1830
1140 |  |  |  | SE | F10 |  | 0 | 0 | 0 | 0 | 0 | 0 | 0 | 0 | 0 | 1831
1141 |  |  |  | JBG | F105D |  | 0 | 0 | 0 | 0 | 0 | 0 | 0 | 0 | 0 | 1832
|  |  |  | CAGE | F105D |  | 0 | 0 | 0 | 0 | 0 | 0 | 0 | 0 | 0 | 1833
1143 |  |  |  | CAGE | F105D |  | 0 | 0 | 0 | 0 | 0 | 0 | 0 | 0 | 0 | 1834
1144 |  |  | Total Communication Equipment |  |  |  | 13454267.4022 | 8230311.1844 | 2252386.9218 | 1507617.6608 | 513011.8168 | 145594.2133 | 690573.0812 | 114772.524 | 0
1145
1146 |  | Distribution - METER - Unbundled |  |  |  |  | D: GENERAL PLANT
1147
1148 |  | A |  | B | C |  | D | E | F | G | H | I | J | K
1149 |  | FERC ACCT |  | DESCRIPTION | COS Factor |  | Washington Jurisdiction Normalized | Residential Schedule 16 | Small General Service Schedule 24 | Large General Service < 1,000 kW Schedule 36 | Large General Service > 1,000 kW Schedule 48 | Large General Dedicated Facilities Schedule 48 | Agricultural Pumping Schedule 40 | Street & Area Lighting Sch. 15, 51-54, 57
1150 |  | 398 | Misc. Equipment
1151 |  |  |  | S | F107D |  | 134569.0194 | 82319.228 | 22528.2797 | 15079.1287 | 5131.1227 | 1456.2272 | 6907.0831 | 1147.95 | 0 | 1838
1152 |  |  |  | SGP | F105D |  | 0 | 0 | 0 | 0 | 0 | 0 | 0 | 0 | 0 | 1844
1153 |  |  |  | SGU | F105D |  | 0 | 0 | 0 | 0 | 0 | 0 | 0 | 0 | 0 | 1840
|  |  |  | CN | F42 |  | 0 | 0 | 0 | 0 | 0 | 0 | 0 | 0 | 0 | 1841
1155 |  |  |  | SO | F102D |  | 40398.6738 | 24712.8771 | 6763.166 | 4526.8726 | 1540.4032 | 437.1708 | 2073.5604 | 344.6236 | 0 | 1842
1156 |  |  |  | SE | F10 |  | 0 | 0 | 0 | 0 | 0 | 0 | 0 | 0 | 0 | 1843
1157 |  |  |  | SG | F105D |  | 0 | 0 | 0 | 0 | 0 | 0 | 0 | 0 | 0 | 1845
1158 |  |  |  | JBG | F105D |  | 0 | 0 | 0 | 0 | 0 | 0 | 0 | 0 | 0 | 1847
1159 |  |  | Total Misc. Equipment |  |  |  | 174967.6932 | 107032.1051 | 29291.4458 | 19606.0013 | 6671.526 | 1893.398 | 8980.6435 | 1492.5736 | 0
1160
1161 |  | 399 | Coal Mine |  | F10 |  | 0 | 0 | 0 | 0 | 0 | 0 | 0 | 0 | 0 | 1858
1162 |  | 399L | WIDCO Capital Lease |  | F10 |  | 0 | 0 | 0 | 0 | 0 | 0 | 0 | 0 | 0 | 1861
1163 |  |  | Remove Capital Lease |  | F10 |  | 0 | 0 | 0 | 0 | 0 | 0 | 0 | 0 | 0 | 1864
1164
1165 |  | 390L | General Capital Lease
1166 |  |  |  | S | F10 |  | 0 | 0 | 0 | 0 | 0 | 0 | 0 | 0 | 0 | 1869
1167 |  |  |  | SG | F10 |  | 0 | 0 | 0 | 0 | 0 | 0 | 0 | 0 | 0 | 1870
1168 |  |  |  | SO-U | F10 |  | 0 | 0 | 0 | 0 | 0 | 0 | 0 | 0 | 0 | 1871
1170 |  |  | Remove Capital Lease |  |  |  | 0 | 0 | 0 | 0 | 0 | 0 | 0 | 0
1171
1172 |  | 392L | General Vehicles Capital Lease |  | F10 |  | 0 | 0 | 0 | 0 | 0 | 0 | 0 | 0 | 0 | 1878
1173 |  |  | Remove Capital Lease |  | F10 |  | 0 | 0 | 0 | 0 | 0 | 0 | 0 | 0 | 0 | 1881
1174
1175 |  | G00 | Unclassified Gen Plant - Acct 300 |  | F102D |  | 1318649.3771 | 806650.7371 | 220755.8779 | 147761.2292 | 50280.1596 | 14269.6524 | 67682.8947 | 11248.8263 | 0 | 1891
1176 |  | GV0 | Unclassified Gen Veh - Acct 300 |  | F102D |  | 0 | 0 | 0 | 0 | 0 | 0 | 0 | 0 | 0 | 1899
1177
1178 |  | TOTAL GENERAL PLANT |  |  |  |  | 45197027.6439 | 27648149.9139 | 7566461.326 | 5064552.0157 | 1723364.6821 | 489095.8004 | 2319847.6518 | 385556.254 | 0
1179
1180
1181
1182 | [6 empty] | D: INTANGIBLE PLANT
1183
1184 |  | 301 | Organization
1185 |  |  |  | S | F107D |  | 0 | 0 | 0 | 0 | 0 | 0 | 0 | 0 | 0 | 1904
1186 |  |  |  | SO | F102D |  | 0 | 0 | 0 | 0 | 0 | 0 | 0 | 0 | 0 | 1905
1187 |  |  |  | SG/CAGE/CAGW | F105D |  | 0 | 0 | 0 | 0 | 0 | 0 | 0 | 0 | 0 | 1906
1188 |  |  | Total Organization |  |  |  | 0 | 0 | 0 | 0 | 0 | 0 | 0 | 0 | 0
1189
1190 |  | 302 | Franchise & Consent
1191 |  |  |  | S | F107D |  | 0 | 0 | 0 | 0 | 0 | 0 | 0 | 0 | 0 | 1909
1192 |  |  |  | SG/CAGE/CAGW | F105D |  | 0 | 0 | 0 | 0 | 0 | 0 | 0 | 0 | 0 | 1910
1193 |  |  |  | DGP | F105D |  | 0 | 0 | 0 | 0 | 0 | 0 | 0 | 0 | 0 | 1911
1194 |  |  |  | DGU | F105D |  | 0 | 0 | 0 | 0 | 0 | 0 | 0 | 0 | 0 | 1912
1195 |  |  | Total Franchise & Consent |  |  |  | 0 | 0 | 0 | 0 | 0 | 0 | 0 | 0 | 0
1196
1197 |  | 303 | Miscellaneous Intangible Plant
1198 |  |  |  | S | F107D |  | 1812970.585 | 1109039.358 | 303510.4858 | 203152.3821 | 69128.6494 | 19618.9074 | 93055.136 | 15465.6663 | 0 | 1920
1199 |  |  |  | SG/CAGW | F105D |  | 0 | 0 | 0 | 0 | 0 | 0 | 0 | 0 | 0 | 1921
1200 |  |  |  | SO | F102D |  | 11231227.3758 | 6870422.1138 | 1880226.4665 | 1258514.9557 | 428247.2013 | 121537.7743 | 576470.1312 | 95808.733 | 0 | 1922
1201 |  |  |  | SE | F105D |  | 0 | 0 | 0 | 0 | 0 | 0 | 0 | 0 | 0 | 1923
1202 |  |  |  | CN | F42 |  | 0 | 0 | 0 | 0 | 0 | 0 | 0 | 0 | 0 | 1924
1203 |  |  |  | DGU | F10 |  | 0 | 0 | 0 | 0 | 0 | 0 | 0 | 0 | 0 | 1925
1204 |  |  |  | DGP | F105D |  | 0 | 0 | 0 | 0 | 0 | 0 | 0 | 0 | 0 | 1926
1205 |  |  |  | JBG | F105D |  | 0 | 0 | 0 | 0 | 0 | 0 | 0 | 0 | 0 | 1927
1206 |  |  | Total Miscellaneous Intangible Plant |  |  |  | 13044197.9607 | 7979461.4718 | 2183736.9523 | 1461667.3379 | 497375.8507 | 141156.6816 | 669525.2672 | 111274.3993 | 0
1207
1208 |  | I00 | Unclass Intangible Plant - Acct 300 |  | F102D |  | 0 | 0 | 0 | 0 | 0 | 0 | 0 | 0 | 0 | 1938
1209
1210 |  | TOTAL INTANGIBLE PLANT |  |  |  |  | 13044197.9607 | 7979461.4718 | 2183736.9523 | 1461667.3379 | 497375.8507 | 141156.6816 | 669525.2672 | 111274.3993 | 0
1211
1212
1213 |  | TOTAL ELECTRIC PLANT IN SERVICE |  |  |  |  | 699124054.602 | 427671634.1249 | 117040774.5152 | 78340331.7551 | 26657631.4179 | 7565511.647 | 35884246.8393 | 5963924.3026 | 0
1214
1215
1216 |  | Distribution - METER - Unbundled |  |  |  |  | D: MISC RATE BASE
1217
1218 |  | A |  | B | C |  | D | E | F | G | H | I | J | K
1219 |  | FERC ACCT |  | DESCRIPTION | COS Factor |  | Washington Jurisdiction Normalized | Residential Schedule 16 | Small General Service Schedule 24 | Large General Service < 1,000 kW Schedule 36 | Large General Service > 1,000 kW Schedule 48 | Large General Dedicated Facilities Schedule 48 | Agricultural Pumping Schedule 40 | Street & Area Lighting Sch. 15, 51-54, 57
1220 |  | 105 | Plant Held For Future Use
1221 |  |  |  | S | F20 |  | 0 | 0 | 0 | 0 | 0 | 0 | 0 | 0 | 0 | 1946
1222 |  |  |  | SG | F10 |  | 0 | 0 | 0 | 0 | 0 | 0 | 0 | 0 | 0 | 1947
1223 |  |  |  | SG | F10 |  | 0 | 0 | 0 | 0 | 0 | 0 | 0 | 0 | 0 | 1948
1224 |  |  |  | SG | F10 |  | 0 | 0 | 0 | 0 | 0 | 0 | 0 | 0 | 0 | 1949
1225 |  |  |  | SE | F10 |  | 0 | 0 | 0 | 0 | 0 | 0 | 0 | 0 | 0 | 1950
1226 |  |  |  | SG | F10 |  | 0 | 0 | 0 | 0 | 0 | 0 | 0 | 0 | 0 | 1951
1227 |  |  |  | SG | F10 |  | 0 | 0 | 0 | 0 | 0 | 0 | 0 | 0 | 0 | 1952
1228 |  |  |  | CAGE | F102 |  | 0 | 0 | 0 | 0 | 0 | 0 | 0 | 0 | 0 | 1953
1229 |  |  |  | CAEW | F102 |  | 0 | 0 | 0 | 0 | 0 | 0 | 0 | 0 | 0 | 1954
1230 |  |  |  | CAEE | F102 |  | 0 | 0 | 0 | 0 | 0 | 0 | 0 | 0 | 0 | 1955
1231 |  |  | Total Plant Held For Future Use |  |  |  | 0 | 0 | 0 | 0 | 0 | 0 | 0 | 0 | 0
1232
1233 |  | 114 | Electric Plant Acquisition Adjust |  | F10 |  | 0 | 0 | 0 | 0 | 0 | 0 | 0 | 0 | 0 | 1964
1234
1235 |  | 115 | Accum Provision for Asset Acquisition Adjustments |  | F10 |  | 0 | 0 | 0 | 0 | 0 | 0 | 0 | 0 | 0 | 1972
1236
1237 |  | 128 | Pensions |  | F102D |  | 0 | 0 | 0 | 0 | 0 | 0 | 0 | 0 | 0 | 1976
1238
1239 |  | 124 | Weatherization |  | F10 |  | 0 | 0 | 0 | 0 | 0 | 0 | 0 | 0 | 0 | 1998
1240
1241 |  | 151 | Fuel Stock |  | F10 |  | 0 | 0 | 0 | 0 | 0 | 0 | 0 | 0 | 0 | 2001
1242 |  |  |  | SE | F10 |  | 0 | 0 | 0 | 0 | 0 | 0 | 0 | 0 | 0 | 2002
1243 |  |  |  | CAEW | F10 |  | 0 | 0 | 0 | 0 | 0 | 0 | 0 | 0 | 0 | 2003
1244 |  |  |  | CAEE | F10 |  | 0 | 0 | 0 | 0 | 0 | 0 | 0 | 0 | 0 | 2004
1245 |  |  |  | JBE | F10 |  | 0 | 0 | 0 | 0 | 0 | 0 | 0 | 0 | 0 | 2005
1246 |  |  |  | CAEE | F10 |  | 0 | 0 | 0 | 0 | 0 | 0 | 0 | 0 | 0 | 2006
1247 |  |  |  | CAEE | F10 |  | 0 | 0 | 0 | 0 | 0 | 0 | 0 | 0 | 0 | 2007
1248 |  |  |  | Total Fuel Stock |  |  | 0 | 0 | 0 | 0 | 0 | 0 | 0 | 0 | 0
1249
1250 |  | 152 | Fuel Stock - Undistributed |  | F10 |  | 0 | 0 | 0 | 0 | 0 | 0 | 0 | 0 | 0 | 2011
1251
1252 |  | 25316 | DG&T Working Capital Deposit |  | F10 |  | 0 | 0 | 0 | 0 | 0 | 0 | 0 | 0 | 0 | 2016
1253
1254 |  | 25317 | DG&T Working Capital Deposit |  | F10 |  | 0 | 0 | 0 | 0 | 0 | 0 | 0 | 0 | 0 | 2020
1255
1256 |  | 25319 | Provo Working Capital Deposit |  | F10 |  | 0 | 0 | 0 | 0 | 0 | 0 | 0 | 0 | 0 | 2024
1257
1258 |  | 154 | Materials and Supplies |  | F102D |  | 0 | 0 | 0 | 0 | 0 | 0 | 0 | 0 | 0 | 2029
1259 |  |  |  | SG | F102D |  | 0 | 0 | 0 | 0 | 0 | 0 | 0 | 0 | 0 | 2030
1260 |  |  |  | SE | F102D |  | 0 | 0 | 0 | 0 | 0 | 0 | 0 | 0 | 0 | 2031
1261 |  |  |  | SO | F102D |  | 0 | 0 | 0 | 0 | 0 | 0 | 0 | 0 | 0 | 2032
1262 |  |  |  | SNPPS | F102D |  | 0 | 0 | 0 | 0 | 0 | 0 | 0 | 0 | 0 | 2033
1263 |  |  |  | SNPPH | F102D |  | 0 | 0 | 0 | 0 | 0 | 0 | 0 | 0 | 0 | 2034
1264 |  |  |  | SNPD | F102D |  | 1.5768e-05 | 9.6458e-06 | 2.6397e-06 | 1.7669e-06 | 6.0124e-07 | 1.7063e-07 | 8.0934e-07 | 1.3451e-07 | 0 | 2035
1265 |  |  |  | SNPT | F102D |  | 0 | 0 | 0 | 0 | 0 | 0 | 0 | 0 | 0 | 2036
1266 |  |  |  | DGU | F102D |  | 0 | 0 | 0 | 0 | 0 | 0 | 0 | 0 | 0 | 2037
1267 |  |  |  | DGP | F102D |  | 0 | 0 | 0 | 0 | 0 | 0 | 0 | 0 | 0 | 2038
1268 |  |  |  | JBE | F10 |  | 0 | 0 | 0 | 0 | 0 | 0 | 0 | 0 | 0 | 2039
1269 |  |  |  | SNPP | F102D |  | 0 | 0 | 0 | 0 | 0 | 0 | 0 | 0 | 0 | 2040
1270 |  |  |  | CAGW | F102D |  | 0 | 0 | 0 | 0 | 0 | 0 | 0 | 0 | 0 | 2041
1271 |  |  |  | CAGE | F102D |  | 0 | 0 | 0 | 0 | 0 | 0 | 0 | 0 | 0 | 2042
1272 |  |  |  | JBG | F10 |  | 0 | 0 | 0 | 0 | 0 | 0 | 0 | 0 | 0 | 2043
1273 |  |  |  | CAEW | F102D |  | 0 | 0 | 0 | 0 | 0 | 0 | 0 | 0 | 0 | 2044
1274 |  |  |  | CAEE | F102D |  | 0 | 0 | 0 | 0 | 0 | 0 | 0 | 0 | 0 | 2045
1275 |  |  |  | CAGE | F102D |  | 0 | 0 | 0 | 0 | 0 | 0 | 0 | 0 | 0 | 2046
1276 |  |  | Total Materials and Supplies |  |  |  | 1.5768e-05 | 9.6458e-06 | 2.6397e-06 | 1.7669e-06 | 6.0124e-07 | 1.7063e-07 | 8.0934e-07 | 1.3451e-07 | 0
1277
1278 |  | 163 | Stores Expense Undistributed |  | F102D |  | 0 | 0 | 0 | 0 | 0 | 0 | 0 | 0 | 0 | 2050
1279
1280 |  | 25318 | Provo Working Capital Deposit |  | F102D |  | 0 | 0 | 0 | 0 | 0 | 0 | 0 | 0 | 0 | 2055
1281
1282 |  | 165 | Prepayments |  | F102D |  | 0 | 0 | 0 | 0 | 0 | 0 | 0 | 0 | 0 | 2062
1283 |  |  |  | GPS | F42 |  | 0 | 0 | 0 | 0 | 0 | 0 | 0 | 0 | 0 | 2063
1284 |  |  |  | SG | F102D |  | 0 | 0 | 0 | 0 | 0 | 0 | 0 | 0 | 0 | 2064
1285 |  |  |  | SE | F102D |  | 0 | 0 | 0 | 0 | 0 | 0 | 0 | 0 | 0 | 2065
1286 |  |  |  | SO | F102D |  | 1.4307e-09 | 8.7518e-10 | 2.3951e-10 | 1.6031e-10 | 5.4552e-11 | 1.5482e-11 | 7.3433e-11 | 1.2204e-11 | 0 | 2066
1287 |  |  |  | Total Prepayments |  |  | 1.4307e-09 | 8.7518e-10 | 2.3951e-10 | 1.6031e-10 | 5.4552e-11 | 1.5482e-11 | 7.3433e-11 | 1.2204e-11 | 0
1288
1289 |  | 182 | Misc Regulatory Assets |  | F102D |  | 0 | 0 | 0 | 0 | 0 | 0 | 0 | 0 | 0 | 2070
1290 |  |  |  | SG | F102D |  | 0 | 0 | 0 | 0 | 0 | 0 | 0 | 0 | 0 | 2071
1291 |  |  |  | CAGE | F102D |  | 0 | 0 | 0 | 0 | 0 | 0 | 0 | 0 | 0 | 2072
1292 |  |  |  | CAGE | F102D |  | 0 | 0 | 0 | 0 | 0 | 0 | 0 | 0 | 0 | 2073
1293 |  |  |  | CAGW | F102D |  | 0 | 0 | 0 | 0 | 0 | 0 | 0 | 0 | 0 | 2074
1294 |  |  |  | JBG | F102D |  | 0 | 0 | 0 | 0 | 0 | 0 | 0 | 0 | 0 | 2075
1295 |  |  |  | SE | F102D |  | 0 | 0 | 0 | 0 | 0 | 0 | 0 | 0 | 0 | 2076
1296 |  |  |  | CAEW | F102D |  | 0 | 0 | 0 | 0 | 0 | 0 | 0 | 0 | 0 | 2077
1297 |  |  |  | CAEE | F10 |  | 0 | 0 | 0 | 0 | 0 | 0 | 0 | 0 | 0 | 2078
1298 |  |  |  | SO | F102D |  | 0 | 0 | 0 | 0 | 0 | 0 | 0 | 0 | 0 | 2079
1299 |  |  |  | Total Misc Regulatory Assets |  |  | 0 | 0 | 0 | 0 | 0 | 0 | 0 | 0 | 0
1300
1301 |  | 186 | Misc Deferred Debits |  | F102D |  | 0 | 0 | 0 | 0 | 0 | 0 | 0 | 0 | 0 | 2083
1302 |  |  |  | CAEW | F102D |  | 0 | 0 | 0 | 0 | 0 | 0 | 0 | 0 | 0 | 2084
1303 |  |  |  | CAEE | F102D |  | 0 | 0 | 0 | 0 | 0 | 0 | 0 | 0 | 0 | 2085
1304 |  |  |  | SG | F102D |  | 0 | 0 | 0 | 0 | 0 | 0 | 0 | 0 | 0 | 2086
1305 |  |  |  | SO | F102D |  | 0 | 0 | 0 | 0 | 0 | 0 | 0 | 0 | 0 | 2087
1306 |  |  |  | SE | F10 |  | 0 | 0 | 0 | 0 | 0 | 0 | 0 | 0 | 0 | 2088
1307 |  |  |  | CAGW | F102D |  | 0 | 0 | 0 | 0 | 0 | 0 | 0 | 0 | 0 | 2089
|  |  |  | CAGE | F102D |  | 0 | 0 | 0 | 0 | 0 | 0 | 0 | 0 | 0 | 2090
|  |  |  | CAEW | F102D |  | 0 | 0 | 0 | 0 | 0 | 0 | 0 | 0 | 0 | 2091
|  |  |  | CAEE | F102D |  | 0 | 0 | 0 | 0 | 0 | 0 | 0 | 0 | 0 | 2092
|  |  |  | JBE | F102D |  | 0 | 0 | 0 | 0 | 0 | 0 | 0 | 0 | 0 | 2093
1312 |  |  |  | EXCTAX | F102D |  | 0 | 0 | 0 | 0 | 0 | 0 | 0 | 0 | 0 | 2094
1313 |  |  |  | Total Misc Deferred Debits |  |  | 0 | 0 | 0 | 0 | 0 | 0 | 0 | 0 | 0
1314
1315 |  | CWC | Cash Working Capital |  | F137D |  | 0 | 0 | 0 | 0 | 0 | 0 | 0 | 0 | 0 | 2102
1316
1317 |  | OWC | Other Working Capital |  | F137D |  | 0 | 0 | 0 | 0 | 0 | 0 | 0 | 0 | 0 | 2115
1318 |  |  |  | Total Other Working Capital |  |  | 0 | 0 | 0 | 0 | 0 | 0 | 0 | 0 | 0
1319
1320 |  | 18222 | Nuclear Plant |  | F10 |  | 0 | 0 | 0 | 0 | 0 | 0 | 0 | 0 | 0 | 2129
1321
1322 |  | 1869 | Misc Deferred Debits-Trojan |  | F10 |  | 0 | 0 | 0 | 0 | 0 | 0 | 0 | 0 | 0 | 2134
1323
1324 |  | 141 | Impact Housing - Notes Receivable |  | F10 |  | 0 | 0 | 0 | 0 | 0 | 0 | 0 | 0 | 0 | 2137
1325 |  | TOTAL RATE BASE ADDITIONS |  |  |  |  | 1.577e-05 | 9.6466e-06 | 2.64e-06 | 1.7671e-06 | 6.0129e-07 | 1.7065e-07 | 8.0941e-07 | 1.3452e-07 | 0
1326
1327 |  | Distribution - METER - Unbundled
1328
1329 |  | A |  | B | C |  | D | E | F | G | H | I | J | K
1330 |  | FERC ACCT |  | DESCRIPTION | COS Factor |  | Washington Jurisdiction Normalized | Residential Schedule 16 | Small General Service Schedule 24 | Large General Service < 1,000 kW Schedule 36 | Large General Service > 1,000 kW Schedule 48 | Large General Dedicated Facilities Schedule 48 | Agricultural Pumping Schedule 40 | Street & Area Lighting Sch. 15, 51-54, 57
1331
1332 |  | 235 | Customer Service Deposits |  | F51 |  | 0 | 0 | 0 | 0 | 0 | 0 | 0 | 0 | 0 | 2149
1333
1334 |  | 2281 | Accum Prov for Property Insurance |  | F102D |  | 2283.6169 | 1396.9455 | 382.3017 | 255.8906 | 87.0744 | 24.712 | 117.2122 | 19.4805 | 0 | 2154
1335
1336 |  | 2282 | Accum Prov for Injuries & Damages |  | F102D |  | 0 | 0 | 0 | 0 | 0 | 0 | 0 | 0 | 0 | 2158
1337
1338 |  | 2283 | Accum Prov for Pension & Benefits |  | F102D |  | -40921.7463 | -25032.8536 | -6850.7339 | -4585.4854 | -1560.348 | -442.8312 | -2100.4084 | -349.0857 | 0 | 2163
1339
1340 |  | 254 | Reg Liabilities - Insurance Provision |  | F10 |  | 0 | 0 | 0 | 0 | 0 | 0 | 0 | 0 | 0 | 2169
1341
1342 |  | 22844 | Accum Hydro Relicensing Obligation |  | F10 |  | 0 | 0 | 0 | 0 | 0 | 0 | 0 | 0 | 0 | 2173
1343
1344
1345 |  | 22842 | Accum Misc Oper Prov - Trojan |  | F10 |  | 0 | 0 | 0 | 0 | 0 | 0 | 0 | 0 | 0 | 2178
1346
1347 |  | 252 | Customer Advances for Const |  | F50 |  | -7825156.6493 | -3536416.8388 | -2851322.2818 | -497726.8282 | 0 | 0 | -440094.2967 | -499596.4039 | 0 | 2186
1348
1349 |  | 25398 | SO2 Emissions |  | F10 |  | 0 | 0 | 0 | 0 | 0 | 0 | 0 | 0 | 0 | 2189
1350
1351 |  | 25399 | Other Deferred Credits |  | F10 |  | 0 | 0 | 0 | 0 | 0 | 0 | 0 | 0 | 0 | 2198
1352
1353 |  | 190 | Accum Deferred Income Taxes |  | F104D |  | 0 | 0 | 0 | 0 | 0 | 0 | 0 | 0 | 0 | 2201
1354 |  |  |  | SG/CAGW | F104D |  | 0 | 0 | 0 | 0 | 0 | 0 | 0 | 0 | 0 | 2202
1355 |  |  |  | DOP | F138D |  | 394718.5993 | 239001.0932 | 59721.935 | 52442.341 | 19560.6713 | 6958.8422 | 14852.5201 | 2181.1965 | 0 | 2203
1356 |  |  |  | CN | F104D |  | 0 | 0 | 0 | 0 | 0 | 0 | 0 | 0 | 0 | 2204
1357 |  |  |  | BADDEBT | F42 |  | 0 | 0 | 0 | 0 | 0 | 0 | 0 | 0 | 0 | 2205
1358 |  |  |  | JBG | F104D |  | 0 | 0 | 0 | 0 | 0 | 0 | 0 | 0 | 0 | 2206
1359 |  |  |  | JBE | F104D |  | 0 | 0 | 0 | 0 | 0 | 0 | 0 | 0 | 0 | 2207
1360 |  |  |  | SE/CAEW | F104D |  | 0 | 0 | 0 | 0 | 0 | 0 | 0 | 0 | 0 | 2208
1361 |  |  |  | SNP | F104D |  | 0 | 0 | 0 | 0 | 0 | 0 | 0 | 0 | 0 | 2209
1362 |  |  |  | SNPD | F104D |  | 76914.1822 | 47259.8903 | 12760.361 | 8524.308 | 2921.5809 | 1029.2814 | 3776.7975 | 641.9631 | 0 | 2210
1363 |  |  |  | Total Accum Deferred Income Taxes |  |  | 471632.7815 | 286260.9835 | 72482.296 | 60966.649 | 22482.2522 | 7988.1236 | 18629.3177 | 2823.1596 | 0
1364
1365 |  | 281 | Accum Deferred Income Taxes |  | F104D |  | 0 | 0 | 0 | 0 | 0 | 0 | 0 | 0 | 0 | 2217
1366
1367 |  | 282 | Accum Deferred Income Taxes |  | F104D |  | -56531635.8998 | -34735842.4059 | -9378817.5825 | -6265334.4439 | -2147350.9954 | -756517.9702 | -2775932.0366 | -471840.4652 | 0 | 2220
1368 |  |  |  |  | F104D |  | 0 | 0 | 0 | 0 | 0 | 0 | 0 | 0 | 0 | 2221
1369 |  |  |  |  | F104D |  | 0 | 0 | 0 | 0 | 0 | 0 | 0 | 0 | 0 | 2222
1370 |  |  |  |  | F104D |  | -6353.5068 | -3903.9098 | -1054.0714 | -704.1517 | -241.3376 | -85.0239 | -311.9829 | -53.0295 | 0 | 2223
1371 |  |  |  |  | F104D |  | 0 | 0 | 0 | 0 | 0 | 0 | 0 | 0 | 0 | 2224
1372 |  |  |  | DITBAL | F104D |  | 0 | 0 | 0 | 0 | 0 | 0 | 0 | 0 | 0 | 2225
1373 |  |  |  | DGP | F42 |  | 0 | 0 | 0 | 0 | 0 | 0 | 0 | 0 | 0 | 2226
1374 |  |  |  | SO | F138D |  | 104601.1992 | 63335.7562 | 15826.4293 | 13897.3227 | 5183.6161 | 1844.1068 | 3935.9468 | 578.0213 | 0 | 2227
1375 |  |  |  | JBE | F104D |  | -92730.332 | -56978.1176 | -15384.3216 | -10277.1932 | -3522.3564 | -1240.9364 | -4553.4345 | -773.9723 | 0 | 2228
1376 |  |  |  | SE | F104D |  | 0 | 0 | 0 | 0 | 0 | 0 | 0 | 0 | 0 | 2229
1377 |  |  |  | SG | F104D |  | 0 | 0 | 0 | 0 | 0 | 0 | 0 | 0 | 0 | 2230
1378 |  |  |  | Total Accum Deferred Income Taxes |  |  | -56526118.5394 | -34733388.6772 | -9379429.5462 | -6262418.4661 | -2145931.0734 | -755999.8237 | -2776861.5072 | -472089.4456 | 0
1379
1380
1381 |  | 283 | Accum Deferred Income Taxes |  | F104D |  | -9119.3682 | -5603.3924 | -1512.9385 | -1010.6888 | -346.3987 | -122.0373 | -447.7979 | -76.1147 | 0 | 2234
1382 |  |  |  | SG/CAGW | F104D |  | 0 | 0 | 0 | 0 | 0 | 0 | 0 | 0 | 0 | 2235
1383 |  |  |  | SE | F104D |  | 0 | 0 | 0 | 0 | 0 | 0 | 0 | 0 | 0 | 2236
1384 |  |  |  | SO | F138D |  | -16085.2941 | -9739.604 | -2433.7462 | -2137.0933 | -797.1227 | -283.5818 | -605.2594 | -88.8866 | 0 | 2237
1385 |  |  |  | GPS | F104D |  | -102590.4074 | -63036.6372 | -17020.1464 | -11369.9737 | -3896.8908 | -1372.8859 | -5037.6041 | -856.2693 | 0 | 2238
1386 |  |  |  | SNP | F104D |  | -13360.3772 | -8209.2787 | -2216.5384 | -1480.7148 | -507.4932 | -178.7913 | -656.0486 | -111.5122 | 0 | 2239
1387 |  |  |  | TROJD | F104D |  | 0 | 0 | 0 | 0 | 0 | 0 | 0 | 0 | 0 | 2240
1388 |  |  |  | SNPD | F104D |  | 0 | 0 | 0 | 0 | 0 | 0 | 0 | 0 | 0 | 2241
1389 |  |  |  | JBE | F104D |  | 0 | 0 | 0 | 0 | 0 | 0 | 0 | 0 | 0 | 2242
1390 |  |  |  | Total Accum Deferred Income Taxes |  |  | -141155.4468 | -86588.9123 | -23183.3695 | -15998.4706 | -5547.9054 | -1957.2963 | -6746.7099 | -1132.7828 | 0
1391
1392 |  | 255 | Accum Investment Tax Credit |  | F104D |  | -4173.7451 | -2564.5561 | -692.4405 | -462.5712 | -158.5395 | -55.8539 | -204.9478 | -34.8361 | 0 | 2256
1393 |  | TOTAL RATE BASE DEDUCTIONS |  |  |  |  | -64063609.7284 | -38096333.909 | -12188613.7742 | -6719969.2819 | -2130628.5396 | -750442.9696 | -3207261.3401 | -970359.914 | 0
1394
1395 | [6 empty] | D: ACCUMULATED DEPRECIATION
1396 | [6 empty] | D: GENERATION PLANT
1397
1398 |  | 108SP | Steam Prod Accumulated Depr |  | F10 |  | 0 | 0 | 0 | 0 | 0 | 0 | 0 | 0 | 0 | 2270
1399
1400 |  | 108NP | Nuclear Prod Accumulated Depr |  | F10 |  | 0 | 0 | 0 | 0 | 0 | 0 | 0 | 0 | 0 | 2276
1401
1402 |  | 108HP | Hydraulic Prod Accum Depr |  | F10 |  | 0 | 0 | 0 | 0 | 0 | 0 | 0 | 0 | 0 | 2287
1403
1404 |  | 108OP | Other Generation - Accum Depr |  | F10 |  | 0 | 0 | 0 | 0 | 0 | 0 | 0 | 0 | 0 | 2290
1405 |  |  |  | DGU | F10 |  | 0 | 0 | 0 | 0 | 0 | 0 | 0 | 0 | 0 | 2291
1406 |  |  |  | DGP | F10 |  | 0 | 0 | 0 | 0 | 0 | 0 | 0 | 0 | 0 | 2292
1407 |  |  |  | SG | F10 |  | 0 | 0 | 0 | 0 | 0 | 0 | 0 | 0 | 0 | 2293
1408 |  |  |  | CAGW | F10 |  | 0 | 0 | 0 | 0 | 0 | 0 | 0 | 0 | 0 | 2294
1409 |  |  |  | CAGE | F10 |  | 0 | 0 | 0 | 0 | 0 | 0 | 0 | 0 | 0 | 2295
1410 |  |  |  | SG | F10 |  | 0 | 0 | 0 | 0 | 0 | 0 | 0 | 0 | 0 | 2296
1411 |  |  |  | Total Other Generation - Accum Depr |  |  | 0 | 0 | 0 | 0 | 0 | 0 | 0 | 0 | 0
1412
1413 |  | 108EP | Experimental Plant - Accum Depr |  | F10 |  | 0 | 0 | 0 | 0 | 0 | 0 | 0 | 0 | 0 | 2302
1414
1415
1416
1417 |  | TOTAL GENERATION PLANT DEPRECIATION |  |  |  |  | 0 | 0 | 0 | 0 | 0 | 0 | 0 | 0 | 0
1418
1419
1420 | [6 empty] | D: TRANSMISSION PLANT
1421
1422 |  | 108TP | Transmission Plant Accum Depr |  | F106 |  | 0 | 0 | 0 | 0 | 0 | 0 | 0 | 0 | 0 | 2313
1423
1424
1425 | [6 empty] | D: DISTRIBUTION PLANT
1426
1427 |  | 108360 | Land and Land Rights |  | F118 |  | -416643.8545 | -228368.5454 | -57739.0626 | -77998.5017 | -29751.6238 | 0 | -22424.371 | -361.7501 | 0 | 2317
1428
1429 |  | 108361 | Structures and Improvements |  | F119 |  | -1906861.3225 | -960529.1574 | -242853.2923 | -328065.474 | -125136.7698 | -154437.1007 | -94317.9898 | -1521.5385 | 0 | 2321
1430
1431 |  | 108362 | Station Equipment |  | F120 |  | -31817242.4137 | -16297573.9214 | -4120561.5182 | -5566381.0637 | -2123231.4926 | -2083357.6312 | -1600320.4065 | -25816.38 | 0 | 2325
1432
1433 |  | Distribution - METER - Unbundled
1434
1435 |  | A |  | B | C |  | D | E | F | G | H | I | J | K
1436 |  | FERC ACCT |  | DESCRIPTION | COS Factor |  | Washington Jurisdiction Normalized | Residential Schedule 16 | Small General Service Schedule 24 | Large General Service < 1,000 kW Schedule 36 | Large General Service > 1,000 kW Schedule 48 | Large General Dedicated Facilities Schedule 48 | Agricultural Pumping Schedule 40 | Street & Area Lighting Sch. 15, 51-54, 57
1437
1438 |  | 108364 | Poles, Towers & Fixtures |  | F121 |  | -82327092.6189 | -48193554.7328 | -11439322.9651 | -13552687.1513 | -5169515.317 | 0 | -3896363.106 | -75649.3466 | 0 | 2329
1439
1440 |  | 108365 | Overhead Conductors |  | F122 |  | -40997526.8005 | -26315327.9172 | -5719475.4987 | -5345864.7439 | -2039118.1002 | 0 | -1536922.5251 | -40818.0154 | 0 | 2333
1441
1442 |  | 108366 | Underground Conduit |  | F123 |  | -12836183.7113 | -9037962.7203 | -1798640.3756 | -1189809.4041 | -453838.9967 | 0 | -342067.1793 | -13865.0353 | 0 | 2337
1443
1444 |  | 108367 | Underground Conductors |  | F124 |  | -17207253.8614 | -11906274.3028 | -2409057.6629 | -1721827.6162 | -656771.1728 | 0 | -495021.0629 | -18302.0437 | 0 | 2341
1445
1446 |  | 108368 | Line Transformers |  | F125 |  | -71104726.5828 | -41709158.8714 | -16064333.4365 | -4550213.0476 | -587836.8184 | 0 | -8108865.8788 | -84318.53 | 0 | 2345
1447
1448 |  | 108369 | Services |  | F126 |  | -37176722.0696 | -26392129.4937 | -8578433.7302 | -1756466.0858 | -449692.7598 | 0 | 0 | 0 | 0 | 2349
1449
1450 |  | 108370 | Meters |  | F127 |  | -9414781.2962 | -6359403.0363 | -1658164.1377 | -723844.7232 | -100497.4555 | -63036.0718 | -509835.8717 | 0 | 0 | 2353
1451
1452 |  | 108371 | Install on Customers' Premises |  | F128 |  | -450045.0059 | 0 | 0 | 0 | 0 | 0 | 0 | -450045.0059 | 0 | 2357
1453
1454 |  | 108372 | Leased Property |  | F129 |  | 0 | 0 | 0 | 0 | 0 | 0 | 0 | 0 | 0 | 2361
1455
1456 |  | 108373 | Street Lights |  | F130 |  | -1987524.1337 | 0 | 0 | 0 | 0 | 0 | 0 | -1987524.1337 | 0 | 2365
1457
1458 |  | 108D00 | Unclassified Dist Plant - Acct 300 |  | F121 |  | 0 | 0 | 0 | 0 | 0 | 0 | 0 | 0 | 0 | 2369
1459
1460 |  | 108DS | Unclassified Dist Sub - Acct 300 |  | F120 |  | 0 | 0 | 0 | 0 | 0 | 0 | 0 | 0 | 0 | 2373
1461
1462 |  | 108D | Unclassified Dist Sub - Acct 300 |  | F102D |  | 302002 | 184742.1613 | 50558.3348 | 33840.828 | 11515.3497 | 3268.089 | 15500.989 | 2576.2482 | 0 | 2377
1463
1464
1465 |  | TOTAL DISTRIBUTION PLANT DEPR |  |  |  |  | -307340601.6711 | -187215540.5375 | -52038023.3452 | -34779316.9835 | -11723875.157 | -2297562.7147 | -16590637.4021 | -2695645.5312 | 0
1466
1467 | [6 empty] | D: GENERAL PLANT
1468 |  | 108GP | General Plant Accumulated Depr
1469 |  |  |  | S | F107D |  | -19374307.5184 | -11851747.4859 | -3243464.3648 | -2170987.6359 | -738743.2107 | -209657.4252 | -994433.5755 | -165273.8204 | 0 | 2383
1470 |  |  |  | SG-P | F105D |  | 0 | 0 | 0 | 0 | 0 | 0 | 0 | 0 | 0 | 2384
1471 |  |  |  | SG-U | F105D |  | 0 | 0 | 0 | 0 | 0 | 0 | 0 | 0 | 0 | 2385
1472 |  |  |  | CAGW | F105D |  | 0 | 0 | 0 | 0 | 0 | 0 | 0 | 0 | 0 | 2386
1473 |  |  |  | CN | F42 |  | 0 | 0 | 0 | 0 | 0 | 0 | 0 | 0 | 0 | 2387
1474 |  |  |  | SO | F102D |  | -2689896.0013 | -1645476.523 | -450317.0922 | -301416.2419 | -102565.8546 | -29108.4814 | -138065.4713 | -22946.337 | 0 | 2388
1475 |  |  |  | SE | F10 |  | 0 | 0 | 0 | 0 | 0 | 0 | 0 | 0 | 0 | 2389
1476 |  |  |  | JBG | F105D |  | 0 | 0 | 0 | 0 | 0 | 0 | 0 | 0 | 0 | 2390
1477 |  |  |  | CAGE | F105D |  | 0 | 0 | 0 | 0 | 0 | 0 | 0 | 0 | 0 | 2391
1478 |  |  |  | CAGE | F105D |  | 0 | 0 | 0 | 0 | 0 | 0 | 0 | 0 | 0 | 2392
1479 |  |  | Total General Plant Accumulated Depr |  |  |  | -22064203.5197 | -13497224.0089 | -3693781.457 | -2472403.8778 | -841309.0654 | -238765.9066 | -1132499.0468 | -188220.1574 | 0
1480
1481 |  | 108MP | Mining Plant Accumulated Depr. |  | F10 |  | 0 | 0 | 0 | 0 | 0 | 0 | 0 | 0 | 0 | 2399
1482
1483 |  | 1081390 | Accum Depr - Capital Lease |  | F10 |  | 0 | 0 | 0 | 0 | 0 | 0 | 0 | 0 | 0 | 2406
1484 |  |  | Remove Capital Lease |  | F10 |  | 0 | 0 | 0 | 0 | 0 | 0 | 0 | 0 | 0 | 2409
1485
1486 |  | 1081399L | Accum Depr - Capital Lease |  | F10 |  | 0 | 0 | 0 | 0 | 0 | 0 | 0 | 0 | 0 | 2413
1487 |  |  |  | SE | F10 |  | 0 | 0 | 0 | 0 | 0 | 0 | 0 | 0 | 0 | 2414
1488 |  |  | Remove Capital Lease |  | F10 |  | 0 | 0 | 0 | 0 | 0 | 0 | 0 | 0 | 0 | 2417
1489
1490 |  | TOTAL GENERAL PLANT ACCUM DEPR |  |  |  |  | -22064203.5197 | -13497224.0089 | -3693781.457 | -2472403.8778 | -841309.0654 | -238765.9066 | -1132499.0468 | -188220.1574 | 0
1491
1492
1493 |  | TOTAL ACCUM DEPR - PLANT IN SERVICE |  |  |  |  | -329404805.1908 | -200712764.5464 | -55731804.8022 | -37251720.8613 | -12565184.2223 | -2536328.6212 | -17723136.4488 | -2883865.6885 | 0
1494
1495
1496 | [6 empty] | D: ACCUMULATED AMORTIZATION
1497
1498 |  | 111CLS | Accum Prov for Amort-Steam |  | F10 |  | 0 | 0 | 0 | 0 | 0 | 0 | 0 | 0 | 0 | 2430
1499
1500 |  | 111CLG | Accum Prov for Amort-General
1501 |  |  |  | S | F108 |  | -1528797.1261 | -749884.2521 | -213458.9035 | -270711.8515 | -104686.7088 | -120548.7717 | -63880.0095 | -5626.629 | 0 | 2434
1502 |  |  |  | CN | F108 |  | 0 | 0 | 0 | 0 | 0 | 0 | 0 | 0 | 0 | 2435
1503 |  |  |  | SG | F108 |  | 0 | 0 | 0 | 0 | 0 | 0 | 0 | 0 | 0 | 2436
1504 |  |  |  | SO | F108 |  | -29676.0652 | -14556.2898 | -4143.5323 | -5254.8912 | -2032.1137 | -2340.0183 | -1239.9993 | -109.2206 | 0 | 2437
1505 |  |  |  | SE | F108 |  | 0 | 0 | 0 | 0 | 0 | 0 | 0 | 0 | 0 | 2438
1506 |  |  | Total Accum Prov for Amort-General |  |  |  | -1558473.1913 | -764440.5419 | -217602.4358 | -275966.7427 | -106718.8225 | -122888.79 | -65120.0088 | -5735.8496 | 0 | 2439
1507
1508 |  | 111CLH | Accum Prov for Amort-Hydro |  | F10 |  | 0 | 0 | 0 | 0 | 0 | 0 | 0 | 0 | 0 | 2449
1509
1510 |  | 111IP | Accum Prov for Amort-Intangible
1511 |  |  |  | S | F107D |  | -12539.8324 | -7670.9285 | -2099.3008 | -1405.1507 | -478.1444 | -135.6987 | -643.6375 | -106.9719 | 0 | 2453
1512 |  |  |  | DGP | F105D |  | 0 | 0 | 0 | 0 | 0 | 0 | 0 | 0 | 0 | 2454
1513 |  |  |  | DGU | F105D |  | 0 | 0 | 0 | 0 | 0 | 0 | 0 | 0 | 0 | 2455
1514 |  |  |  | CAEW | F105D |  | 0 | 0 | 0 | 0 | 0 | 0 | 0 | 0 | 0 | 2456
1515 |  |  |  | CAEE | F105D |  | 0 | 0 | 0 | 0 | 0 | 0 | 0 | 0 | 0 | 2457
1516 |  |  |  | SE | F10 |  | 0 | 0 | 0 | 0 | 0 | 0 | 0 | 0 | 0 | 2458
1517 |  |  |  | SG | F105D |  | 0 | 0 | 0 | 0 | 0 | 0 | 0 | 0 | 0 | 2459
1518 |  |  |  | SG-P | F105D |  | 0 | 0 | 0 | 0 | 0 | 0 | 0 | 0 | 0 | 2460
1519 |  |  |  | SG-U | F105D |  | 0 | 0 | 0 | 0 | 0 | 0 | 0 | 0 | 0 | 2461
1520 |  |  |  | CN | F42 |  | 0 | 0 | 0 | 0 | 0 | 0 | 0 | 0 | 0 | 2462
1521 |  |  |  | CAGE | F105D |  | 0 | 0 | 0 | 0 | 0 | 0 | 0 | 0 | 0 | 2463
1522 |  |  |  | CAGE | F105D |  | 0 | 0 | 0 | 0 | 0 | 0 | 0 | 0 | 0 | 2464
1523 |  |  |  | CAGW | F105D |  | 0 | 0 | 0 | 0 | 0 | 0 | 0 | 0 | 0 | 2465
1524 |  |  |  | CAGE | F105D |  | 0 | 0 | 0 | 0 | 0 | 0 | 0 | 0 | 0 | 2466
1525 |  |  |  | JBG | F105D |  | -167790.4785 | -102641.6237 | -28089.904 | -18801.7587 | -6397.8584 | -1815.7304 | -8612.2554 | -1431.3479 | 0 | 2467
1526 |  |  |  | SO | F102D |  | -7828500.7517 | -4788889.3068 | -1310573.975 | -877222.4929 | -298501.0832 | -84715.4568 | -401816.89 | -66781.547 | 0 | 2468
1527 |  |  | Total Accum Prov for Amort-Intangible |  |  |  | -8008831.0626 | -4899201.859 | -1340763.1798 | -897429.4022 | -305377.086 | -86666.8859 | -411072.7829 | -68319.8667 | 0
1528
1529 |  | 111390 | Accum Prov for Amort-Capital Lease |  | F10 |  | 0 | 0 | 0 | 0 | 0 | 0 | 0 | 0 | 0 | 2479
1530
1531
1532 |  | TOTAL ACCUM PROV FOR AMORTIZATION |  |  |  |  | -9567304.2538 | -5663642.4009 | -1558365.6156 | -1173396.1449 | -412095.9086 | -209555.6759 | -476192.7917 | -74055.7163 | 0

## Customer
Customer Total |  |  | - | Customer - Total - Unbundled
PacifiCorp
3 | Cost Of Service By Rate Schedule
4 | State of Washington
5 | WCA
6 | 12 Months Ending June 2022
7
8
9 |  | A |  | B | C |  | D | E | F | G | H | I | J | K | Chk Total
12 |  |  |  | DESCRIPTION |  |  | Washington Jurisdiction Normalized | Residential Schedule 16 | Small General Service Schedule 24 | Large General Service < 1,000 kW Schedule 36 | Large General Service > 1,000 kW Schedule 48 | Large General Dedicated Facilities Schedule 48 | Agricultural Pumping Schedule 40 | Street & Area Lighting Sch. 15, 51-54, 57 | 0
13
12 |  |  |  | Operating Revenues |  |  | 9029577.766 | 7226990.4236 | 1220594.3912 | 111442.6636 | 78340.4622 | 65488.3911 | 219227.5194 | 107493.9149 | 0
13
14 |  |  |  | Operating Expenses
15 |  |  |  | Operation & Maintenance Expenses |  |  | 7456310.2815 | 5933263.1477 | 960170.2487 | 184819.4834 | 70477.5045 | 64564.3613 | 167432.1514 | 75583.3845 | 0
16 |  |  |  | Depreciation Expense |  |  | 55676.9249 | 43082.6475 | 9018.3873 | 504.9072 | 226.8653 | 3.4144 | 1825.2629 | 1015.4403 | 0
17 |  |  |  | Amortization Expense |  |  | 993350.2751 | 768651.6424 | 160900.0044 | 9008.2145 | 4047.5789 | 60.9167 | 32565.1141 | 18116.804 | 0
18 |  |  |  | Taxes Other Than Income |  |  | 243961.3914 | 224815.3147 | 40285.584 | -37638.1169 | 1669.5564 | 390.4486 | 8379.0131 | 6059.5914 | 0
19 |  |  |  | Income Taxes - Federal |  |  | 493817.413 | 455062.6494 | 81544.5541 | -76185.6514 | 3379.4529 | 790.3313 | 16960.4812 | 12265.5955 | 0
20 |  |  |  | Income Taxes - State |  |  | 0 | 0 | 0 | 0 | 0 | 0 | 0 | 0 | 0
21 |  |  |  | Income Taxes Deferred |  |  | -265955.9479 | -245083.7396 | -43917.5667 | 41031.4148 | -1820.0768 | -425.6499 | -9134.4305 | -6605.8992 | 0
22 |  |  |  | Investment Tax Credit Adj |  |  | 0 | 0 | 0 | 0 | 0 | 0 | 0 | 0 | 0
23 |  |  |  | Misc Revenues & Expense |  |  | 2336.93 | 1928.6829 | 130.561 | 151.7916 | 57.023 | 69.4304 | -0.5589 | 0 | 0
24
25 |  |  |  | Total Operating Expenses |  |  | 8979497.2681 | 7181720.345 | 1208131.7728 | 121692.0432 | 78037.9043 | 65453.2529 | 218027.0333 | 106434.9165 | 0
26
27 |  |  |  | Operating Revenue For Return |  |  | 50080.4979 | 45270.0785 | 12462.6183 | -10249.3796 | 302.5579 | 35.1382 | 1200.4862 | 1058.9984 | 0
28
29
30 |  |  |  | Rate Base :
31 |  |  |  | Electric Plant In Service |  |  | 15913927.8272 | 12314152.4872 | 2577692.0007 | 144315.735 | 64844.0745 | 975.9142 | 521708.0913 | 290239.5244 | 0
32 |  |  |  | Plant Held For Future Use |  |  | 0 | 0 | 0 | 0 | 0 | 0 | 0 | 0 | 0
33 |  |  |  | Electric Plant Acquisition Adj |  |  | 0 | 0 | 0 | 0 | 0 | 0 | 0 | 0 | 0
34 |  |  |  | Pensions |  |  | 0 | 0 | 0 | 0 | 0 | 0 | 0 | 0 | 0
35 |  |  |  | Prepayments |  |  | 0 | 0 | 0 | 0 | 0 | 0 | 0 | 0 | 0
36 |  |  |  | Fuel Stock |  |  | 0 | 0 | 0 | 0 | 0 | 0 | 0 | 0 | 0
37 |  |  |  | Materials & Supplies |  |  | 0 | 0 | 0 | 0 | 0 | 0 | 0 | 0 | 0
38 |  |  |  | Misc Deferred Debits |  |  | 0 | 0 | 0 | 0 | 0 | 0 | 0 | 0 | 0
39 |  |  |  | Cash Working Capital |  |  | 0 | 0 | 0 | 0 | 0 | 0 | 0 | 0 | 0
40 |  |  |  | Weatherization Loans |  |  | 0 | 0 | 0 | 0 | 0 | 0 | 0 | 0 | 0
41 |  |  |  | Miscellaneous Rate Base |  |  | 0 | 0 | 0 | 0 | 0 | 0 | 0 | 0 | 0
42
43 |  |  |  | Total Rate Base Additions |  |  | 15913927.8272 | 12314152.4872 | 2577692.0007 | 144315.735 | 64844.0745 | 975.9142 | 521708.0913 | 290239.5244 | 0
44
45 |  |  |  | Rate Base Deductions :
46 |  |  |  | Accum Provision For Depreciation |  |  | -444269.4629 | -343774.4579 | -71961.4826 | -4028.8655 | -1810.2534 | -27.2446 | -14564.5359 | -8102.623 | 0
47 |  |  |  | Accum Provision For Amortization |  |  | -13207331.0392 | -10219795.5232 | -2139285.2814 | -119770.9143 | -53815.5738 | -809.9334 | -432977.4234 | -240876.3896 | 0
48 |  |  |  | Accum Deferred Income Taxes |  |  | -941311.7552 | -724863.854 | -157798.9724 | -6014.0879 | -2972.6736 | 1321.8767 | -32516.382 | -18467.662 | 0
49 |  |  |  | Unamortized ITC |  |  | 0 | 0 | 0 | 0 | 0 | 0 | 0 | 0 | 0
50 |  |  |  | Customer Advance For Construction |  |  | 0 | 0 | 0 | 0 | 0 | 0 | 0 | 0 | 0
51 |  |  |  | Customer Service Deposits |  |  | -408390.6325 | -184716.4699 | -57943.6126 | -155300.7203 | 0 | 0 | -10305.0512 | -124.7785 | 0
52 |  |  |  | Misc Rate Base Deductions |  |  | 0 | 0 | 0 | 0 | 0 | 0 | 0 | 0 | 0
53 | [14 empty] | 0
54 |  |  |  | Total Rate Base Deductions |  |  | -15001302.8898 | -11473150.305 | -2426989.3491 | -285114.5879 | -58598.5009 | 484.6987 | -490363.3925 | -267571.4531 | 0
55 | [14 empty] | 0
56 |  |  |  | Total Rate Base |  |  | 912624.9375 | 841002.1822 | 150702.6517 | -140798.853 | 6245.5736 | 1460.6129 | 31344.6988 | 22668.0713 | 0
57
58
59 |  |  |  | Return On Rate Base |  |  | 5.488% | 5.383% | 8.27% | 7.279% | 4.844% | 2.406% | 3.83% | 4.672%
60
61 |  |  |  | Return On Equity |  |  | 6.021% | 5.818% | 11.42% | 9.498% | 4.773% | 0.04038% | 2.804% | 4.438%
PacifiCorp
Cost Of Service By Rate Schedule
State of Washington
WCA
12 Months Ending June 2022
|  | A |  | B | C |  | D | E | F | G | H | I | J | K
|  |  |  | DESCRIPTION | COS Factor |  | Washington Jurisdiction Normalized | Residential Schedule 16 | Small General Service Schedule 24 | Large General Service < 1,000 kW Schedule 36 | Large General Service > 1,000 kW Schedule 48 | Large General Dedicated Facilities Schedule 48 | Agricultural Pumping Schedule 40 | Street & Area Lighting Sch. 15, 51-54, 57
79 |  |  |  | Total Rate Base |  |  | 912624.9375 | 841002.1822 | 150702.6517 | -140798.853 | 6245.5736 | 1460.6129 | 31344.6988 | 22668.0713 | 0
80
81
82 |  |  |  | Return On Ratebase ($$) | 5.772% |  | 52672.2612 | 48538.545 | 8697.8222 | -8126.2232 | 360.4641 | 84.2995 | 1809.0632 | 1308.2905 | 0
83 |  |  |  | Operating & Maintenance Expense |  |  | 7456310.2815 | 5933263.1477 | 960170.2487 | 184819.4834 | 70477.5045 | 64564.3613 | 167432.1514 | 75583.3845 | 0
84 |  |  |  | Bad Debt to Produce ROR | F80 |  | 0 | 0 | 0 | 0 | 0 | 0 | 0 | 0 | 0
85 |  |  |  | Depreciation Expense |  |  | 55676.9249 | 43082.6475 | 9018.3873 | 504.9072 | 226.8653 | 3.4144 | 1825.2629 | 1015.4403 | 0
86 |  |  |  | Amortization Expense |  |  | 993350.2751 | 768651.6424 | 160900.0044 | 9008.2145 | 4047.5789 | 60.9167 | 32565.1141 | 18116.804 | 0
87 |  |  |  | Taxes Other Than Income |  |  | 243961.3914 | 224815.3147 | 40285.584 | -37638.1169 | 1669.5564 | 390.4486 | 8379.0131 | 6059.5914 | 0
88 |  |  |  | Federal Income Taxes |  |  | 493817.413 | 455062.6494 | 81544.5541 | -76185.6514 | 3379.4529 | 790.3313 | 16960.4812 | 12265.5955 | 0
89 |  |  |  | FIT Adj to Produce Target ROR | F101 |  | 0 | 0 | 0 | 0 | 0 | 0 | 0 | 0 | 0
90 |  |  |  | State Income Taxes |  |  | 0 | 0 | 0 | 0 | 0 | 0 | 0 | 0 | 0
91 |  |  |  | SIT Adj to Produce Target ROR | F101 |  | 0 | 0 | 0 | 0 | 0 | 0 | 0 | 0 | 0
92 |  |  |  | Deferred Income Taxes |  |  | -265955.9479 | -245083.7396 | -43917.5667 | 41031.4148 | -1820.0768 | -425.6499 | -9134.4305 | -6605.8992 | 0
93 |  |  |  | Investment Tax Credit |  |  | 0 | 0 | 0 | 0 | 0 | 0 | 0 | 0 | 0
94 |  |  |  | Misc Revenue & Expenses |  |  | 2336.93 | 1928.6829 | 130.561 | 151.7916 | 57.023 | 69.4304 | -0.5589 | 0 | 0
95 |  |  |  | Revenue Credits |  |  | 385862.8345 | 340349.7845 | 3856.8822 | 30304.2327 | 6345.8288 | 535.9504 | -6192.6055 | 10662.7614 | 0
96
97 |  |  |  | Total Revenue Requirements |  |  | 9418032.3638 | 7570608.6746 | 1220686.4772 | 143870.0527 | 84744.1972 | 66073.5027 | 213643.491 | 118405.9685 | 0
98 |  |  |  | Operating Revenues |  |  | 9415440.6005 | 7567340.2081 | 1224451.2734 | 141746.8963 | 84686.291 | 66024.3414 | 213034.9139 | 118156.6763 | 0
99
100 |  |  |  | Increase / (Decrease) Required to
101 |  |  |  | Earn Equal Rates of Return |  |  | 2591.7633 | 3268.4665 | -3764.7961 | 2123.1563 | 57.9061 | 49.1613 | 608.577 | 249.2922 | 0
102
103 |  |  |  | Existing Revenues |  |  | 9415440.6005 | 7567340.2081 | 1224451.2734 | 141746.8963 | 84686.291 | 66024.3414 | 213034.9139 | 118156.6763 | 0
104 |  |  |  | check |  |  | 0 | 0 | 0 | 0 | 0 | 0 | 0 | 0 | 0
105 |  |  |  | Percent Increase / (Decrease)
106 |  |  |  | Over Existing Rates To
107 |  |  |  | Equal Authorized RoE & RoR |  |  | 0.02753% | 0.04319% | -0.3075% | 1.498% | 0.06838% | 0.07446% | 0.2857% | 0.211%
[5 empty] | WCA |  | E: ELECTRIC REVENUES
|  | Customer - Total - Unbundled |  |  | Method
|  | A |  | B | 0 |  | D | E | F | G | H | I | J | K
|  | FERC ACCT |  | DESCRIPTION | COS Factor |  | Washington Jurisdiction Normalized | Residential Schedule 16 | Small General Service Schedule 24 | Large General Service < 1,000 kW Schedule 36 | Large General Service > 1,000 kW Schedule 48 | Large General Dedicated Facilities Schedule 48 | Agricultural Pumping Schedule 40 | Street & Area Lighting Sch. 15, 51-54, 57 |  | Func Study Row
120 |  | 440 | Residential Sales |  | A |  | 7567340.2081 | 7567340.2081 | 0 | 0 | 0 | 0 | 0 | 0 | 0
121
122 |  | 442 | Commercial & Industrial Sales |  | A |  | 1645257.4251 | 0 | 1224451.2734 | 141746.8963 | 0 | 66024.3414 | 213034.9139 | 0 | 0
123 |  |  |  | Interruptible Demand | F10 |  | 0 | 0 | 0 | 0 | 0 | 0 | 0 | 0 | 0 | 100
124 |  |  |  | Interruptible Energy | F10 |  | 0 | 0 | 0 | 0 | 0 | 0 | 0 | 0 | 0 | 101
125 | [6 empty] | 1645257.4251 | 0 | 1224451.2734 | 141746.8963 | 0 | 66024.3414 | 213034.9139 | 0 | 0
126
127 |  | 444 | Public Street & Highway Lighting |  | A |  | 202842.9673 | 0 | 0 | 0 | 84686.291 | 0 | 0 | 118156.6763 | 0
128
129 |  | 445 | Other Sales to Public Authority |  | A |  | 0 | 0 | 0 | 0 | 0 | 0 | 0 | 0 | 0
130
131 |  | 448 | Interdepartmental |  | A | 0 | 0 | 0 | 0 | 0 | 0 | 0 | 0 | 0 | 0 | 114
132 |  |  |  | Demand | F10 |  | 0 | 0 | 0 | 0 | 0 | 0 | 0 | 0 | 0 | 115
133 | [6 empty] | 0 | 0 | 0 | 0 | 0 | 0 | 0 | 0 | 0
134
135 |  | Total Sales to Ultimate Customers |  |  |  |  | 9415440.6005 | 7567340.2081 | 1224451.2734 | 141746.8963 | 84686.291 | 66024.3414 | 213034.9139 | 118156.6763 | 0
136
137 |  | 447 | Sales for Resale |  | F30 |  | 0 | 0 | 0 | 0 | 0 | 0 | 0 | 0 | 0 | 121
138 | [6 empty] | 0 | 0 | 0 | 0 | 0 | 0 | 0 | 0 | 0
139
140 |  | 447NPC | Sales for Resale - NPC
141 |  |  |  | Demand | F30 |  | 0 | 0 | 0 | 0 | 0 | 0 | 0 | 0 | 0 | 130
142 |  |  |  | Energy | F30 |  | 0 | 0 | 0 | 0 | 0 | 0 | 0 | 0 | 0 | 127
143 | [6 empty] | 0 | 0 | 0 | 0 | 0 | 0 | 0 | 0 | 0
144
145 |  | 449 | Provision for Rate Refund |  | F11 |  | 0 | 0 | 0 | 0 | 0 | 0 | 0 | 0 | 0 | 133
146 |  |  |  |  | F10 |  | 0 | 0 | 0 | 0 | 0 | 0 | 0 | 0 |  | 134
147
148 |  | State Specific Revenue Credit |  |  | F140C |  | 6718.5579 | 5378.2109 | 905.1358 | 84.4757 | 58.3164 | 48.75 | 163.5246 | 80.1445 | 0 | 136
149
150 |  | AGA Revenue |  |  | A | 0 | 0 | 0 | 0 | 0 | 0 | 0 | 0 | 0 | 0 | 137
151
152 |  | Autopay Bill Credit |  |  | F40 | 1 | -294837 | -251791 | -15611 | -16386 | -3315 | -206 | -77 | -7451 | 0 | 139
153
154 |  | Paperless Bill Credit |  |  | F40 | 1 | -267673 | -227903 | -14368 | -15198 | -3142 | -362 | -136 | -6564 | 0 | 141
155
156
157 |  | Total Sales from Electricity |  |  |  |  | 8859649.1584 | 7093024.419 | 1195377.4092 | 110247.372 | 78287.6075 | 65505.0914 | 212985.4385 | 104221.8209 | 0
158
159 |  | Other Electric Operating Revenues
160 |  | 450 | Forfeited Discounts & Interest |  | A | 1 | -884.17 | -641.9804 | -82.9939 | -105.9996 | -27.9093 | -17.9158 | -6.7061 | -0.66495 | 0 | 147
161 |  |  |  | Customers | F40 |  | 0 | 0 | 0 | 0 | 0 | 0 | 0 | 0 | 0 | 148
162 | [6 empty] | -884.17 | -641.9804 | -82.9939 | -105.9996 | -27.9093 | -17.9158 | -6.7061 | -0.66495 | 0
163
164 |  | 451 | Misc Electric Revenue |  | A | 1 | 168972.7 | 133157.9228 | 25027.4323 | 1287.2731 | 79.8941 | 1.2024 | 6181.472 | 3237.5032 | 0 | 152
165 |  |  |  | Demand | F10 |  | 0 | 0 | 0 | 0 | 0 | 0 | 0 | 0 | 0 | 153
166 |  |  |  | Customer | F40 |  | 0.024102 | 0.018993 | 0.0035698 | 0.00018361 | 1.1396e-05 | 1.7151e-07 | 0.0008817 | 0.00046178 | 0 | 154
167 | [6 empty] | 168972.7241 | 133157.9418 | 25027.4359 | 1287.2733 | 79.8941 | 1.2024 | 6181.4729 | 3237.5037 | 0
168
169 |  | 453 | Water Sales |  | F12 |  | 0 | 0 | 0 | 0 | 0 | 0 | 0 | 0 | 0 | 162
170
171 |  | 454 | Rent of Electric Property |  | A | 0 | 0 | 0 | 0 | 0 | 0 | 0 | 0 | 0 | 0 | 165
172 |  |  |  | Demand | F10 |  | 0 | 0 | 0 | 0 | 0 | 0 | 0 | 0 | 0 | 166
173 |  |  |  | Demand | F10 |  | 0 | 0 | 0 | 0 | 0 | 0 | 0 | 0 | 0 | 167
174 |  |  |  | Jim Bridger Generation | F10 |  | 0 | 0 | 0 | 0 | 0 | 0 | 0 | 0 | 0 | 168
175 |  |  |  | Customer | F40 |  | 1840.0535 | 1450.0431 | 272.54 | 14.018 | 0.87002 | 0.013094 | 67.3141 | 35.2553 | 0 | 169
176 | [6 empty] | 1840.0535 | 1450.0431 | 272.54 | 14.018 | 0.87002 | 0.013094 | 67.3141 | 35.2553 | 0
177
178 |  | 456 | Other Electric Revenue |  | A | 0 | 0 | 0 | 0 | 0 | 0 | 0 | 0 | 0 | 0 | 173
179 |  |  |  | CAGE | F12 |  | 0 | 0 | 0 | 0 | 0 | 0 | 0 | 0 | 0 | 174
180 |  |  |  | CAGW | F12 |  | 0 | 0 | 0 | 0 | 0 | 0 | 0 | 0 | 0 | 175
181 |  |  |  | SO | F12 |  | 0 | 0 | 0 | 0 | 0 | 0 | 0 | 0 | 0 | 176
182 |  |  |  | SG | F40 |  | 0 | 0 | 0 | 0 | 0 | 0 | 0 | 0 | 0 | 177
183 |  |  |  | JBG | F12 |  | 0 | 0 | 0 | 0 | 0 | 0 | 0 | 0 | 0 | 178
184 |  |  |  | WRG | F12 |  | 0 | 0 | 0 | 0 | 0 | 0 | 0 | 0 | 0 | 179
185 |  |  |  | WRE | F12 |  | 0 | 0 | 0 | 0 | 0 | 0 | 0 | 0 | 0 | 180
186 |  |  |  | CN | F12 |  | 0 | 0 | 0 | 0 | 0 | 0 | 0 | 0 | 0 | 181
187 |  |  |  | SE | F12 |  | 0 | 0 | 0 | 0 | 0 | 0 | 0 | 0 | 0 | 182
188 | [6 empty] | 0 | 0 | 0 | 0 | 0 | 0 | 0 | 0 | 0
189 | [14 empty] | 0
190 |  | Total Other Electric Operating Revenues |  |  |  |  | 169928.6076 | 133966.0046 | 25216.982 | 1195.2917 | 52.8547 | -16.7003 | 6242.0809 | 3272.094 | 0
191 | [14 empty] | 0
192 |  | Total Electric Operating Revenues |  |  |  |  | 9029577.766 | 7226990.4236 | 1220594.3912 | 111442.6636 | 78340.4622 | 65488.3911 | 219227.5194 | 107493.9149 | 0
193
194 |  | Miscellaneous Revenues
195 |  | 41160 | Gain on Sale of Utility Plant - CR |  | F12 |  | 0 | 0 | 0 | 0 | 0 | 0 | 0 | 0 | 0 | 196
196 |  | 41170 | Loss on Sale of Utility Plant |  | F12 |  | 0 | 0 | 0 | 0 | 0 | 0 | 0 | 0 | 0 | 201
197 |  | 4118 | Gain from Emission Allowances |  | F12 |  | 0 | 0 | 0 | 0 | 0 | 0 | 0 | 0 | 0 | 203
198 |  | 41181 | Gain from Disposition of NOX Credits |  | F12 |  | 0 | 0 | 0 | 0 | 0 | 0 | 0 | 0 | 0 | 208
199 |  | 4194 | Impact Housing Interest Income |  | F12 |  | 0 | 0 | 0 | 0 | 0 | 0 | 0 | 0 | 0 | 212
200 |  | 421 | (Gain)/Loss on Sale of Utility Plant |  | F12 |  | 0 | 0 | 0 | 0 | 0 | 0 | 0 | 0 | 0 | 223
201
202 |  | Total Miscellaneous Revenues |  |  |  |  | 0 | 0 | 0 | 0 | 0 | 0 | 0 | 0 | 0
203
204 |  | Miscellaneous Expenses
205 |  | 4311 | Interest on Customer Deposits |  | F80 |  | 2336.93 | 1928.6829 | 130.561 | 151.7916 | 57.023 | 69.4304 | -0.5589 | 0 | 0 | 229
206
207 |  | Net Miscellaneous Revenues And Expense |  |  |  |  | 2336.93 | 1928.6829 | 130.561 | 151.7916 | 57.023 | 69.4304 | -0.5589 | 0 | 0
208
209 |  | Distribution - METER - Unbundled
210 | [6 empty] | E: STEAM POWER GENERATION
211
212 |  | A |  | B | C |  | D | E | F | G | H | I | J | K
213 |  | FERC ACCT |  | DESCRIPTION | COS Factor |  | Washington Jurisdiction Normalized | Residential Schedule 16 | Small General Service Schedule 24 | Large General Service < 1,000 kW Schedule 36 | Large General Service > 1,000 kW Schedule 48 | Large General Dedicated Facilities Schedule 48 | Agricultural Pumping Schedule 40 | Street & Area Lighting Sch. 15, 51-54, 57
214 |  | 500 | Operation Suprvn & Engineering |  | F10 |  | 0 | 0 | 0 | 0 | 0 | 0 | 0 | 0 | 0 | 237
|  |  |  | JBG | F10 |  | 0 | 0 | 0 | 0 | 0 | 0 | 0 | 0 | 0 | 238
216 |  |  |  | CAGW | F10 |  | 0 | 0 | 0 | 0 | 0 | 0 | 0 | 0 | 0 | 239
217 |  |  |  | Total 500 |  |  | 0 | 0 | 0 | 0 | 0 | 0 | 0 | 0 | 0
218
219 |  | 501 | Fuel Related |  | F10 |  | 0 | 0 | 0 | 0 | 0 | 0 | 0 | 0 | 0 | 243
220 |  |  |  | S | F10 |  | 0 | 0 | 0 | 0 | 0 | 0 | 0 | 0 | 0 | 244
221 |  |  |  | SE | F10 |  | 0 | 0 | 0 | 0 | 0 | 0 | 0 | 0 | 0 | 245
222 |  |  |  | CAGW | F10 |  | 0 | 0 | 0 | 0 | 0 | 0 | 0 | 0 | 0 | 246
223 |  |  |  | CAGE | F10 |  | 0 | 0 | 0 | 0 | 0 | 0 | 0 | 0 | 0 | 247
224 |  |  |  | CAEW | F10 |  | 0 | 0 | 0 | 0 | 0 | 0 | 0 | 0 | 0 | 248
225 |  |  |  | CAEE | F10 |  | 0 | 0 | 0 | 0 | 0 | 0 | 0 | 0 | 0 | 249
226 |  |  |  | JBE | F10 |  | 0 | 0 | 0 | 0 | 0 | 0 | 0 | 0 | 0 | 250
227 |  |  |  | CAEE | F10 |  | 0 | 0 | 0 | 0 | 0 | 0 | 0 | 0 | 0 | 251
228 |  |  |  | JBG | F10 |  | 0 | 0 | 0 | 0 | 0 | 0 | 0 | 0 | 0 | 252
229 |  |  |  | Total 501 |  |  | 0 | 0 | 0 | 0 | 0 | 0 | 0 | 0 | 0
230
231 |  | 501NPC | Fuel Related - NPC
232 |  |  |  | S | F30 |  | 0 | 0 | 0 | 0 | 0 | 0 | 0 | 0 | 0 | 256
233 |  |  |  | CAEW | F30 |  | 0 | 0 | 0 | 0 | 0 | 0 | 0 | 0 | 0 | 257
234 |  |  | Total Fuel Related |  |  |  | 0 | 0 | 0 | 0 | 0 | 0 | 0 | 0 | 0
235
236
237 |  | 502 | Steam Expenses |  | F10 |  | 0 | 0 | 0 | 0 | 0 | 0 | 0 | 0 | 0 | 262
238 |  |  |  | SE/CAEW/CAEE | F10 |  | 0 | 0 | 0 | 0 | 0 | 0 | 0 | 0 | 0 | 263
239 |  |  |  | JBG | F10 |  | 0 | 0 | 0 | 0 | 0 | 0 | 0 | 0 | 0 | 265
240 |  |  |  | Total 502 |  |  | 0 | 0 | 0 | 0 | 0 | 0 | 0 | 0 | 0
241
242 |  | 503 | Steam From Other Sources |  | F10 |  | 0 | 0 | 0 | 0 | 0 | 0 | 0 | 0 | 0 | 270
243
244 |  | 503NPC | Steam From Other Sources-NPC
245 |  |  |  | S | F30 |  | 0 | 0 | 0 | 0 | 0 | 0 | 0 | 0 | 0 | 272
246 |  |  |  | SE | F30 |  | 0 | 0 | 0 | 0 | 0 | 0 | 0 | 0 | 0 | 273
247 |  |  |  | CAEE | F30 |  | 0 | 0 | 0 | 0 | 0 | 0 | 0 | 0 | 0 | 274
248 |  |  |  | Total Steam From Other Sources |  |  | 0 | 0 | 0 | 0 | 0 | 0 | 0 | 0 | 0
249
250 |  | 505 | Electric Expenses |  | F10 |  | 0 | 0 | 0 | 0 | 0 | 0 | 0 | 0 | 0 | 279
251 |  |  |  | JBG | F10 |  | 0 | 0 | 0 | 0 | 0 | 0 | 0 | 0 | 0 | 280
252 |  |  |  | Total 505 |  |  | 0 | 0 | 0 | 0 | 0 | 0 | 0 | 0 | 0
253
254 |  | 506 | Misc. Steam Expense |  | F10 |  | 0 | 0 | 0 | 0 | 0 | 0 | 0 | 0 | 0 | 284
255 |  |  |  | SE | F10 |  | 0 | 0 | 0 | 0 | 0 | 0 | 0 | 0 | 0 | 285
256 |  |  |  | JBG | F10 |  | 0 | 0 | 0 | 0 | 0 | 0 | 0 | 0 | 0 | 286
257 |  |  |  | Total 506 |  |  | 0 | 0 | 0 | 0 | 0 | 0 | 0 | 0 | 0
258
259 |  | 507 | Rents |  | F10 |  | 0 | 0 | 0 | 0 | 0 | 0 | 0 | 0 | 0 | 290
260 |  |  |  | CAGW | F10 |  | 0 | 0 | 0 | 0 | 0 | 0 | 0 | 0 | 0 | 292
261 |  |  |  | CAGE | F10 |  | 0 | 0 | 0 | 0 | 0 | 0 | 0 | 0 | 0 | 293
262 |  |  |  | JBG | F10 |  | 0 | 0 | 0 | 0 | 0 | 0 | 0 | 0 | 0 | 294
263 |  |  |  | CAGE | F10 |  | 0 | 0 | 0 | 0 | 0 | 0 | 0 | 0 | 0 | 295
264 |  |  |  | Total 507 |  |  | 0 | 0 | 0 | 0 | 0 | 0 | 0 | 0 | 0
265
266 |  | 510 | Maint Supervision & Engineering |  | F10 |  | 0 | 0 | 0 | 0 | 0 | 0 | 0 | 0 | 0 | 298
267 |  |  |  | JBG | F10 |  | 0 | 0 | 0 | 0 | 0 | 0 | 0 | 0 | 0 | 299
268 |  |  |  | Total 510 |  |  | 0 | 0 | 0 | 0 | 0 | 0 | 0 | 0 | 0
269
270 |  | 511 | Maintenance of Structures |  | F10 |  | 0 | 0 | 0 | 0 | 0 | 0 | 0 | 0 | 0 | 303
271 |  |  |  | CAGW | F10 |  | 0 | 0 | 0 | 0 | 0 | 0 | 0 | 0 | 0 | 304
272 |  |  |  | CAGE | F10 |  | 0 | 0 | 0 | 0 | 0 | 0 | 0 | 0 | 0 | 305
273 |  |  |  | JBG | F10 |  | 0 | 0 | 0 | 0 | 0 | 0 | 0 | 0 | 0 | 306
274 |  |  |  | CAGE | F10 |  | 0 | 0 | 0 | 0 | 0 | 0 | 0 | 0 | 0 | 307
275 |  |  |  | Total 511 |  |  | 0 | 0 | 0 | 0 | 0 | 0 | 0 | 0 | 0
276
277 |  | 512 | Maintenance of Boiler Plant |  | F10 |  | 0 | 0 | 0 | 0 | 0 | 0 | 0 | 0 | 0 | 311
278 |  |  |  |  | F10 |  | 0 | 0 | 0 | 0 | 0 | 0 | 0 | 0 | 0 | 312
279 |  |  |  | JBG | F10 |  | 0 | 0 | 0 | 0 | 0 | 0 | 0 | 0 | 0 | 313
280 |  |  |  | Total 512 |  |  | 0 | 0 | 0 | 0 | 0 | 0 | 0 | 0 | 0
281
282 |  | 513 | Maintenance of Electric Plant |  | F10 |  | 0 | 0 | 0 | 0 | 0 | 0 | 0 | 0 | 0 | 317
283 |  |  |  | CAGW | F10 |  | 0 | 0 | 0 | 0 | 0 | 0 | 0 | 0 | 0 | 318
284 |  |  |  | CAGE | F10 |  | 0 | 0 | 0 | 0 | 0 | 0 | 0 | 0 | 0 | 319
285 |  |  |  | JBG | F10 |  | 0 | 0 | 0 | 0 | 0 | 0 | 0 | 0 | 0 | 320
286 |  |  |  | CAGE | F10 |  | 0 | 0 | 0 | 0 | 0 | 0 | 0 | 0 | 0 | 321
287 |  |  |  | Total 513 |  |  | 0 | 0 | 0 | 0 | 0 | 0 | 0 | 0 | 0
288
289 |  | 514 | Maint of Misc. Steam Plant |  | F10 |  | 0 | 0 | 0 | 0 | 0 | 0 | 0 | 0 | 0 | 325
290 |  |  |  | CAGW | F10 |  | 0 | 0 | 0 | 0 | 0 | 0 | 0 | 0 | 0 | 326
291 |  |  |  | CAGE | F10 |  | 0 | 0 | 0 | 0 | 0 | 0 | 0 | 0 | 0 | 327
292 |  |  |  | JBG | F10 |  | 0 | 0 | 0 | 0 | 0 | 0 | 0 | 0 | 0 | 328
293 |  |  |  | CAGE | F10 |  | 0 | 0 | 0 | 0 | 0 | 0 | 0 | 0 | 0 | 329
294 |  |  |  | Total 514 |  |  | 0 | 0 | 0 | 0 | 0 | 0 | 0 | 0 | 0
295
296 |  | Total Steam Power Generation |  |  |  |  | 0 | 0 | 0 | 0 | 0 | 0 | 0 | 0 | 0
297
298
299 | [6 empty] | D: NUCLEAR POWER GENERATION
300
301
302 |  | 517 | Operation Super & Engineering |  | F10 |  | 0 | 0 | 0 | 0 | 0 | 0 | 0 | 0 | 0 | 336
303
304 |  | 518 | Nuclear Fuel Expense |  | F10 |  | 0 | 0 | 0 | 0 | 0 | 0 | 0 | 0 | 0 | 340
305
306 |  | 519 | Coolants and Water |  | F10 |  | 0 | 0 | 0 | 0 | 0 | 0 | 0 | 0 | 0 | 345
307
308 |  | 520 | Steam Expenses |  | F10 |  | 0 | 0 | 0 | 0 | 0 | 0 | 0 | 0 | 0 | 349
309
310 |  | 523 | Electric Expenses |  | F10 |  | 0 | 0 | 0 | 0 | 0 | 0 | 0 | 0 | 0 | 353
311
312 |  | 524 | Misc. Nuclear Expenses |  | F10 |  | 0 | 0 | 0 | 0 | 0 | 0 | 0 | 0 | 0 | 357
313
314 |  | 528 | Maint Supervision & Eng |  | F10 |  | 0 | 0 | 0 | 0 | 0 | 0 | 0 | 0 | 0 | 361
315
316 |  | 529 | Maintenance of Structures |  | F10 |  | 0 | 0 | 0 | 0 | 0 | 0 | 0 | 0 | 0 | 365
317
318 |  | 530 | Maintenance of Reactor Plant |  | F10 |  | 0 | 0 | 0 | 0 | 0 | 0 | 0 | 0 | 0 | 369
319
320 |  | 531 | Maintenance of Electric Plant |  | F10 |  | 0 | 0 | 0 | 0 | 0 | 0 | 0 | 0 | 0 | 373
321
322 |  | 532 | Maintenance of Misc Nuclear |  | F10 |  | 0 | 0 | 0 | 0 | 0 | 0 | 0 | 0 | 0 | 377
323
324 |  | Total Nuclear Power Generation |  |  |  |  | 0 | 0 | 0 | 0 | 0 | 0 | 0 | 0 | 0 | 380
325
326
327
328 |  | Distribution - METER - Unbundled |  |  |  |  | D: HYDRAULIC POWER GENERATION
329
330 |  | A |  | B | C |  | D | E | F | G | H | I | J | K
331 |  | FERC ACCT |  | DESCRIPTION | COS Factor |  | Washington Jurisdiction Normalized | Residential Schedule 16 | Small General Service Schedule 24 | Large General Service < 1,000 kW Schedule 36 | Large General Service > 1,000 kW Schedule 48 | Large General Dedicated Facilities Schedule 48 | Agricultural Pumping Schedule 40 | Street & Area Lighting Sch. 15, 51-54, 57
332 |  | 535 | Operation Super & Engineering
333 |  |  |  | DGP | F10 |  | 0 | 0 | 0 | 0 | 0 | 0 | 0 | 0 | 0 | 385
334 |  |  |  | CN | F10 |  | 0 | 0 | 0 | 0 | 0 | 0 | 0 | 0 | 0 | 386
335 |  |  |  | SG | F10 |  | 0 | 0 | 0 | 0 | 0 | 0 | 0 | 0 | 0 | 387
336 |  |  |  | SG-P | F10 |  | 0 | 0 | 0 | 0 | 0 | 0 | 0 | 0 | 0 | 388
337 |  |  |  | SG-U | F10 |  | 0 | 0 | 0 | 0 | 0 | 0 | 0 | 0 | 0 | 389
338
339 |  | 536 | Water For Power |  | F10 |  | 0 | 0 | 0 | 0 | 0 | 0 | 0 | 0 | 0 | 398
340
341 |  | 537 | Hydraulic Expenses |  | F10 |  | 0 | 0 | 0 | 0 | 0 | 0 | 0 | 0 | 0 | 406
342
343 |  | 538 | Electric Expenses |  | F10 |  | 0 | 0 | 0 | 0 | 0 | 0 | 0 | 0 | 0 | 410
344
345 |  | 539 | Misc. Hydro Expenses |  | F10 |  | 0 | 0 | 0 | 0 | 0 | 0 | 0 | 0 | 0 | 418
346
347 |  | 540 | Rents (Hydro Generation) |  | F10 |  | 0 | 0 | 0 | 0 | 0 | 0 | 0 | 0 | 0 | 426
348
349 |  | 541 | Maint Supervision & Engineering |  | F10 |  | 0 | 0 | 0 | 0 | 0 | 0 | 0 | 0 | 0 | 434
350
351 |  | 542 | Maintenance of Structures |  | F10 |  | 0 | 0 | 0 | 0 | 0 | 0 | 0 | 0 | 0 | 442
352
353 |  | 543 | Maint of Dams & Waterways |  | F10 |  | 0 | 0 | 0 | 0 | 0 | 0 | 0 | 0 | 0 | 450
354
355 |  | 544 | Maintenance of Electric Plant |  | F10 |  | 0 | 0 | 0 | 0 | 0 | 0 | 0 | 0 | 0 | 458
356
357 |  | 545 | Maint of Misc. Hydro Plant |  | F10
|  |  |  | SG | F10 |  | 0 | 0 | 0 | 0 | 0 | 0 | 0 | 0 | 0 | 461
|  |  |  | SG-P | F10 |  | 0 | 0 | 0 | 0 | 0 | 0 | 0 | 0 | 0 | 462
|  |  |  | SG-U | F10 |  | 0 | 0 | 0 | 0 | 0 | 0 | 0 | 0 | 0 | 463
|  |  |  | CAGW | F10 |  | 0 | 0 | 0 | 0 | 0 | 0 | 0 | 0 | 0 | 464
|  |  |  | CAGE | F10 |  | 0 | 0 | 0 | 0 | 0 | 0 | 0 | 0 | 0 | 465
363
364 |  | Total Hydraulic Power Generation |  |  |  |  | 0 | 0 | 0 | 0 | 0 | 0 | 0 | 0 | 0
365
366
367 | [6 empty] | D: OTHER POWER GENERATION
368
369
370 |  | 546 | Operation Super & Engineering |  | F10 |  | 0 | 0 | 0 | 0 | 0 | 0 | 0 | 0 | 0 | 472
371
372 |  | 547 | Fuel |  | F30 |  | 0 | 0 | 0 | 0 | 0 | 0 | 0 | 0 | 0 | 476
373 |  |  |  | CAEW/CAEE | F30 |  | 0 | 0 | 0 | 0 | 0 | 0 | 0 | 0 | 0 | 477
374
375
376 |  | 547NPC | Fuel-NPC |  | F30
377 |  |  |  | CAEW | F30 |  | 0 | 0 | 0 | 0 | 0 | 0 | 0 | 0 | 0 | 480
378 |  |  |  | S | F30 |  | 0 | 0 | 0 | 0 | 0 | 0 | 0 | 0 | 0 | 481
379 |  |  |  | Total 547 |  |  | 0 | 0 | 0 | 0 | 0 | 0 | 0 | 0 | 0
380
381 |  | 548 | Generation Expense |  | F10 |  | 0 | 0 | 0 | 0 | 0 | 0 | 0 | 0 | 0 | 486
382 |  |  |  | CAGW | F10 |  | 0 | 0 | 0 | 0 | 0 | 0 | 0 | 0 | 0 | 488
383 |  |  |  | Total 548 |  |  | 0 | 0 | 0 | 0 | 0 | 0 | 0 | 0 | 0
384
385 |  | 549 | Miscellaneous Other |  | F10 |  | 0 | 0 | 0 | 0 | 0 | 0 | 0 | 0 | 0 | 492
386 |  |  |  | CAGE/CAGW | F10 |  | 0 | 0 | 0 | 0 | 0 | 0 | 0 | 0 | 0 | 493
387
388 |  | 550/551 | Maint Supervision & Engineering
389 |  |  |  | CAGW | F10 |  | 0 | 0 | 0 | 0 | 0 | 0 | 0 | 0 | 0 | 498
390 |  |  |  | SG | F10 |  | 0 | 0 | 0 | 0 | 0 | 0 | 0 | 0 | 0 | 499
391 |  |  |  | Total 550 |  |  | 0 | 0 | 0 | 0 | 0 | 0 | 0 | 0 | 0
392
393 |  | 552 | Maintenance of Structures |  | F10 |  | 0 | 0 | 0 | 0 | 0 | 0 | 0 | 0 | 0 | 505
394
395 |  | 553 | Maint of Generation & Elect Plant |  | F10 |  | 0 | 0 | 0 | 0 | 0 | 0 | 0 | 0 | 0 | 509
396 |  |  |  | CAGW | F10 |  | 0 | 0 | 0 | 0 | 0 | 0 | 0 | 0 | 0 | 510
397 |  |  |  | Total 553 |  |  | 0 | 0 | 0 | 0 | 0 | 0 | 0 | 0 | 0
398
399 |  | 554 | Maintenance of Misc. Other |  | F10 |  | 0 | 0 | 0 | 0 | 0 | 0 | 0 | 0 | 0 | 514
400 |  |  |  | CAGW | F10 |  | 0 | 0 | 0 | 0 | 0 | 0 | 0 | 0 | 0 | 515
401 |  |  |  | Total 554 |  |  | 0 | 0 | 0 | 0 | 0 | 0 | 0 | 0 | 0
402
403 |  | Total Other Power Generation |  |  |  |  | 0 | 0 | 0 | 0 | 0 | 0 | 0 | 0 | 0
404
405
406 | [6 empty] | D: OTHER POWER SUPPLY
407
408
409 |  | 555 | Purchased Power |  | F10 |  | 0 | 0 | 0 | 0 | 0 | 0 | 0 | 0 | 0 | 520
410 |  |  |  | SG | F10 |  | 0 | 0 | 0 | 0 | 0 | 0 | 0 | 0 | 0 | 521
411 |  |  |  | SE | F10 |  | 0 | 0 | 0 | 0 | 0 | 0 | 0 | 0 | 0 | 522
412
413 |  | 555NPC | Purchased Power-NPC
414 |  |  |  | CAGW | F30 |  | 0 | 0 | 0 | 0 | 0 | 0 | 0 | 0 | 0 | 525
415 |  |  |  | CAEW | F30 |  | 0 | 0 | 0 | 0 | 0 | 0 | 0 | 0 | 0 | 526
416 |  |  |  | DGP | F30 |  | 0 | 0 | 0 | 0 | 0 | 0 | 0 | 0 | 0 | 527
417 |  |  |  | DGP | F30 |  | 0 | 0 | 0 | 0 | 0 | 0 | 0 | 0 | 0 | 528
418 |  |  |  | Total 555 |  |  | 0 | 0 | 0 | 0 | 0 | 0 | 0 | 0 | 0
419
420
421 |  | 556 | System Control & Load Dispatch |  | F10 |  | 0 | 0 | 0 | 0 | 0 | 0 | 0 | 0 | 0 | 532
422
423 |  | 557 | Other Expenses |  | F10 |  | 0 | 0 | 0 | 0 | 0 | 0 | 0 | 0 | 0 | 541
424
425
426 |  | Embedded Cost Differentials
427 |  |  |  | Company Owned Hydro | F10 |  | 0 | 0 | 0 | 0 | 0 | 0 | 0 | 0 | 0 | 544
428 |  |  |  | Company Owned Hydro | F10 |  | 0 | 0 | 0 | 0 | 0 | 0 | 0 | 0 | 0 | 545
|  |  |  | Mid-C Contract | F10 |  | 0 | 0 | 0 | 0 | 0 | 0 | 0 | 0 | 0 | 546
430 |  |  |  | Mid-C Contract | F10 |  | 0 | 0 | 0 | 0 | 0 | 0 | 0 | 0 | 0 | 547
431 |  |  |  | Existing QF Contracts | F10 |  | 0 | 0 | 0 | 0 | 0 | 0 | 0 | 0 | 0 | 548
432 |  |  |  | Existing QF Contracts | F10 |  | 0 | 0 | 0 | 0 | 0 | 0 | 0 | 0 | 0 | 548
433 | [6 empty] | 0 | 0 | 0 | 0 | 0 | 0 | 0 | 0 | 0
434
435 |  | Total Other Power Supply |  |  |  |  | 0 | 0 | 0 | 0 | 0 | 0 | 0 | 0 | 0
436
437 |  | TOTAL GENERATION EXPENSE |  |  |  |  | 0 | 0 | 0 | 0 | 0 | 0 | 0 | 0 | 0
438
439 |  | Distribution - METER - Unbundled |  |  |  |  | D: TRANSMISSION EXPENSE
440
441
442 |  | A |  | B | C |  | D | E | F | G | H | I | J | K
443 |  | FERC ACCT |  | DESCRIPTION | COS Factor |  | Washington Jurisdiction Normalized | Residential Schedule 16 | Small General Service Schedule 24 | Large General Service < 1,000 kW Schedule 36 | Large General Service > 1,000 kW Schedule 48 | Large General Dedicated Facilities Schedule 48 | Agricultural Pumping Schedule 40 | Street & Area Lighting Sch. 15, 51-54, 57
444 |  | 560 | Operation Supervision & Eng |  | F12 |  | 0 | 0 | 0 | 0 | 0 | 0 | 0 | 0 | 0 | 560
445
446 |  | 561 | Load Dispatching |  | F12 |  | 0 | 0 | 0 | 0 | 0 | 0 | 0 | 0 | 0 | 565
447
448 |  | 562 | Station Expense |  | F12 |  | 0 | 0 | 0 | 0 | 0 | 0 | 0 | 0 | 0 | 571
449
450 |  | 563 | Overhead Line Expense |  | F12 |  | 0 | 0 | 0 | 0 | 0 | 0 | 0 | 0 | 0 | 576
451
452 |  | 564 | Underground Line Expense |  | F12 |  | 0 | 0 | 0 | 0 | 0 | 0 | 0 | 0 | 0 | 580
453
454 |  | 565 | Transm of Electricity by Others |  | F12 |  | 0 | 0 | 0 | 0 | 0 | 0 | 0 | 0 | 0 | 584
455
456 |  | 565NPC | Transmission of Electricity by Others-NPC
457 |  |  | CAGW |  | F12 |  | 0 | 0 | 0 | 0 | 0 | 0 | 0 | 0 | 0 | 587
458 |  |  | SE |  | F12 |  | 0 | 0 | 0 | 0 | 0 | 0 | 0 | 0 | 0 | 588
459 |  |  | SE |  | F12 |  | 0 | 0 | 0 | 0 | 0 | 0 | 0 | 0 | 0 | 589
460 | [6 empty] | 0 | 0 | 0 | 0 | 0 | 0 | 0 | 0 | 0
461
462 |  | 566 | Misc. Transmission Expense |  | F12 |  | 0 | 0 | 0 | 0 | 0 | 0 | 0 | 0 | 0 | 595
463
464 |  | 567 | Rents - Transmission |  | F12 |  | 0 | 0 | 0 | 0 | 0 | 0 | 0 | 0 | 0 | 600
465
466 |  | 568 | Maint Supervision & Engineering |  | F12 |  | 0 | 0 | 0 | 0 | 0 | 0 | 0 | 0 | 0 | 605
467
468 |  | 569 | Maintenance of Structures |  | F12 |  | 0 | 0 | 0 | 0 | 0 | 0 | 0 | 0 | 0 | 610
469
470 |  | 570 | Maint of Station Equipment |  | F12 |  | 0 | 0 | 0 | 0 | 0 | 0 | 0 | 0 | 0 | 616
471
472 |  | 571 | Maintenance of Overhead Lines |  | F12 |  | 0 | 0 | 0 | 0 | 0 | 0 | 0 | 0 | 0 | 622
473
474 |  | 572 | Maint of Underground Lines |  | F12 |  | 0 | 0 | 0 | 0 | 0 | 0 | 0 | 0 | 0 | 628
475
476 |  | 573 | Maint of Misc Transmission Plant |  | F12 |  | 0 | 0 | 0 | 0 | 0 | 0 | 0 | 0 | 0 | 631
477
478
479 |  | TOTAL TRANSMISSION EXPENSE |  |  |  |  | 0 | 0 | 0 | 0 | 0 | 0 | 0 | 0 | 0
480
481
482
483
484
485
486
487
488
489
490
491 |  | Distribution - METER - Unbundled |  |  |  |  | D: DISTRIBUTION EXPENSE
492
493
494 |  | A |  | B | C |  | D | E | F | G | H | I | J | K
495 |  | FERC ACCT |  | DESCRIPTION | COS Factor |  | Washington Jurisdiction Normalized | Residential Schedule 16 | Small General Service Schedule 24 | Large General Service < 1,000 kW Schedule 36 | Large General Service > 1,000 kW Schedule 48 | Large General Dedicated Facilities Schedule 48 | Agricultural Pumping Schedule 40 | Street & Area Lighting Sch. 15, 51-54, 57
496 |  | 580 | Operation Supervision & Eng |  | F131 |  | 0 | 0 | 0 | 0 | 0 | 0 | 0 | 0 | 0 | 639
497
498 |  | 581 | Load Dispatching |  | F20 |  | 0 | 0 | 0 | 0 | 0 | 0 | 0 | 0 | 0 | 644
499
500 |  | 582 | Station Expense |  | F120 |  | 0 | 0 | 0 | 0 | 0 | 0 | 0 | 0 | 0 | 649
501
502 |  | 583 | Overhead Line Expenses |  | F132 |  | 0 | 0 | 0 | 0 | 0 | 0 | 0 | 0 | 0 | 654
503
504 |  | 584 | Underground Line Expense |  | F133 |  | 0 | 0 | 0 | 0 | 0 | 0 | 0 | 0 | 0 | 659
505
506 |  | 585 | Street Lighting & Signal Systems |  | F130 |  | 0 | 0 | 0 | 0 | 0 | 0 | 0 | 0 | 0 | 664
507
508 |  | 586 | Meter Expenses |  | F127 |  | 0 | 0 | 0 | 0 | 0 | 0 | 0 | 0 | 0 | 669
509
510 |  | 587 | Customer Installation Expenses |  | F20 |  | 0 | 0 | 0 | 0 | 0 | 0 | 0 | 0 | 0 | 674
511
512 |  | 588 | Misc. Distribution Expenses |  | F131 |  | 0 | 0 | 0 | 0 | 0 | 0 | 0 | 0 | 0 | 680
513
514 |  | 589 | Rents |  | F131 |  | 0 | 0 | 0 | 0 | 0 | 0 | 0 | 0 | 0 | 685
515
516 |  | 590 | Maint Supervision & Engineering |  | F131 |  | 0 | 0 | 0 | 0 | 0 | 0 | 0 | 0 | 0 | 690
517
518 |  | 591 | Maintenance of Structures |  | F119 |  | 0 | 0 | 0 | 0 | 0 | 0 | 0 | 0 | 0 | 695
519
520 |  | 592 | Maint of Station Equipment |  | F120 |  | 0 | 0 | 0 | 0 | 0 | 0 | 0 | 0 | 0 | 700
521
522 |  | 593 | Maintenance of Overhead Lines |  | F134 |  | 0 | 0 | 0 | 0 | 0 | 0 | 0 | 0 | 0 | 705
523
524 |  | 594 | Maint of Underground Lines |  | F135 |  | 0 | 0 | 0 | 0 | 0 | 0 | 0 | 0 | 0 | 710
525
526 |  | 595 | Maint of Line Transformers |  | F125 |  | 0 | 0 | 0 | 0 | 0 | 0 | 0 | 0 | 0 | 715
527
528 |  | 596 | Maint of Street Lighting & Signals |  | F130 |  | 0 | 0 | 0 | 0 | 0 | 0 | 0 | 0 | 0 | 720
529
530 |  | 597 | Maintenance of Meters |  | F127 |  | 0 | 0 | 0 | 0 | 0 | 0 | 0 | 0 | 0 | 725
531
532 |  | 598 | Maint of Misc. Distribution Plant |  | F131 |  | 0 | 0 | 0 | 0 | 0 | 0 | 0 | 0 | 0 | 730
533
534 |  | TOTAL DISTRIBUTION EXPENSE |  |  |  |  | 0 | 0 | 0 | 0 | 0 | 0 | 0 | 0 | 0
535
536
537 | [6 empty] | D: CUSTOMER ACCOUNTS EXPENSE
538
539
540 |  | 901 | Supervision |  | F136 |  | 156804.5108 | 124900.6897 | 19876.5902 | 4166.8206 | 1628.6225 | 1498.93 | 3290.5683 | 1442.2895 | 0 | 737
541
542 |  | 902 | Meter Reading Expense |  | F41 |  | 1189896.1615 | 963617.0048 | 181114.7158 | 10030.617 | 4208.5462 | 1061.7876 | 29863.4901 | 0 | 0 | 742
543
544 |  | 903 | Customer Receipts & Collections |  | F42 |  | 3326890.6722 | 2574338.6227 | 538880.1285 | 30169.9667 | 13555.9963 | 204.02 | 109065.8322 | 60676.1057 | 0 | 747
545
546 |  | 904 | Uncollectible Accounts |  | F80 |  | 2079868.8295 | 1716528.6869 | 116199.3484 | 135094.6329 | 50750.4621 | 61793.1247 | -497.4256 | 0 | 0 | 753
547
548 |  | 905 | Misc. Customer Accounts Exp |  | F136 |  | 156.7723 | 124.875 | 19.8725 | 4.166 | 1.6283 | 1.4986 | 3.2899 | 1.442 | 0 | 758
549
550 |  | TOTAL CUSTOMER ACCOUNTS EXPENSE |  |  |  |  | 6753616.9462 | 5379509.8792 | 856090.6555 | 179466.2032 | 70145.2554 | 64559.3609 | 141725.7549 | 62119.8371 | 0
551
552 |  | Distribution - METER - Unbundled |  |  |  |  | D: CUSTOMER SERVICE EXPENSE
553
554 |  | A |  | B | C |  | D | E | F | G | H | I | J | K
555 |  | FERC ACCT |  | DESCRIPTION | COS Factor |  | Washington Jurisdiction Normalized | Residential Schedule 16 | Small General Service Schedule 24 | Large General Service < 1,000 kW Schedule 36 | Large General Service > 1,000 kW Schedule 48 | Large General Dedicated Facilities Schedule 48 | Agricultural Pumping Schedule 40 | Street & Area Lighting Sch. 15, 51-54, 57
556 |  | 907 | Supervision |  | F40 |  | 38.4572 | 30.306 | 5.6961 | 0.29298 | 0.018183 | 0.00027366 | 1.4069 | 0.73684 | 0 | 765
557
558 |  | 908 | Customer Assistance |  | F40 |  | 373106.2095 | 294024.1107 | 55262.7164 | 2842.4093 | 176.4129 | 2.655 | 13649.2203 | 7148.6848 | 0 | 770
559
560 |  | 909 | Informational & Instructional Adv |  | F40 |  | 329450.6674 | 259621.6226 | 48796.6652 | 2509.8313 | 155.7716 | 2.3444 | 12052.1841 | 6312.2481 | 0 | 776
561
562 |  | 910 | Misc. Customer Service |  | F40 |  | 98.0011 | 77.2292 | 14.5155 | 0.7466 | 0.046337 | 0.00069738 | 3.5851 | 1.8777 | 0 | 781
563
564 |  | TOTAL CUSTOMER SERVICE EXPENSE |  |  |  |  | 702693.3353 | 553753.2686 | 104079.5932 | 5353.2802 | 332.2491 | 5.0004 | 25706.3964 | 13463.5474 | 0
565
566
567 | [6 empty] | D: SALES EXPENSE
568
569
570 |  | 911 | Supervision |  | F40 |  | 0 | 0 | 0 | 0 | 0 | 0 | 0 | 0 | 0 | 788
571
572 |  | 912 | Demonstration & Selling Expense |  | F40 |  | 0 | 0 | 0 | 0 | 0 | 0 | 0 | 0 | 0 | 793
573
574 |  | 913 | Advertising Expense |  | F40 |  | 0 | 0 | 0 | 0 | 0 | 0 | 0 | 0 | 0 | 798
575
576 |  | 916 | Misc. Sales Expense |  | F40 |  | 0 | 0 | 0 | 0 | 0 | 0 | 0 | 0 | 0 | 803
577
578 |  | TOTAL SALES EXPENSE |  |  |  |  | 0 | 0 | 0 | 0 | 0 | 0 | 0 | 0 | 0
579
580
581 | [6 empty] | D: ADMINISTRATION & GENERAL EXPENSE
582
583
584 |  | 920 | Administrative & General Salaries |  | F102C |  | 0 | 0 | 0 | 0 | 0 | 0 | 0 | 0 | 0 | 809
585 |  |  |  | Customer - System | F42 |  | 0 | 0 | 0 | 0 | 0 | 0 | 0 | 0 | 0 | 810
586 |  |  |  | System Overheads | F102C |  | 0 | 0 | 0 | 0 | 0 | 0 | 0 | 0 | 0 | 811
587 |  |  |  | Administrative & General Salaries |  |  | 0 | 0 | 0 | 0 | 0 | 0 | 0 | 0 | 0
588
589 |  | 921 | Office Supplies & expenses |  | F102C |  | 0 | 0 | 0 | 0 | 0 | 0 | 0 | 0 | 0 | 815
590 |  |  |  | Customer - System | F42 |  | 0 | 0 | 0 | 0 | 0 | 0 | 0 | 0 | 0 | 816
591 |  |  |  | System Overheads | F102C |  | 0 | 0 | 0 | 0 | 0 | 0 | 0 | 0 | 0 | 817
592 |  |  |  | Office Supplies & expenses |  |  | 0 | 0 | 0 | 0 | 0 | 0 | 0 | 0 | 0
593
594 |  | 922 | A&G Expenses Transferred |  | F102C |  | 0 | 0 | 0 | 0 | 0 | 0 | 0 | 0 | 0 | 821
595
596 |  | 923 | Outside Services |  | F102C |  | 0 | 0 | 0 | 0 | 0 | 0 | 0 | 0 | 0 | 825
597 |  |  |  | Customer - System | F42 |  | 0 | 0 | 0 | 0 | 0 | 0 | 0 | 0 | 0 | 826
598 |  |  |  | System Overheads | F102C |  | 0 | 0 | 0 | 0 | 0 | 0 | 0 | 0 | 0 | 827
599 |  |  |  | JBG | F102C |  | 0 | 0 | 0 | 0 | 0 | 0 | 0 | 0 | 0 | 828
600 |  |  |  | System Overheads | F102C |  | 0 | 0 | 0 | 0 | 0 | 0 | 0 | 0 | 0 | 829
601 |  |  |  | Outside Services |  |  | 0 | 0 | 0 | 0 | 0 | 0 | 0 | 0 | 0
602
603 |  | 924 | Property Insurance
604 |  |  |  | S | F102C |  | 0 | 0 | 0 | 0 | 0 | 0 | 0 | 0 |  | 833
605 |  |  |  | CAGW | F102C |  | 0 | 0 | 0 | 0 | 0 | 0 | 0 | 0 |  | 834
606 |  |  |  | SO | F102C |  | 0 | 0 | 0 | 0 | 0 | 0 | 0 | 0 |  | 835
607
608 |  | 925 | Injuries & Damages |  | F102C |  | 0 | 0 | 0 | 0 | 0 | 0 | 0 | 0 | 0 | 839
609 |  |  | Injuries & Damages |  | F102C |  | 0 | 0 | 0 | 0 | 0 | 0 | 0 | 0 | 0 | 840
610
611 |  | 926 | Employee Pensions & Benefits |  | F138C |  | 0 | 0 | 0 | 0 | 0 | 0 | 0 | 0 | 0 | 847
612
613 |  | 927 | Franchise Requirements |  | F102 |  | 0 | 0 | 0 | 0 | 0 | 0 | 0 | 0 | 0 | 852
614
615 |  | 928 | Regulatory Commission Expense |  | F141 |  | 0 | 0 | 0 | 0 | 0 | 0 | 0 | 0 | 0 | 859
616 |  |  |  | Regulatory Expense | F141 |  | 0 | 0 | 0 | 0 | 0 | 0 | 0 | 0 | 0 | 860
617
618 |  | 929 | Duplicate Charges |  | F138C |  | 0 | 0 | 0 | 0 | 0 | 0 | 0 | 0 | 0 | 868
619
620 |  | 930 | Misc General Expenses
621 |  |  |  | Situs | F138C |  | 0 | 0 | 0 | 0 | 0 | 0 | 0 | 0 | 0 | 871
622 |  |  |  | Customer | F138C |  | 0 | 0 | 0 | 0 | 0 | 0 | 0 | 0 | 0 | 872
623 |  |  |  | Labor | F138C |  | 0 | 0 | 0 | 0 | 0 | 0 | 0 | 0 | 0 | 873
624 |  |  |  | Labor | F138C |  | 0 | 0 | 0 | 0 | 0 | 0 | 0 | 0 | 0 | 874
625 |  |  |  | Customer | F138C |  | 0 | 0 | 0 | 0 | 0 | 0 | 0 | 0 | 0 | 875
626
627 |  | 931 | Rents |  | F102C |  | 0 | 0 | 0 | 0 | 0 | 0 | 0 | 0 | 0 | 881
628
629 |  | 935 | Maintenance of General Plant |  | F108 |  | 0 | 0 | 0 | 0 | 0 | 0 | 0 | 0 | 0 | 887
630
631 |  | TOTAL ADMINISTRATIVE & GEN EXPENSE |  |  |  |  | 0 | 0 | 0 | 0 | 0 | 0 | 0 | 0 | 0
632
633
634 |  | TOTAL O & M EXPENSE |  |  |  |  | 7456310.2815 | 5933263.1477 | 960170.2487 | 184819.4834 | 70477.5045 | 64564.3613 | 167432.1514 | 75583.3845 | 0
635
636 |  | Distribution - METER - Unbundled |  |  |  |  | D: DEPRECIATION EXPENSE
637
638 |  | A |  | B | C |  | D | E | F | G | H | I | J | K
639 |  | FERC ACCT |  | DESCRIPTION | COS Factor |  | Washington Jurisdiction Normalized | Residential Schedule 16 | Small General Service Schedule 24 | Large General Service < 1,000 kW Schedule 36 | Large General Service > 1,000 kW Schedule 48 | Large General Dedicated Facilities Schedule 48 | Agricultural Pumping Schedule 40 | Street & Area Lighting Sch. 15, 51-54, 57
640 |  | 403SP | Steam Depreciation |  | F10 |  | 0 | 0 | 0 | 0 | 0 | 0 | 0 | 0 | 0 | 900
641
642 |  | 403NP | Nuclear Depreciation |  | F10 |  | 0 | 0 | 0 | 0 | 0 | 0 | 0 | 0 | 0 | 904
643
644 |  | 403HP | Hydro Depreciation |  | F10 |  | 0 | 0 | 0 | 0 | 0 | 0 | 0 | 0 | 0 | 913
645
646 |  | 403OP | Other Generation Depreciation |  | F10 |  | 0 | 0 | 0 | 0 | 0 | 0 | 0 | 0 | 0 | 916
647 |  |  |  | SG | F10 |  | 0 | 0 | 0 | 0 | 0 | 0 | 0 | 0 | 0 | 917
648 |  |  |  | CAGW | F10 |  | 0 | 0 | 0 | 0 | 0 | 0 | 0 | 0 | 0 | 918
649 |  |  |  | CAGE | F10 |  | 0 | 0 | 0 | 0 | 0 | 0 | 0 | 0 | 0 | 919
650 |  |  |  | SG | F10 |  | 0 | 0 | 0 | 0 | 0 | 0 | 0 | 0 | 0 | 920
651 |  |  |  | CAGE | F10 |  | 0 | 0 | 0 | 0 | 0 | 0 | 0 | 0 | 0 | 921
652 |  |  |  | Total 403OP |  |  | 0 | 0 | 0 | 0 | 0 | 0 | 0 | 0 | 0
653
654 |  | 403TP | Transmission Depreciation |  | F106 |  | 0 | 0 | 0 | 0 | 0 | 0 | 0 | 0 | 0 | 929
655
656 |  | 403 | Distribution Depreciation
657 |  |  |  | Land Rights | F118 |  | 0 | 0 | 0 | 0 | 0 | 0 | 0 | 0 | 0 | 932
658 |  |  |  | Structures | F119 |  | 0 | 0 | 0 | 0 | 0 | 0 | 0 | 0 | 0 | 933
659 |  |  |  | Station Equip | F120 |  | 0 | 0 | 0 | 0 | 0 | 0 | 0 | 0 | 0 | 934
660 |  |  |  | Poles & Towers | F121 |  | 0 | 0 | 0 | 0 | 0 | 0 | 0 | 0 | 0 | 936
661 |  |  |  | OH Conductors | F122 |  | 0 | 0 | 0 | 0 | 0 | 0 | 0 | 0 | 0 | 937
662 |  |  |  | UG Conduit | F123 |  | 0 | 0 | 0 | 0 | 0 | 0 | 0 | 0 | 0 | 938
663 |  |  |  | UG Conductor | F124 |  | 0 | 0 | 0 | 0 | 0 | 0 | 0 | 0 | 0 | 939
664 |  |  |  | Line Transformer | F125 |  | 0 | 0 | 0 | 0 | 0 | 0 | 0 | 0 | 0 | 940
665 |  |  |  | Services | F126 |  | 0 | 0 | 0 | 0 | 0 | 0 | 0 | 0 | 0 | 941
666 |  |  |  | Meters | F127 |  | 0 | 0 | 0 | 0 | 0 | 0 | 0 | 0 | 0 | 942
667 |  |  |  | Inst Cust Premises | F128 |  | 0 | 0 | 0 | 0 | 0 | 0 | 0 | 0 | 0 | 943
668 |  |  |  | Leased Property | F129 |  | 0 | 0 | 0 | 0 | 0 | 0 | 0 | 0 | 0 | 944
669 |  |  |  | Street Lighting | F130 |  | 0 | 0 | 0 | 0 | 0 | 0 | 0 | 0 | 0 | 945
670 |  |  | Total Distribution Expense |  |  |  | 0 | 0 | 0 | 0 | 0 | 0 | 0 | 0 | 0
671
672 |  | 403GP | General Depreciation
673 |  |  |  | S | F107C |  | 0 | 0 | 0 | 0 | 0 | 0 | 0 | 0 | 0 | 949
674 |  |  |  | DGP | F105C |  | 0 | 0 | 0 | 0 | 0 | 0 | 0 | 0 | 0 | 950
675 |  |  |  | DGU | F105C |  | 0 | 0 | 0 | 0 | 0 | 0 | 0 | 0 | 0 | 951
676 |  |  |  | SE | F10 |  | 0 | 0 | 0 | 0 | 0 | 0 | 0 | 0 | 0 | 952
677 |  |  |  | CN | F42 |  | 55676.9249 | 43082.6475 | 9018.3873 | 504.9072 | 226.8653 | 3.4144 | 1825.2629 | 1015.4403 | 0 | 953
678 |  |  |  | SG/CAGW/CAGE | F105C |  | 0 | 0 | 0 | 0 | 0 | 0 | 0 | 0 | 0 | 954
679 |  |  |  | SO | F102C |  | 0 | 0 | 0 | 0 | 0 | 0 | 0 | 0 | 0 | 955
680 |  |  |  | CAEW | F105C |  | 0 | 0 | 0 | 0 | 0 | 0 | 0 | 0 | 0 | 956
681 |  |  |  | JBG | F105C |  | 0 | 0 | 0 | 0 | 0 | 0 | 0 | 0 | 0 | 957
682 |  |  |  | JBE | F10 |  | 0 | 0 | 0 | 0 | 0 | 0 | 0 | 0 | 0 | 958
683 |  |  | Total General Expense |  |  |  | 55676.9249 | 43082.6475 | 9018.3873 | 504.9072 | 226.8653 | 3.4144 | 1825.2629 | 1015.4403 | 0
684
685 |  | 403GV0 | General Vehicles |  | F105C |  | 0 | 0 | 0 | 0 | 0 | 0 | 0 | 0 | 0 | 962
686
687 |  | 403MP | Mining Depreciation |  | F10 |  | 0 | 0 | 0 | 0 | 0 | 0 | 0 | 0 | 0 | 966
688
689 |  | 403EP | Experimental Plant Depreciation |  | F10 |  | 0 | 0 | 0 | 0 | 0 | 0 | 0 | 0 | 0 | 972
690
691
692 |  | TOTAL DEPRECIATION EXPENSE |  |  |  |  | 55676.9249 | 43082.6475 | 9018.3873 | 504.9072 | 226.8653 | 3.4144 | 1825.2629 | 1015.4403 | 0
693
694 | [6 empty] | D: AMORTIZATION EXPENSE
695
696
697 |  | 404CLG | Amort of LT Plant - Cap. Lease Gen
698 |  |  |  | S | F12 |  | 0 | 0 | 0 | 0 | 0 | 0 | 0 | 0 | 0 | 977
699 |  |  |  | SG/CAGW | F10 |  | 0 | 0 | 0 | 0 | 0 | 0 | 0 | 0 | 0 | 978
700 |  |  |  | SO | F102C |  | 0 | 0 | 0 | 0 | 0 | 0 | 0 | 0 | 0 | 979
701 |  |  |  | DGU | F10 | [10 empty] | 980
702 |  |  |  | CN | F42 |  | 0 | 0 | 0 | 0 | 0 | 0 | 0 | 0 | 0 | 981
703 |  |  |  | DGP | F10 |  | 0 | 0 | 0 | 0 | 0 | 0 | 0 | 0 | 0 | 982
704 |  |  |  | SG | F10 |  | 0 | 0 | 0 | 0 | 0 | 0 | 0 | 0 | 0 | 983
705 |  |  | Total Amort. Cap. Lease General |  |  |  | 0 | 0 | 0 | 0 | 0 | 0 | 0 | 0 | 0
706
707 |  | 404CLS | Amort of LT Plant - Cap Lease Steam |  | F10 |  | 0 | 0 | 0 | 0 | 0 | 0 | 0 | 0 | 0 | 989
708
709 |  | 404IP | Amort of LT Plant - Intangible Plant
710 |  |  |  | S | F107C |  | 0 | 0 | 0 | 0 | 0 | 0 | 0 | 0 | 0 | 992
711 |  |  |  | SE | F10 |  | 0 | 0 | 0 | 0 | 0 | 0 | 0 | 0 | 0 | 993
712 |  |  |  | SG | F105C |  | 0 | 0 | 0 | 0 | 0 | 0 | 0 | 0 | 0 | 994
713 |  |  |  | SO | F102C |  | 0 | 0 | 0 | 0 | 0 | 0 | 0 | 0 | 0 | 995
714 |  |  |  | CN | F42 |  | 993350.2751 | 768651.6424 | 160900.0044 | 9008.2145 | 4047.5789 | 60.9167 | 32565.1141 | 18116.804 | 0 | 996
715 |  |  |  | SG-P | F10 |  | 0 | 0 | 0 | 0 | 0 | 0 | 0 | 0 | 0 | 997
716 |  |  |  | SG-U | F10 |  | 0 | 0 | 0 | 0 | 0 | 0 | 0 | 0 | 0 | 998
717 |  |  |  | DGP | F10 |  | 0 | 0 | 0 | 0 | 0 | 0 | 0 | 0 | 0 | 999
718 |  |  |  | CAGE | F105C |  | 0 | 0 | 0 | 0 | 0 | 0 | 0 | 0 | 0 | 1000
719 |  |  |  | CAGE | F105C |  | 0 | 0 | 0 | 0 | 0 | 0 | 0 | 0 | 0 | 1001
720 |  |  |  | CAGW | F105C |  | 0 | 0 | 0 | 0 | 0 | 0 | 0 | 0 | 0 | 1002
721 |  |  |  | CAGE | F105C |  | 0 | 0 | 0 | 0 | 0 | 0 | 0 | 0 | 0 | 1003
722 |  |  |  | JBG | F105C |  | 0 | 0 | 0 | 0 | 0 | 0 | 0 | 0 | 0 | 1004
723 |  |  |  | CAEW | F10 |  | 0 | 0 | 0 | 0 | 0 | 0 | 0 | 0 | 0 | 1005
724 |  |  |  | CAEE | F10 |  | 0 | 0 | 0 | 0 | 0 | 0 | 0 | 0 | 0 | 1006
725 |  |  |  | DGU | F10 |  | 0 | 0 | 0 | 0 | 0 | 0 | 0 | 0 | 0 | 1007
726 |  |  | Total Amort. Intangible Plant |  |  |  | 993350.2751 | 768651.6424 | 160900.0044 | 9008.2145 | 4047.5789 | 60.9167 | 32565.1141 | 18116.804 | 0
727
728 |  | Distribution - METER - Unbundled |  |  |  |  | D: AMORTIZATION EXPENSE (continued)
729
730
731 |  | A |  | B | C |  | D | E | F | G | H | I | J | K
732 |  | FERC ACCT |  | DESCRIPTION | COS Factor |  | Washington Jurisdiction Normalized | Residential Schedule 16 | Small General Service Schedule 24 | Large General Service < 1,000 kW Schedule 36 | Large General Service > 1,000 kW Schedule 48 | Large General Dedicated Facilities Schedule 48 | Agricultural Pumping Schedule 40 | Street & Area Lighting Sch. 15, 51-54, 57
733 |  | 404O | Amort of LT Plant - Other Plant |  | F10 |  | 0 | 0 | 0 | 0 | 0 | 0 | 0 | 0 | 0 | 1012
734
735 |  | 404HP | Amort of Other Electric Plant |  | F110 |  | 0 | 0 | 0 | 0 | 0 | 0 | 0 | 0 | 0 | 1020
736
737 |  | 405 | Amort of Other Electric Plant |  | F110 |  | 0 | 0 | 0 | 0 | 0 | 0 | 0 | 0 | 0 | 1028
738
739 |  | 406 | Amort of Plant Acquisition Adj |  | F10 |  | 0 | 0 | 0 | 0 | 0 | 0 | 0 | 0 | 0 | 1036
740
741 |  | 407 | Amort of Prop Losses, Unrec Plant, |  | F110 |  | 0 | 0 | 0 | 0 | 0 | 0 | 0 | 0 | 0 | 1049
742
743
744 |  | TOTAL AMORTIZATION EXPENSE |  |  |  |  | 993350.2751 | 768651.6424 | 160900.0044 | 9008.2145 | 4047.5789 | 60.9167 | 32565.1141 | 18116.804 | 0
745
746
747 | [6 empty] | D: TAX OTHER THAN INCOME
748
749
750 |  | 408 | Total Taxes Other Than Income |  | F101C |  | 243961.3914 | 224815.3147 | 40285.584 | -37638.1169 | 1669.5564 | 390.4486 | 8379.0131 | 6059.5914 | 0 | 1062
751
752
753 | [6 empty] | D: DEFERRED ITC
754
755
756 |  | 41140 | Deferred I T C - Federal |  | F101C |  | 0 | 0 | 0 | 0 | 0 | 0 | 0 | 0 | 0 | 1067
757
758 |  | 41141 | Deferred I T C - Idaho |  | F101C |  | 0 | 0 | 0 | 0 | 0 | 0 | 0 | 0 | 0 | 1072
759
760 |  | TOTAL DEFERRED ITC |  |  |  |  | 0 | 0 | 0 | 0 | 0 | 0 | 0 | 0 | 0
761
762
763 | [6 empty] | D: DEFERRED INCOME TAXES
764
765
766 |  | 41010 | Deferred Income Tax - Federal-DR |  | F101C |  | -35732.8293 | -32928.5188 | -5900.5972 | 5512.8248 | -244.5386 | -57.1887 | -1227.2673 | -887.5435 | 0 | 1120
767
768 |  | 41011 | Deferred Income Tax - State-DR |  | F101C |  | 0 | 0 | 0 | 0 | 0 | 0 | 0 | 0 | 0 | 1135
769
770 |  | 41110 | Deferred Income Tax - Federal-CR |  | F101C |  | -230223.1186 | -212155.2208 | -38016.9695 | 35518.5901 | -1575.5382 | -368.4612 | -7907.1632 | -5718.3558 | 0 | 1151
771
772 |  | 41111 | Deferred Income Tax - State-CR |  | F101C |  | 0 | 0 | 0 | 0 | 0 | 0 | 0 | 0 | 0 | 1166
773
774 |  | TOTAL DEFERRED INCOME TAXES |  |  |  |  | -265955.9479 | -245083.7396 | -43917.5667 | 41031.4148 | -1820.0768 | -425.6499 | -9134.4305 | -6605.8992 | 0
775
776
777
778
779
780 |  | 40911 | State Income Taxes |  | F101C |  | 0 | 0 | 0 | 0 | 0 | 0 | 0 | 0 | 0 | 1263
781
782 |  | 40910 | Federal Income Tax |  | F101C |  | 493817.413 | 455062.6494 | 81544.5541 | -76185.6514 | 3379.4529 | 790.3313 | 16960.4812 | 12265.5955 | 0 | 1296
783
784
785 |  | TOTAL OPERATING EXPENSES |  |  |  |  | 8979497.2681 | 7181720.345 | 1208131.7728 | 121692.0432 | 78037.9043 | 65453.2529 | 218027.0333 | 106434.9165 | 0
786
787
788 |  | Distribution - METER - Unbundled |  |  |  |  | D: STEAM GENERATION PLANT
789
790 |  | A |  | B | C |  | D | E | F | G | H | I | J | K
791 |  | FERC ACCT |  | DESCRIPTION | COS Factor |  | Washington Jurisdiction Normalized | Residential Schedule 16 | Small General Service Schedule 24 | Large General Service < 1,000 kW Schedule 36 | Large General Service > 1,000 kW Schedule 48 | Large General Dedicated Facilities Schedule 48 | Agricultural Pumping Schedule 40 | Street & Area Lighting Sch. 15, 51-54, 57
792 |  | 310 | Land and Land Rights |  | F10 |  | 0 | 0 | 0 | 0 | 0 | 0 | 0 | 0 | 0 | 1305
793 |  |  |  |  | F10 |  | 0 | 0 | 0 | 0 | 0 | 0 | 0 | 0 | 0 | 1306
794 |  |  |  | JBG | F10 |  | 0 | 0 | 0 | 0 | 0 | 0 | 0 | 0 | 0 | 1308
795 |  |  |  | Total 310 |  |  | 0 | 0 | 0 | 0 | 0 | 0 | 0 | 0 | 0
796
797 |  | 311 | Structures and Improvements |  | F10 |  | 0 | 0 | 0 | 0 | 0 | 0 | 0 | 0 | 0 | 1316
798 |  |  |  |  | F10 |  | 0 | 0 | 0 | 0 | 0 | 0 | 0 | 0 | 0 | 1317
799 |  |  |  | JBG | F10 |  | 0 | 0 | 0 | 0 | 0 | 0 | 0 | 0 | 0 | 1319
800 |  |  |  | Total 311 |  |  | 0 | 0 | 0 | 0 | 0 | 0 | 0 | 0 | 0
801
802 |  | 312 | Boiler Plant Equipment
803 |  |  |  | SG | F10 |  | 0 | 0 | 0 | 0 | 0 | 0 | 0 | 0 | 0 | 1324
804 |  |  |  | S | F10 |  | 0 | 0 | 0 | 0 | 0 | 0 | 0 | 0 | 0 | 1325
805 |  |  |  | CAGW | F10 |  | 0 | 0 | 0 | 0 | 0 | 0 | 0 | 0 | 0 | 1326
806 |  |  |  | JBG | F10 |  | 0 | 0 | 0 | 0 | 0 | 0 | 0 | 0 | 0 | 1327
807 |  |  |  | Total 312 |  |  | 0 | 0 | 0 | 0 | 0 | 0 | 0 | 0 | 0
808
809 |  | 314 | Turbogenerator Units |  | F10 |  | 0 | 0 | 0 | 0 | 0 | 0 | 0 | 0 | 0 | 1333
810 |  |  |  |  | F10 |  | 0 | 0 | 0 | 0 | 0 | 0 | 0 | 0 | 0 | 1334
811 |  |  |  | JBG | F10 |  | 0 | 0 | 0 | 0 | 0 | 0 | 0 | 0 | 0 | 1336
812 |  |  |  | Total 314 |  |  | 0 | 0 | 0 | 0 | 0 | 0 | 0 | 0 | 0
813
814 |  | 315 | Accessory Electric Equipment |  | F10 |  | 0 | 0 | 0 | 0 | 0 | 0 | 0 | 0 | 0 | 1343
[5 empty] | F10 |  | 0 | 0 | 0 | 0 | 0 | 0 | 0 | 0 | 0 | 1344
816 |  |  |  | JBG | F10 |  | 0 | 0 | 0 | 0 | 0 | 0 | 0 | 0 | 0 | 1346
817 |  |  |  | Total 316 |  |  | 0 | 0 | 0 | 0 | 0 | 0 | 0 | 0 | 0
818
819 |  | 316 | Misc Power Plant Equipment |  | F10 |  | 0 | 0 | 0 | 0 | 0 | 0 | 0 | 0 | 0 | 1353
[5 empty] | F10 |  | 0 | 0 | 0 | 0 | 0 | 0 | 0 | 0 | 0 | 1354
821 |  |  |  | JBG | F10 |  | 0 | 0 | 0 | 0 | 0 | 0 | 0 | 0 | 0 | 1356
822 |  |  |  | Total 316 |  |  | 0 | 0 | 0 | 0 | 0 | 0 | 0 | 0 | 0
823
824 |  | S00 | Unclassified Steam Plant - Acct 300 |  | F10 |  | 0 | 0 | 0 | 0 | 0 | 0 | 0 | 0 | 0 | 1364
825
826
827
828 |  | Total Steam Generation Plant |  |  |  |  | 0 | 0 | 0 | 0 | 0 | 0 | 0 | 0 | 0
829
830
831 | [6 empty] | D: NUCLEAR GENERATION
832
833
834 |  | 320 | Land and Land Rights |  | F10 |  | 0 | 0 | 0 | 0 | 0 | 0 | 0 | 0 | 0 | 1370
835
836 |  | 321 | Structures and Improvements |  | F10 |  | 0 | 0 | 0 | 0 | 0 | 0 | 0 | 0 | 0 | 1374
837
838 |  | 322 | Reactor Plant Equipment |  | F10 |  | 0 | 0 | 0 | 0 | 0 | 0 | 0 | 0 | 0 | 1378
839
840 |  | 323 | Turbogenerator Units |  | F10 |  | 0 | 0 | 0 | 0 | 0 | 0 | 0 | 0 | 0 | 1382
841
842 |  | 324 | Land and Land Rights |  | F10 |  | 0 | 0 | 0 | 0 | 0 | 0 | 0 | 0 | 0 | 1386
843
844 |  | 325 | Misc. Power Plant Equipment |  | F10 |  | 0 | 0 | 0 | 0 | 0 | 0 | 0 | 0 | 0 | 1390
845
846 |  | N00 | Unclassified Nuclear Plt - Acct 300 |  | F10 |  | 0 | 0 | 0 | 0 | 0 | 0 | 0 | 0 | 0 | 1396
847
848 |  | Total Nuclear Generation Plant |  |  |  |  | 0 | 0 | 0 | 0 | 0 | 0 | 0 | 0 | 0
849
850
851 | [6 empty] | D: HYDRAULIC GENERATION PLANT
852
853
854 |  | 330 | Land and Land Rights |  | F10 |  | 0 | 0 | 0 | 0 | 0 | 0 | 0 | 0 | 0 | 1408
855
856 |  | 331 | Structures and Improvements |  | F10 |  | 0 | 0 | 0 | 0 | 0 | 0 | 0 | 0 | 0 | 1417
857
858 |  | 332 | Reservoirs, Dams & Waterways |  | F10 |  | 0 | 0 | 0 | 0 | 0 | 0 | 0 | 0 | 0 | 1426
859
860 |  | 333 | Water Wheel, Turbines, & Generators |  | F10 |  | 0 | 0 | 0 | 0 | 0 | 0 | 0 | 0 | 0 | 1435
861
862 |  | 334 | Accessory Electric Equipment |  | F10 |  | 0 | 0 | 0 | 0 | 0 | 0 | 0 | 0 | 0 | 1444
863
864 |  | 335 | Misc. Power Plant Equipment |  | F10 |  | 0 | 0 | 0 | 0 | 0 | 0 | 0 | 0 | 0 | 1453
865
866 |  | 336 | Roads, Railroads & Bridges |  | F10 |  | 0 | 0 | 0 | 0 | 0 | 0 | 0 | 0 | 0 | 1462
867
868 |  | H00 | Unclassified Hydro Plant - Acct 300 |  | F10 |  | 0 | 0 | 0 | 0 | 0 | 0 | 0 | 0 | 0 | 1468
869
870 |  | Total Hydraulic Plant |  |  |  |  | 0 | 0 | 0 | 0 | 0 | 0 | 0 | 0 | 0
871
872 |  | Distribution - METER - Unbundled
873 |  | A |  | B | C |  | D | E | F | G | H | I | J | K
874 |  | FERC ACCT |  | DESCRIPTION | COS Factor |  | Washington Jurisdiction Normalized | Residential Schedule 16 | Small General Service Schedule 24 | Large General Service < 1,000 kW Schedule 36 | Large General Service > 1,000 kW Schedule 48 | Large General Dedicated Facilities Schedule 48 | Agricultural Pumping Schedule 40 | Street & Area Lighting Sch. 15, 51-54, 57
875 |  | 340 | Land and Land Rights |  | F10 |  | 0 | 0 | 0 | 0 | 0 | 0 | 0 | 0 | 0 | 1480
876 |  |  |  | Total 340 |  |  | 0 | 0 | 0 | 0 | 0 | 0 | 0 | 0 | 0
877
878 |  | 341 | Structures and Improvements |  | F10 |  | 0 | 0 | 0 | 0 | 0 | 0 | 0 | 0 | 0 | 1488
879 |  |  |  | Total 341 |  |  | 0 | 0 | 0 | 0 | 0 | 0 | 0 | 0 | 0
880
881 |  | 342 | Fuel Holders, Producers & Access |  | F10 |  | 0 | 0 | 0 | 0 | 0 | 0 | 0 | 0 | 0 | 1496
882 |  |  |  | Total 342 |  |  | 0 | 0 | 0 | 0 | 0 | 0 | 0 | 0 | 0
883
884 |  | 343 | Prime Movers |  | F10 |  | 0 | 0 | 0 | 0 | 0 | 0 | 0 | 0 | 0 | 1505
885 |  |  |  | Total 343 |  |  | 0 | 0 | 0 | 0 | 0 | 0 | 0 | 0 | 0
886
887 |  | 344 | Generators |  | F10 |  | 0 | 0 | 0 | 0 | 0 | 0 | 0 | 0 | 0 | 1514
888 |  |  |  | Total 344 |  |  | 0 | 0 | 0 | 0 | 0 | 0 | 0 | 0 | 0
889
890 |  | 345 | Accessory Electric Plant |  | F10 |  | 0 | 0 | 0 | 0 | 0 | 0 | 0 | 0 | 0 | 1522
891 |  |  |  | Total 345 |  |  | 0 | 0 | 0 | 0 | 0 | 0 | 0 | 0 | 0
892
893 |  | 346 | Misc. Power Plant Equipment |  | F10 |  | 0 | 0 | 0 | 0 | 0 | 0 | 0 | 0 | 0 | 1529
894
895 |  | O00 | Unclassified Other Prod - Acct 300 |  | F10 |  | 0 | 0 | 0 | 0 | 0 | 0 | 0 | 0 | 0 | 1534
896
897 |  | Total Other Generation Plant |  |  |  |  | 0 | 0 | 0 | 0 | 0 | 0 | 0 | 0 | 0
898
899 |  | Experimental Plant
900 |  | 103 | Experimental Plant |  | F10 |  | 0 | 0 | 0 | 0 | 0 | 0 | 0 | 0 | 0 | 1540
901
902 |  | TOTAL GENERATION PLANT |  |  |  |  | 0 | 0 | 0 | 0 | 0 | 0 | 0 | 0 | 0
903
904 | [6 empty] | D: TRANSMISSION PLANT
905 |  | 350 | Land and Land Rights
906 |  |  |  | Demand | F12 |  | 0 | 0 | 0 | 0 | 0 | 0 | 0 | 0 | 0 | 1549
907 |  |  |  | Direct Assigned | A | 0 | 0 | 0 | 0 | 0 | 0 | 0 | 0 | 0 | 0
908 | [6 empty] | 0 | 0 | 0 | 0 | 0 | 0 | 0 | 0 | 0
909 |  | 352 | Structures and Improvements
910 |  |  |  | Demand | F12 |  | 0 | 0 | 0 | 0 | 0 | 0 | 0 | 0 | 0 | 1556
911 |  |  |  | Direct Assigned | A | 0 | 0 | 0 | 0 | 0 | 0 | 0 | 0 | 0 | 0
912 | [6 empty] | 0 | 0 | 0 | 0 | 0 | 0 | 0 | 0 | 0
913 |  | 353 | Station Equipment
914 |  |  |  | Demand | F12 |  | 0 | 0 | 0 | 0 | 0 | 0 | 0 | 0 | 0 | 1562
915 |  |  |  | Direct Assigned | A | 0 | 0 | 0 | 0 | 0 | 0 | 0 | 0 | 0 | 0
916 | [6 empty] | 0 | 0 | 0 | 0 | 0 | 0 | 0 | 0 | 0
917 |  | 354 | Towers and Fixtures
918 |  |  |  | Demand | F12 |  | 0 | 0 | 0 | 0 | 0 | 0 | 0 | 0 | 0 | 1568
919 |  |  |  | Direct Assigned | A | 0 | 0 | 0 | 0 | 0 | 0 | 0 | 0 | 0 | 0
920 | [6 empty] | 0 | 0 | 0 | 0 | 0 | 0 | 0 | 0 | 0
921 |  | 355 | Poles and Fixtures
922 |  |  |  | Demand | F12 |  | 0 | 0 | 0 | 0 | 0 | 0 | 0 | 0 | 0 | 1575
923 |  |  |  | Direct Assigned | A | 0 | 0 | 0 | 0 | 0 | 0 | 0 | 0 | 0 | 0
924 | [6 empty] | 0 | 0 | 0 | 0 | 0 | 0 | 0 | 0 | 0
925 |  | 356 | Overhead Conductors
926 |  |  |  | Demand | F12 |  | 0 | 0 | 0 | 0 | 0 | 0 | 0 | 0 | 0 | 1581
927 |  |  |  | Direct Assigned | A | 0 | 0 | 0 | 0 | 0 | 0 | 0 | 0 | 0 | 0
928 | [6 empty] | 0 | 0 | 0 | 0 | 0 | 0 | 0 | 0 | 0
929 |  | 357 | Underground Conduit
930 |  |  |  | Demand | F12 |  | 0 | 0 | 0 | 0 | 0 | 0 | 0 | 0 | 0 | 1587
931 |  |  |  | Direct Assigned | A | 0 | 0 | 0 | 0 | 0 | 0 | 0 | 0 | 0 | 0
932 | [6 empty] | 0 | 0 | 0 | 0 | 0 | 0 | 0 | 0 | 0
933 |  | 358 | Underground Conductors
934 |  |  |  | Demand | F12 |  | 0 | 0 | 0 | 0 | 0 | 0 | 0 | 0 | 0 | 1593
935 |  |  |  | Direct Assigned | A | 0 | 0 | 0 | 0 | 0 | 0 | 0 | 0 | 0 | 0
936 | [6 empty] | 0 | 0 | 0 | 0 | 0 | 0 | 0 | 0 | 0
937 |  | 359 | Roads and Trails
938 |  |  |  | Demand | F12 |  | 0 | 0 | 0 | 0 | 0 | 0 | 0 | 0 | 0 | 1599
939 |  |  |  | Direct Assigned | A | 0 | 0 | 0 | 0 | 0 | 0 | 0 | 0 | 0 | 0
940 | [6 empty] | 0 | 0 | 0 | 0 | 0 | 0 | 0 | 0 | 0
941
942 |  | T00 | Unclassified Trans Plant - Acct 300 |  | F10 |  | 0 | 0 | 0 | 0 | 0 | 0 | 0 | 0 | 0 | 1604
943 |  | TS0 | Unclassified Trans Sub - Acct 300 |  | F10 |  | 0 | 0 | 0 | 0 | 0 | 0 | 0 | 0 | 0 | 1608
944
945 |  | TOTAL TRANSMISSION PLANT |  |  |  |  | 0 | 0 | 0 | 0 | 0 | 0 | 0 | 0 | 0
946 |  | Distribution - METER - Unbundled |  |  |  |  | D: DISTRIBUTION PLANT
947 |  | A |  | B | C |  | D | E | F | G | H | I | J | K
948 |  | FERC ACCT |  | DESCRIPTION | COS Factor |  | Washington Jurisdiction Normalized | Residential Schedule 16 | Small General Service Schedule 24 | Large General Service < 1,000 kW Schedule 36 | Large General Service > 1,000 kW Schedule 48 | Large General Dedicated Facilities Schedule 48 | Agricultural Pumping Schedule 40 | Street & Area Lighting Sch. 15, 51-54, 57
949
950 |  | 360 | Land and Land Rights
951 |  |  |  | Demand Primary | F20A |  | 0 | 0 | 0 | 0 | 0 | 0 | 0 | 0 | 0 | 1614
952 |  |  |  | Assigned | A | 0 | 0 | 0 | 0 | 0 | 0 | 0 | 0 | 0 | 0
953 | [6 empty] | 0 | 0 | 0 | 0 | 0 | 0 | 0 | 0 | 0
954 |  | 361 | Structures and Improvements
955 |  |  |  | Demand Primary | F20 |  | 0 | 0 | 0 | 0 | 0 | 0 | 0 | 0 | 0 | 1620
956 |  |  |  | Assigned | A | 0 | 0 | 0 | 0 | 0 | 0 | 0 | 0 | 0 | 0
957 | [6 empty] | 0 | 0 | 0 | 0 | 0 | 0 | 0 | 0 | 0
958 |  | 362 | Station Equipment
959 |  |  |  | Demand Primary | F20A |  | 0 | 0 | 0 | 0 | 0 | 0 | 0 | 0 | 0 | 1626
960 |  |  |  | Assigned | A | 0 | 0 | 0 | 0 | 0 | 0 | 0 | 0 | 0 | 0
961 | [6 empty] | 0 | 0 | 0 | 0 | 0 | 0 | 0 | 0 | 0
962 |  | 364 | Poles, Towers & Fixtures
963 |  |  |  | Demand Primary | F20A | 0 | 0 | 0 | 0 | 0 | 0 | 0 | 0 | 0 | 0 | 1632
964 |  |  |  | Demand Secondary | F22 | 0 | 0 | 0 | 0 | 0 | 0 | 0 | 0 | 0 | 0
965 |  |  |  | Assigned | A | 0 | 0 | 0 | 0 | 0 | 0 | 0 | 0 | 0 | 0
966 | [6 empty] | 0 | 0 | 0 | 0 | 0 | 0 | 0 | 0 | 0
967 |  | 365 | Overhead Conductors
968 |  |  |  | Demand Primary | F20A | 0 | 0 | 0 | 0 | 0 | 0 | 0 | 0 | 0 | 0 | 1639
969 |  |  |  | Demand Secondary | F22 | 0 | 0 | 0 | 0 | 0 | 0 | 0 | 0 | 0 | 0
970 |  |  |  | Assigned | A | 0 | 0 | 0 | 0 | 0 | 0 | 0 | 0 | 0 | 0
971 | [6 empty] | 0 | 0 | 0 | 0 | 0 | 0 | 0 | 0 | 0
972 |  | 366 | Underground Conduit
973 |  |  |  | Demand Primary | F20A | 0 | 0 | 0 | 0 | 0 | 0 | 0 | 0 | 0 | 0 | 1646
974 |  |  |  | Demand Secondary | F22 | 0 | 0 | 0 | 0 | 0 | 0 | 0 | 0 | 0 | 0
975 |  |  |  | Assigned | A | 0 | 0 | 0 | 0 | 0 | 0 | 0 | 0 | 0 | 0
976 | [6 empty] | 0 | 0 | 0 | 0 | 0 | 0 | 0 | 0 | 0
977 |  | 367 | Underground Conductors
978 |  |  |  | Demand Primary | F20A | 0 | 0 | 0 | 0 | 0 | 0 | 0 | 0 | 0 | 0 | 1653
979 |  |  |  | Demand Secondary | F22 | 0 | 0 | 0 | 0 | 0 | 0 | 0 | 0 | 0 | 0
980 |  |  |  | Assigned | A | 0 | 0 | 0 | 0 | 0 | 0 | 0 | 0 | 0 | 0
981 | [6 empty] | 0 | 0 | 0 | 0 | 0 | 0 | 0 | 0 | 0
982 |  | 368 | Line Transformers
983 |  |  |  | Demand Secondary | F21 |  | 0 | 0 | 0 | 0 | 0 | 0 | 0 | 0 | 0 | 1660
984 |  |  |  | Assigned | A | 0 | 0 | 0 | 0 | 0 | 0 | 0 | 0 | 0 | 0
985 | [6 empty] | 0 | 0 | 0 | 0 | 0 | 0 | 0 | 0 | 0
986 |  | 369 | Services
987 |  |  |  | Customer | F70 |  | 0 | 0 | 0 | 0 | 0 | 0 | 0 | 0 | 0 | 1666
988 |  |  |  | Assigned | A | 0 | 0 | 0 | 0 | 0 | 0 | 0 | 0 | 0 | 0
989 | [6 empty] | 0 | 0 | 0 | 0 | 0 | 0 | 0 | 0 | 0
990 |  | 370 | Meters
991 |  |  |  | Customer | F60A |  | 0 | 0 | 0 | 0 | 0 | 0 | 0 | 0 | 0 | 1673
992 |  |  |  | Assigned | A | 0 | 0 | 0 | 0 | 0 | 0 | 0 | 0 | 0 | 0
993 | [6 empty] | 0 | 0 | 0 | 0 | 0 | 0 | 0 | 0 | 0
994 |  | 371 | Install on Customers' Premises
995 |  |  |  | Demand Primary | F20 | 0 | 0 | 0 | 0 | 0 | 0 | 0 | 0 | 0 | 0 | 1679
996 |  |  |  | Demand Secondary | F22 | 0 | 0 | 0 | 0 | 0 | 0 | 0 | 0 | 0 | 0
997 |  |  |  | Assigned | A | 0 | 0 | 0 | 0 | 0 | 0 | 0 | 0 | 0 | 0
998 | [6 empty] | 0 | 0 | 0 | 0 | 0 | 0 | 0 | 0 | 0
999 |  | 372 | Leased Property
1000 |  |  |  | Demand Primary | F20 | 0 | 0 | 0 | 0 | 0 | 0 | 0 | 0 | 0 | 0 | 1686
1001 |  |  |  | Demand Secondary | F22 | 0 | 0 | 0 | 0 | 0 | 0 | 0 | 0 | 0 | 0
1002 |  |  |  | Assigned | A | 0 | 0 | 0 | 0 | 0 | 0 | 0 | 0 | 0 | 0
1003 | [6 empty] | 0 | 0 | 0 | 0 | 0 | 0 | 0 | 0 | 0
1004
1005 |  | 373 | Street Lights |  | A | 0 | 0 | 0 | 0 | 0 | 0 | 0 | 0 | 0 | 0 | 1695
1006
1007
1008 |  | D00 | Unclassified Dist Plant - Acct 300 |  | F22 |  | 0 | 0 | 0 | 0 | 0 | 0 | 0 | 0 | 0 | 1698
1009 |  | DS0 | Unclassified Dist Sub - Acct 300 |  | F20 |  | 0 | 0 | 0 | 0 | 0 | 0 | 0 | 0 | 0 | 1702
1010 |  | TOTAL DISTRIBUTION PLANT |  |  |  |  | 0 | 0 | 0 | 0 | 0 | 0 | 0 | 0 | 0
1011
1012 |  | Distribution - METER - Unbundled |  |  |  |  | DISTRIBUTION PLANT D: GENERAL PLANT
1013
1014 |  | A |  | B | C |  | D | E | F | G | H | I | J | K
1015 |  | FERC ACCT |  | DESCRIPTION | COS Factor |  | Washington Jurisdiction Normalized | Residential Schedule 16 | Small General Service Schedule 24 | Large General Service < 1,000 kW Schedule 36 | Large General Service > 1,000 kW Schedule 48 | Large General Dedicated Facilities Schedule 48 | Agricultural Pumping Schedule 40 | Street & Area Lighting Sch. 15, 51-54, 57
1016 |  | 389 | Land and Land Rights
1017 |  |  |  | S | F107C |  | 0 | 0 | 0 | 0 | 0 | 0 | 0 | 0 | 0 | 1709
1018 |  |  |  | CN | F42 |  | 76094.933 | 58882.0446 | 12325.6372 | 690.0682 | 310.0621 | 4.6665 | 2494.6288 | 1387.8256 | 0 | 1710
1019 |  |  |  | DGU | F105C |  | 0 | 0 | 0 | 0 | 0 | 0 | 0 | 0 | 0 | 1711
1020 |  |  |  | SG | F105C |  | 0 | 0 | 0 | 0 | 0 | 0 | 0 | 0 | 0 | 1712
1021 |  |  |  | CAGW | F105C |  | 0 | 0 | 0 | 0 | 0 | 0 | 0 | 0 | 0 | 1713
1022 |  |  |  | CAGE | F105C |  | 0 | 0 | 0 | 0 | 0 | 0 | 0 | 0 | 0 | 1714
1023 |  |  |  | SO | F102C |  | 0 | 0 | 0 | 0 | 0 | 0 | 0 | 0 | 0 | 1715
1024 |  |  | Total Land & Land Rights |  |  |  | 76094.933 | 58882.0446 | 12325.6372 | 690.0682 | 310.0621 | 4.6665 | 2494.6288 | 1387.8256 | 0
1025
1026 |  | 390 | Structures and Improvements
1027 |  |  |  | S | F107C |  | 0 | 0 | 0 | 0 | 0 | 0 | 0 | 0 | 0 | 1719
1028 |  |  |  | CAEE | F105C |  | 0 | 0 | 0 | 0 | 0 | 0 | 0 | 0 | 0 | 1720
1029 |  |  |  | SE | F105C |  | 0 | 0 | 0 | 0 | 0 | 0 | 0 | 0 | 0 | 1721
1030 |  |  |  | CN | F42 |  | 553444.6733 | 428253.9279 | 89645.3674 | 5018.9228 | 2255.1068 | 33.9397 | 18143.6392 | 10093.7695 | 0 | 1722
1031 |  |  |  | SG/CAGE/CAGW | F105C |  | 0 | 0 | 0 | 0 | 0 | 0 | 0 | 0 | 0 | 1723
1032 |  |  |  | CAGW | F105C |  | 0 | 0 | 0 | 0 | 0 | 0 | 0 | 0 | 0 | 1724
1033 |  |  |  | CAGE | F105C |  | 0 | 0 | 0 | 0 | 0 | 0 | 0 | 0 | 0 | 1725
1034 |  |  |  | JBG | F105C |  | 0 | 0 | 0 | 0 | 0 | 0 | 0 | 0 | 0 | 1726
1035 |  |  |  | SO | F102C |  | 0 | 0 | 0 | 0 | 0 | 0 | 0 | 0 | 0 | 1727
1036
1037 |  |  | Total Structures and Improvements |  |  |  | 553444.6733 | 428253.9279 | 89645.3674 | 5018.9228 | 2255.1068 | 33.9397 | 18143.6392 | 10093.7695 | 0
1038
1039 |  | 391 | Office Furniture & Equipment
1040 |  |  |  | S | F107C |  | 0 | 0 | 0 | 0 | 0 | 0 | 0 | 0 | 0 | 1731
1041 |  |  |  | DGP | F105C |  | 0 | 0 | 0 | 0 | 0 | 0 | 0 | 0 | 0 | 1732
1042 |  |  |  | DGU | F105C |  | 0 | 0 | 0 | 0 | 0 | 0 | 0 | 0 | 0 | 1733
1043 |  |  |  | CN | F42 |  | 252283.7891 | 195216.4848 | 40864.1985 | 2287.84 | 1027.9743 | 15.4712 | 8270.6479 | 4601.1725 | 0 | 1734
1044 |  |  |  | SG | F105C |  | 0 | 0 | 0 | 0 | 0 | 0 | 0 | 0 | 0 | 1735
1045 |  |  |  | SE | F10 |  | 0 | 0 | 0 | 0 | 0 | 0 | 0 | 0 | 0 | 1736
1046 |  |  |  | SO | F102C |  | 0 | 0 | 0 | 0 | 0 | 0 | 0 | 0 | 0 | 1737
1047 |  |  |  | CAGW | F105C |  | 0 | 0 | 0 | 0 | 0 | 0 | 0 | 0 | 0 | 1738
1048 |  |  |  | CAGE | F105C |  | 0 | 0 | 0 | 0 | 0 | 0 | 0 | 0 | 0 | 1739
1049 |  |  |  | JBG | F105C |  | 0 | 0 | 0 | 0 | 0 | 0 | 0 | 0 | 0 | 1740
1050 |  |  |  | JBE | F10 |  | 0 | 0 | 0 | 0 | 0 | 0 | 0 | 0 | 0 | 1741
1051 |  |  |  | CAEE | F105C |  | 0 | 0 | 0 | 0 | 0 | 0 | 0 | 0 | 0 | 1742
1052 |  |  |  | CAGE | F105C |  | 0 | 0 | 0 | 0 | 0 | 0 | 0 | 0 | 0 | 1743
1053 |  |  |  | CAGE | F105C |  | 0 | 0 | 0 | 0 | 0 | 0 | 0 | 0 | 0 | 1744
1054 |  |  | Total Office Furniture & Equipment |  |  |  | 252283.7891 | 195216.4848 | 40864.1985 | 2287.84 | 1027.9743 | 15.4712 | 8270.6479 | 4601.1725 | 0
1055
1056 |  | 392 | Transportation Equipment
1057 |  |  |  | S | F107C |  | 0 | 0 | 0 | 0 | 0 | 0 | 0 | 0 | 0 | 1748
1058 |  |  |  | SO | F102C |  | 0 | 0 | 0 | 0 | 0 | 0 | 0 | 0 | 0 | 1749
1059 |  |  |  | SG | F105C |  | 0 | 0 | 0 | 0 | 0 | 0 | 0 | 0 | 0 | 1750
1060 |  |  |  | CN | F42 |  | 0 | 0 | 0 | 0 | 0 | 0 | 0 | 0 | 0 | 1751
1061 |  |  |  | DGU | F105C |  | 0 | 0 | 0 | 0 | 0 | 0 | 0 | 0 | 0 | 1752
1062 |  |  |  | SE | F10 |  | 0 | 0 | 0 | 0 | 0 | 0 | 0 | 0 | 0 | 1753
1063 |  |  |  | DGP | F105C |  | 0 | 0 | 0 | 0 | 0 | 0 | 0 | 0 | 0 | 1754
1064 |  |  |  | CAGW | F105C |  | 0 | 0 | 0 | 0 | 0 | 0 | 0 | 0 | 0 | 1755
1065 |  |  |  | CAGE | F105C |  | 0 | 0 | 0 | 0 | 0 | 0 | 0 | 0 | 0 | 1756
1066 |  |  |  | JBG | F105C |  | 0 | 0 | 0 | 0 | 0 | 0 | 0 | 0 | 0 | 1757
1067 |  |  |  | CAEW | F105C |  | 0 | 0 | 0 | 0 | 0 | 0 | 0 | 0 | 0 | 1758
1068 |  |  |  | CAEE | F105C |  | 0 | 0 | 0 | 0 | 0 | 0 | 0 | 0 | 0 | 1759
1069 |  |  |  | CAGE | F105C |  | 0 | 0 | 0 | 0 | 0 | 0 | 0 | 0 | 0 | 1760
1070 |  |  |  | CAGE | F10 |  | 0 | 0 | 0 | 0 | 0 | 0 | 0 | 0 | 0 | 1761
1071 |  |  | Total Transportation Equipment |  |  |  | 0 | 0 | 0 | 0 | 0 | 0 | 0 | 0 | 0
1072
1073 |  | 393 | Stores Equipment
1074 |  |  |  | S | F107C |  | 0 | 0 | 0 | 0 | 0 | 0 | 0 | 0 | 0 | 1765
1075 |  |  |  | DGP | F105C |  | 0 | 0 | 0 | 0 | 0 | 0 | 0 | 0 | 0 | 1766
1076 |  |  |  | DGU | F105C |  | 0 | 0 | 0 | 0 | 0 | 0 | 0 | 0 | 0 | 1767
1077 |  |  |  | SO | F102C |  | 0 | 0 | 0 | 0 | 0 | 0 | 0 | 0 | 0 | 1768
1078 |  |  |  | SG | F105C |  | 0 | 0 | 0 | 0 | 0 | 0 | 0 | 0 | 0 | 1769
1079 |  |  |  | CAGW | F105C |  | 0 | 0 | 0 | 0 | 0 | 0 | 0 | 0 | 0 | 1770
1080 |  |  |  | CAGE | F105C |  | 0 | 0 | 0 | 0 | 0 | 0 | 0 | 0 | 0 | 1771
1081 |  |  |  | JBG | F105C |  | 0 | 0 | 0 | 0 | 0 | 0 | 0 | 0 | 0 | 1772
1082 |  |  |  | CAGE | F105C |  | 0 | 0 | 0 | 0 | 0 | 0 | 0 | 0 | 0 | 1773
1083 |  |  | Total Stores Equipment |  |  |  | 0 | 0 | 0 | 0 | 0 | 0 | 0 | 0 | 0 | 1774
1084
1085 |  | 394 | Tools, Shop & Garage Equipment
1086 |  |  |  | S | F107C |  | 0 | 0 | 0 | 0 | 0 | 0 | 0 | 0 | 0 | 1777
1087 |  |  |  | DGP | F105C |  | 0 | 0 | 0 | 0 | 0 | 0 | 0 | 0 | 0 | 1778
1088 |  |  |  | SG | F105C |  | 0 | 0 | 0 | 0 | 0 | 0 | 0 | 0 | 0 | 1779
1089 |  |  |  | SO | F102C |  | 0 | 0 | 0 | 0 | 0 | 0 | 0 | 0 | 0 | 1780
1090 |  |  |  | SE | F10 |  | 0 | 0 | 0 | 0 | 0 | 0 | 0 | 0 | 0 | 1781
1091 |  |  |  | DGU | F105C |  | 0 | 0 | 0 | 0 | 0 | 0 | 0 | 0 | 0 | 1782
1092 |  |  |  | CAGW | F105C |  | 0 | 0 | 0 | 0 | 0 | 0 | 0 | 0 | 0 | 1783
1093 |  |  |  | CAGE | F105C |  | 0 | 0 | 0 | 0 | 0 | 0 | 0 | 0 | 0 | 1784
1094 |  |  |  | JBG | F105C |  | 0 | 0 | 0 | 0 | 0 | 0 | 0 | 0 | 0 | 1785
1095 |  |  |  | CAEW | F105C |  | 0 | 0 | 0 | 0 | 0 | 0 | 0 | 0 | 0 | 1786
1096 |  |  |  | CAEE | F105C |  | 0 | 0 | 0 | 0 | 0 | 0 | 0 | 0 | 0 | 1787
1097 |  |  |  | CAGE | F105C |  | 0 | 0 | 0 | 0 | 0 | 0 | 0 | 0 | 0 | 1788
1098 |  |  |  | CAGE | F102C |  | 0 | 0 | 0 | 0 | 0 | 0 | 0 | 0 | 0 | 1789
1099 |  |  | Total Tools, Shop & Garage Equipment |  |  |  | 0 | 0 | 0 | 0 | 0 | 0 | 0 | 0 | 0
1100
1101 |  | 395 | Laboratory Equipment
1102 |  |  |  | S | F107C |  | 0 | 0 | 0 | 0 | 0 | 0 | 0 | 0 | 0 | 1793
1103 |  |  |  | DGP | F105C |  | 0 | 0 | 0 | 0 | 0 | 0 | 0 | 0 | 0 | 1794
1104 |  |  |  | DGU | F105C |  | 0 | 0 | 0 | 0 | 0 | 0 | 0 | 0 | 0 | 1795
1105 |  |  |  | SO | F102C |  | 0 | 0 | 0 | 0 | 0 | 0 | 0 | 0 | 0 | 1796
1106 |  |  |  | SE | F10 |  | 0 | 0 | 0 | 0 | 0 | 0 | 0 | 0 | 0 | 1797
1107 |  |  |  | SG | F105C |  | 0 | 0 | 0 | 0 | 0 | 0 | 0 | 0 | 0 | 1798
1108 |  |  |  | CAGW | F105C |  | 0 | 0 | 0 | 0 | 0 | 0 | 0 | 0 | 0 | 1799
1109 |  |  |  | CAGE | F105C |  | 0 | 0 | 0 | 0 | 0 | 0 | 0 | 0 | 0 | 1800
1110 |  |  |  | JBG | F105C |  | 0 | 0 | 0 | 0 | 0 | 0 | 0 | 0 | 0 | 1801
1111 |  |  |  | CAEW | F105C |  | 0 | 0 | 0 | 0 | 0 | 0 | 0 | 0 | 0 | 1802
1112 |  |  |  | CAEE | F105C |  | 0 | 0 | 0 | 0 | 0 | 0 | 0 | 0 | 0 | 1803
1113 |  |  |  | CAGE | F105C |  | 0 | 0 | 0 | 0 | 0 | 0 | 0 | 0 | 0 | 1804
1114 |  |  |  | CAGE | F102C |  | 0 | 0 | 0 | 0 | 0 | 0 | 0 | 0 | 0 | 1805
1115 |  |  | Total Laboratory Equipment |  |  |  | 0 | 0 | 0 | 0 | 0 | 0 | 0 | 0 | 0
1116
1117 |  | 396 | Power Operated Equipment
1118 |  |  |  | S | F107C |  | 0 | 0 | 0 | 0 | 0 | 0 | 0 | 0 | 0 | 1809
1119 |  |  |  | DGP | F105C |  | 0 | 0 | 0 | 0 | 0 | 0 | 0 | 0 | 0 | 1810
1120 |  |  |  | DGU | F105C |  | 0 | 0 | 0 | 0 | 0 | 0 | 0 | 0 | 0 | 1811
1121 |  |  |  | SO | F102C |  | 0 | 0 | 0 | 0 | 0 | 0 | 0 | 0 | 0 | 1812
1122 |  |  |  | SE | F10 |  | 0 | 0 | 0 | 0 | 0 | 0 | 0 | 0 | 0 | 1813
1123 |  |  |  | SG | F105C |  | 0 | 0 | 0 | 0 | 0 | 0 | 0 | 0 | 0 | 1814
1124 |  |  |  | CAGW | F105C |  | 0 | 0 | 0 | 0 | 0 | 0 | 0 | 0 | 0 | 1815
1125 |  |  |  | CAGE | F105C |  | 0 | 0 | 0 | 0 | 0 | 0 | 0 | 0 | 0 | 1816
1126 |  |  |  | JBG | F105C |  | 0 | 0 | 0 | 0 | 0 | 0 | 0 | 0 | 0 | 1817
1127 |  |  |  | CAEW | F105C |  | 0 | 0 | 0 | 0 | 0 | 0 | 0 | 0 | 0 | 1818
1128 |  |  |  | CAEE | F105C |  | 0 | 0 | 0 | 0 | 0 | 0 | 0 | 0 | 0 | 1819
1129 |  |  |  | CAGE | F105C |  | 0 | 0 | 0 | 0 | 0 | 0 | 0 | 0 | 0 | 1820
1130 |  |  |  | CAGE | F102C |  | 0 | 0 | 0 | 0 | 0 | 0 | 0 | 0 | 0 | 1821
1131 |  |  | Total Power Operated Equipment |  |  |  | 0 | 0 | 0 | 0 | 0 | 0 | 0 | 0 | 0
1132
1133 |  | 397 | Communication Equipment
1134 |  |  |  | S | F107C |  | 0 | 0 | 0 | 0 | 0 | 0 | 0 | 0 | 0 | 1825
1135 |  |  |  | SGP | F105C |  | 0 | 0 | 0 | 0 | 0 | 0 | 0 | 0 | 0 | 1826
1136 |  |  |  | SGU | F105C |  | 0 | 0 | 0 | 0 | 0 | 0 | 0 | 0 | 0 | 1827
1137 |  |  |  | SO | F102C |  | 0 | 0 | 0 | 0 | 0 | 0 | 0 | 0 | 0 | 1828
1138 |  |  |  | CN | F42 |  | 73374.0443 | 56776.6286 | 11884.9155 | 665.3938 | 298.9753 | 4.4996 | 2405.4296 | 1338.2019 | 0 | 1829
1139 |  |  |  | SG/CAGE/CAGW | F105C |  | 0 | 0 | 0 | 0 | 0 | 0 | 0 | 0 | 0 | 1830
1140 |  |  |  | SE | F10 |  | 0 | 0 | 0 | 0 | 0 | 0 | 0 | 0 | 0 | 1831
1141 |  |  |  | JBG | F105C |  | 0 | 0 | 0 | 0 | 0 | 0 | 0 | 0 | 0 | 1832
|  |  |  | CAGE | F105C |  | 0 | 0 | 0 | 0 | 0 | 0 | 0 | 0 | 0 | 1833
1143 |  |  |  | CAGE | F105C |  | 0 | 0 | 0 | 0 | 0 | 0 | 0 | 0 | 0 | 1834
1144 |  |  | Total Communication Equipment |  |  |  | 73374.0443 | 56776.6286 | 11884.9155 | 665.3938 | 298.9753 | 4.4996 | 2405.4296 | 1338.2019 | 0
1145
1146 |  | Distribution - METER - Unbundled |  |  |  |  | D: GENERAL PLANT
1147
1148 |  | A |  | B | C |  | D | E | F | G | H | I | J | K
1149 |  | FERC ACCT |  | DESCRIPTION | COS Factor |  | Washington Jurisdiction Normalized | Residential Schedule 16 | Small General Service Schedule 24 | Large General Service < 1,000 kW Schedule 36 | Large General Service > 1,000 kW Schedule 48 | Large General Dedicated Facilities Schedule 48 | Agricultural Pumping Schedule 40 | Street & Area Lighting Sch. 15, 51-54, 57
1150 |  | 398 | Misc. Equipment
1151 |  |  |  | S | F107C |  | 0 | 0 | 0 | 0 | 0 | 0 | 0 | 0 | 0 | 1838
1152 |  |  |  | SGP | F105C |  | 0 | 0 | 0 | 0 | 0 | 0 | 0 | 0 | 0 | 1844
1153 |  |  |  | SGU | F105C |  | 0 | 0 | 0 | 0 | 0 | 0 | 0 | 0 | 0 | 1840
|  |  |  | CN | F42 |  | 5304.323 | 4104.4702 | 859.1789 | 48.1023 | 21.6134 | 0.32529 | 173.8922 | 96.7407 | 0 | 1841
1155 |  |  |  | SO | F102C |  | 0 | 0 | 0 | 0 | 0 | 0 | 0 | 0 | 0 | 1842
1156 |  |  |  | SE | F10 |  | 0 | 0 | 0 | 0 | 0 | 0 | 0 | 0 | 0 | 1843
1157 |  |  |  | SG | F105C |  | 0 | 0 | 0 | 0 | 0 | 0 | 0 | 0 | 0 | 1845
1158 |  |  |  | JBG | F105C |  | 0 | 0 | 0 | 0 | 0 | 0 | 0 | 0 | 0 | 1847
1159 |  |  | Total Misc. Equipment |  |  |  | 5304.323 | 4104.4702 | 859.1789 | 48.1023 | 21.6134 | 0.32529 | 173.8922 | 96.7407 | 0
1160
1161 |  | 399 | Coal Mine |  | F10 |  | 0 | 0 | 0 | 0 | 0 | 0 | 0 | 0 | 0 | 1858
1162 |  | 399L | WIDCO Capital Lease |  | F10 |  | 0 | 0 | 0 | 0 | 0 | 0 | 0 | 0 | 0 | 1861
1163 |  |  | Remove Capital Lease |  | F10 |  | 0 | 0 | 0 | 0 | 0 | 0 | 0 | 0 | 0 | 1864
1164
1165 |  | 390L | General Capital Lease
1166 |  |  |  | S | F10 |  | 0 | 0 | 0 | 0 | 0 | 0 | 0 | 0 | 0 | 1869
1167 |  |  |  | SG | F10 |  | 0 | 0 | 0 | 0 | 0 | 0 | 0 | 0 | 0 | 1870
1168 |  |  |  | SO-U | F10 |  | 0 | 0 | 0 | 0 | 0 | 0 | 0 | 0 | 0 | 1871
1170 |  |  | Remove Capital Lease |  |  |  | 0 | 0 | 0 | 0 | 0 | 0 | 0 | 0
1171
1172 |  | 392L | General Vehicles Capital Lease |  | F10 |  | 0 | 0 | 0 | 0 | 0 | 0 | 0 | 0 | 0 | 1878
1173 |  |  | Remove Capital Lease |  | F10 |  | 0 | 0 | 0 | 0 | 0 | 0 | 0 | 0 | 0 | 1881
1174
1175 |  | G00 | Unclassified Gen Plant - Acct 300 |  | F102C |  | 0 | 0 | 0 | 0 | 0 | 0 | 0 | 0 | 0 | 1891
1176 |  | GV0 | Unclassified Gen Veh - Acct 300 |  | F102C |  | 0 | 0 | 0 | 0 | 0 | 0 | 0 | 0 | 0 | 1899
1177
1178 |  | TOTAL GENERAL PLANT |  |  |  |  | 960501.7627 | 743233.5561 | 155579.2974 | 8710.3272 | 3913.732 | 58.9023 | 31488.2376 | 17517.7101 | 0
1179
1180
1181
1182 | [6 empty] | D: INTANGIBLE PLANT
1183
1184 |  | 301 | Organization
1185 |  |  |  | S | F107C |  | 0 | 0 | 0 | 0 | 0 | 0 | 0 | 0 | 0 | 1904
1186 |  |  |  | SO | F102C |  | 0 | 0 | 0 | 0 | 0 | 0 | 0 | 0 | 0 | 1905
1187 |  |  |  | SG/CAGE/CAGW | F105C |  | 0 | 0 | 0 | 0 | 0 | 0 | 0 | 0 | 0 | 1906
1188 |  |  | Total Organization |  |  |  | 0 | 0 | 0 | 0 | 0 | 0 | 0 | 0 | 0
1189
1190 |  | 302 | Franchise & Consent
1191 |  |  |  | S | F107C |  | 0 | 0 | 0 | 0 | 0 | 0 | 0 | 0 | 0 | 1909
1192 |  |  |  | SG/CAGE/CAGW | F105C |  | 0 | 0 | 0 | 0 | 0 | 0 | 0 | 0 | 0 | 1910
1193 |  |  |  | DGP | F105C |  | 0 | 0 | 0 | 0 | 0 | 0 | 0 | 0 | 0 | 1911
1194 |  |  |  | DGU | F105C |  | 0 | 0 | 0 | 0 | 0 | 0 | 0 | 0 | 0 | 1912
1195 |  |  | Total Franchise & Consent |  |  |  | 0 | 0 | 0 | 0 | 0 | 0 | 0 | 0 | 0
1196
1197 |  | 303 | Miscellaneous Intangible Plant
1198 |  |  |  | S | F107C |  | 0 | 0 | 0 | 0 | 0 | 0 | 0 | 0 | 0 | 1920
1199 |  |  |  | SG/CAGW | F105C |  | 0 | 0 | 0 | 0 | 0 | 0 | 0 | 0 | 0 | 1921
1200 |  |  |  | SO | F102C |  | 0 | 0 | 0 | 0 | 0 | 0 | 0 | 0 | 0 | 1922
1201 |  |  |  | SE | F105C |  | 0 | 0 | 0 | 0 | 0 | 0 | 0 | 0 | 0 | 1923
1202 |  |  |  | CN | F42 |  | 14953426.0645 | 11570918.9311 | 2422112.7033 | 135605.4078 | 60930.3426 | 917.0118 | 490219.8536 | 272721.8143 | 0 | 1924
1203 |  |  |  | DGU | F10 |  | 0 | 0 | 0 | 0 | 0 | 0 | 0 | 0 | 0 | 1925
1204 |  |  |  | DGP | F105C |  | 0 | 0 | 0 | 0 | 0 | 0 | 0 | 0 | 0 | 1926
1205 |  |  |  | JBG | F105C |  | 0 | 0 | 0 | 0 | 0 | 0 | 0 | 0 | 0 | 1927
1206 |  |  | Total Miscellaneous Intangible Plant |  |  |  | 14953426.0645 | 11570918.9311 | 2422112.7033 | 135605.4078 | 60930.3426 | 917.0118 | 490219.8536 | 272721.8143 | 0
1207
1208 |  | I00 | Unclass Intangible Plant - Acct 300 |  | F102C |  | 0 | 0 | 0 | 0 | 0 | 0 | 0 | 0 | 0 | 1938
1209
1210 |  | TOTAL INTANGIBLE PLANT |  |  |  |  | 14953426.0645 | 11570918.9311 | 2422112.7033 | 135605.4078 | 60930.3426 | 917.0118 | 490219.8536 | 272721.8143 | 0
1211
1212
1213 |  | TOTAL ELECTRIC PLANT IN SERVICE |  |  |  |  | 15913927.8272 | 12314152.4872 | 2577692.0007 | 144315.735 | 64844.0745 | 975.9142 | 521708.0913 | 290239.5244 | 0
1214
1215
1216 |  | Distribution - METER - Unbundled |  |  |  |  | D: MISC RATE BASE
1217
1218 |  | A |  | B | C |  | D | E | F | G | H | I | J | K
1219 |  | FERC ACCT |  | DESCRIPTION | COS Factor |  | Washington Jurisdiction Normalized | Residential Schedule 16 | Small General Service Schedule 24 | Large General Service < 1,000 kW Schedule 36 | Large General Service > 1,000 kW Schedule 48 | Large General Dedicated Facilities Schedule 48 | Agricultural Pumping Schedule 40 | Street & Area Lighting Sch. 15, 51-54, 57
1220 |  | 105 | Plant Held For Future Use
1221 |  |  |  | S | F20 |  | 0 | 0 | 0 | 0 | 0 | 0 | 0 | 0 | 0 | 1946
1222 |  |  |  | SG | F10 |  | 0 | 0 | 0 | 0 | 0 | 0 | 0 | 0 | 0 | 1947
1223 |  |  |  | SG | F10 |  | 0 | 0 | 0 | 0 | 0 | 0 | 0 | 0 | 0 | 1948
1224 |  |  |  | SG | F10 |  | 0 | 0 | 0 | 0 | 0 | 0 | 0 | 0 | 0 | 1949
1225 |  |  |  | SE | F10 |  | 0 | 0 | 0 | 0 | 0 | 0 | 0 | 0 | 0 | 1950
1226 |  |  |  | SG | F10 |  | 0 | 0 | 0 | 0 | 0 | 0 | 0 | 0 | 0 | 1951
1227 |  |  |  | SG | F10 |  | 0 | 0 | 0 | 0 | 0 | 0 | 0 | 0 | 0 | 1952
1228 |  |  |  | CAGE | F102 |  | 0 | 0 | 0 | 0 | 0 | 0 | 0 | 0 | 0 | 1953
1229 |  |  |  | CAEW | F102 |  | 0 | 0 | 0 | 0 | 0 | 0 | 0 | 0 | 0 | 1954
1230 |  |  |  | CAEE | F102 |  | 0 | 0 | 0 | 0 | 0 | 0 | 0 | 0 | 0 | 1955
1231 |  |  | Total Plant Held For Future Use |  |  |  | 0 | 0 | 0 | 0 | 0 | 0 | 0 | 0 | 0
1232
1233 |  | 114 | Electric Plant Acquisition Adjust |  | F10 |  | 0 | 0 | 0 | 0 | 0 | 0 | 0 | 0 | 0 | 1964
1234
1235 |  | 115 | Accum Provision for Asset Acquisition Adjustments |  | F10 |  | 0 | 0 | 0 | 0 | 0 | 0 | 0 | 0 | 0 | 1972
1236
1237 |  | 128 | Pensions |  | F102C |  | 0 | 0 | 0 | 0 | 0 | 0 | 0 | 0 | 0 | 1976
1238
1239 |  | 124 | Weatherization |  | F10 |  | 0 | 0 | 0 | 0 | 0 | 0 | 0 | 0 | 0 | 1998
1240
1241 |  | 151 | Fuel Stock |  | F10 |  | 0 | 0 | 0 | 0 | 0 | 0 | 0 | 0 | 0 | 2001
1242 |  |  |  | SE | F10 |  | 0 | 0 | 0 | 0 | 0 | 0 | 0 | 0 | 0 | 2002
1243 |  |  |  | CAEW | F10 |  | 0 | 0 | 0 | 0 | 0 | 0 | 0 | 0 | 0 | 2003
1244 |  |  |  | CAEE | F10 |  | 0 | 0 | 0 | 0 | 0 | 0 | 0 | 0 | 0 | 2004
1245 |  |  |  | JBE | F10 |  | 0 | 0 | 0 | 0 | 0 | 0 | 0 | 0 | 0 | 2005
1246 |  |  |  | CAEE | F10 |  | 0 | 0 | 0 | 0 | 0 | 0 | 0 | 0 | 0 | 2006
1247 |  |  |  | CAEE | F10 |  | 0 | 0 | 0 | 0 | 0 | 0 | 0 | 0 | 0 | 2007
1248 |  |  |  | Total Fuel Stock |  |  | 0 | 0 | 0 | 0 | 0 | 0 | 0 | 0 | 0
1249
1250 |  | 152 | Fuel Stock - Undistributed |  | F10 |  | 0 | 0 | 0 | 0 | 0 | 0 | 0 | 0 | 0 | 2011
1251
1252 |  | 25316 | DG&T Working Capital Deposit |  | F10 |  | 0 | 0 | 0 | 0 | 0 | 0 | 0 | 0 | 0 | 2016
1253
1254 |  | 25317 | DG&T Working Capital Deposit |  | F10 |  | 0 | 0 | 0 | 0 | 0 | 0 | 0 | 0 | 0 | 2020
1255
1256 |  | 25319 | Provo Working Capital Deposit |  | F10 |  | 0 | 0 | 0 | 0 | 0 | 0 | 0 | 0 | 0 | 2024
1257
1258 |  | 154 | Materials and Supplies |  | F102C |  | 0 | 0 | 0 | 0 | 0 | 0 | 0 | 0 | 0 | 2029
1259 |  |  |  | SG | F102C |  | 0 | 0 | 0 | 0 | 0 | 0 | 0 | 0 | 0 | 2030
1260 |  |  |  | SE | F102C |  | 0 | 0 | 0 | 0 | 0 | 0 | 0 | 0 | 0 | 2031
1261 |  |  |  | SO | F102C |  | 0 | 0 | 0 | 0 | 0 | 0 | 0 | 0 | 0 | 2032
1262 |  |  |  | SNPPS | F102C |  | 0 | 0 | 0 | 0 | 0 | 0 | 0 | 0 | 0 | 2033
1263 |  |  |  | SNPPH | F102C |  | 0 | 0 | 0 | 0 | 0 | 0 | 0 | 0 | 0 | 2034
1264 |  |  |  | SNPD | F102C |  | 0 | 0 | 0 | 0 | 0 | 0 | 0 | 0 | 0 | 2035
1265 |  |  |  | SNPT | F102C |  | 0 | 0 | 0 | 0 | 0 | 0 | 0 | 0 | 0 | 2036
1266 |  |  |  | DGU | F102C |  | 0 | 0 | 0 | 0 | 0 | 0 | 0 | 0 | 0 | 2037
1267 |  |  |  | DGP | F102C |  | 0 | 0 | 0 | 0 | 0 | 0 | 0 | 0 | 0 | 2038
1268 |  |  |  | JBE | F10 |  | 0 | 0 | 0 | 0 | 0 | 0 | 0 | 0 | 0 | 2039
1269 |  |  |  | SNPP | F102C |  | 0 | 0 | 0 | 0 | 0 | 0 | 0 | 0 | 0 | 2040
1270 |  |  |  | CAGW | F102C |  | 0 | 0 | 0 | 0 | 0 | 0 | 0 | 0 | 0 | 2041
1271 |  |  |  | CAGE | F102C |  | 0 | 0 | 0 | 0 | 0 | 0 | 0 | 0 | 0 | 2042
1272 |  |  |  | JBG | F10 |  | 0 | 0 | 0 | 0 | 0 | 0 | 0 | 0 | 0 | 2043
1273 |  |  |  | CAEW | F102C |  | 0 | 0 | 0 | 0 | 0 | 0 | 0 | 0 | 0 | 2044
1274 |  |  |  | CAEE | F102C |  | 0 | 0 | 0 | 0 | 0 | 0 | 0 | 0 | 0 | 2045
1275 |  |  |  | CAGE | F102C |  | 0 | 0 | 0 | 0 | 0 | 0 | 0 | 0 | 0 | 2046
1276 |  |  | Total Materials and Supplies |  |  |  | 0 | 0 | 0 | 0 | 0 | 0 | 0 | 0 | 0
1277
1278 |  | 163 | Stores Expense Undistributed |  | F102C |  | 0 | 0 | 0 | 0 | 0 | 0 | 0 | 0 | 0 | 2050
1279
1280 |  | 25318 | Provo Working Capital Deposit |  | F102C |  | 0 | 0 | 0 | 0 | 0 | 0 | 0 | 0 | 0 | 2055
1281
1282 |  | 165 | Prepayments |  | F102C |  | 0 | 0 | 0 | 0 | 0 | 0 | 0 | 0 | 0 | 2062
1283 |  |  |  | GPS | F42 |  | 0 | 0 | 0 | 0 | 0 | 0 | 0 | 0 | 0 | 2063
1284 |  |  |  | SG | F102C |  | 0 | 0 | 0 | 0 | 0 | 0 | 0 | 0 | 0 | 2064
1285 |  |  |  | SE | F102C |  | 0 | 0 | 0 | 0 | 0 | 0 | 0 | 0 | 0 | 2065
1286 |  |  |  | SO | F102C |  | 0 | 0 | 0 | 0 | 0 | 0 | 0 | 0 | 0 | 2066
1287 |  |  |  | Total Prepayments |  |  | 0 | 0 | 0 | 0 | 0 | 0 | 0 | 0 | 0
1288
1289 |  | 182 | Misc Regulatory Assets |  | F102C |  | 0 | 0 | 0 | 0 | 0 | 0 | 0 | 0 | 0 | 2070
1290 |  |  |  | SG | F102C |  | 0 | 0 | 0 | 0 | 0 | 0 | 0 | 0 | 0 | 2071
1291 |  |  |  | CAGE | F102C |  | 0 | 0 | 0 | 0 | 0 | 0 | 0 | 0 | 0 | 2072
1292 |  |  |  | CAGE | F102C |  | 0 | 0 | 0 | 0 | 0 | 0 | 0 | 0 | 0 | 2073
1293 |  |  |  | CAGW | F102C |  | 0 | 0 | 0 | 0 | 0 | 0 | 0 | 0 | 0 | 2074
1294 |  |  |  | JBG | F102C |  | 0 | 0 | 0 | 0 | 0 | 0 | 0 | 0 | 0 | 2075
1295 |  |  |  | SE | F102C |  | 0 | 0 | 0 | 0 | 0 | 0 | 0 | 0 | 0 | 2076
1296 |  |  |  | CAEW | F102C |  | 0 | 0 | 0 | 0 | 0 | 0 | 0 | 0 | 0 | 2077
1297 |  |  |  | CAEE | F10 |  | 0 | 0 | 0 | 0 | 0 | 0 | 0 | 0 | 0 | 2078
1298 |  |  |  | SO | F102C |  | 0 | 0 | 0 | 0 | 0 | 0 | 0 | 0 | 0 | 2079
1299 |  |  |  | Total Misc Regulatory Assets |  |  | 0 | 0 | 0 | 0 | 0 | 0 | 0 | 0 | 0
1300
1301 |  | 186 | Misc Deferred Debits |  | F102C |  | 0 | 0 | 0 | 0 | 0 | 0 | 0 | 0 | 0 | 2083
1302 |  |  |  | CAEW | F102C |  | 0 | 0 | 0 | 0 | 0 | 0 | 0 | 0 | 0 | 2084
1303 |  |  |  | CAEE | F102C |  | 0 | 0 | 0 | 0 | 0 | 0 | 0 | 0 | 0 | 2085
1304 |  |  |  | SG | F102C |  | 0 | 0 | 0 | 0 | 0 | 0 | 0 | 0 | 0 | 2086
1305 |  |  |  | SO | F102C |  | 0 | 0 | 0 | 0 | 0 | 0 | 0 | 0 | 0 | 2087
1306 |  |  |  | SE | F10 |  | 0 | 0 | 0 | 0 | 0 | 0 | 0 | 0 | 0 | 2088
1307 |  |  |  | CAGW | F102C |  | 0 | 0 | 0 | 0 | 0 | 0 | 0 | 0 | 0 | 2089
|  |  |  | CAGE | F102C |  | 0 | 0 | 0 | 0 | 0 | 0 | 0 | 0 | 0 | 2090
|  |  |  | CAEW | F102C |  | 0 | 0 | 0 | 0 | 0 | 0 | 0 | 0 | 0 | 2091
|  |  |  | CAEE | F102C |  | 0 | 0 | 0 | 0 | 0 | 0 | 0 | 0 | 0 | 2092
|  |  |  | JBE | F102C |  | 0 | 0 | 0 | 0 | 0 | 0 | 0 | 0 | 0 | 2093
1312 |  |  |  | EXCTAX | F102C |  | 0 | 0 | 0 | 0 | 0 | 0 | 0 | 0 | 0 | 2094
1313 |  |  |  | Total Misc Deferred Debits |  |  | 0 | 0 | 0 | 0 | 0 | 0 | 0 | 0 | 0
1314
1315 |  | CWC | Cash Working Capital |  | F137C |  | 0 | 0 | 0 | 0 | 0 | 0 | 0 | 0 | 0 | 2102
1316
1317 |  | OWC | Other Working Capital |  | F137C |  | 0 | 0 | 0 | 0 | 0 | 0 | 0 | 0 | 0 | 2115
1318 |  |  |  | Total Other Working Capital |  |  | 0 | 0 | 0 | 0 | 0 | 0 | 0 | 0 | 0
1319
1320 |  | 18222 | Nuclear Plant |  | F10 |  | 0 | 0 | 0 | 0 | 0 | 0 | 0 | 0 | 0 | 2129
1321
1322 |  | 1869 | Misc Deferred Debits-Trojan |  | F10 |  | 0 | 0 | 0 | 0 | 0 | 0 | 0 | 0 | 0 | 2134
1323
1324 |  | 141 | Impact Housing - Notes Receivable |  | F10 |  | 0 | 0 | 0 | 0 | 0 | 0 | 0 | 0 | 0 | 2137
1325 |  | TOTAL RATE BASE ADDITIONS |  |  |  |  | 0 | 0 | 0 | 0 | 0 | 0 | 0 | 0 | 0
1326
1327 |  | Distribution - METER - Unbundled
1328
1329 |  | A |  | B | C |  | D | E | F | G | H | I | J | K
1330 |  | FERC ACCT |  | DESCRIPTION | COS Factor |  | Washington Jurisdiction Normalized | Residential Schedule 16 | Small General Service Schedule 24 | Large General Service < 1,000 kW Schedule 36 | Large General Service > 1,000 kW Schedule 48 | Large General Dedicated Facilities Schedule 48 | Agricultural Pumping Schedule 40 | Street & Area Lighting Sch. 15, 51-54, 57
1331
1332 |  | 235 | Customer Service Deposits |  | F51 |  | -408390.6325 | -184716.4699 | -57943.6126 | -155300.7203 | 0 | 0 | -10305.0512 | -124.7785 | 0 | 2149
1333
1334 |  | 2281 | Accum Prov for Property Insurance |  | F102C |  | 0 | 0 | 0 | 0 | 0 | 0 | 0 | 0 | 0 | 2154
1335
1336 |  | 2282 | Accum Prov for Injuries & Damages |  | F102C |  | 0 | 0 | 0 | 0 | 0 | 0 | 0 | 0 | 0 | 2158
1337
1338 |  | 2283 | Accum Prov for Pension & Benefits |  | F102C |  | 0 | 0 | 0 | 0 | 0 | 0 | 0 | 0 | 0 | 2163
1339
1340 |  | 254 | Reg Liabilities - Insurance Provision |  | F10 |  | 0 | 0 | 0 | 0 | 0 | 0 | 0 | 0 | 0 | 2169
1341
1342 |  | 22844 | Accum Hydro Relicensing Obligation |  | F10 |  | 0 | 0 | 0 | 0 | 0 | 0 | 0 | 0 | 0 | 2173
1343
1344
1345 |  | 22842 | Accum Misc Oper Prov - Trojan |  | F10 |  | 0 | 0 | 0 | 0 | 0 | 0 | 0 | 0 | 0 | 2178
1346
1347 |  | 252 | Customer Advances for Const |  | F50 |  | 0 | 0 | 0 | 0 | 0 | 0 | 0 | 0 | 0 | 2186
1348
1349 |  | 25398 | SO2 Emissions |  | F10 |  | 0 | 0 | 0 | 0 | 0 | 0 | 0 | 0 | 0 | 2189
1350
1351 |  | 25399 | Other Deferred Credits |  | F10 |  | 0 | 0 | 0 | 0 | 0 | 0 | 0 | 0 | 0 | 2198
1352
1353 |  | 190 | Accum Deferred Income Taxes |  | F104C |  | 0 | 0 | 0 | 0 | 0 | 0 | 0 | 0 | 0 | 2201
1354 |  |  |  | SG/CAGW | F104C |  | 0 | 0 | 0 | 0 | 0 | 0 | 0 | 0 | 0 | 2202
1355 |  |  |  | DOP | F138C |  | 131069.4074 | 104296.7976 | 16878.1798 | 3248.816 | 1238.8761 | 1134.933 | 2943.1759 | 1328.6289 | 0 | 2203
1356 |  |  |  | CN | F104C |  | 0 | 0 | 0 | 0 | 0 | 0 | 0 | 0 | 0 | 2204
1357 |  |  |  | BADDEBT | F42 |  | 655547.7217 | 507260.9789 | 106183.7239 | 5944.8461 | 2671.1435 | 40.2012 | 21490.8949 | 11955.9333 | 0 | 2205
1358 |  |  |  | JBG | F104C |  | 0 | 0 | 0 | 0 | 0 | 0 | 0 | 0 | 0 | 2206
1359 |  |  |  | JBE | F104C |  | 0 | 0 | 0 | 0 | 0 | 0 | 0 | 0 | 0 | 2207
1360 |  |  |  | SE/CAEW | F104C |  | 0 | 0 | 0 | 0 | 0 | 0 | 0 | 0 | 0 | 2208
1361 |  |  |  | SNP | F104C |  | 0 | 0 | 0 | 0 | 0 | 0 | 0 | 0 | 0 | 2209
1362 |  |  |  | SNPD | F104C |  | 0 | 0 | 0 | 0 | 0 | 0 | 0 | 0 | 0 | 2210
1363 |  |  |  | Total Accum Deferred Income Taxes |  |  | 786617.1291 | 611557.7765 | 123061.9037 | 9193.6621 | 3910.0196 | 1175.1342 | 24434.0708 | 13284.5622 | 0
1364
1365 |  | 281 | Accum Deferred Income Taxes |  | F104C |  | 0 | 0 | 0 | 0 | 0 | 0 | 0 | 0 | 0 | 2217
1366
1367 |  | 282 | Accum Deferred Income Taxes |  | F104C |  | -1750974.0195 | -1354898.7599 | -283617.7072 | -15878.7388 | -7134.649 | -107.3777 | -57402.3788 | -31934.4082 | 0 | 2220
1368 |  |  |  |  | F104C |  | 0 | 0 | 0 | 0 | 0 | 0 | 0 | 0 | 0 | 2221
1369 |  |  |  |  | F104C |  | 0 | 0 | 0 | 0 | 0 | 0 | 0 | 0 | 0 | 2222
1370 |  |  |  |  | F104C |  | -15.0708 | -11.6618 | -2.4411 | -0.13667 | -0.061409 | -0.00092421 | -0.49407 | -0.27486 | 0 | 2223
1371 |  |  |  |  | F104C |  | 0 | 0 | 0 | 0 | 0 | 0 | 0 | 0 | 0 | 2224
1372 |  |  |  | DITBAL | F104C |  | 0 | 0 | 0 | 0 | 0 | 0 | 0 | 0 | 0 | 2225
1373 |  |  |  | DGP | F42 |  | 0 | 0 | 0 | 0 | 0 | 0 | 0 | 0 | 0 | 2226
1374 |  |  |  | SO | F138C |  | 34733.6488 | 27638.8549 | 4472.7506 | 860.9426 | 328.3046 | 300.7595 | 779.9474 | 352.0893 | 0 | 2227
1375 |  |  |  | JBE | F104C |  | -2872.1688 | -2222.4761 | -465.2256 | -26.0463 | -11.7032 | -0.17613 | -94.1586 | -52.3829 | 0 | 2228
1376 |  |  |  | SE | F104C |  | 0 | 0 | 0 | 0 | 0 | 0 | 0 | 0 | 0 | 2229
1377 |  |  |  | SG | F104C |  | 0 | 0 | 0 | 0 | 0 | 0 | 0 | 0 | 0 | 2230
1378 |  |  |  | Total Accum Deferred Income Taxes |  |  | -1719127.6104 | -1329494.0428 | -279612.6234 | -15043.9792 | -6818.109 | 193.2047 | -56717.0842 | -31634.9766 | 0
1379
1380
1381 |  | 283 | Accum Deferred Income Taxes |  | F104C |  | -282.4574 | -218.5647 | -45.7516 | -2.5615 | -1.1509 | -0.017322 | -9.2598 | -5.1515 | 0 | 2234
1382 |  |  |  | SG/CAGW | F104C |  | 0 | 0 | 0 | 0 | 0 | 0 | 0 | 0 | 0 | 2235
1383 |  |  |  | SE | F104C |  | 0 | 0 | 0 | 0 | 0 | 0 | 0 | 0 | 0 | 2236
1384 |  |  |  | SO | F138C |  | -5341.2481 | -4250.2296 | -687.8077 | -132.3935 | -50.4858 | -46.25 | -119.9382 | -54.1433 | 0 | 2237
1385 |  |  |  | GPS | F104C |  | -3177.5684 | -2458.7934 | -514.6933 | -28.8158 | -12.9476 | -0.19486 | -104.1706 | -57.9528 | 0 | 2238
1386 |  |  |  | SNP | F104C |  | 0 | 0 | 0 | 0 | 0 | 0 | 0 | 0 | 0 | 2239
1387 |  |  |  | TROJD | F104C |  | 0 | 0 | 0 | 0 | 0 | 0 | 0 | 0 | 0 | 2240
1388 |  |  |  | SNPD | F104C |  | 0 | 0 | 0 | 0 | 0 | 0 | 0 | 0 | 0 | 2241
1389 |  |  |  | JBE | F104C |  | 0 | 0 | 0 | 0 | 0 | 0 | 0 | 0 | 0 | 2242
1390 |  |  |  | Total Accum Deferred Income Taxes |  |  | -8801.2738 | -6927.5877 | -1248.2526 | -163.7708 | -64.5843 | -46.4622 | -233.3686 | -117.2476 | 0
1391
1392 |  | 255 | Accum Investment Tax Credit |  | F104C |  | 0 | 0 | 0 | 0 | 0 | 0 | 0 | 0 | 0 | 2256
1393 |  | TOTAL RATE BASE DEDUCTIONS |  |  |  |  | -1349702.3877 | -909580.3239 | -215742.585 | -161314.8082 | -2972.6736 | 1321.8767 | -42821.4332 | -18592.4405 | 0
1394
1395 | [6 empty] | D: ACCUMULATED DEPRECIATION
1396 | [6 empty] | D: GENERATION PLANT
1397
1398 |  | 108SP | Steam Prod Accumulated Depr |  | F10 |  | 0 | 0 | 0 | 0 | 0 | 0 | 0 | 0 | 0 | 2270
1399
1400 |  | 108NP | Nuclear Prod Accumulated Depr |  | F10 |  | 0 | 0 | 0 | 0 | 0 | 0 | 0 | 0 | 0 | 2276
1401
1402 |  | 108HP | Hydraulic Prod Accum Depr |  | F10 |  | 0 | 0 | 0 | 0 | 0 | 0 | 0 | 0 | 0 | 2287
1403
1404 |  | 108OP | Other Generation - Accum Depr |  | F10 |  | 0 | 0 | 0 | 0 | 0 | 0 | 0 | 0 | 0 | 2290
1405 |  |  |  | DGU | F10 |  | 0 | 0 | 0 | 0 | 0 | 0 | 0 | 0 | 0 | 2291
1406 |  |  |  | DGP | F10 |  | 0 | 0 | 0 | 0 | 0 | 0 | 0 | 0 | 0 | 2292
1407 |  |  |  | SG | F10 |  | 0 | 0 | 0 | 0 | 0 | 0 | 0 | 0 | 0 | 2293
1408 |  |  |  | CAGW | F10 |  | 0 | 0 | 0 | 0 | 0 | 0 | 0 | 0 | 0 | 2294
1409 |  |  |  | CAGE | F10 |  | 0 | 0 | 0 | 0 | 0 | 0 | 0 | 0 | 0 | 2295
1410 |  |  |  | SG | F10 |  | 0 | 0 | 0 | 0 | 0 | 0 | 0 | 0 | 0 | 2296
1411 |  |  |  | Total Other Generation - Accum Depr |  |  | 0 | 0 | 0 | 0 | 0 | 0 | 0 | 0 | 0
1412
1413 |  | 108EP | Experimental Plant - Accum Depr |  | F10 |  | 0 | 0 | 0 | 0 | 0 | 0 | 0 | 0 | 0 | 2302
1414
1415
1416
1417 |  | TOTAL GENERATION PLANT DEPRECIATION |  |  |  |  | 0 | 0 | 0 | 0 | 0 | 0 | 0 | 0 | 0
1418
1419
1420 | [6 empty] | D: TRANSMISSION PLANT
1421
1422 |  | 108TP | Transmission Plant Accum Depr |  | F106 |  | 0 | 0 | 0 | 0 | 0 | 0 | 0 | 0 | 0 | 2313
1423
1424
1425 | [6 empty] | D: DISTRIBUTION PLANT
1426
1427 |  | 108360 | Land and Land Rights |  | F118 |  | 0 | 0 | 0 | 0 | 0 | 0 | 0 | 0 | 0 | 2317
1428
1429 |  | 108361 | Structures and Improvements |  | F119 |  | 0 | 0 | 0 | 0 | 0 | 0 | 0 | 0 | 0 | 2321
1430
1431 |  | 108362 | Station Equipment |  | F120 |  | 0 | 0 | 0 | 0 | 0 | 0 | 0 | 0 | 0 | 2325
1432
1433 |  | Distribution - METER - Unbundled
1434
1435 |  | A |  | B | C |  | D | E | F | G | H | I | J | K
1436 |  | FERC ACCT |  | DESCRIPTION | COS Factor |  | Washington Jurisdiction Normalized | Residential Schedule 16 | Small General Service Schedule 24 | Large General Service < 1,000 kW Schedule 36 | Large General Service > 1,000 kW Schedule 48 | Large General Dedicated Facilities Schedule 48 | Agricultural Pumping Schedule 40 | Street & Area Lighting Sch. 15, 51-54, 57
1437
1438 |  | 108364 | Poles, Towers & Fixtures |  | F121 |  | 0 | 0 | 0 | 0 | 0 | 0 | 0 | 0 | 0 | 2329
1439
1440 |  | 108365 | Overhead Conductors |  | F122 |  | 0 | 0 | 0 | 0 | 0 | 0 | 0 | 0 | 0 | 2333
1441
1442 |  | 108366 | Underground Conduit |  | F123 |  | 0 | 0 | 0 | 0 | 0 | 0 | 0 | 0 | 0 | 2337
1443
1444 |  | 108367 | Underground Conductors |  | F124 |  | 0 | 0 | 0 | 0 | 0 | 0 | 0 | 0 | 0 | 2341
1445
1446 |  | 108368 | Line Transformers |  | F125 |  | 0 | 0 | 0 | 0 | 0 | 0 | 0 | 0 | 0 | 2345
1447
1448 |  | 108369 | Services |  | F126 |  | 0 | 0 | 0 | 0 | 0 | 0 | 0 | 0 | 0 | 2349
1449
1450 |  | 108370 | Meters |  | F127 |  | 0 | 0 | 0 | 0 | 0 | 0 | 0 | 0 | 0 | 2353
1451
1452 |  | 108371 | Install on Customers' Premises |  | F128 |  | 0 | 0 | 0 | 0 | 0 | 0 | 0 | 0 | 0 | 2357
1453
1454 |  | 108372 | Leased Property |  | F129 |  | 0 | 0 | 0 | 0 | 0 | 0 | 0 | 0 | 0 | 2361
1455
1456 |  | 108373 | Street Lights |  | F130 |  | 0 | 0 | 0 | 0 | 0 | 0 | 0 | 0 | 0 | 2365
1457
1458 |  | 108D00 | Unclassified Dist Plant - Acct 300 |  | F121 |  | 0 | 0 | 0 | 0 | 0 | 0 | 0 | 0 | 0 | 2369
1459
1460 |  | 108DS | Unclassified Dist Sub - Acct 300 |  | F120 |  | 0 | 0 | 0 | 0 | 0 | 0 | 0 | 0 | 0 | 2373
1461
1462 |  | 108D | Unclassified Dist Sub - Acct 300 |  | F102C |  | 0 | 0 | 0 | 0 | 0 | 0 | 0 | 0 | 0 | 2377
1463
1464
1465 |  | TOTAL DISTRIBUTION PLANT DEPR |  |  |  |  | 0 | 0 | 0 | 0 | 0 | 0 | 0 | 0 | 0
1466
1467 | [6 empty] | D: GENERAL PLANT
1468 |  | 108GP | General Plant Accumulated Depr
1469 |  |  |  | S | F107C |  | 0 | 0 | 0 | 0 | 0 | 0 | 0 | 0 | 0 | 2383
1470 |  |  |  | SG-P | F105C |  | 0 | 0 | 0 | 0 | 0 | 0 | 0 | 0 | 0 | 2384
1471 |  |  |  | SG-U | F105C |  | 0 | 0 | 0 | 0 | 0 | 0 | 0 | 0 | 0 | 2385
1472 |  |  |  | CAGW | F105C |  | 0 | 0 | 0 | 0 | 0 | 0 | 0 | 0 | 0 | 2386
1473 |  |  |  | CN | F42 |  | -444269.4629 | -343774.4579 | -71961.4826 | -4028.8655 | -1810.2534 | -27.2446 | -14564.5359 | -8102.623 | 0 | 2387
1474 |  |  |  | SO | F102C |  | 0 | 0 | 0 | 0 | 0 | 0 | 0 | 0 | 0 | 2388
1475 |  |  |  | SE | F10 |  | 0 | 0 | 0 | 0 | 0 | 0 | 0 | 0 | 0 | 2389
1476 |  |  |  | JBG | F105C |  | 0 | 0 | 0 | 0 | 0 | 0 | 0 | 0 | 0 | 2390
1477 |  |  |  | CAGE | F105C |  | 0 | 0 | 0 | 0 | 0 | 0 | 0 | 0 | 0 | 2391
1478 |  |  |  | CAGE | F105C |  | 0 | 0 | 0 | 0 | 0 | 0 | 0 | 0 | 0 | 2392
1479 |  |  | Total General Plant Accumulated Depr |  |  |  | -444269.4629 | -343774.4579 | -71961.4826 | -4028.8655 | -1810.2534 | -27.2446 | -14564.5359 | -8102.623 | 0
1480
1481 |  | 108MP | Mining Plant Accumulated Depr. |  | F10 |  | 0 | 0 | 0 | 0 | 0 | 0 | 0 | 0 | 0 | 2399
1482
1483 |  | 1081390 | Accum Depr - Capital Lease |  | F10 |  | 0 | 0 | 0 | 0 | 0 | 0 | 0 | 0 | 0 | 2406
1484 |  |  | Remove Capital Lease |  | F10 |  | 0 | 0 | 0 | 0 | 0 | 0 | 0 | 0 | 0 | 2409
1485
1486 |  | 1081399L | Accum Depr - Capital Lease |  | F10 |  | 0 | 0 | 0 | 0 | 0 | 0 | 0 | 0 | 0 | 2413
1487 |  |  |  | SE | F10 |  | 0 | 0 | 0 | 0 | 0 | 0 | 0 | 0 | 0 | 2414
1488 |  |  | Remove Capital Lease |  | F10 |  | 0 | 0 | 0 | 0 | 0 | 0 | 0 | 0 | 0 | 2417
1489
1490 |  | TOTAL GENERAL PLANT ACCUM DEPR |  |  |  |  | -444269.4629 | -343774.4579 | -71961.4826 | -4028.8655 | -1810.2534 | -27.2446 | -14564.5359 | -8102.623 | 0
1491
1492
1493 |  | TOTAL ACCUM DEPR - PLANT IN SERVICE |  |  |  |  | -444269.4629 | -343774.4579 | -71961.4826 | -4028.8655 | -1810.2534 | -27.2446 | -14564.5359 | -8102.623 | 0
1494
1495
1496 | [6 empty] | D: ACCUMULATED AMORTIZATION
1497
1498 |  | 111CLS | Accum Prov for Amort-Steam |  | F10 |  | 0 | 0 | 0 | 0 | 0 | 0 | 0 | 0 | 0 | 2430
1499
1500 |  | 111CLG | Accum Prov for Amort-General
1501 |  |  |  | S | F108 |  | 0 | 0 | 0 | 0 | 0 | 0 | 0 | 0 | 0 | 2434
1502 |  |  |  | CN | F108 |  | 0 | 0 | 0 | 0 | 0 | 0 | 0 | 0 | 0 | 2435
1503 |  |  |  | SG | F108 |  | 0 | 0 | 0 | 0 | 0 | 0 | 0 | 0 | 0 | 2436
1504 |  |  |  | SO | F108 |  | 0 | 0 | 0 | 0 | 0 | 0 | 0 | 0 | 0 | 2437
1505 |  |  |  | SE | F108 |  | 0 | 0 | 0 | 0 | 0 | 0 | 0 | 0 | 0 | 2438
1506 |  |  | Total Accum Prov for Amort-General |  |  |  | 0 | 0 | 0 | 0 | 0 | 0 | 0 | 0 | 0 | 2439
1507
1508 |  | 111CLH | Accum Prov for Amort-Hydro |  | F10 |  | 0 | 0 | 0 | 0 | 0 | 0 | 0 | 0 | 0 | 2449
1509
1510 |  | 111IP | Accum Prov for Amort-Intangible
1511 |  |  |  | S | F107C |  | 0 | 0 | 0 | 0 | 0 | 0 | 0 | 0 | 0 | 2453
1512 |  |  |  | DGP | F105C |  | 0 | 0 | 0 | 0 | 0 | 0 | 0 | 0 | 0 | 2454
1513 |  |  |  | DGU | F105C |  | 0 | 0 | 0 | 0 | 0 | 0 | 0 | 0 | 0 | 2455
1514 |  |  |  | CAEW | F105C |  | 0 | 0 | 0 | 0 | 0 | 0 | 0 | 0 | 0 | 2456
1515 |  |  |  | CAEE | F105C |  | 0 | 0 | 0 | 0 | 0 | 0 | 0 | 0 | 0 | 2457
1516 |  |  |  | SE | F10 |  | 0 | 0 | 0 | 0 | 0 | 0 | 0 | 0 | 0 | 2458
1517 |  |  |  | SG | F105C |  | 0 | 0 | 0 | 0 | 0 | 0 | 0 | 0 | 0 | 2459
1518 |  |  |  | SG-P | F105C |  | 0 | 0 | 0 | 0 | 0 | 0 | 0 | 0 | 0 | 2460
1519 |  |  |  | SG-U | F105C |  | 0 | 0 | 0 | 0 | 0 | 0 | 0 | 0 | 0 | 2461
1520 |  |  |  | CN | F42 |  | -13207331.0392 | -10219795.5232 | -2139285.2814 | -119770.9143 | -53815.5738 | -809.9334 | -432977.4234 | -240876.3896 | 0 | 2462
1521 |  |  |  | CAGE | F105C |  | 0 | 0 | 0 | 0 | 0 | 0 | 0 | 0 | 0 | 2463
1522 |  |  |  | CAGE | F105C |  | 0 | 0 | 0 | 0 | 0 | 0 | 0 | 0 | 0 | 2464
1523 |  |  |  | CAGW | F105C |  | 0 | 0 | 0 | 0 | 0 | 0 | 0 | 0 | 0 | 2465
1524 |  |  |  | CAGE | F105C |  | 0 | 0 | 0 | 0 | 0 | 0 | 0 | 0 | 0 | 2466
1525 |  |  |  | JBG | F105C |  | 0 | 0 | 0 | 0 | 0 | 0 | 0 | 0 | 0 | 2467
1526 |  |  |  | SO | F102C |  | 0 | 0 | 0 | 0 | 0 | 0 | 0 | 0 | 0 | 2468
1527 |  |  | Total Accum Prov for Amort-Intangible |  |  |  | -13207331.0392 | -10219795.5232 | -2139285.2814 | -119770.9143 | -53815.5738 | -809.9334 | -432977.4234 | -240876.3896 | 0
1528
1529 |  | 111390 | Accum Prov for Amort-Capital Lease |  | F10 |  | 0 | 0 | 0 | 0 | 0 | 0 | 0 | 0 | 0 | 2479
1530
1531
1532 |  | TOTAL ACCUM PROV FOR AMORTIZATION |  |  |  |  | -13207331.0392 | -10219795.5232 | -2139285.2814 | -119770.9143 | -53815.5738 | -809.9334 | -432977.4234 | -240876.3896 | 0

## Common
Common Total |  |  | - | Common - Total - Unbundled
PacifiCorp
3 | Cost Of Service By Rate Schedule
4 | State of Washington
5 | WCA
6 | 12 Months Ending June 2022
7
8
9 |  | A |  | B | C |  | D | E | F | G | H | I | J | K | Chk Total
12 |  |  |  | DESCRIPTION |  |  | Washington Jurisdiction Normalized | Residential Schedule 16 | Small General Service Schedule 24 | Large General Service < 1,000 kW Schedule 36 | Large General Service > 1,000 kW Schedule 48 | Large General Dedicated Facilities Schedule 48 | Agricultural Pumping Schedule 40 | Street & Area Lighting Sch. 15, 51-54, 57 | 0
13
12 |  |  |  | Operating Revenues |  |  | 17383597.3861 | 8296491.9348 | 2537820.0931 | 3253506.9374 | 1204086.4767 | 1348700.9031 | 683565.1672 | 59425.8738 | 0
13
14 |  |  |  | Operating Expenses
15 |  |  |  | Operation & Maintenance Expenses |  |  | 15197082.0378 | 7303353.683 | 2127729.2025 | 2773016.2261 | 1069918.3794 | 1251743.349 | 618356.7616 | 52964.4363 | 0
16 |  |  |  | Depreciation Expense |  |  | 0 | 0 | 0 | 0 | 0 | 0 | 0 | 0 | 0
17 |  |  |  | Amortization Expense |  |  | 0 | 0 | 0 | 0 | 0 | 0 | 0 | 0 | 0
18 |  |  |  | Taxes Other Than Income |  |  | 0 | 0 | 0 | 0 | 0 | 0 | 0 | 0 | 0
19 |  |  |  | Income Taxes - Federal |  |  | 458337.7295 | 220264.0396 | 64170.6554 | 83634.2082 | 32268.8624 | 37753.4614 | 18649.237 | 1597.2655 | 0
20 |  |  |  | Income Taxes - State |  |  | 0 | 0 | 0 | 0 | 0 | 0 | 0 | 0 | 0
21 |  |  |  | Income Taxes Deferred |  |  | 0 | 0 | 0 | 0 | 0 | 0 | 0 | 0 | 0
22 |  |  |  | Investment Tax Credit Adj |  |  | 0 | 0 | 0 | 0 | 0 | 0 | 0 | 0 | 0
23 |  |  |  | Misc Revenues & Expense |  |  | 0 | 0 | 0 | 0 | 0 | 0 | 0 | 0 | 0
24
25 |  |  |  | Total Operating Expenses |  |  | 15655419.7673 | 7523617.7225 | 2191899.8578 | 2856650.4343 | 1102187.2418 | 1289496.8104 | 637005.9985 | 54561.7018 | 0
26
27 |  |  |  | Operating Revenue For Return |  |  | 1728177.6188 | 772874.2122 | 345920.2353 | 396856.5031 | 101899.2349 | 59204.0927 | 46559.1687 | 4864.172 | 0
28
29
30 |  |  |  | Rate Base :
31 |  |  |  | Electric Plant In Service |  |  | 0 | 0 | 0 | 0 | 0 | 0 | 0 | 0 | 0
32 |  |  |  | Plant Held For Future Use |  |  | 0 | 0 | 0 | 0 | 0 | 0 | 0 | 0 | 0
33 |  |  |  | Electric Plant Acquisition Adj |  |  | 0 | 0 | 0 | 0 | 0 | 0 | 0 | 0 | 0
34 |  |  |  | Pensions |  |  | 0 | 0 | 0 | 0 | 0 | 0 | 0 | 0 | 0
35 |  |  |  | Prepayments |  |  | 0 | 0 | 0 | 0 | 0 | 0 | 0 | 0 | 0
36 |  |  |  | Fuel Stock |  |  | 0 | 0 | 0 | 0 | 0 | 0 | 0 | 0 | 0
37 |  |  |  | Materials & Supplies |  |  | 0 | 0 | 0 | 0 | 0 | 0 | 0 | 0 | 0
38 |  |  |  | Misc Deferred Debits |  |  | 0 | 0 | 0 | 0 | 0 | 0 | 0 | 0 | 0
39 |  |  |  | Cash Working Capital |  |  | 29873668.4172 | 14356569.6175 | 4182584.296 | 5451057.4496 | 2103192.3641 | 2460614.8508 | 1215534.9831 | 104114.856 | 0
40 |  |  |  | Weatherization Loans |  |  | 3311.89 | 1454.9341 | 412.8323 | 681.3682 | 270.0078 | 363.9235 | 125.1078 | 3.7164 | 0
41 |  |  |  | Miscellaneous Rate Base |  |  | 0 | 0 | 0 | 0 | 0 | 0 | 0 | 0 | 0
42
43 |  |  |  | Total Rate Base Additions |  |  | 29876980.3072 | 14358024.5516 | 4182997.1283 | 5451738.8178 | 2103462.3718 | 2460978.7744 | 1215660.0909 | 104118.5724 | 0
44
45 |  |  |  | Rate Base Deductions :
46 |  |  |  | Accum Provision For Depreciation |  |  | 0 | 0 | 0 | 0 | 0 | 0 | 0 | 0 | 0
47 |  |  |  | Accum Provision For Amortization |  |  | 0 | 0 | 0 | 0 | 0 | 0 | 0 | 0 | 0
48 |  |  |  | Accum Deferred Income Taxes |  |  | 0 | 0 | 0 | 0 | 0 | 0 | 0 | 0 | 0
49 |  |  |  | Unamortized ITC |  |  | 0 | 0 | 0 | 0 | 0 | 0 | 0 | 0 | 0
50 |  |  |  | Customer Advance For Construction |  |  | 0 | 0 | 0 | 0 | 0 | 0 | 0 | 0 | 0
51 |  |  |  | Customer Service Deposits |  |  | 0 | 0 | 0 | 0 | 0 | 0 | 0 | 0 | 0
52 |  |  |  | Misc Rate Base Deductions |  |  | 0 | 0 | 0 | 0 | 0 | 0 | 0 | 0 | 0
53 | [14 empty] | 0
54 |  |  |  | Total Rate Base Deductions |  |  | 0 | 0 | 0 | 0 | 0 | 0 | 0 | 0 | 0
55 | [14 empty] | 0
56 |  |  |  | Total Rate Base |  |  | 29876980.3072 | 14358024.5516 | 4182997.1283 | 5451738.8178 | 2103462.3718 | 2460978.7744 | 1215660.0909 | 104118.5724 | 0
57
58
59 |  |  |  | Return On Rate Base |  |  | 5.784% | 5.383% | 8.27% | 7.279% | 4.844% | 2.406% | 3.83% | 4.672%
60
61 |  |  |  | Return On Equity |  |  | 6.597% | 5.818% | 11.42% | 9.498% | 4.773% | 0.04038% | 2.804% | 4.438%
PacifiCorp
Cost Of Service By Rate Schedule
State of Washington
WCA
12 Months Ending June 2022
|  | A |  | B | C |  | D | E | F | G | H | I | J | K
|  |  |  | DESCRIPTION | COS Factor |  | Washington Jurisdiction Normalized | Residential Schedule 16 | Small General Service Schedule 24 | Large General Service < 1,000 kW Schedule 36 | Large General Service > 1,000 kW Schedule 48 | Large General Dedicated Facilities Schedule 48 | Agricultural Pumping Schedule 40 | Street & Area Lighting Sch. 15, 51-54, 57
79 |  |  |  | Total Rate Base |  |  | 29876980.3072 | 14358024.5516 | 4182997.1283 | 5451738.8178 | 2103462.3718 | 2460978.7744 | 1215660.0909 | 104118.5724 | 0
80
81
82 |  |  |  | Return On Ratebase ($$) | 5.772% |  | 1724353.6168 | 828675.1643 | 241422.1971 | 314647.7807 | 121401.5912 | 142035.6946 | 70161.9726 | 6009.2163 | 0
83 |  |  |  | Operating & Maintenance Expense |  |  | 15197082.0378 | 7303353.683 | 2127729.2025 | 2773016.2261 | 1069918.3794 | 1251743.349 | 618356.7616 | 52964.4363 | 0
84 |  |  |  | Bad Debt to Produce ROR | F80 |  | 0 | 0 | 0 | 0 | 0 | 0 | 0 | 0 | 0
85 |  |  |  | Depreciation Expense |  |  | 0 | 0 | 0 | 0 | 0 | 0 | 0 | 0 | 0
86 |  |  |  | Amortization Expense |  |  | 0 | 0 | 0 | 0 | 0 | 0 | 0 | 0 | 0
87 |  |  |  | Taxes Other Than Income |  |  | 0 | 0 | 0 | 0 | 0 | 0 | 0 | 0 | 0
88 |  |  |  | Federal Income Taxes |  |  | 458337.7295 | 220264.0396 | 64170.6554 | 83634.2082 | 32268.8624 | 37753.4614 | 18649.237 | 1597.2655 | 0
89 |  |  |  | FIT Adj to Produce Target ROR | F101 |  | 0 | 0 | 0 | 0 | 0 | 0 | 0 | 0 | 0
90 |  |  |  | State Income Taxes |  |  | 0 | 0 | 0 | 0 | 0 | 0 | 0 | 0 | 0
91 |  |  |  | SIT Adj to Produce Target ROR | F101 |  | 0 | 0 | 0 | 0 | 0 | 0 | 0 | 0 | 0
92 |  |  |  | Deferred Income Taxes |  |  | 0 | 0 | 0 | 0 | 0 | 0 | 0 | 0 | 0
93 |  |  |  | Investment Tax Credit |  |  | 0 | 0 | 0 | 0 | 0 | 0 | 0 | 0 | 0
94 |  |  |  | Misc Revenue & Expenses |  |  | 0 | 0 | 0 | 0 | 0 | 0 | 0 | 0 | 0
95 |  |  |  | Revenue Credits |  |  | -278910.8466 | -123056.2478 | -34966.3916 | -57082.4953 | -22595.8606 | -30292.7812 | -10573.4357 | -343.6345 | 0
96
97 |  |  |  | Total Revenue Requirements |  |  | 17100862.5374 | 8229236.6391 | 2398355.6633 | 3114215.7198 | 1200992.9724 | 1401239.7238 | 696594.5355 | 60227.2836 | 0
98 |  |  |  | Operating Revenues |  |  | 17104686.5395 | 8173435.687 | 2502853.7015 | 3196424.4421 | 1181490.6162 | 1318408.1219 | 672991.7315 | 59082.2394 | 0
99
100 |  |  |  | Increase / (Decrease) Required to
101 |  |  |  | Earn Equal Rates of Return |  |  | -3824.0021 | 55800.9521 | -104498.0382 | -82208.7223 | 19502.3563 | 82831.6019 | 23602.804 | 1145.0443 | 0
102
103 |  |  |  | Existing Revenues |  |  | 17104686.5395 | 8173435.687 | 2502853.7015 | 3196424.4421 | 1181490.6162 | 1318408.1219 | 672991.7315 | 59082.2394 | 0
104 |  |  |  | check |  |  | 0 | 0 | 0 | 0 | 0 | 0 | 0 | 0 | 0
105 |  |  |  | Percent Increase / (Decrease)
106 |  |  |  | Over Existing Rates To
107 |  |  |  | Equal Authorized RoE & RoR |  |  | -0.02236% | 0.6827% | -4.175% | -2.572% | 1.651% | 6.283% | 3.507% | 1.938%
[5 empty] | WCA |  | E: ELECTRIC REVENUES
|  | Common - Total - Unbundled |  |  | Method
|  | A |  | B | 0 |  | D | E | F | G | H | I | J | K
|  | FERC ACCT |  | DESCRIPTION | COS Factor |  | Washington Jurisdiction Normalized | Residential Schedule 16 | Small General Service Schedule 24 | Large General Service < 1,000 kW Schedule 36 | Large General Service > 1,000 kW Schedule 48 | Large General Dedicated Facilities Schedule 48 | Agricultural Pumping Schedule 40 | Street & Area Lighting Sch. 15, 51-54, 57 |  | Func Study Row
120 |  | 440 | Residential Sales |  | A |  | 8173435.687 | 8173435.687 | 0 | 0 | 0 | 0 | 0 | 0 | 0
121
122 |  | 442 | Commercial & Industrial Sales |  | A |  | 7690677.997 | 0 | 2502853.7015 | 3196424.4421 | 0 | 1318408.1219 | 672991.7315 | 0 | 0
123 |  |  |  | Interruptible Demand | F10 |  | 0 | 0 | 0 | 0 | 0 | 0 | 0 | 0 | 0 | 100
124 |  |  |  | Interruptible Energy | F10 |  | 0 | 0 | 0 | 0 | 0 | 0 | 0 | 0 | 0 | 101
125 | [6 empty] | 7690677.997 | 0 | 2502853.7015 | 3196424.4421 | 0 | 1318408.1219 | 672991.7315 | 0 | 0
126
127 |  | 444 | Public Street & Highway Lighting |  | A |  | 1240572.8555 | 0 | 0 | 0 | 1181490.6162 | 0 | 0 | 59082.2394 | 0
128
129 |  | 445 | Other Sales to Public Authority |  | A |  | 0 | 0 | 0 | 0 | 0 | 0 | 0 | 0 | 0
130
131 |  | 448 | Interdepartmental |  | A | 0 | 0 | 0 | 0 | 0 | 0 | 0 | 0 | 0 | 0 | 114
132 |  |  |  | Demand | F10 |  | 0 | 0 | 0 | 0 | 0 | 0 | 0 | 0 | 0 | 115
133 | [6 empty] | 0 | 0 | 0 | 0 | 0 | 0 | 0 | 0 | 0
134
135 |  | Total Sales to Ultimate Customers |  |  |  |  | 17104686.5395 | 8173435.687 | 2502853.7015 | 3196424.4421 | 1181490.6162 | 1318408.1219 | 672991.7315 | 59082.2394 | 0
136
137 |  | 447 | Sales for Resale |  | F30 |  | 0 | 0 | 0 | 0 | 0 | 0 | 0 | 0 | 0 | 121
138 | [6 empty] | 0 | 0 | 0 | 0 | 0 | 0 | 0 | 0 | 0
139
140 |  | 447NPC | Sales for Resale - NPC
141 |  |  |  | Demand | F30 |  | 0 | 0 | 0 | 0 | 0 | 0 | 0 | 0 | 0 | 0
142 |  |  |  | Energy | F30 |  | 0 | 0 | 0 | 0 | 0 | 0 | 0 | 0 | 0 | 127
143 | [6 empty] | 0 | 0 | 0 | 0 | 0 | 0 | 0 | 0 | 0
144
145 |  | 449 | Provision for Rate Refund |  | F11 |  | 0 | 0 | 0 | 0 | 0 | 0 | 0 | 0 | 0 | 133
146 |  |  |  |  | F10 |  | 0 | 0 | 0 | 0 | 0 | 0 | 0 | 0 |  | 134
147
148 |  | State Specific Revenue Credit |  |  | F140Co |  | 12927.9032 | 6212.8332 | 1810.0208 | 2358.9627 | 910.1637 | 1064.8421 | 526.0252 | 45.0555 | 0 | 136
149
150 |  | AGA Revenue |  |  | A | 0 | 0 | 0 | 0 | 0 | 0 | 0 | 0 | 0 | 0 | 137
151
152 |  | Autopay Bill Credit |  |  | F40 | 0 | 0 | 0 | 0 | 0 | 0 | 0 | 0 | 0 | 0 | 139
153
154 |  | Paperless Bill Credit |  |  | F40 | 0 | 0 | 0 | 0 | 0 | 0 | 0 | 0 | 0 | 0 | 141
155
156
157 |  | Total Sales from Electricity |  |  |  |  | 17117614.4427 | 8179648.5202 | 2504663.7223 | 3198783.4047 | 1182400.7798 | 1319472.9639 | 673517.7567 | 59127.2949 | 0
158
159 |  | Other Electric Operating Revenues
160 |  | 450 | Forfeited Discounts & Interest |  | A | 0 | 0 | 0 | 0 | 0 | 0 | 0 | 0 | 0 | 0 | 147
161 |  |  |  | Customers | F40 |  | 0 | 0 | 0 | 0 | 0 | 0 | 0 | 0 | 0 | 148
162 | [6 empty] | 0 | 0 | 0 | 0 | 0 | 0 | 0 | 0 | 0
163
164 |  | 451 | Misc Electric Revenue |  | A | 0 | 0 | 0 | 0 | 0 | 0 | 0 | 0 | 0 | 0 | 152
165 |  |  |  | Demand | F10 |  | 0 | 0 | 0 | 0 | 0 | 0 | 0 | 0 | 0 | 153
166 |  |  |  | Customer | F40 |  | 0 | 0 | 0 | 0 | 0 | 0 | 0 | 0 | 0 | 154
167 | [6 empty] | 0 | 0 | 0 | 0 | 0 | 0 | 0 | 0 | 0
168
169 |  | 453 | Water Sales |  | F12 |  | 0 | 0 | 0 | 0 | 0 | 0 | 0 | 0 | 0 | 162
170
171 |  | 454 | Rent of Electric Property |  | A | 0 | 0 | 0 | 0 | 0 | 0 | 0 | 0 | 0 | 0 | 165
172 |  |  |  | Demand | F10 |  | 0 | 0 | 0 | 0 | 0 | 0 | 0 | 0 | 0 | 166
173 |  |  |  | Demand | F10 |  | 0 | 0 | 0 | 0 | 0 | 0 | 0 | 0 | 0 | 167
174 |  |  |  | Jim Bridger Generation | F10 |  | 0 | 0 | 0 | 0 | 0 | 0 | 0 | 0 | 0 | 168
175 |  |  |  | Customer | F40 |  | 0 | 0 | 0 | 0 | 0 | 0 | 0 | 0 | 0 | 169
176 | [6 empty] | 0 | 0 | 0 | 0 | 0 | 0 | 0 | 0 | 0
177
178 |  | 456 | Other Electric Revenue |  | A | 1 | 265774.1463 | 116756.1864 | 33129.1486 | 54678.7304 | 21667.7007 | 29204.2944 | 10039.7032 | 298.2363 | 0 | 173
179 |  |  |  | CAGE | F12 |  | 0 | 0 | 0 | 0 | 0 | 0 | 0 | 0 | 0 | 174
180 |  |  |  | CAGW | F12 |  | 0 | 0 | 0 | 0 | 0 | 0 | 0 | 0 | 0 | 175
181 |  |  |  | SO | F12 |  | 208.9434 | 87.2281 | 27.2222 | 44.8022 | 17.9962 | 23.6448 | 7.7073 | 0.34265 | 0 | 176
182 |  |  |  | SG | F40 |  | 0 | 0 | 0 | 0 | 0 | 0 | 0 | 0 | 0 | 177
183 |  |  |  | JBG | F12 |  | 0 | 0 | 0 | 0 | 0 | 0 | 0 | 0 | 0 | 178
184 |  |  |  | WRG | F12 |  | 0 | 0 | 0 | 0 | 0 | 0 | 0 | 0 | 0 | 179
185 |  |  |  | WRE | F12 |  | 0 | 0 | 0 | 0 | 0 | 0 | 0 | 0 | 0 | 180
186 |  |  |  | CN | F12 |  | 0 | 0 | 0 | 0 | 0 | 0 | 0 | 0 | 0 | 181
187 |  |  |  | SE | F12 |  | 0 | 0 | 0 | 0 | 0 | 0 | 0 | 0 | 0 | 182
188 | [6 empty] | 265982.9434 | 116843.4145 | 33156.3708 | 54723.5326 | 21685.6969 | 29227.9392 | 10047.4105 | 298.5789 | 0
189 | [14 empty] | 0
190 |  | Total Other Electric Operating Revenues |  |  |  |  | 265982.9434 | 116843.4145 | 33156.3708 | 54723.5326 | 21685.6969 | 29227.9392 | 10047.4105 | 298.5789 | 0
191 | [14 empty] | 0
192 |  | Total Electric Operating Revenues |  |  |  |  | 17383597.3861 | 8296491.9348 | 2537820.0931 | 3253506.9374 | 1204086.4767 | 1348700.9031 | 683565.1672 | 59425.8738 | 0
193
194 |  | Miscellaneous Revenues
195 |  | 41160 | Gain on Sale of Utility Plant - CR |  | F12 |  | 0 | 0 | 0 | 0 | 0 | 0 | 0 | 0 | 0 | 196
196 |  | 41170 | Loss on Sale of Utility Plant |  | F12 |  | 0 | 0 | 0 | 0 | 0 | 0 | 0 | 0 | 0 | 201
197 |  | 4118 | Gain from Emission Allowances |  | F12 |  | 0 | 0 | 0 | 0 | 0 | 0 | 0 | 0 | 0 | 203
198 |  | 41181 | Gain from Disposition of NOX Credits |  | F12 |  | 0 | 0 | 0 | 0 | 0 | 0 | 0 | 0 | 0 | 208
199 |  | 4194 | Impact Housing Interest Income |  | F12 |  | 0 | 0 | 0 | 0 | 0 | 0 | 0 | 0 | 0 | 212
200 |  | 421 | (Gain)/Loss on Sale of Utility Plant |  | F12 |  | 0 | 0 | 0 | 0 | 0 | 0 | 0 | 0 | 0 | 223
201
202 |  | Total Miscellaneous Revenues |  |  |  |  | 0 | 0 | 0 | 0 | 0 | 0 | 0 | 0 | 0
203
204 |  | Miscellaneous Expenses
205 |  | 4311 | Interest on Customer Deposits |  | F80 |  | 0 | 0 | 0 | 0 | 0 | 0 | 0 | 0 | 0 | 229
206
207 |  | Net Miscellaneous Revenues And Expense |  |  |  |  | 0 | 0 | 0 | 0 | 0 | 0 | 0 | 0 | 0
208
209 |  | Distribution - METER - Unbundled
210 | [6 empty] | E: STEAM POWER GENERATION
211
212 |  | A |  | B | C |  | D | E | F | G | H | I | J | K
213 |  | FERC ACCT |  | DESCRIPTION | COS Factor |  | Washington Jurisdiction Normalized | Residential Schedule 16 | Small General Service Schedule 24 | Large General Service < 1,000 kW Schedule 36 | Large General Service > 1,000 kW Schedule 48 | Large General Dedicated Facilities Schedule 48 | Agricultural Pumping Schedule 40 | Street & Area Lighting Sch. 15, 51-54, 57
214 |  | 500 | Operation Suprvn & Engineering |  | F10 |  | 0 | 0 | 0 | 0 | 0 | 0 | 0 | 0 | 0 | 237
|  |  |  | JBG | F10 |  | 0 | 0 | 0 | 0 | 0 | 0 | 0 | 0 | 0 | 238
216 |  |  |  | CAGW | F10 |  | 0 | 0 | 0 | 0 | 0 | 0 | 0 | 0 | 0 | 239
217 |  |  |  | Total 500 |  |  | 0 | 0 | 0 | 0 | 0 | 0 | 0 | 0 | 0
218
219 |  | 501 | Fuel Related |  | F10 |  | 0 | 0 | 0 | 0 | 0 | 0 | 0 | 0 | 0 | 243
220 |  |  |  | S | F10 |  | 0 | 0 | 0 | 0 | 0 | 0 | 0 | 0 | 0 | 244
221 |  |  |  | SE | F10 |  | 0 | 0 | 0 | 0 | 0 | 0 | 0 | 0 | 0 | 245
222 |  |  |  | CAGW | F10 |  | 0 | 0 | 0 | 0 | 0 | 0 | 0 | 0 | 0 | 246
223 |  |  |  | CAGE | F10 |  | 0 | 0 | 0 | 0 | 0 | 0 | 0 | 0 | 0 | 247
224 |  |  |  | CAEW | F10 |  | 0 | 0 | 0 | 0 | 0 | 0 | 0 | 0 | 0 | 248
225 |  |  |  | CAEE | F10 |  | 0 | 0 | 0 | 0 | 0 | 0 | 0 | 0 | 0 | 249
226 |  |  |  | JBE | F10 |  | 0 | 0 | 0 | 0 | 0 | 0 | 0 | 0 | 0 | 250
227 |  |  |  | CAEE | F10 |  | 0 | 0 | 0 | 0 | 0 | 0 | 0 | 0 | 0 | 251
228 |  |  |  | JBG | F10 |  | 0 | 0 | 0 | 0 | 0 | 0 | 0 | 0 | 0 | 252
229 |  |  |  | Total 501 |  |  | 0 | 0 | 0 | 0 | 0 | 0 | 0 | 0 | 0
230
231 |  | 501NPC | Fuel Related - NPC
232 |  |  |  | S | F30 |  | 0 | 0 | 0 | 0 | 0 | 0 | 0 | 0 | 0 | 256
233 |  |  |  | CAEW | F30 |  | 0 | 0 | 0 | 0 | 0 | 0 | 0 | 0 | 0 | 257
234 |  |  | Total Fuel Related |  |  |  | 0 | 0 | 0 | 0 | 0 | 0 | 0 | 0 | 0
235
236
237 |  | 502 | Steam Expenses |  | F10 |  | 0 | 0 | 0 | 0 | 0 | 0 | 0 | 0 | 0 | 262
238 |  |  |  | SE/CAEW/CAEE | F10 |  | 0 | 0 | 0 | 0 | 0 | 0 | 0 | 0 | 0 | 263
239 |  |  |  | JBG | F10 |  | 0 | 0 | 0 | 0 | 0 | 0 | 0 | 0 | 0 | 265
240 |  |  |  | Total 502 |  |  | 0 | 0 | 0 | 0 | 0 | 0 | 0 | 0 | 0
241
242 |  | 503 | Steam From Other Sources |  | F10 |  | 0 | 0 | 0 | 0 | 0 | 0 | 0 | 0 | 0 | 270
243
244 |  | 503NPC | Steam From Other Sources-NPC
245 |  |  |  | S | F30 |  | 0 | 0 | 0 | 0 | 0 | 0 | 0 | 0 | 0 | 272
246 |  |  |  | SE | F30 |  | 0 | 0 | 0 | 0 | 0 | 0 | 0 | 0 | 0 | 273
247 |  |  |  | CAEE | F30 |  | 0 | 0 | 0 | 0 | 0 | 0 | 0 | 0 | 0 | 274
248 |  |  |  | Total Steam From Other Sources |  |  | 0 | 0 | 0 | 0 | 0 | 0 | 0 | 0 | 0
249
250 |  | 505 | Electric Expenses |  | F10 |  | 0 | 0 | 0 | 0 | 0 | 0 | 0 | 0 | 0 | 279
251 |  |  |  | JBG | F10 |  | 0 | 0 | 0 | 0 | 0 | 0 | 0 | 0 | 0 | 280
252 |  |  |  | Total 505 |  |  | 0 | 0 | 0 | 0 | 0 | 0 | 0 | 0 | 0
253
254 |  | 506 | Misc. Steam Expense |  | F10 |  | 0 | 0 | 0 | 0 | 0 | 0 | 0 | 0 | 0 | 284
255 |  |  |  | SE | F10 |  | 0 | 0 | 0 | 0 | 0 | 0 | 0 | 0 | 0 | 285
256 |  |  |  | JBG | F10 |  | 0 | 0 | 0 | 0 | 0 | 0 | 0 | 0 | 0 | 286
257 |  |  |  | Total 506 |  |  | 0 | 0 | 0 | 0 | 0 | 0 | 0 | 0 | 0
258
259 |  | 507 | Rents |  | F10 |  | 0 | 0 | 0 | 0 | 0 | 0 | 0 | 0 | 0 | 290
260 |  |  |  | CAGW | F10 |  | 0 | 0 | 0 | 0 | 0 | 0 | 0 | 0 | 0 | 292
261 |  |  |  | CAGE | F10 |  | 0 | 0 | 0 | 0 | 0 | 0 | 0 | 0 | 0 | 293
262 |  |  |  | JBG | F10 |  | 0 | 0 | 0 | 0 | 0 | 0 | 0 | 0 | 0 | 294
263 |  |  |  | CAGE | F10 |  | 0 | 0 | 0 | 0 | 0 | 0 | 0 | 0 | 0 | 295
264 |  |  |  | Total 507 |  |  | 0 | 0 | 0 | 0 | 0 | 0 | 0 | 0 | 0
265
266 |  | 510 | Maint Supervision & Engineering |  | F10 |  | 0 | 0 | 0 | 0 | 0 | 0 | 0 | 0 | 0 | 298
267 |  |  |  | JBG | F10 |  | 0 | 0 | 0 | 0 | 0 | 0 | 0 | 0 | 0 | 299
268 |  |  |  | Total 510 |  |  | 0 | 0 | 0 | 0 | 0 | 0 | 0 | 0 | 0
269
270 |  | 511 | Maintenance of Structures |  | F10 |  | 0 | 0 | 0 | 0 | 0 | 0 | 0 | 0 | 0 | 303
271 |  |  |  | CAGW | F10 |  | 0 | 0 | 0 | 0 | 0 | 0 | 0 | 0 | 0 | 304
272 |  |  |  | CAGE | F10 |  | 0 | 0 | 0 | 0 | 0 | 0 | 0 | 0 | 0 | 305
273 |  |  |  | JBG | F10 |  | 0 | 0 | 0 | 0 | 0 | 0 | 0 | 0 | 0 | 306
274 |  |  |  | CAGE | F10 |  | 0 | 0 | 0 | 0 | 0 | 0 | 0 | 0 | 0 | 307
275 |  |  |  | Total 511 |  |  | 0 | 0 | 0 | 0 | 0 | 0 | 0 | 0 | 0
276
277 |  | 512 | Maintenance of Boiler Plant |  | F10 |  | 0 | 0 | 0 | 0 | 0 | 0 | 0 | 0 | 0 | 311
278 |  |  |  |  | F10 |  | 0 | 0 | 0 | 0 | 0 | 0 | 0 | 0 | 0 | 312
279 |  |  |  | JBG | F10 |  | 0 | 0 | 0 | 0 | 0 | 0 | 0 | 0 | 0 | 313
280 |  |  |  | Total 512 |  |  | 0 | 0 | 0 | 0 | 0 | 0 | 0 | 0 | 0
281
282 |  | 513 | Maintenance of Electric Plant |  | F10 |  | 0 | 0 | 0 | 0 | 0 | 0 | 0 | 0 | 0 | 317
283 |  |  |  | CAGW | F10 |  | 0 | 0 | 0 | 0 | 0 | 0 | 0 | 0 | 0 | 318
284 |  |  |  | CAGE | F10 |  | 0 | 0 | 0 | 0 | 0 | 0 | 0 | 0 | 0 | 319
285 |  |  |  | JBG | F10 |  | 0 | 0 | 0 | 0 | 0 | 0 | 0 | 0 | 0 | 320
286 |  |  |  | CAGE | F10 |  | 0 | 0 | 0 | 0 | 0 | 0 | 0 | 0 | 0 | 321
287 |  |  |  | Total 513 |  |  | 0 | 0 | 0 | 0 | 0 | 0 | 0 | 0 | 0
288
289 |  | 514 | Maint of Misc. Steam Plant |  | F10 |  | 0 | 0 | 0 | 0 | 0 | 0 | 0 | 0 | 0 | 325
290 |  |  |  | CAGW | F10 |  | 0 | 0 | 0 | 0 | 0 | 0 | 0 | 0 | 0 | 326
291 |  |  |  | CAGE | F10 |  | 0 | 0 | 0 | 0 | 0 | 0 | 0 | 0 | 0 | 327
292 |  |  |  | JBG | F10 |  | 0 | 0 | 0 | 0 | 0 | 0 | 0 | 0 | 0 | 328
293 |  |  |  | CAGE | F10 |  | 0 | 0 | 0 | 0 | 0 | 0 | 0 | 0 | 0 | 329
294 |  |  |  | Total 514 |  |  | 0 | 0 | 0 | 0 | 0 | 0 | 0 | 0 | 0
295
296 |  | Total Steam Power Generation |  |  |  |  | 0 | 0 | 0 | 0 | 0 | 0 | 0 | 0 | 0
297
298
299 | [6 empty] | D: NUCLEAR POWER GENERATION
300
301
302 |  | 517 | Operation Super & Engineering |  | F10 |  | 0 | 0 | 0 | 0 | 0 | 0 | 0 | 0 | 0 | 336
303
304 |  | 518 | Nuclear Fuel Expense |  | F10 |  | 0 | 0 | 0 | 0 | 0 | 0 | 0 | 0 | 0 | 340
305
306 |  | 519 | Coolants and Water |  | F10 |  | 0 | 0 | 0 | 0 | 0 | 0 | 0 | 0 | 0 | 345
307
308 |  | 520 | Steam Expenses |  | F10 |  | 0 | 0 | 0 | 0 | 0 | 0 | 0 | 0 | 0 | 349
309
310 |  | 523 | Electric Expenses |  | F10 |  | 0 | 0 | 0 | 0 | 0 | 0 | 0 | 0 | 0 | 353
311
312 |  | 524 | Misc. Nuclear Expenses |  | F10 |  | 0 | 0 | 0 | 0 | 0 | 0 | 0 | 0 | 0 | 357
313
314 |  | 528 | Maint Supervision & Eng |  | F10 |  | 0 | 0 | 0 | 0 | 0 | 0 | 0 | 0 | 0 | 361
315
316 |  | 529 | Maintenance of Structures |  | F10 |  | 0 | 0 | 0 | 0 | 0 | 0 | 0 | 0 | 0 | 365
317
318 |  | 530 | Maintenance of Reactor Plant |  | F10 |  | 0 | 0 | 0 | 0 | 0 | 0 | 0 | 0 | 0 | 369
319
320 |  | 531 | Maintenance of Electric Plant |  | F10 |  | 0 | 0 | 0 | 0 | 0 | 0 | 0 | 0 | 0 | 373
321
322 |  | 532 | Maintenance of Misc Nuclear |  | F10 |  | 0 | 0 | 0 | 0 | 0 | 0 | 0 | 0 | 0 | 377
323
324 |  | Total Nuclear Power Generation |  |  |  |  | 0 | 0 | 0 | 0 | 0 | 0 | 0 | 0 | 0 | 380
325
326
327
328 |  | Distribution - METER - Unbundled |  |  |  |  | D: HYDRAULIC POWER GENERATION
329
330 |  | A |  | B | C |  | D | E | F | G | H | I | J | K
331 |  | FERC ACCT |  | DESCRIPTION | COS Factor |  | Washington Jurisdiction Normalized | Residential Schedule 16 | Small General Service Schedule 24 | Large General Service < 1,000 kW Schedule 36 | Large General Service > 1,000 kW Schedule 48 | Large General Dedicated Facilities Schedule 48 | Agricultural Pumping Schedule 40 | Street & Area Lighting Sch. 15, 51-54, 57
332 |  | 535 | Operation Super & Engineering
333 |  |  |  | DGP | F10 |  | 0 | 0 | 0 | 0 | 0 | 0 | 0 | 0 | 0 | 385
334 |  |  |  | CN | F10 |  | 0 | 0 | 0 | 0 | 0 | 0 | 0 | 0 | 0 | 386
335 |  |  |  | SG | F10 |  | 0 | 0 | 0 | 0 | 0 | 0 | 0 | 0 | 0 | 387
336 |  |  |  | SG-P | F10 |  | 0 | 0 | 0 | 0 | 0 | 0 | 0 | 0 | 0 | 388
337 |  |  |  | SG-U | F10 |  | 0 | 0 | 0 | 0 | 0 | 0 | 0 | 0 | 0 | 389
338
339 |  | 536 | Water For Power |  | F10 |  | 0 | 0 | 0 | 0 | 0 | 0 | 0 | 0 | 0 | 398
340
341 |  | 537 | Hydraulic Expenses |  | F10 |  | 0 | 0 | 0 | 0 | 0 | 0 | 0 | 0 | 0 | 406
342
343 |  | 538 | Electric Expenses |  | F10 |  | 0 | 0 | 0 | 0 | 0 | 0 | 0 | 0 | 0 | 410
344
345 |  | 539 | Misc. Hydro Expenses |  | F10 |  | 0 | 0 | 0 | 0 | 0 | 0 | 0 | 0 | 0 | 418
346
347 |  | 540 | Rents (Hydro Generation) |  | F10 |  | 0 | 0 | 0 | 0 | 0 | 0 | 0 | 0 | 0 | 426
348
349 |  | 541 | Maint Supervision & Engineering |  | F10 |  | 0 | 0 | 0 | 0 | 0 | 0 | 0 | 0 | 0 | 434
350
351 |  | 542 | Maintenance of Structures |  | F10 |  | 0 | 0 | 0 | 0 | 0 | 0 | 0 | 0 | 0 | 442
352
353 |  | 543 | Maint of Dams & Waterways |  | F10 |  | 0 | 0 | 0 | 0 | 0 | 0 | 0 | 0 | 0 | 450
354
355 |  | 544 | Maintenance of Electric Plant |  | F10 |  | 0 | 0 | 0 | 0 | 0 | 0 | 0 | 0 | 0 | 458
356
357 |  | 545 | Maint of Misc. Hydro Plant |  | F10
|  |  |  | SG | F10 |  | 0 | 0 | 0 | 0 | 0 | 0 | 0 | 0 | 0 | 461
|  |  |  | SG-P | F10 |  | 0 | 0 | 0 | 0 | 0 | 0 | 0 | 0 | 0 | 462
|  |  |  | SG-U | F10 |  | 0 | 0 | 0 | 0 | 0 | 0 | 0 | 0 | 0 | 463
|  |  |  | CAGW | F10 |  | 0 | 0 | 0 | 0 | 0 | 0 | 0 | 0 | 0 | 464
|  |  |  | CAGE | F10 |  | 0 | 0 | 0 | 0 | 0 | 0 | 0 | 0 | 0 | 465
363
364 |  | Total Hydraulic Power Generation |  |  |  |  | 0 | 0 | 0 | 0 | 0 | 0 | 0 | 0 | 0
365
366
367 | [6 empty] | D: OTHER POWER GENERATION
368
369
370 |  | 546 | Operation Super & Engineering |  | F10 |  | 0 | 0 | 0 | 0 | 0 | 0 | 0 | 0 | 0 | 472
371
372 |  | 547 | Fuel |  | F30 |  | 0 | 0 | 0 | 0 | 0 | 0 | 0 | 0 | 0 | 476
373 |  |  |  | CAEW/CAEE | F30 |  | 0 | 0 | 0 | 0 | 0 | 0 | 0 | 0 | 0 | 477
374
375
376 |  | 547NPC | Fuel-NPC |  | F30
377 |  |  |  | CAEW | F30 |  | 0 | 0 | 0 | 0 | 0 | 0 | 0 | 0 | 0 | 480
378 |  |  |  | S | F30 |  | 0 | 0 | 0 | 0 | 0 | 0 | 0 | 0 | 0 | 481
379 |  |  |  | Total 547 |  |  | 0 | 0 | 0 | 0 | 0 | 0 | 0 | 0 | 0
380
381 |  | 548 | Generation Expense |  | F10 |  | 0 | 0 | 0 | 0 | 0 | 0 | 0 | 0 | 0 | 486
382 |  |  |  | CAGW | F10 |  | 0 | 0 | 0 | 0 | 0 | 0 | 0 | 0 | 0 | 488
383 |  |  |  | Total 548 |  |  | 0 | 0 | 0 | 0 | 0 | 0 | 0 | 0 | 0
384
385 |  | 549 | Miscellaneous Other |  | F10 |  | 0 | 0 | 0 | 0 | 0 | 0 | 0 | 0 | 0 | 492
386 |  |  |  | CAGE/CAGW | F10 |  | 0 | 0 | 0 | 0 | 0 | 0 | 0 | 0 | 0 | 493
387
388 |  | 550/551 | Maint Supervision & Engineering
389 |  |  |  | CAGW | F10 |  | 0 | 0 | 0 | 0 | 0 | 0 | 0 | 0 | 0 | 498
390 |  |  |  | SG | F10 |  | 0 | 0 | 0 | 0 | 0 | 0 | 0 | 0 | 0 | 499
391 |  |  |  | Total 550 |  |  | 0 | 0 | 0 | 0 | 0 | 0 | 0 | 0 | 0
392
393 |  | 552 | Maintenance of Structures |  | F10 |  | 0 | 0 | 0 | 0 | 0 | 0 | 0 | 0 | 0 | 505
394
395 |  | 553 | Maint of Generation & Elect Plant |  | F10 |  | 0 | 0 | 0 | 0 | 0 | 0 | 0 | 0 | 0 | 509
396 |  |  |  | CAGW | F10 |  | 0 | 0 | 0 | 0 | 0 | 0 | 0 | 0 | 0 | 510
397 |  |  |  | Total 553 |  |  | 0 | 0 | 0 | 0 | 0 | 0 | 0 | 0 | 0
398
399 |  | 554 | Maintenance of Misc. Other |  | F10 |  | 0 | 0 | 0 | 0 | 0 | 0 | 0 | 0 | 0 | 514
400 |  |  |  | CAGW | F10 |  | 0 | 0 | 0 | 0 | 0 | 0 | 0 | 0 | 0 | 515
401 |  |  |  | Total 554 |  |  | 0 | 0 | 0 | 0 | 0 | 0 | 0 | 0 | 0
402
403 |  | Total Other Power Generation |  |  |  |  | 0 | 0 | 0 | 0 | 0 | 0 | 0 | 0 | 0
404
405
406 | [6 empty] | D: OTHER POWER SUPPLY
407
408
409 |  | 555 | Purchased Power |  | F10 |  | 0 | 0 | 0 | 0 | 0 | 0 | 0 | 0 | 0 | 520
410 |  |  |  | SG | F10 |  | 0 | 0 | 0 | 0 | 0 | 0 | 0 | 0 | 0 | 521
411 |  |  |  | SE | F10 |  | 0 | 0 | 0 | 0 | 0 | 0 | 0 | 0 | 0 | 522
412
413 |  | 555NPC | Purchased Power-NPC
414 |  |  |  | CAGW | F30 |  | 0 | 0 | 0 | 0 | 0 | 0 | 0 | 0 | 0 | 525
415 |  |  |  | CAEW | F30 |  | 0 | 0 | 0 | 0 | 0 | 0 | 0 | 0 | 0 | 526
416 |  |  |  | DGP | F30 |  | 0 | 0 | 0 | 0 | 0 | 0 | 0 | 0 | 0 | 527
417 |  |  |  | DGP | F30 |  | 0 | 0 | 0 | 0 | 0 | 0 | 0 | 0 | 0 | 528
418 |  |  |  | Total 555 |  |  | 0 | 0 | 0 | 0 | 0 | 0 | 0 | 0 | 0
419
420
421 |  | 556 | System Control & Load Dispatch |  | F10 |  | 0 | 0 | 0 | 0 | 0 | 0 | 0 | 0 | 0 | 532
422
423 |  | 557 | Other Expenses |  | F10 |  | 0 | 0 | 0 | 0 | 0 | 0 | 0 | 0 | 0 | 541
424
425
426 |  | Embedded Cost Differentials
427 |  |  |  | Company Owned Hydro | F10 |  | 0 | 0 | 0 | 0 | 0 | 0 | 0 | 0 | 0 | 544
428 |  |  |  | Company Owned Hydro | F10 |  | 0 | 0 | 0 | 0 | 0 | 0 | 0 | 0 | 0 | 545
|  |  |  | Mid-C Contract | F10 |  | 0 | 0 | 0 | 0 | 0 | 0 | 0 | 0 | 0 | 546
430 |  |  |  | Mid-C Contract | F10 |  | 0 | 0 | 0 | 0 | 0 | 0 | 0 | 0 | 0 | 547
431 |  |  |  | Existing QF Contracts | F10 |  | 0 | 0 | 0 | 0 | 0 | 0 | 0 | 0 | 0 | 548
432 |  |  |  | Existing QF Contracts | F10 |  | 0 | 0 | 0 | 0 | 0 | 0 | 0 | 0 | 0 | 548
433 | [6 empty] | 0 | 0 | 0 | 0 | 0 | 0 | 0 | 0 | 0
434
435 |  | Total Other Power Supply |  |  |  |  | 0 | 0 | 0 | 0 | 0 | 0 | 0 | 0 | 0
436
437 |  | TOTAL GENERATION EXPENSE |  |  |  |  | 0 | 0 | 0 | 0 | 0 | 0 | 0 | 0 | 0
438
439 |  | Distribution - METER - Unbundled |  |  |  |  | D: TRANSMISSION EXPENSE
440
441
442 |  | A |  | B | C |  | D | E | F | G | H | I | J | K
443 |  | FERC ACCT |  | DESCRIPTION | COS Factor |  | Washington Jurisdiction Normalized | Residential Schedule 16 | Small General Service Schedule 24 | Large General Service < 1,000 kW Schedule 36 | Large General Service > 1,000 kW Schedule 48 | Large General Dedicated Facilities Schedule 48 | Agricultural Pumping Schedule 40 | Street & Area Lighting Sch. 15, 51-54, 57
444 |  | 560 | Operation Supervision & Eng |  | F12 |  | 0 | 0 | 0 | 0 | 0 | 0 | 0 | 0 | 0 | 560
445
446 |  | 561 | Load Dispatching |  | F12 |  | 0 | 0 | 0 | 0 | 0 | 0 | 0 | 0 | 0 | 565
447
448 |  | 562 | Station Expense |  | F12 |  | 0 | 0 | 0 | 0 | 0 | 0 | 0 | 0 | 0 | 571
449
450 |  | 563 | Overhead Line Expense |  | F12 |  | 0 | 0 | 0 | 0 | 0 | 0 | 0 | 0 | 0 | 576
451
452 |  | 564 | Underground Line Expense |  | F12 |  | 0 | 0 | 0 | 0 | 0 | 0 | 0 | 0 | 0 | 580
453
454 |  | 565 | Transm of Electricity by Others |  | F12 |  | 0 | 0 | 0 | 0 | 0 | 0 | 0 | 0 | 0 | 584
455
456 |  | 565NPC | Transmission of Electricity by Others-NPC
457 |  |  | CAGW |  | F12 |  | 0 | 0 | 0 | 0 | 0 | 0 | 0 | 0 | 0 | 587
458 |  |  | SE |  | F12 |  | 0 | 0 | 0 | 0 | 0 | 0 | 0 | 0 | 0 | 588
459 |  |  | SE |  | F12 |  | 0 | 0 | 0 | 0 | 0 | 0 | 0 | 0 | 0 | 589
460 | [6 empty] | 0 | 0 | 0 | 0 | 0 | 0 | 0 | 0 | 0
461
462 |  | 566 | Misc. Transmission Expense |  | F12 |  | 0 | 0 | 0 | 0 | 0 | 0 | 0 | 0 | 0 | 595
463
464 |  | 567 | Rents - Transmission |  | F12 |  | 0 | 0 | 0 | 0 | 0 | 0 | 0 | 0 | 0 | 600
465
466 |  | 568 | Maint Supervision & Engineering |  | F12 |  | 0 | 0 | 0 | 0 | 0 | 0 | 0 | 0 | 0 | 605
467
468 |  | 569 | Maintenance of Structures |  | F12 |  | 0 | 0 | 0 | 0 | 0 | 0 | 0 | 0 | 0 | 610
469
470 |  | 570 | Maint of Station Equipment |  | F12 |  | 0 | 0 | 0 | 0 | 0 | 0 | 0 | 0 | 0 | 616
471
472 |  | 571 | Maintenance of Overhead Lines |  | F12 |  | 0 | 0 | 0 | 0 | 0 | 0 | 0 | 0 | 0 | 622
473
474 |  | 572 | Maint of Underground Lines |  | F12 |  | 0 | 0 | 0 | 0 | 0 | 0 | 0 | 0 | 0 | 628
475
476 |  | 573 | Maint of Misc Transmission Plant |  | F12 |  | 0 | 0 | 0 | 0 | 0 | 0 | 0 | 0 | 0 | 631
477
478
479 |  | TOTAL TRANSMISSION EXPENSE |  |  |  |  | 0 | 0 | 0 | 0 | 0 | 0 | 0 | 0 | 0
480
481
482
483
484
485
486
487
488
489
490
491 |  | Distribution - METER - Unbundled |  |  |  |  | D: DISTRIBUTION EXPENSE
492
493
494 |  | A |  | B | C |  | D | E | F | G | H | I | J | K
495 |  | FERC ACCT |  | DESCRIPTION | COS Factor |  | Washington Jurisdiction Normalized | Residential Schedule 16 | Small General Service Schedule 24 | Large General Service < 1,000 kW Schedule 36 | Large General Service > 1,000 kW Schedule 48 | Large General Dedicated Facilities Schedule 48 | Agricultural Pumping Schedule 40 | Street & Area Lighting Sch. 15, 51-54, 57
496 |  | 580 | Operation Supervision & Eng |  | F131 |  | 0 | 0 | 0 | 0 | 0 | 0 | 0 | 0 | 0 | 639
497
498 |  | 581 | Load Dispatching |  | F20 |  | 0 | 0 | 0 | 0 | 0 | 0 | 0 | 0 | 0 | 644
499
500 |  | 582 | Station Expense |  | F120 |  | 0 | 0 | 0 | 0 | 0 | 0 | 0 | 0 | 0 | 649
501
502 |  | 583 | Overhead Line Expenses |  | F132 |  | 0 | 0 | 0 | 0 | 0 | 0 | 0 | 0 | 0 | 654
503
504 |  | 584 | Underground Line Expense |  | F133 |  | 0 | 0 | 0 | 0 | 0 | 0 | 0 | 0 | 0 | 659
505
506 |  | 585 | Street Lighting & Signal Systems |  | F130 |  | 0 | 0 | 0 | 0 | 0 | 0 | 0 | 0 | 0 | 664
507
508 |  | 586 | Meter Expenses |  | F127 |  | 0 | 0 | 0 | 0 | 0 | 0 | 0 | 0 | 0 | 669
509
510 |  | 587 | Customer Installation Expenses |  | F20 |  | 0 | 0 | 0 | 0 | 0 | 0 | 0 | 0 | 0 | 674
511
512 |  | 588 | Misc. Distribution Expenses |  | F131 |  | 0 | 0 | 0 | 0 | 0 | 0 | 0 | 0 | 0 | 680
513
514 |  | 589 | Rents |  | F131 |  | 0 | 0 | 0 | 0 | 0 | 0 | 0 | 0 | 0 | 685
515
516 |  | 590 | Maint Supervision & Engineering |  | F131 |  | 0 | 0 | 0 | 0 | 0 | 0 | 0 | 0 | 0 | 690
517
518 |  | 591 | Maintenance of Structures |  | F119 |  | 0 | 0 | 0 | 0 | 0 | 0 | 0 | 0 | 0 | 695
519
520 |  | 592 | Maint of Station Equipment |  | F120 |  | 0 | 0 | 0 | 0 | 0 | 0 | 0 | 0 | 0 | 700
521
522 |  | 593 | Maintenance of Overhead Lines |  | F134 |  | 0 | 0 | 0 | 0 | 0 | 0 | 0 | 0 | 0 | 705
523
524 |  | 594 | Maint of Underground Lines |  | F135 |  | 0 | 0 | 0 | 0 | 0 | 0 | 0 | 0 | 0 | 710
525
526 |  | 595 | Maint of Line Transformers |  | F125 |  | 0 | 0 | 0 | 0 | 0 | 0 | 0 | 0 | 0 | 715
527
528 |  | 596 | Maint of Street Lighting & Signals |  | F130 |  | 0 | 0 | 0 | 0 | 0 | 0 | 0 | 0 | 0 | 720
529
530 |  | 597 | Maintenance of Meters |  | F127 |  | 0 | 0 | 0 | 0 | 0 | 0 | 0 | 0 | 0 | 725
531
532 |  | 598 | Maint of Misc. Distribution Plant |  | F131 |  | 0 | 0 | 0 | 0 | 0 | 0 | 0 | 0 | 0 | 730
533
534 |  | TOTAL DISTRIBUTION EXPENSE |  |  |  |  | 0 | 0 | 0 | 0 | 0 | 0 | 0 | 0 | 0
535
536
537 | [6 empty] | D: CUSTOMER ACCOUNTS EXPENSE
538
539
540 |  | 901 | Supervision |  | F136 |  | 0 | 0 | 0 | 0 | 0 | 0 | 0 | 0 | 0 | 737
541
542 |  | 902 | Meter Reading Expense |  | F41 |  | 0 | 0 | 0 | 0 | 0 | 0 | 0 | 0 | 0 | 742
543
544 |  | 903 | Customer Receipts & Collections |  | F42 |  | 0 | 0 | 0 | 0 | 0 | 0 | 0 | 0 | 0 | 747
545
546 |  | 904 | Uncollectible Accounts |  | F80 |  | 0 | 0 | 0 | 0 | 0 | 0 | 0 | 0 | 0 | 753
547
548 |  | 905 | Misc. Customer Accounts Exp |  | F136 |  | 0 | 0 | 0 | 0 | 0 | 0 | 0 | 0 | 0 | 758
549
550 |  | TOTAL CUSTOMER ACCOUNTS EXPENSE |  |  |  |  | 0 | 0 | 0 | 0 | 0 | 0 | 0 | 0 | 0
551
552 |  | Distribution - METER - Unbundled |  |  |  |  | D: CUSTOMER SERVICE EXPENSE
553
554 |  | A |  | B | C |  | D | E | F | G | H | I | J | K
555 |  | FERC ACCT |  | DESCRIPTION | COS Factor |  | Washington Jurisdiction Normalized | Residential Schedule 16 | Small General Service Schedule 24 | Large General Service < 1,000 kW Schedule 36 | Large General Service > 1,000 kW Schedule 48 | Large General Dedicated Facilities Schedule 48 | Agricultural Pumping Schedule 40 | Street & Area Lighting Sch. 15, 51-54, 57
556 |  | 907 | Supervision |  | F40 |  | 0 | 0 | 0 | 0 | 0 | 0 | 0 | 0 | 0 | 765
557
558 |  | 908 | Customer Assistance |  | F40 |  | 0 | 0 | 0 | 0 | 0 | 0 | 0 | 0 | 0 | 770
559
560 |  | 909 | Informational & Instructional Adv |  | F40 |  | 0 | 0 | 0 | 0 | 0 | 0 | 0 | 0 | 0 | 776
561
562 |  | 910 | Misc. Customer Service |  | F40 |  | 0 | 0 | 0 | 0 | 0 | 0 | 0 | 0 | 0 | 781
563
564 |  | TOTAL CUSTOMER SERVICE EXPENSE |  |  |  |  | 0 | 0 | 0 | 0 | 0 | 0 | 0 | 0 | 0
565
566
567 | [6 empty] | D: SALES EXPENSE
568
569
570 |  | 911 | Supervision |  | F40 |  | 0 | 0 | 0 | 0 | 0 | 0 | 0 | 0 | 0 | 788
571
572 |  | 912 | Demonstration & Selling Expense |  | F40 |  | 0 | 0 | 0 | 0 | 0 | 0 | 0 | 0 | 0 | 793
573
574 |  | 913 | Advertising Expense |  | F40 |  | 0 | 0 | 0 | 0 | 0 | 0 | 0 | 0 | 0 | 798
575
576 |  | 916 | Misc. Sales Expense |  | F40 |  | 0 | 0 | 0 | 0 | 0 | 0 | 0 | 0 | 0 | 803
577
578 |  | TOTAL SALES EXPENSE |  |  |  |  | 0 | 0 | 0 | 0 | 0 | 0 | 0 | 0 | 0
579
580
581 | [6 empty] | D: ADMINISTRATION & GENERAL EXPENSE
582
583
584 |  | 920 | Administrative & General Salaries |  | F102Co |  | -545.3924 | -263.4619 | -75.8373 | -98.6822 | -38.3005 | -44.5947 | -22.6233 | -1.8924 | 0 | 809
585 |  |  |  | Customer - System | F42 |  | 0 | 0 | 0 | 0 | 0 | 0 | 0 | 0 | 0 | 810
586 |  |  |  | System Overheads | F102Co |  | 5341480.7032 | 2580301.5582 | 742737.6875 | 966476.9062 | 375108.4281 | 436753.2998 | 221568.6522 | 18534.1712 | 0 | 811
587 |  |  |  | Administrative & General Salaries |  |  | 5340935.3109 | 2580038.0963 | 742661.8502 | 966378.224 | 375070.1277 | 436708.705 | 221546.029 | 18532.2788 | 0
588
589 |  | 921 | Office Supplies & expenses |  | F102Co |  | 44744.08 | 21614.4597 | 6221.7045 | 8095.9049 | 3142.1777 | 3658.5594 | 1856.0182 | 155.2555 | 0 | 815
590 |  |  |  | Customer - System | F42 |  | 6414.8219 | 4963.7711 | 1039.0543 | 58.1729 | 26.1383 | 0.39339 | 210.2978 | 116.994 | 0 | 816
591 |  |  |  | System Overheads | F102Co |  | 1126191.4725 | 544027.728 | 156597.9354 | 203770.8476 | 79087.4172 | 92084.549 | 46715.2725 | 3907.7227 | 0 | 817
592 |  |  |  | Office Supplies & expenses |  |  | 1177350.3744 | 570605.9588 | 163858.6942 | 211924.9254 | 82255.7332 | 95743.5019 | 48781.5886 | 4179.9723 | 0
593
594 |  | 922 | A&G Expenses Transferred |  | F102Co |  | -2832938.3341 | -1368503.53 | -393922.6189 | -512586.2338 | -198944.6568 | -231638.9844 | -117512.4209 | -9829.8893 | 0 | 821
595
596 |  | 923 | Outside Services |  | F102Co |  | 15404.17 | 7441.2707 | 2141.9637 | 2787.1999 | 1081.7663 | 1259.5425 | 638.9766 | 53.4503 | 0 | 825
597 |  |  |  | Customer - System | F42 |  | 176074.2943 | 136245.7925 | 28520.0049 | 1596.7328 | 717.4454 | 10.7977 | 5772.2635 | 3211.2575 | 0 | 826
598 |  |  |  | System Overheads | F102Co |  | 2116190.8064 | 1022265.3115 | 294258.2316 | 382899.3601 | 148610.6664 | 173033.1661 | 87781.1923 | 7342.8783 | 0 | 827
599 |  |  |  | JBG | F102Co |  | 0 | 0 | 0 | 0 | 0 | 0 | 0 | 0 | 0 | 828
600 |  |  |  | System Overheads | F102Co |  | 0 | 0 | 0 | 0 | 0 | 0 | 0 | 0 | 0 | 829
601 |  |  |  | Outside Services |  |  | 2307669.2707 | 1165952.3748 | 324920.2002 | 387283.2929 | 150409.8782 | 174303.5063 | 94192.4324 | 10607.586 | 0
602
603 |  | 924 | Property Insurance
604 |  |  |  | S | F102Co |  | 1254351.9596 | 605938.034 | 174418.7662 | 226959.9515 | 88087.5581 | 102563.7623 | 52031.4663 | 4352.4212 |  | 833
605 |  |  |  | CAGW | F102Co |  | 0 | 0 | 0 | 0 | 0 | 0 | 0 | 0 |  | 834
606 |  |  |  | SO | F102Co |  | 283539.7831 | 136969.1636 | 39426.4614 | 51303.125 | 19911.7376 | 23184.0088 | 11761.4443 | 983.8423 |  | 835
607
608 |  | 925 | Injuries & Damages |  | F102Co |  | 4430608.5295 | 2140287.8205 | 616080.094 | 801665.5047 | 311141.9274 | 362274.6206 | 183784.9868 | 15373.5755 | 0 | 839
609 |  |  | Injuries & Damages |  | F102Co |  | 0 | 0 | 0 | 0 | 0 | 0 | 0 | 0 | 0 | 840
610
611 |  | 926 | Employee Pensions & Benefits |  | F138Co |  | 8036071.9646 | 3861943.7359 | 1125122.8986 | 1466344.5191 | 565762.6294 | 661909.9383 | 326981.1549 | 28007.0885 | 0 | 847
612
613 |  | 927 | Franchise Requirements |  | F102 |  | 0 | 0 | 0 | 0 | 0 | 0 | 0 | 0 | 0 | 852
614
615 |  | 928 | Regulatory Commission Expense |  | F141 |  | 2180532.0242 | 946117.3943 | 313314.9315 | 457860.0473 | 171375.6558 | 208399.4876 | 78748.0443 | 4716.4634 | 0 | 859
616 |  |  |  | Regulatory Expense | F141 |  | 0 | 0 | 0 | 0 | 0 | 0 | 0 | 0 | 0 | 860
617
618 |  | 929 | Duplicate Charges |  | F138Co |  | -9061848.5214 | -4354907.3834 | -1268740.9122 | -1653518.2824 | -637980.2557 | -746400.4332 | -368719.1588 | -31582.0957 | 0 | 868
619
620 |  | 930 | Misc General Expenses
621 |  |  |  | Situs | F138Co |  | 18887 | 9076.6399 | 2644.3512 | 3446.3167 | 1329.6992 | 1555.6721 | 768.4965 | 65.8244 | 0 | 871
622 |  |  |  | Customer | F138Co |  | 0 | 0 | 0 | 0 | 0 | 0 | 0 | 0 | 0 | 872
623 |  |  |  | Labor | F138Co |  | 145528.2796 | 69937.406 | 20375.2779 | 26554.5899 | 10245.6104 | 11986.7785 | 5921.4259 | 507.191 | 0 | 873
624 |  |  |  | Labor | F138Co |  | 0 | 0 | 0 | 0 | 0 | 0 | 0 | 0 | 0 | 874
625 |  |  |  | Customer | F138Co |  | 0 | 0 | 0 | 0 | 0 | 0 | 0 | 0 | 0 | 875
626
627 |  | 931 | Rents |  | F102Co |  | 14129.6854 | 6825.6072 | 1964.7454 | 2556.5972 | 992.2649 | 1155.3326 | 586.11 | 49.028 | 0 | 881
628
629 |  | 935 | Maintenance of General Plant |  | F108 |  | 1902264.7112 | 933072.3652 | 265604.4627 | 336843.6487 | 130260.4699 | 149997.4526 | 79485.1624 | 7001.1498 | 0 | 887
630
631 |  | TOTAL ADMINISTRATIVE & GEN EXPENSE |  |  |  |  | 15197082.0378 | 7303353.683 | 2127729.2025 | 2773016.2261 | 1069918.3794 | 1251743.349 | 618356.7616 | 52964.4363 | 0
632
633
634 |  | TOTAL O & M EXPENSE |  |  |  |  | 15197082.0378 | 7303353.683 | 2127729.2025 | 2773016.2261 | 1069918.3794 | 1251743.349 | 618356.7616 | 52964.4363 | 0
635
636 |  | Distribution - METER - Unbundled |  |  |  |  | D: DEPRECIATION EXPENSE
637
638 |  | A |  | B | C |  | D | E | F | G | H | I | J | K
639 |  | FERC ACCT |  | DESCRIPTION | COS Factor |  | Washington Jurisdiction Normalized | Residential Schedule 16 | Small General Service Schedule 24 | Large General Service < 1,000 kW Schedule 36 | Large General Service > 1,000 kW Schedule 48 | Large General Dedicated Facilities Schedule 48 | Agricultural Pumping Schedule 40 | Street & Area Lighting Sch. 15, 51-54, 57
640 |  | 403SP | Steam Depreciation |  | F10 |  | 0 | 0 | 0 | 0 | 0 | 0 | 0 | 0 | 0 | 900
641
642 |  | 403NP | Nuclear Depreciation |  | F10 |  | 0 | 0 | 0 | 0 | 0 | 0 | 0 | 0 | 0 | 904
643
644 |  | 403HP | Hydro Depreciation |  | F10 |  | 0 | 0 | 0 | 0 | 0 | 0 | 0 | 0 | 0 | 913
645
646 |  | 403OP | Other Generation Depreciation |  | F10 |  | 0 | 0 | 0 | 0 | 0 | 0 | 0 | 0 | 0 | 916
647 |  |  |  | SG | F10 |  | 0 | 0 | 0 | 0 | 0 | 0 | 0 | 0 | 0 | 917
648 |  |  |  | CAGW | F10 |  | 0 | 0 | 0 | 0 | 0 | 0 | 0 | 0 | 0 | 918
649 |  |  |  | CAGE | F10 |  | 0 | 0 | 0 | 0 | 0 | 0 | 0 | 0 | 0 | 919
650 |  |  |  | SG | F10 |  | 0 | 0 | 0 | 0 | 0 | 0 | 0 | 0 | 0 | 920
651 |  |  |  | CAGE | F10 |  | 0 | 0 | 0 | 0 | 0 | 0 | 0 | 0 | 0 | 921
652 |  |  |  | Total 403OP |  |  | 0 | 0 | 0 | 0 | 0 | 0 | 0 | 0 | 0
653
654 |  | 403TP | Transmission Depreciation |  | F106 |  | 0 | 0 | 0 | 0 | 0 | 0 | 0 | 0 | 0 | 929
655
656 |  | 403 | Distribution Depreciation
657 |  |  |  | Land Rights | F118 |  | 0 | 0 | 0 | 0 | 0 | 0 | 0 | 0 | 0 | 932
658 |  |  |  | Structures | F119 |  | 0 | 0 | 0 | 0 | 0 | 0 | 0 | 0 | 0 | 933
659 |  |  |  | Station Equip | F120 |  | 0 | 0 | 0 | 0 | 0 | 0 | 0 | 0 | 0 | 934
660 |  |  |  | Poles & Towers | F121 |  | 0 | 0 | 0 | 0 | 0 | 0 | 0 | 0 | 0 | 936
661 |  |  |  | OH Conductors | F122 |  | 0 | 0 | 0 | 0 | 0 | 0 | 0 | 0 | 0 | 937
662 |  |  |  | UG Conduit | F123 |  | 0 | 0 | 0 | 0 | 0 | 0 | 0 | 0 | 0 | 938
663 |  |  |  | UG Conductor | F124 |  | 0 | 0 | 0 | 0 | 0 | 0 | 0 | 0 | 0 | 939
664 |  |  |  | Line Transformer | F125 |  | 0 | 0 | 0 | 0 | 0 | 0 | 0 | 0 | 0 | 940
665 |  |  |  | Services | F126 |  | 0 | 0 | 0 | 0 | 0 | 0 | 0 | 0 | 0 | 941
666 |  |  |  | Meters | F127 |  | 0 | 0 | 0 | 0 | 0 | 0 | 0 | 0 | 0 | 942
667 |  |  |  | Inst Cust Premises | F128 |  | 0 | 0 | 0 | 0 | 0 | 0 | 0 | 0 | 0 | 943
668 |  |  |  | Leased Property | F129 |  | 0 | 0 | 0 | 0 | 0 | 0 | 0 | 0 | 0 | 944
669 |  |  |  | Street Lighting | F130 |  | 0 | 0 | 0 | 0 | 0 | 0 | 0 | 0 | 0 | 945
670 |  |  | Total Distribution Expense |  |  |  | 0 | 0 | 0 | 0 | 0 | 0 | 0 | 0 | 0
671
672 |  | 403GP | General Depreciation
673 |  |  |  | S | F107Co |  | 0 | 0 | 0 | 0 | 0 | 0 | 0 | 0 | 0 | 949
674 |  |  |  | DGP | F105Co |  | 0 | 0 | 0 | 0 | 0 | 0 | 0 | 0 | 0 | 950
675 |  |  |  | DGU | F105Co |  | 0 | 0 | 0 | 0 | 0 | 0 | 0 | 0 | 0 | 951
676 |  |  |  | SE | F10 |  | 0 | 0 | 0 | 0 | 0 | 0 | 0 | 0 | 0 | 952
677 |  |  |  | CN | F42 |  | 0 | 0 | 0 | 0 | 0 | 0 | 0 | 0 | 0 | 953
678 |  |  |  | SG/CAGW/CAGE | F105Co |  | 0 | 0 | 0 | 0 | 0 | 0 | 0 | 0 | 0 | 954
679 |  |  |  | SO | F102Co |  | 0 | 0 | 0 | 0 | 0 | 0 | 0 | 0 | 0 | 955
680 |  |  |  | CAEW | F105Co |  | 0 | 0 | 0 | 0 | 0 | 0 | 0 | 0 | 0 | 956
681 |  |  |  | JBG | F105Co |  | 0 | 0 | 0 | 0 | 0 | 0 | 0 | 0 | 0 | 957
682 |  |  |  | JBE | F10 |  | 0 | 0 | 0 | 0 | 0 | 0 | 0 | 0 | 0 | 958
683 |  |  | Total General Expense |  |  |  | 0 | 0 | 0 | 0 | 0 | 0 | 0 | 0 | 0
684
685 |  | 403GV0 | General Vehicles |  | F105Co |  | 0 | 0 | 0 | 0 | 0 | 0 | 0 | 0 | 0 | 962
686
687 |  | 403MP | Mining Depreciation |  | F10 |  | 0 | 0 | 0 | 0 | 0 | 0 | 0 | 0 | 0 | 966
688
689 |  | 403EP | Experimental Plant Depreciation |  | F10 |  | 0 | 0 | 0 | 0 | 0 | 0 | 0 | 0 | 0 | 972
690
691
692 |  | TOTAL DEPRECIATION EXPENSE |  |  |  |  | 0 | 0 | 0 | 0 | 0 | 0 | 0 | 0 | 0
693
694 | [6 empty] | D: AMORTIZATION EXPENSE
695
696
697 |  | 404CLG | Amort of LT Plant - Cap. Lease Gen
698 |  |  |  | S | F12 |  | 0 | 0 | 0 | 0 | 0 | 0 | 0 | 0 | 0 | 977
699 |  |  |  | SG/CAGW | F10 |  | 0 | 0 | 0 | 0 | 0 | 0 | 0 | 0 | 0 | 978
700 |  |  |  | SO | F102Co |  | 0 | 0 | 0 | 0 | 0 | 0 | 0 | 0 | 0 | 979
701 |  |  |  | DGU | F10 | [10 empty] | 980
702 |  |  |  | CN | F42 |  | 0 | 0 | 0 | 0 | 0 | 0 | 0 | 0 | 0 | 981
703 |  |  |  | DGP | F10 |  | 0 | 0 | 0 | 0 | 0 | 0 | 0 | 0 | 0 | 982
704 |  |  |  | SG | F10 |  | 0 | 0 | 0 | 0 | 0 | 0 | 0 | 0 | 0 | 983
705 |  |  | Total Amort. Cap. Lease General |  |  |  | 0 | 0 | 0 | 0 | 0 | 0 | 0 | 0 | 0
706
707 |  | 404CLS | Amort of LT Plant - Cap Lease Steam |  | F10 |  | 0 | 0 | 0 | 0 | 0 | 0 | 0 | 0 | 0 | 989
708
709 |  | 404IP | Amort of LT Plant - Intangible Plant
710 |  |  |  | S | F107Co |  | 0 | 0 | 0 | 0 | 0 | 0 | 0 | 0 | 0 | 992
711 |  |  |  | SE | F10 |  | 0 | 0 | 0 | 0 | 0 | 0 | 0 | 0 | 0 | 993
712 |  |  |  | SG | F105Co |  | 0 | 0 | 0 | 0 | 0 | 0 | 0 | 0 | 0 | 994
713 |  |  |  | SO | F102Co |  | 0 | 0 | 0 | 0 | 0 | 0 | 0 | 0 | 0 | 995
714 |  |  |  | CN | F42 |  | 0 | 0 | 0 | 0 | 0 | 0 | 0 | 0 | 0 | 996
715 |  |  |  | SG-P | F10 |  | 0 | 0 | 0 | 0 | 0 | 0 | 0 | 0 | 0 | 997
716 |  |  |  | SG-U | F10 |  | 0 | 0 | 0 | 0 | 0 | 0 | 0 | 0 | 0 | 998
717 |  |  |  | DGP | F10 |  | 0 | 0 | 0 | 0 | 0 | 0 | 0 | 0 | 0 | 999
718 |  |  |  | CAGE | F105Co |  | 0 | 0 | 0 | 0 | 0 | 0 | 0 | 0 | 0 | 1000
719 |  |  |  | CAGE | F105Co |  | 0 | 0 | 0 | 0 | 0 | 0 | 0 | 0 | 0 | 1001
720 |  |  |  | CAGW | F105Co |  | 0 | 0 | 0 | 0 | 0 | 0 | 0 | 0 | 0 | 1002
721 |  |  |  | CAGE | F105Co |  | 0 | 0 | 0 | 0 | 0 | 0 | 0 | 0 | 0 | 1003
722 |  |  |  | JBG | F105Co |  | 0 | 0 | 0 | 0 | 0 | 0 | 0 | 0 | 0 | 1004
723 |  |  |  | CAEW | F10 |  | 0 | 0 | 0 | 0 | 0 | 0 | 0 | 0 | 0 | 1005
724 |  |  |  | CAEE | F10 |  | 0 | 0 | 0 | 0 | 0 | 0 | 0 | 0 | 0 | 1006
725 |  |  |  | DGU | F10 |  | 0 | 0 | 0 | 0 | 0 | 0 | 0 | 0 | 0 | 1007
726 |  |  | Total Amort. Intangible Plant |  |  |  | 0 | 0 | 0 | 0 | 0 | 0 | 0 | 0 | 0
727
728 |  | Distribution - METER - Unbundled |  |  |  |  | D: AMORTIZATION EXPENSE (continued)
729
730
731 |  | A |  | B | C |  | D | E | F | G | H | I | J | K
732 |  | FERC ACCT |  | DESCRIPTION | COS Factor |  | Washington Jurisdiction Normalized | Residential Schedule 16 | Small General Service Schedule 24 | Large General Service < 1,000 kW Schedule 36 | Large General Service > 1,000 kW Schedule 48 | Large General Dedicated Facilities Schedule 48 | Agricultural Pumping Schedule 40 | Street & Area Lighting Sch. 15, 51-54, 57
733 |  | 404O | Amort of LT Plant - Other Plant |  | F10 |  | 0 | 0 | 0 | 0 | 0 | 0 | 0 | 0 | 0 | 1012
734
735 |  | 404HP | Amort of Other Electric Plant |  | F110 |  | 0 | 0 | 0 | 0 | 0 | 0 | 0 | 0 | 0 | 1020
736
737 |  | 405 | Amort of Other Electric Plant |  | F110 |  | 0 | 0 | 0 | 0 | 0 | 0 | 0 | 0 | 0 | 1028
738
739 |  | 406 | Amort of Plant Acquisition Adj |  | F10 |  | 0 | 0 | 0 | 0 | 0 | 0 | 0 | 0 | 0 | 1036
740
741 |  | 407 | Amort of Prop Losses, Unrec Plant, |  | F110 |  | 0 | 0 | 0 | 0 | 0 | 0 | 0 | 0 | 0 | 1049
742
743
744 |  | TOTAL AMORTIZATION EXPENSE |  |  |  |  | 0 | 0 | 0 | 0 | 0 | 0 | 0 | 0 | 0
745
746
747 | [6 empty] | D: TAX OTHER THAN INCOME
748
749
750 |  | 408 | Total Taxes Other Than Income |  | F101Co |  | 0 | 0 | 0 | 0 | 0 | 0 | 0 | 0 | 0 | 1062
751
752
753 | [6 empty] | D: DEFERRED ITC
754
755
756 |  | 41140 | Deferred I T C - Federal |  | F101Co |  | 0 | 0 | 0 | 0 | 0 | 0 | 0 | 0 | 0 | 1067
757
758 |  | 41141 | Deferred I T C - Idaho |  | F101Co |  | 0 | 0 | 0 | 0 | 0 | 0 | 0 | 0 | 0 | 1072
759
760 |  | TOTAL DEFERRED ITC |  |  |  |  | 0 | 0 | 0 | 0 | 0 | 0 | 0 | 0 | 0
761
762
763 | [6 empty] | D: DEFERRED INCOME TAXES
764
765
766 |  | 41010 | Deferred Income Tax - Federal-DR |  | F101Co |  | 0 | 0 | 0 | 0 | 0 | 0 | 0 | 0 | 0 | 1120
767
768 |  | 41011 | Deferred Income Tax - State-DR |  | F101Co |  | 0 | 0 | 0 | 0 | 0 | 0 | 0 | 0 | 0 | 1135
769
770 |  | 41110 | Deferred Income Tax - Federal-CR |  | F101Co |  | 0 | 0 | 0 | 0 | 0 | 0 | 0 | 0 | 0 | 1151
771
772 |  | 41111 | Deferred Income Tax - State-CR |  | F101Co |  | 0 | 0 | 0 | 0 | 0 | 0 | 0 | 0 | 0 | 1166
773
774 |  | TOTAL DEFERRED INCOME TAXES |  |  |  |  | 0 | 0 | 0 | 0 | 0 | 0 | 0 | 0 | 0
775
776
777
778
779
780 |  | 40911 | State Income Taxes |  | F101Co |  | 0 | 0 | 0 | 0 | 0 | 0 | 0 | 0 | 0 | 1263
781
782 |  | 40910 | Federal Income Tax |  | F101Co |  | 458337.7295 | 220264.0396 | 64170.6554 | 83634.2082 | 32268.8624 | 37753.4614 | 18649.237 | 1597.2655 | 0 | 1296
783
784
785 |  | TOTAL OPERATING EXPENSES |  |  |  |  | 15655419.7673 | 7523617.7225 | 2191899.8578 | 2856650.4343 | 1102187.2418 | 1289496.8104 | 637005.9985 | 54561.7018 | 0
786
787
788 |  | Distribution - METER - Unbundled |  |  |  |  | D: STEAM GENERATION PLANT
789
790 |  | A |  | B | C |  | D | E | F | G | H | I | J | K
791 |  | FERC ACCT |  | DESCRIPTION | COS Factor |  | Washington Jurisdiction Normalized | Residential Schedule 16 | Small General Service Schedule 24 | Large General Service < 1,000 kW Schedule 36 | Large General Service > 1,000 kW Schedule 48 | Large General Dedicated Facilities Schedule 48 | Agricultural Pumping Schedule 40 | Street & Area Lighting Sch. 15, 51-54, 57
792 |  | 310 | Land and Land Rights |  | F10 |  | 0 | 0 | 0 | 0 | 0 | 0 | 0 | 0 | 0 | 1305
793 |  |  |  |  | F10 |  | 0 | 0 | 0 | 0 | 0 | 0 | 0 | 0 | 0 | 1306
794 |  |  |  | JBG | F10 |  | 0 | 0 | 0 | 0 | 0 | 0 | 0 | 0 | 0 | 1308
795 |  |  |  | Total 310 |  |  | 0 | 0 | 0 | 0 | 0 | 0 | 0 | 0 | 0
796
797 |  | 311 | Structures and Improvements |  | F10 |  | 0 | 0 | 0 | 0 | 0 | 0 | 0 | 0 | 0 | 1316
798 |  |  |  |  | F10 |  | 0 | 0 | 0 | 0 | 0 | 0 | 0 | 0 | 0 | 1317
799 |  |  |  | JBG | F10 |  | 0 | 0 | 0 | 0 | 0 | 0 | 0 | 0 | 0 | 1319
800 |  |  |  | Total 311 |  |  | 0 | 0 | 0 | 0 | 0 | 0 | 0 | 0 | 0
801
802 |  | 312 | Boiler Plant Equipment
803 |  |  |  | SG | F10 |  | 0 | 0 | 0 | 0 | 0 | 0 | 0 | 0 | 0 | 1324
804 |  |  |  | S | F10 |  | 0 | 0 | 0 | 0 | 0 | 0 | 0 | 0 | 0 | 1325
805 |  |  |  | CAGW | F10 |  | 0 | 0 | 0 | 0 | 0 | 0 | 0 | 0 | 0 | 1326
806 |  |  |  | JBG | F10 |  | 0 | 0 | 0 | 0 | 0 | 0 | 0 | 0 | 0 | 1327
807 |  |  |  | Total 312 |  |  | 0 | 0 | 0 | 0 | 0 | 0 | 0 | 0 | 0
808
809 |  | 314 | Turbogenerator Units |  | F10 |  | 0 | 0 | 0 | 0 | 0 | 0 | 0 | 0 | 0 | 1333
810 |  |  |  |  | F10 |  | 0 | 0 | 0 | 0 | 0 | 0 | 0 | 0 | 0 | 1334
811 |  |  |  | JBG | F10 |  | 0 | 0 | 0 | 0 | 0 | 0 | 0 | 0 | 0 | 1336
812 |  |  |  | Total 314 |  |  | 0 | 0 | 0 | 0 | 0 | 0 | 0 | 0 | 0
813
814 |  | 315 | Accessory Electric Equipment |  | F10 |  | 0 | 0 | 0 | 0 | 0 | 0 | 0 | 0 | 0 | 1343
[5 empty] | F10 |  | 0 | 0 | 0 | 0 | 0 | 0 | 0 | 0 | 0 | 1344
816 |  |  |  | JBG | F10 |  | 0 | 0 | 0 | 0 | 0 | 0 | 0 | 0 | 0 | 1346
817 |  |  |  | Total 316 |  |  | 0 | 0 | 0 | 0 | 0 | 0 | 0 | 0 | 0
818
819 |  | 316 | Misc Power Plant Equipment |  | F10 |  | 0 | 0 | 0 | 0 | 0 | 0 | 0 | 0 | 0 | 1353
[5 empty] | F10 |  | 0 | 0 | 0 | 0 | 0 | 0 | 0 | 0 | 0 | 1354
821 |  |  |  | JBG | F10 |  | 0 | 0 | 0 | 0 | 0 | 0 | 0 | 0 | 0 | 1356
822 |  |  |  | Total 316 |  |  | 0 | 0 | 0 | 0 | 0 | 0 | 0 | 0 | 0
823
824 |  | S00 | Unclassified Steam Plant - Acct 300 |  | F10 |  | 0 | 0 | 0 | 0 | 0 | 0 | 0 | 0 | 0 | 1364
825
826
827
828 |  | Total Steam Generation Plant |  |  |  |  | 0 | 0 | 0 | 0 | 0 | 0 | 0 | 0 | 0
829
830
831 | [6 empty] | D: NUCLEAR GENERATION
832
833
834 |  | 320 | Land and Land Rights |  | F10 |  | 0 | 0 | 0 | 0 | 0 | 0 | 0 | 0 | 0 | 1370
835
836 |  | 321 | Structures and Improvements |  | F10 |  | 0 | 0 | 0 | 0 | 0 | 0 | 0 | 0 | 0 | 1374
837
838 |  | 322 | Reactor Plant Equipment |  | F10 |  | 0 | 0 | 0 | 0 | 0 | 0 | 0 | 0 | 0 | 1378
839
840 |  | 323 | Turbogenerator Units |  | F10 |  | 0 | 0 | 0 | 0 | 0 | 0 | 0 | 0 | 0 | 1382
841
842 |  | 324 | Land and Land Rights |  | F10 |  | 0 | 0 | 0 | 0 | 0 | 0 | 0 | 0 | 0 | 1386
843
844 |  | 325 | Misc. Power Plant Equipment |  | F10 |  | 0 | 0 | 0 | 0 | 0 | 0 | 0 | 0 | 0 | 1390
845
846 |  | N00 | Unclassified Nuclear Plt - Acct 300 |  | F10 |  | 0 | 0 | 0 | 0 | 0 | 0 | 0 | 0 | 0 | 1396
847
848 |  | Total Nuclear Generation Plant |  |  |  |  | 0 | 0 | 0 | 0 | 0 | 0 | 0 | 0 | 0
849
850
851 | [6 empty] | D: HYDRAULIC GENERATION PLANT
852
853
854 |  | 330 | Land and Land Rights |  | F10 |  | 0 | 0 | 0 | 0 | 0 | 0 | 0 | 0 | 0 | 1408
855
856 |  | 331 | Structures and Improvements |  | F10 |  | 0 | 0 | 0 | 0 | 0 | 0 | 0 | 0 | 0 | 1417
857
858 |  | 332 | Reservoirs, Dams & Waterways |  | F10 |  | 0 | 0 | 0 | 0 | 0 | 0 | 0 | 0 | 0 | 1426
859
860 |  | 333 | Water Wheel, Turbines, & Generators |  | F10 |  | 0 | 0 | 0 | 0 | 0 | 0 | 0 | 0 | 0 | 1435
861
862 |  | 334 | Accessory Electric Equipment |  | F10 |  | 0 | 0 | 0 | 0 | 0 | 0 | 0 | 0 | 0 | 1444
863
864 |  | 335 | Misc. Power Plant Equipment |  | F10 |  | 0 | 0 | 0 | 0 | 0 | 0 | 0 | 0 | 0 | 1453
865
866 |  | 336 | Roads, Railroads & Bridges |  | F10 |  | 0 | 0 | 0 | 0 | 0 | 0 | 0 | 0 | 0 | 1462
867
868 |  | H00 | Unclassified Hydro Plant - Acct 300 |  | F10 |  | 0 | 0 | 0 | 0 | 0 | 0 | 0 | 0 | 0 | 1468
869
870 |  | Total Hydraulic Plant |  |  |  |  | 0 | 0 | 0 | 0 | 0 | 0 | 0 | 0 | 0
871
872 |  | Distribution - METER - Unbundled
873 |  | A |  | B | C |  | D | E | F | G | H | I | J | K
874 |  | FERC ACCT |  | DESCRIPTION | COS Factor |  | Washington Jurisdiction Normalized | Residential Schedule 16 | Small General Service Schedule 24 | Large General Service < 1,000 kW Schedule 36 | Large General Service > 1,000 kW Schedule 48 | Large General Dedicated Facilities Schedule 48 | Agricultural Pumping Schedule 40 | Street & Area Lighting Sch. 15, 51-54, 57
875 |  | 340 | Land and Land Rights |  | F10 |  | 0 | 0 | 0 | 0 | 0 | 0 | 0 | 0 | 0 | 1480
876 |  |  |  | Total 340 |  |  | 0 | 0 | 0 | 0 | 0 | 0 | 0 | 0 | 0
877
878 |  | 341 | Structures and Improvements |  | F10 |  | 0 | 0 | 0 | 0 | 0 | 0 | 0 | 0 | 0 | 1488
879 |  |  |  | Total 341 |  |  | 0 | 0 | 0 | 0 | 0 | 0 | 0 | 0 | 0
880
881 |  | 342 | Fuel Holders, Producers & Access |  | F10 |  | 0 | 0 | 0 | 0 | 0 | 0 | 0 | 0 | 0 | 1496
882 |  |  |  | Total 342 |  |  | 0 | 0 | 0 | 0 | 0 | 0 | 0 | 0 | 0
883
884 |  | 343 | Prime Movers |  | F10 |  | 0 | 0 | 0 | 0 | 0 | 0 | 0 | 0 | 0 | 1505
885 |  |  |  | Total 343 |  |  | 0 | 0 | 0 | 0 | 0 | 0 | 0 | 0 | 0
886
887 |  | 344 | Generators |  | F10 |  | 0 | 0 | 0 | 0 | 0 | 0 | 0 | 0 | 0 | 1514
888 |  |  |  | Total 344 |  |  | 0 | 0 | 0 | 0 | 0 | 0 | 0 | 0 | 0
889
890 |  | 345 | Accessory Electric Plant |  | F10 |  | 0 | 0 | 0 | 0 | 0 | 0 | 0 | 0 | 0 | 1522
891 |  |  |  | Total 345 |  |  | 0 | 0 | 0 | 0 | 0 | 0 | 0 | 0 | 0
892
893 |  | 346 | Misc. Power Plant Equipment |  | F10 |  | 0 | 0 | 0 | 0 | 0 | 0 | 0 | 0 | 0 | 1529
894
895 |  | O00 | Unclassified Other Prod - Acct 300 |  | F10 |  | 0 | 0 | 0 | 0 | 0 | 0 | 0 | 0 | 0 | 1534
896
897 |  | Total Other Generation Plant |  |  |  |  | 0 | 0 | 0 | 0 | 0 | 0 | 0 | 0 | 0
898
899 |  | Experimental Plant
900 |  | 103 | Experimental Plant |  | F10 |  | 0 | 0 | 0 | 0 | 0 | 0 | 0 | 0 | 0 | 1540
901
902 |  | TOTAL GENERATION PLANT |  |  |  |  | 0 | 0 | 0 | 0 | 0 | 0 | 0 | 0 | 0
903
904 | [6 empty] | D: TRANSMISSION PLANT
905 |  | 350 | Land and Land Rights
906 |  |  |  | Demand | F12 |  | 0 | 0 | 0 | 0 | 0 | 0 | 0 | 0 | 0 | 1549
907 |  |  |  | Direct Assigned | A | 0 | 0 | 0 | 0 | 0 | 0 | 0 | 0 | 0 | 0
908 | [6 empty] | 0 | 0 | 0 | 0 | 0 | 0 | 0 | 0 | 0
909 |  | 352 | Structures and Improvements
910 |  |  |  | Demand | F12 |  | 0 | 0 | 0 | 0 | 0 | 0 | 0 | 0 | 0 | 1556
911 |  |  |  | Direct Assigned | A | 0 | 0 | 0 | 0 | 0 | 0 | 0 | 0 | 0 | 0
912 | [6 empty] | 0 | 0 | 0 | 0 | 0 | 0 | 0 | 0 | 0
913 |  | 353 | Station Equipment
914 |  |  |  | Demand | F12 |  | 0 | 0 | 0 | 0 | 0 | 0 | 0 | 0 | 0 | 1562
915 |  |  |  | Direct Assigned | A | 0 | 0 | 0 | 0 | 0 | 0 | 0 | 0 | 0 | 0
916 | [6 empty] | 0 | 0 | 0 | 0 | 0 | 0 | 0 | 0 | 0
917 |  | 354 | Towers and Fixtures
918 |  |  |  | Demand | F12 |  | 0 | 0 | 0 | 0 | 0 | 0 | 0 | 0 | 0 | 1568
919 |  |  |  | Direct Assigned | A | 0 | 0 | 0 | 0 | 0 | 0 | 0 | 0 | 0 | 0
920 | [6 empty] | 0 | 0 | 0 | 0 | 0 | 0 | 0 | 0 | 0
921 |  | 355 | Poles and Fixtures
922 |  |  |  | Demand | F12 |  | 0 | 0 | 0 | 0 | 0 | 0 | 0 | 0 | 0 | 1575
923 |  |  |  | Direct Assigned | A | 0 | 0 | 0 | 0 | 0 | 0 | 0 | 0 | 0 | 0
924 | [6 empty] | 0 | 0 | 0 | 0 | 0 | 0 | 0 | 0 | 0
925 |  | 356 | Overhead Conductors
926 |  |  |  | Demand | F12 |  | 0 | 0 | 0 | 0 | 0 | 0 | 0 | 0 | 0 | 1581
927 |  |  |  | Direct Assigned | A | 0 | 0 | 0 | 0 | 0 | 0 | 0 | 0 | 0 | 0
928 | [6 empty] | 0 | 0 | 0 | 0 | 0 | 0 | 0 | 0 | 0
929 |  | 357 | Underground Conduit
930 |  |  |  | Demand | F12 |  | 0 | 0 | 0 | 0 | 0 | 0 | 0 | 0 | 0 | 1587
931 |  |  |  | Direct Assigned | A | 0 | 0 | 0 | 0 | 0 | 0 | 0 | 0 | 0 | 0
932 | [6 empty] | 0 | 0 | 0 | 0 | 0 | 0 | 0 | 0 | 0
933 |  | 358 | Underground Conductors
934 |  |  |  | Demand | F12 |  | 0 | 0 | 0 | 0 | 0 | 0 | 0 | 0 | 0 | 1593
935 |  |  |  | Direct Assigned | A | 0 | 0 | 0 | 0 | 0 | 0 | 0 | 0 | 0 | 0
936 | [6 empty] | 0 | 0 | 0 | 0 | 0 | 0 | 0 | 0 | 0
937 |  | 359 | Roads and Trails
938 |  |  |  | Demand | F12 |  | 0 | 0 | 0 | 0 | 0 | 0 | 0 | 0 | 0 | 1599
939 |  |  |  | Direct Assigned | A | 0 | 0 | 0 | 0 | 0 | 0 | 0 | 0 | 0 | 0
940 | [6 empty] | 0 | 0 | 0 | 0 | 0 | 0 | 0 | 0 | 0
941
942 |  | T00 | Unclassified Trans Plant - Acct 300 |  | F10 |  | 0 | 0 | 0 | 0 | 0 | 0 | 0 | 0 | 0 | 1604
943 |  | TS0 | Unclassified Trans Sub - Acct 300 |  | F10 |  | 0 | 0 | 0 | 0 | 0 | 0 | 0 | 0 | 0 | 1608
944
945 |  | TOTAL TRANSMISSION PLANT |  |  |  |  | 0 | 0 | 0 | 0 | 0 | 0 | 0 | 0 | 0
946 |  | Distribution - METER - Unbundled |  |  |  |  | D: DISTRIBUTION PLANT
947 |  | A |  | B | C |  | D | E | F | G | H | I | J | K
948 |  | FERC ACCT |  | DESCRIPTION | COS Factor |  | Washington Jurisdiction Normalized | Residential Schedule 16 | Small General Service Schedule 24 | Large General Service < 1,000 kW Schedule 36 | Large General Service > 1,000 kW Schedule 48 | Large General Dedicated Facilities Schedule 48 | Agricultural Pumping Schedule 40 | Street & Area Lighting Sch. 15, 51-54, 57
949
950 |  | 360 | Land and Land Rights
951 |  |  |  | Demand Primary | F20A |  | 0 | 0 | 0 | 0 | 0 | 0 | 0 | 0 | 0 | 1614
952 |  |  |  | Assigned | A | 0 | 0 | 0 | 0 | 0 | 0 | 0 | 0 | 0 | 0
953 | [6 empty] | 0 | 0 | 0 | 0 | 0 | 0 | 0 | 0 | 0
954 |  | 361 | Structures and Improvements
955 |  |  |  | Demand Primary | F20 |  | 0 | 0 | 0 | 0 | 0 | 0 | 0 | 0 | 0 | 1620
956 |  |  |  | Assigned | A | 0 | 0 | 0 | 0 | 0 | 0 | 0 | 0 | 0 | 0
957 | [6 empty] | 0 | 0 | 0 | 0 | 0 | 0 | 0 | 0 | 0
958 |  | 362 | Station Equipment
959 |  |  |  | Demand Primary | F20A |  | 0 | 0 | 0 | 0 | 0 | 0 | 0 | 0 | 0 | 1626
960 |  |  |  | Assigned | A | 0 | 0 | 0 | 0 | 0 | 0 | 0 | 0 | 0 | 0
961 | [6 empty] | 0 | 0 | 0 | 0 | 0 | 0 | 0 | 0 | 0
962 |  | 364 | Poles, Towers & Fixtures
963 |  |  |  | Demand Primary | F20A | 0 | 0 | 0 | 0 | 0 | 0 | 0 | 0 | 0 | 0 | 1632
964 |  |  |  | Demand Secondary | F22 | 0 | 0 | 0 | 0 | 0 | 0 | 0 | 0 | 0 | 0
965 |  |  |  | Assigned | A | 0 | 0 | 0 | 0 | 0 | 0 | 0 | 0 | 0 | 0
966 | [6 empty] | 0 | 0 | 0 | 0 | 0 | 0 | 0 | 0 | 0
967 |  | 365 | Overhead Conductors
968 |  |  |  | Demand Primary | F20A | 0 | 0 | 0 | 0 | 0 | 0 | 0 | 0 | 0 | 0 | 1639
969 |  |  |  | Demand Secondary | F22 | 0 | 0 | 0 | 0 | 0 | 0 | 0 | 0 | 0 | 0
970 |  |  |  | Assigned | A | 0 | 0 | 0 | 0 | 0 | 0 | 0 | 0 | 0 | 0
971 | [6 empty] | 0 | 0 | 0 | 0 | 0 | 0 | 0 | 0 | 0
972 |  | 366 | Underground Conduit
973 |  |  |  | Demand Primary | F20A | 0 | 0 | 0 | 0 | 0 | 0 | 0 | 0 | 0 | 0 | 1646
974 |  |  |  | Demand Secondary | F22 | 0 | 0 | 0 | 0 | 0 | 0 | 0 | 0 | 0 | 0
975 |  |  |  | Assigned | A | 0 | 0 | 0 | 0 | 0 | 0 | 0 | 0 | 0 | 0
976 | [6 empty] | 0 | 0 | 0 | 0 | 0 | 0 | 0 | 0 | 0
977 |  | 367 | Underground Conductors
978 |  |  |  | Demand Primary | F20A | 0 | 0 | 0 | 0 | 0 | 0 | 0 | 0 | 0 | 0 | 1653
979 |  |  |  | Demand Secondary | F22 | 0 | 0 | 0 | 0 | 0 | 0 | 0 | 0 | 0 | 0
980 |  |  |  | Assigned | A | 0 | 0 | 0 | 0 | 0 | 0 | 0 | 0 | 0 | 0
981 | [6 empty] | 0 | 0 | 0 | 0 | 0 | 0 | 0 | 0 | 0
982 |  | 368 | Line Transformers
983 |  |  |  | Demand Secondary | F21 |  | 0 | 0 | 0 | 0 | 0 | 0 | 0 | 0 | 0 | 1660
984 |  |  |  | Assigned | A | 0 | 0 | 0 | 0 | 0 | 0 | 0 | 0 | 0 | 0
985 | [6 empty] | 0 | 0 | 0 | 0 | 0 | 0 | 0 | 0 | 0
986 |  | 369 | Services
987 |  |  |  | Customer | F70 |  | 0 | 0 | 0 | 0 | 0 | 0 | 0 | 0 | 0 | 1666
988 |  |  |  | Assigned | A | 0 | 0 | 0 | 0 | 0 | 0 | 0 | 0 | 0 | 0
989 | [6 empty] | 0 | 0 | 0 | 0 | 0 | 0 | 0 | 0 | 0
990 |  | 370 | Meters
991 |  |  |  | Customer | F60A |  | 0 | 0 | 0 | 0 | 0 | 0 | 0 | 0 | 0 | 1673
992 |  |  |  | Assigned | A | 0 | 0 | 0 | 0 | 0 | 0 | 0 | 0 | 0 | 0
993 | [6 empty] | 0 | 0 | 0 | 0 | 0 | 0 | 0 | 0 | 0
994 |  | 371 | Install on Customers' Premises
995 |  |  |  | Demand Primary | F20 | 0 | 0 | 0 | 0 | 0 | 0 | 0 | 0 | 0 | 0 | 1679
996 |  |  |  | Demand Secondary | F22 | 0 | 0 | 0 | 0 | 0 | 0 | 0 | 0 | 0 | 0
997 |  |  |  | Assigned | A | 0 | 0 | 0 | 0 | 0 | 0 | 0 | 0 | 0 | 0
998 | [6 empty] | 0 | 0 | 0 | 0 | 0 | 0 | 0 | 0 | 0
999 |  | 372 | Leased Property
1000 |  |  |  | Demand Primary | F20 | 0 | 0 | 0 | 0 | 0 | 0 | 0 | 0 | 0 | 0 | 1686
1001 |  |  |  | Demand Secondary | F22 | 0 | 0 | 0 | 0 | 0 | 0 | 0 | 0 | 0 | 0
1002 |  |  |  | Assigned | A | 0 | 0 | 0 | 0 | 0 | 0 | 0 | 0 | 0 | 0
1003 | [6 empty] | 0 | 0 | 0 | 0 | 0 | 0 | 0 | 0 | 0
1004
1005 |  | 373 | Street Lights |  | A | 0 | 0 | 0 | 0 | 0 | 0 | 0 | 0 | 0 | 0 | 1695
1006
1007
1008 |  | D00 | Unclassified Dist Plant - Acct 300 |  | F22 |  | 0 | 0 | 0 | 0 | 0 | 0 | 0 | 0 | 0 | 1698
1009 |  | DS0 | Unclassified Dist Sub - Acct 300 |  | F20 |  | 0 | 0 | 0 | 0 | 0 | 0 | 0 | 0 | 0 | 1702
1010 |  | TOTAL DISTRIBUTION PLANT |  |  |  |  | 0 | 0 | 0 | 0 | 0 | 0 | 0 | 0 | 0
1011
1012 |  | Distribution - METER - Unbundled |  |  |  |  | DISTRIBUTION PLANT D: GENERAL PLANT
1013
1014 |  | A |  | B | C |  | D | E | F | G | H | I | J | K
1015 |  | FERC ACCT |  | DESCRIPTION | COS Factor |  | Washington Jurisdiction Normalized | Residential Schedule 16 | Small General Service Schedule 24 | Large General Service < 1,000 kW Schedule 36 | Large General Service > 1,000 kW Schedule 48 | Large General Dedicated Facilities Schedule 48 | Agricultural Pumping Schedule 40 | Street & Area Lighting Sch. 15, 51-54, 57
1016 |  | 389 | Land and Land Rights
1017 |  |  |  | S | F107Co |  | 0 | 0 | 0 | 0 | 0 | 0 | 0 | 0 | 0 | 1709
1018 |  |  |  | CN | F42 |  | 0 | 0 | 0 | 0 | 0 | 0 | 0 | 0 | 0 | 1710
1019 |  |  |  | DGU | F105Co |  | 0 | 0 | 0 | 0 | 0 | 0 | 0 | 0 | 0 | 1711
1020 |  |  |  | SG | F105Co |  | 0 | 0 | 0 | 0 | 0 | 0 | 0 | 0 | 0 | 1712
1021 |  |  |  | CAGW | F105Co |  | 0 | 0 | 0 | 0 | 0 | 0 | 0 | 0 | 0 | 1713
1022 |  |  |  | CAGE | F105Co |  | 0 | 0 | 0 | 0 | 0 | 0 | 0 | 0 | 0 | 1714
1023 |  |  |  | SO | F102Co |  | 0 | 0 | 0 | 0 | 0 | 0 | 0 | 0 | 0 | 1715
1024 |  |  | Total Land & Land Rights |  |  |  | 0 | 0 | 0 | 0 | 0 | 0 | 0 | 0 | 0
1025
1026 |  | 390 | Structures and Improvements
1027 |  |  |  | S | F107Co |  | 0 | 0 | 0 | 0 | 0 | 0 | 0 | 0 | 0 | 1719
1028 |  |  |  | CAEE | F105Co |  | 0 | 0 | 0 | 0 | 0 | 0 | 0 | 0 | 0 | 1720
1029 |  |  |  | SE | F105Co |  | 0 | 0 | 0 | 0 | 0 | 0 | 0 | 0 | 0 | 1721
1030 |  |  |  | CN | F42 |  | 0 | 0 | 0 | 0 | 0 | 0 | 0 | 0 | 0 | 1722
1031 |  |  |  | SG/CAGE/CAGW | F105Co |  | 0 | 0 | 0 | 0 | 0 | 0 | 0 | 0 | 0 | 1723
1032 |  |  |  | CAGW | F105Co |  | 0 | 0 | 0 | 0 | 0 | 0 | 0 | 0 | 0 | 1724
1033 |  |  |  | CAGE | F105Co |  | 0 | 0 | 0 | 0 | 0 | 0 | 0 | 0 | 0 | 1725
1034 |  |  |  | JBG | F105Co |  | 0 | 0 | 0 | 0 | 0 | 0 | 0 | 0 | 0 | 1726
1035 |  |  |  | SO | F102Co |  | 0 | 0 | 0 | 0 | 0 | 0 | 0 | 0 | 0 | 1727
1036
1037 |  |  | Total Structures and Improvements |  |  |  | 0 | 0 | 0 | 0 | 0 | 0 | 0 | 0 | 0
1038
1039 |  | 391 | Office Furniture & Equipment
1040 |  |  |  | S | F107Co |  | 0 | 0 | 0 | 0 | 0 | 0 | 0 | 0 | 0 | 1731
1041 |  |  |  | DGP | F105Co |  | 0 | 0 | 0 | 0 | 0 | 0 | 0 | 0 | 0 | 1732
1042 |  |  |  | DGU | F105Co |  | 0 | 0 | 0 | 0 | 0 | 0 | 0 | 0 | 0 | 1733
1043 |  |  |  | CN | F42 |  | 0 | 0 | 0 | 0 | 0 | 0 | 0 | 0 | 0 | 1734
1044 |  |  |  | SG | F105Co |  | 0 | 0 | 0 | 0 | 0 | 0 | 0 | 0 | 0 | 1735
1045 |  |  |  | SE | F10 |  | 0 | 0 | 0 | 0 | 0 | 0 | 0 | 0 | 0 | 1736
1046 |  |  |  | SO | F102Co |  | 0 | 0 | 0 | 0 | 0 | 0 | 0 | 0 | 0 | 1737
1047 |  |  |  | CAGW | F105Co |  | 0 | 0 | 0 | 0 | 0 | 0 | 0 | 0 | 0 | 1738
1048 |  |  |  | CAGE | F105Co |  | 0 | 0 | 0 | 0 | 0 | 0 | 0 | 0 | 0 | 1739
1049 |  |  |  | JBG | F105Co |  | 0 | 0 | 0 | 0 | 0 | 0 | 0 | 0 | 0 | 1740
1050 |  |  |  | JBE | F10 |  | 0 | 0 | 0 | 0 | 0 | 0 | 0 | 0 | 0 | 1741
1051 |  |  |  | CAEE | F105Co |  | 0 | 0 | 0 | 0 | 0 | 0 | 0 | 0 | 0 | 1742
1052 |  |  |  | CAGE | F105Co |  | 0 | 0 | 0 | 0 | 0 | 0 | 0 | 0 | 0 | 1743
1053 |  |  |  | CAGE | F105Co |  | 0 | 0 | 0 | 0 | 0 | 0 | 0 | 0 | 0 | 1744
1054 |  |  | Total Office Furniture & Equipment |  |  |  | 0 | 0 | 0 | 0 | 0 | 0 | 0 | 0 | 0
1055
1056 |  | 392 | Transportation Equipment
1057 |  |  |  | S | F107Co |  | 0 | 0 | 0 | 0 | 0 | 0 | 0 | 0 | 0 | 1748
1058 |  |  |  | SO | F102Co |  | 0 | 0 | 0 | 0 | 0 | 0 | 0 | 0 | 0 | 1749
1059 |  |  |  | SG | F105Co |  | 0 | 0 | 0 | 0 | 0 | 0 | 0 | 0 | 0 | 1750
1060 |  |  |  | CN | F42 |  | 0 | 0 | 0 | 0 | 0 | 0 | 0 | 0 | 0 | 1751
1061 |  |  |  | DGU | F105Co |  | 0 | 0 | 0 | 0 | 0 | 0 | 0 | 0 | 0 | 1752
1062 |  |  |  | SE | F10 |  | 0 | 0 | 0 | 0 | 0 | 0 | 0 | 0 | 0 | 1753
1063 |  |  |  | DGP | F105Co |  | 0 | 0 | 0 | 0 | 0 | 0 | 0 | 0 | 0 | 1754
1064 |  |  |  | CAGW | F105Co |  | 0 | 0 | 0 | 0 | 0 | 0 | 0 | 0 | 0 | 1755
1065 |  |  |  | CAGE | F105Co |  | 0 | 0 | 0 | 0 | 0 | 0 | 0 | 0 | 0 | 1756
1066 |  |  |  | JBG | F105Co |  | 0 | 0 | 0 | 0 | 0 | 0 | 0 | 0 | 0 | 1757
1067 |  |  |  | CAEW | F105Co |  | 0 | 0 | 0 | 0 | 0 | 0 | 0 | 0 | 0 | 1758
1068 |  |  |  | CAEE | F105Co |  | 0 | 0 | 0 | 0 | 0 | 0 | 0 | 0 | 0 | 1759
1069 |  |  |  | CAGE | F105Co |  | 0 | 0 | 0 | 0 | 0 | 0 | 0 | 0 | 0 | 1760
1070 |  |  |  | CAGE | F10 |  | 0 | 0 | 0 | 0 | 0 | 0 | 0 | 0 | 0 | 1761
1071 |  |  | Total Transportation Equipment |  |  |  | 0 | 0 | 0 | 0 | 0 | 0 | 0 | 0 | 0
1072
1073 |  | 393 | Stores Equipment
1074 |  |  |  | S | F107Co |  | 0 | 0 | 0 | 0 | 0 | 0 | 0 | 0 | 0 | 1765
1075 |  |  |  | DGP | F105Co |  | 0 | 0 | 0 | 0 | 0 | 0 | 0 | 0 | 0 | 1766
1076 |  |  |  | DGU | F105Co |  | 0 | 0 | 0 | 0 | 0 | 0 | 0 | 0 | 0 | 1767
1077 |  |  |  | SO | F102Co |  | 0 | 0 | 0 | 0 | 0 | 0 | 0 | 0 | 0 | 1768
1078 |  |  |  | SG | F105Co |  | 0 | 0 | 0 | 0 | 0 | 0 | 0 | 0 | 0 | 1769
1079 |  |  |  | CAGW | F105Co |  | 0 | 0 | 0 | 0 | 0 | 0 | 0 | 0 | 0 | 1770
1080 |  |  |  | CAGE | F105Co |  | 0 | 0 | 0 | 0 | 0 | 0 | 0 | 0 | 0 | 1771
1081 |  |  |  | JBG | F105Co |  | 0 | 0 | 0 | 0 | 0 | 0 | 0 | 0 | 0 | 1772
1082 |  |  |  | CAGE | F105Co |  | 0 | 0 | 0 | 0 | 0 | 0 | 0 | 0 | 0 | 1773
1083 |  |  | Total Stores Equipment |  |  |  | 0 | 0 | 0 | 0 | 0 | 0 | 0 | 0 | 0 | 1774
1084
1085 |  | 394 | Tools, Shop & Garage Equipment
1086 |  |  |  | S | F107Co |  | 0 | 0 | 0 | 0 | 0 | 0 | 0 | 0 | 0 | 1777
1087 |  |  |  | DGP | F105Co |  | 0 | 0 | 0 | 0 | 0 | 0 | 0 | 0 | 0 | 1778
1088 |  |  |  | SG | F105Co |  | 0 | 0 | 0 | 0 | 0 | 0 | 0 | 0 | 0 | 1779
1089 |  |  |  | SO | F102Co |  | 0 | 0 | 0 | 0 | 0 | 0 | 0 | 0 | 0 | 1780
1090 |  |  |  | SE | F10 |  | 0 | 0 | 0 | 0 | 0 | 0 | 0 | 0 | 0 | 1781
1091 |  |  |  | DGU | F105Co |  | 0 | 0 | 0 | 0 | 0 | 0 | 0 | 0 | 0 | 1782
1092 |  |  |  | CAGW | F105Co |  | 0 | 0 | 0 | 0 | 0 | 0 | 0 | 0 | 0 | 1783
1093 |  |  |  | CAGE | F105Co |  | 0 | 0 | 0 | 0 | 0 | 0 | 0 | 0 | 0 | 1784
1094 |  |  |  | JBG | F105Co |  | 0 | 0 | 0 | 0 | 0 | 0 | 0 | 0 | 0 | 1785
1095 |  |  |  | CAEW | F105Co |  | 0 | 0 | 0 | 0 | 0 | 0 | 0 | 0 | 0 | 1786
1096 |  |  |  | CAEE | F105Co |  | 0 | 0 | 0 | 0 | 0 | 0 | 0 | 0 | 0 | 1787
1097 |  |  |  | CAGE | F105Co |  | 0 | 0 | 0 | 0 | 0 | 0 | 0 | 0 | 0 | 1788
1098 |  |  |  | CAGE | F102Co |  | 0 | 0 | 0 | 0 | 0 | 0 | 0 | 0 | 0 | 1789
1099 |  |  | Total Tools, Shop & Garage Equipment |  |  |  | 0 | 0 | 0 | 0 | 0 | 0 | 0 | 0 | 0
1100
1101 |  | 395 | Laboratory Equipment
1102 |  |  |  | S | F107Co |  | 0 | 0 | 0 | 0 | 0 | 0 | 0 | 0 | 0 | 1793
1103 |  |  |  | DGP | F105Co |  | 0 | 0 | 0 | 0 | 0 | 0 | 0 | 0 | 0 | 1794
1104 |  |  |  | DGU | F105Co |  | 0 | 0 | 0 | 0 | 0 | 0 | 0 | 0 | 0 | 1795
1105 |  |  |  | SO | F102Co |  | 0 | 0 | 0 | 0 | 0 | 0 | 0 | 0 | 0 | 1796
1106 |  |  |  | SE | F10 |  | 0 | 0 | 0 | 0 | 0 | 0 | 0 | 0 | 0 | 1797
1107 |  |  |  | SG | F105Co |  | 0 | 0 | 0 | 0 | 0 | 0 | 0 | 0 | 0 | 1798
1108 |  |  |  | CAGW | F105Co |  | 0 | 0 | 0 | 0 | 0 | 0 | 0 | 0 | 0 | 1799
1109 |  |  |  | CAGE | F105Co |  | 0 | 0 | 0 | 0 | 0 | 0 | 0 | 0 | 0 | 1800
1110 |  |  |  | JBG | F105Co |  | 0 | 0 | 0 | 0 | 0 | 0 | 0 | 0 | 0 | 1801
1111 |  |  |  | CAEW | F105Co |  | 0 | 0 | 0 | 0 | 0 | 0 | 0 | 0 | 0 | 1802
1112 |  |  |  | CAEE | F105Co |  | 0 | 0 | 0 | 0 | 0 | 0 | 0 | 0 | 0 | 1803
1113 |  |  |  | CAGE | F105Co |  | 0 | 0 | 0 | 0 | 0 | 0 | 0 | 0 | 0 | 1804
1114 |  |  |  | CAGE | F102Co |  | 0 | 0 | 0 | 0 | 0 | 0 | 0 | 0 | 0 | 1805
1115 |  |  | Total Laboratory Equipment |  |  |  | 0 | 0 | 0 | 0 | 0 | 0 | 0 | 0 | 0
1116
1117 |  | 396 | Power Operated Equipment
1118 |  |  |  | S | F107Co |  | 0 | 0 | 0 | 0 | 0 | 0 | 0 | 0 | 0 | 1809
1119 |  |  |  | DGP | F105Co |  | 0 | 0 | 0 | 0 | 0 | 0 | 0 | 0 | 0 | 1810
1120 |  |  |  | DGU | F105Co |  | 0 | 0 | 0 | 0 | 0 | 0 | 0 | 0 | 0 | 1811
1121 |  |  |  | SO | F102Co |  | 0 | 0 | 0 | 0 | 0 | 0 | 0 | 0 | 0 | 1812
1122 |  |  |  | SE | F10 |  | 0 | 0 | 0 | 0 | 0 | 0 | 0 | 0 | 0 | 1813
1123 |  |  |  | SG | F105Co |  | 0 | 0 | 0 | 0 | 0 | 0 | 0 | 0 | 0 | 1814
1124 |  |  |  | CAGW | F105Co |  | 0 | 0 | 0 | 0 | 0 | 0 | 0 | 0 | 0 | 1815
1125 |  |  |  | CAGE | F105Co |  | 0 | 0 | 0 | 0 | 0 | 0 | 0 | 0 | 0 | 1816
1126 |  |  |  | JBG | F105Co |  | 0 | 0 | 0 | 0 | 0 | 0 | 0 | 0 | 0 | 1817
1127 |  |  |  | CAEW | F105Co |  | 0 | 0 | 0 | 0 | 0 | 0 | 0 | 0 | 0 | 1818
1128 |  |  |  | CAEE | F105Co |  | 0 | 0 | 0 | 0 | 0 | 0 | 0 | 0 | 0 | 1819
1129 |  |  |  | CAGE | F105Co |  | 0 | 0 | 0 | 0 | 0 | 0 | 0 | 0 | 0 | 1820
1130 |  |  |  | CAGE | F102Co |  | 0 | 0 | 0 | 0 | 0 | 0 | 0 | 0 | 0 | 1821
1131 |  |  | Total Power Operated Equipment |  |  |  | 0 | 0 | 0 | 0 | 0 | 0 | 0 | 0 | 0
1132
1133 |  | 397 | Communication Equipment
1134 |  |  |  | S | F107Co |  | 0 | 0 | 0 | 0 | 0 | 0 | 0 | 0 | 0 | 1825
1135 |  |  |  | SGP | F105Co |  | 0 | 0 | 0 | 0 | 0 | 0 | 0 | 0 | 0 | 1826
1136 |  |  |  | SGU | F105Co |  | 0 | 0 | 0 | 0 | 0 | 0 | 0 | 0 | 0 | 1827
1137 |  |  |  | SO | F102Co |  | 0 | 0 | 0 | 0 | 0 | 0 | 0 | 0 | 0 | 1828
1138 |  |  |  | CN | F42 |  | 0 | 0 | 0 | 0 | 0 | 0 | 0 | 0 | 0 | 1829
1139 |  |  |  | SG/CAGE/CAGW | F105Co |  | 0 | 0 | 0 | 0 | 0 | 0 | 0 | 0 | 0 | 1830
1140 |  |  |  | SE | F10 |  | 0 | 0 | 0 | 0 | 0 | 0 | 0 | 0 | 0 | 1831
1141 |  |  |  | JBG | F105Co |  | 0 | 0 | 0 | 0 | 0 | 0 | 0 | 0 | 0 | 1832
|  |  |  | CAGE | F105Co |  | 0 | 0 | 0 | 0 | 0 | 0 | 0 | 0 | 0 | 1833
1143 |  |  |  | CAGE | F105Co |  | 0 | 0 | 0 | 0 | 0 | 0 | 0 | 0 | 0 | 1834
1144 |  |  | Total Communication Equipment |  |  |  | 0 | 0 | 0 | 0 | 0 | 0 | 0 | 0 | 0
1145
1146 |  | Distribution - METER - Unbundled |  |  |  |  | D: GENERAL PLANT
1147
1148 |  | A |  | B | C |  | D | E | F | G | H | I | J | K
1149 |  | FERC ACCT |  | DESCRIPTION | COS Factor |  | Washington Jurisdiction Normalized | Residential Schedule 16 | Small General Service Schedule 24 | Large General Service < 1,000 kW Schedule 36 | Large General Service > 1,000 kW Schedule 48 | Large General Dedicated Facilities Schedule 48 | Agricultural Pumping Schedule 40 | Street & Area Lighting Sch. 15, 51-54, 57
1150 |  | 398 | Misc. Equipment
1151 |  |  |  | S | F107Co |  | 0 | 0 | 0 | 0 | 0 | 0 | 0 | 0 | 0 | 1838
1152 |  |  |  | SGP | F105Co |  | 0 | 0 | 0 | 0 | 0 | 0 | 0 | 0 | 0 | 1844
1153 |  |  |  | SGU | F105Co |  | 0 | 0 | 0 | 0 | 0 | 0 | 0 | 0 | 0 | 1840
|  |  |  | CN | F42 |  | 0 | 0 | 0 | 0 | 0 | 0 | 0 | 0 | 0 | 1841
1155 |  |  |  | SO | F102Co |  | 0 | 0 | 0 | 0 | 0 | 0 | 0 | 0 | 0 | 1842
1156 |  |  |  | SE | F10 |  | 0 | 0 | 0 | 0 | 0 | 0 | 0 | 0 | 0 | 1843
1157 |  |  |  | SG | F105Co |  | 0 | 0 | 0 | 0 | 0 | 0 | 0 | 0 | 0 | 1845
1158 |  |  |  | JBG | F105Co |  | 0 | 0 | 0 | 0 | 0 | 0 | 0 | 0 | 0 | 1847
1159 |  |  | Total Misc. Equipment |  |  |  | 0 | 0 | 0 | 0 | 0 | 0 | 0 | 0 | 0
1160
1161 |  | 399 | Coal Mine |  | F10 |  | 0 | 0 | 0 | 0 | 0 | 0 | 0 | 0 | 0 | 1858
1162 |  | 399L | WIDCO Capital Lease |  | F10 |  | 0 | 0 | 0 | 0 | 0 | 0 | 0 | 0 | 0 | 1861
1163 |  |  | Remove Capital Lease |  | F10 |  | 0 | 0 | 0 | 0 | 0 | 0 | 0 | 0 | 0 | 1864
1164
1165 |  | 390L | General Capital Lease
1166 |  |  |  | S | F10 |  | 0 | 0 | 0 | 0 | 0 | 0 | 0 | 0 | 0 | 1869
1167 |  |  |  | SG | F10 |  | 0 | 0 | 0 | 0 | 0 | 0 | 0 | 0 | 0 | 1870
1168 |  |  |  | SO-U | F10 |  | 0 | 0 | 0 | 0 | 0 | 0 | 0 | 0 | 0 | 1871
1170 |  |  | Remove Capital Lease |  |  |  | 0 | 0 | 0 | 0 | 0 | 0 | 0 | 0
1171
1172 |  | 392L | General Vehicles Capital Lease |  | F10 |  | 0 | 0 | 0 | 0 | 0 | 0 | 0 | 0 | 0 | 1878
1173 |  |  | Remove Capital Lease |  | F10 |  | 0 | 0 | 0 | 0 | 0 | 0 | 0 | 0 | 0 | 1881
1174
1175 |  | G00 | Unclassified Gen Plant - Acct 300 |  | F102Co |  | 0 | 0 | 0 | 0 | 0 | 0 | 0 | 0 | 0 | 1891
1176 |  | GV0 | Unclassified Gen Veh - Acct 300 |  | F102Co |  | 0 | 0 | 0 | 0 | 0 | 0 | 0 | 0 | 0 | 1899
1177
1178 |  | TOTAL GENERAL PLANT |  |  |  |  | 0 | 0 | 0 | 0 | 0 | 0 | 0 | 0 | 0
1179
1180
1181
1182 | [6 empty] | D: INTANGIBLE PLANT
1183
1184 |  | 301 | Organization
1185 |  |  |  | S | F107Co |  | 0 | 0 | 0 | 0 | 0 | 0 | 0 | 0 | 0 | 1904
1186 |  |  |  | SO | F102Co |  | 0 | 0 | 0 | 0 | 0 | 0 | 0 | 0 | 0 | 1905
1187 |  |  |  | SG/CAGE/CAGW | F105Co |  | 0 | 0 | 0 | 0 | 0 | 0 | 0 | 0 | 0 | 1906
1188 |  |  | Total Organization |  |  |  | 0 | 0 | 0 | 0 | 0 | 0 | 0 | 0 | 0
1189
1190 |  | 302 | Franchise & Consent
1191 |  |  |  | S | F107Co |  | 0 | 0 | 0 | 0 | 0 | 0 | 0 | 0 | 0 | 1909
1192 |  |  |  | SG/CAGE/CAGW | F105Co |  | 0 | 0 | 0 | 0 | 0 | 0 | 0 | 0 | 0 | 1910
1193 |  |  |  | DGP | F105Co |  | 0 | 0 | 0 | 0 | 0 | 0 | 0 | 0 | 0 | 1911
1194 |  |  |  | DGU | F105Co |  | 0 | 0 | 0 | 0 | 0 | 0 | 0 | 0 | 0 | 1912
1195 |  |  | Total Franchise & Consent |  |  |  | 0 | 0 | 0 | 0 | 0 | 0 | 0 | 0 | 0
1196
1197 |  | 303 | Miscellaneous Intangible Plant
1198 |  |  |  | S | F107Co |  | 0 | 0 | 0 | 0 | 0 | 0 | 0 | 0 | 0 | 1920
1199 |  |  |  | SG/CAGW | F105Co |  | 0 | 0 | 0 | 0 | 0 | 0 | 0 | 0 | 0 | 1921
1200 |  |  |  | SO | F102Co |  | 0 | 0 | 0 | 0 | 0 | 0 | 0 | 0 | 0 | 1922
1201 |  |  |  | SE | F105Co |  | 0 | 0 | 0 | 0 | 0 | 0 | 0 | 0 | 0 | 1923
1202 |  |  |  | CN | F42 |  | 0 | 0 | 0 | 0 | 0 | 0 | 0 | 0 | 0 | 1924
1203 |  |  |  | DGU | F10 |  | 0 | 0 | 0 | 0 | 0 | 0 | 0 | 0 | 0 | 1925
1204 |  |  |  | DGP | F105Co |  | 0 | 0 | 0 | 0 | 0 | 0 | 0 | 0 | 0 | 1926
1205 |  |  |  | JBG | F105Co |  | 0 | 0 | 0 | 0 | 0 | 0 | 0 | 0 | 0 | 1927
1206 |  |  | Total Miscellaneous Intangible Plant |  |  |  | 0 | 0 | 0 | 0 | 0 | 0 | 0 | 0 | 0
1207
1208 |  | I00 | Unclass Intangible Plant - Acct 300 |  | F102Co |  | 0 | 0 | 0 | 0 | 0 | 0 | 0 | 0 | 0 | 1938
1209
1210 |  | TOTAL INTANGIBLE PLANT |  |  |  |  | 0 | 0 | 0 | 0 | 0 | 0 | 0 | 0 | 0
1211
1212
1213 |  | TOTAL ELECTRIC PLANT IN SERVICE |  |  |  |  | 0 | 0 | 0 | 0 | 0 | 0 | 0 | 0 | 0
1214
1215
1216 |  | Distribution - METER - Unbundled |  |  |  |  | D: MISC RATE BASE
1217
1218 |  | A |  | B | C |  | D | E | F | G | H | I | J | K
1219 |  | FERC ACCT |  | DESCRIPTION | COS Factor |  | Washington Jurisdiction Normalized | Residential Schedule 16 | Small General Service Schedule 24 | Large General Service < 1,000 kW Schedule 36 | Large General Service > 1,000 kW Schedule 48 | Large General Dedicated Facilities Schedule 48 | Agricultural Pumping Schedule 40 | Street & Area Lighting Sch. 15, 51-54, 57
1220 |  | 105 | Plant Held For Future Use
1221 |  |  |  | S | F20 |  | 0 | 0 | 0 | 0 | 0 | 0 | 0 | 0 | 0 | 1946
1222 |  |  |  | SG | F10 |  | 0 | 0 | 0 | 0 | 0 | 0 | 0 | 0 | 0 | 1947
1223 |  |  |  | SG | F10 |  | 0 | 0 | 0 | 0 | 0 | 0 | 0 | 0 | 0 | 1948
1224 |  |  |  | SG | F10 |  | 0 | 0 | 0 | 0 | 0 | 0 | 0 | 0 | 0 | 1949
1225 |  |  |  | SE | F10 |  | 0 | 0 | 0 | 0 | 0 | 0 | 0 | 0 | 0 | 1950
1226 |  |  |  | SG | F10 |  | 0 | 0 | 0 | 0 | 0 | 0 | 0 | 0 | 0 | 1951
1227 |  |  |  | SG | F10 |  | 0 | 0 | 0 | 0 | 0 | 0 | 0 | 0 | 0 | 1952
1228 |  |  |  | CAGE | F102 |  | 0 | 0 | 0 | 0 | 0 | 0 | 0 | 0 | 0 | 1953
1229 |  |  |  | CAEW | F102 |  | 0 | 0 | 0 | 0 | 0 | 0 | 0 | 0 | 0 | 1954
1230 |  |  |  | CAEE | F102 |  | 0 | 0 | 0 | 0 | 0 | 0 | 0 | 0 | 0 | 1955
1231 |  |  | Total Plant Held For Future Use |  |  |  | 0 | 0 | 0 | 0 | 0 | 0 | 0 | 0 | 0
1232
1233 |  | 114 | Electric Plant Acquisition Adjust |  | F10 |  | 0 | 0 | 0 | 0 | 0 | 0 | 0 | 0 | 0 | 1964
1234
1235 |  | 115 | Accum Provision for Asset Acquisition Adjustments |  | F10 |  | 0 | 0 | 0 | 0 | 0 | 0 | 0 | 0 | 0 | 1972
1236
1237 |  | 128 | Pensions |  | F102Co |  | 0 | 0 | 0 | 0 | 0 | 0 | 0 | 0 | 0 | 1976
1238
1239 |  | 124 | Weatherization |  | F10 |  | 3311.89 | 1454.9341 | 412.8323 | 681.3682 | 270.0078 | 363.9235 | 125.1078 | 3.7164 | 0 | 1998
1240
1241 |  | 151 | Fuel Stock |  | F10 |  | 0 | 0 | 0 | 0 | 0 | 0 | 0 | 0 | 0 | 2001
1242 |  |  |  | SE | F10 |  | 0 | 0 | 0 | 0 | 0 | 0 | 0 | 0 | 0 | 2002
1243 |  |  |  | CAEW | F10 |  | 0 | 0 | 0 | 0 | 0 | 0 | 0 | 0 | 0 | 2003
1244 |  |  |  | CAEE | F10 |  | 0 | 0 | 0 | 0 | 0 | 0 | 0 | 0 | 0 | 2004
1245 |  |  |  | JBE | F10 |  | 0 | 0 | 0 | 0 | 0 | 0 | 0 | 0 | 0 | 2005
1246 |  |  |  | CAEE | F10 |  | 0 | 0 | 0 | 0 | 0 | 0 | 0 | 0 | 0 | 2006
1247 |  |  |  | CAEE | F10 |  | 0 | 0 | 0 | 0 | 0 | 0 | 0 | 0 | 0 | 2007
1248 |  |  |  | Total Fuel Stock |  |  | 0 | 0 | 0 | 0 | 0 | 0 | 0 | 0 | 0
1249
1250 |  | 152 | Fuel Stock - Undistributed |  | F10 |  | 0 | 0 | 0 | 0 | 0 | 0 | 0 | 0 | 0 | 2011
1251
1252 |  | 25316 | DG&T Working Capital Deposit |  | F10 |  | 0 | 0 | 0 | 0 | 0 | 0 | 0 | 0 | 0 | 2016
1253
1254 |  | 25317 | DG&T Working Capital Deposit |  | F10 |  | 0 | 0 | 0 | 0 | 0 | 0 | 0 | 0 | 0 | 2020
1255
1256 |  | 25319 | Provo Working Capital Deposit |  | F10 |  | 0 | 0 | 0 | 0 | 0 | 0 | 0 | 0 | 0 | 2024
1257
1258 |  | 154 | Materials and Supplies |  | F102Co |  | 0 | 0 | 0 | 0 | 0 | 0 | 0 | 0 | 0 | 2029
1259 |  |  |  | SG | F102Co |  | 0 | 0 | 0 | 0 | 0 | 0 | 0 | 0 | 0 | 2030
1260 |  |  |  | SE | F102Co |  | 0 | 0 | 0 | 0 | 0 | 0 | 0 | 0 | 0 | 2031
1261 |  |  |  | SO | F102Co |  | 0 | 0 | 0 | 0 | 0 | 0 | 0 | 0 | 0 | 2032
1262 |  |  |  | SNPPS | F102Co |  | 0 | 0 | 0 | 0 | 0 | 0 | 0 | 0 | 0 | 2033
1263 |  |  |  | SNPPH | F102Co |  | 0 | 0 | 0 | 0 | 0 | 0 | 0 | 0 | 0 | 2034
1264 |  |  |  | SNPD | F102Co |  | 0 | 0 | 0 | 0 | 0 | 0 | 0 | 0 | 0 | 2035
1265 |  |  |  | SNPT | F102Co |  | 0 | 0 | 0 | 0 | 0 | 0 | 0 | 0 | 0 | 2036
1266 |  |  |  | DGU | F102Co |  | 0 | 0 | 0 | 0 | 0 | 0 | 0 | 0 | 0 | 2037
1267 |  |  |  | DGP | F102Co |  | 0 | 0 | 0 | 0 | 0 | 0 | 0 | 0 | 0 | 2038
1268 |  |  |  | JBE | F10 |  | 0 | 0 | 0 | 0 | 0 | 0 | 0 | 0 | 0 | 2039
1269 |  |  |  | SNPP | F102Co |  | 0 | 0 | 0 | 0 | 0 | 0 | 0 | 0 | 0 | 2040
1270 |  |  |  | CAGW | F102Co |  | 0 | 0 | 0 | 0 | 0 | 0 | 0 | 0 | 0 | 2041
1271 |  |  |  | CAGE | F102Co |  | 0 | 0 | 0 | 0 | 0 | 0 | 0 | 0 | 0 | 2042
1272 |  |  |  | JBG | F10 |  | 0 | 0 | 0 | 0 | 0 | 0 | 0 | 0 | 0 | 2043
1273 |  |  |  | CAEW | F102Co |  | 0 | 0 | 0 | 0 | 0 | 0 | 0 | 0 | 0 | 2044
1274 |  |  |  | CAEE | F102Co |  | 0 | 0 | 0 | 0 | 0 | 0 | 0 | 0 | 0 | 2045
1275 |  |  |  | CAGE | F102Co |  | 0 | 0 | 0 | 0 | 0 | 0 | 0 | 0 | 0 | 2046
1276 |  |  | Total Materials and Supplies |  |  |  | 0 | 0 | 0 | 0 | 0 | 0 | 0 | 0 | 0
1277
1278 |  | 163 | Stores Expense Undistributed |  | F102Co |  | 0 | 0 | 0 | 0 | 0 | 0 | 0 | 0 | 0 | 2050
1279
1280 |  | 25318 | Provo Working Capital Deposit |  | F102Co |  | 0 | 0 | 0 | 0 | 0 | 0 | 0 | 0 | 0 | 2055
1281
1282 |  | 165 | Prepayments |  | F102Co |  | 0 | 0 | 0 | 0 | 0 | 0 | 0 | 0 | 0 | 2062
1283 |  |  |  | GPS | F42 |  | 0 | 0 | 0 | 0 | 0 | 0 | 0 | 0 | 0 | 2063
1284 |  |  |  | SG | F102Co |  | 0 | 0 | 0 | 0 | 0 | 0 | 0 | 0 | 0 | 2064
1285 |  |  |  | SE | F102Co |  | 0 | 0 | 0 | 0 | 0 | 0 | 0 | 0 | 0 | 2065
1286 |  |  |  | SO | F102Co |  | 0 | 0 | 0 | 0 | 0 | 0 | 0 | 0 | 0 | 2066
1287 |  |  |  | Total Prepayments |  |  | 0 | 0 | 0 | 0 | 0 | 0 | 0 | 0 | 0
1288
1289 |  | 182 | Misc Regulatory Assets |  | F102Co |  | 0 | 0 | 0 | 0 | 0 | 0 | 0 | 0 | 0 | 2070
1290 |  |  |  | SG | F102Co |  | 0 | 0 | 0 | 0 | 0 | 0 | 0 | 0 | 0 | 2071
1291 |  |  |  | CAGE | F102Co |  | 0 | 0 | 0 | 0 | 0 | 0 | 0 | 0 | 0 | 2072
1292 |  |  |  | CAGE | F102Co |  | 0 | 0 | 0 | 0 | 0 | 0 | 0 | 0 | 0 | 2073
1293 |  |  |  | CAGW | F102Co |  | 0 | 0 | 0 | 0 | 0 | 0 | 0 | 0 | 0 | 2074
1294 |  |  |  | JBG | F102Co |  | 0 | 0 | 0 | 0 | 0 | 0 | 0 | 0 | 0 | 2075
1295 |  |  |  | SE | F102Co |  | 0 | 0 | 0 | 0 | 0 | 0 | 0 | 0 | 0 | 2076
1296 |  |  |  | CAEW | F102Co |  | 0 | 0 | 0 | 0 | 0 | 0 | 0 | 0 | 0 | 2077
1297 |  |  |  | CAEE | F10 |  | 0 | 0 | 0 | 0 | 0 | 0 | 0 | 0 | 0 | 2078
1298 |  |  |  | SO | F102Co |  | 0 | 0 | 0 | 0 | 0 | 0 | 0 | 0 | 0 | 2079
1299 |  |  |  | Total Misc Regulatory Assets |  |  | 0 | 0 | 0 | 0 | 0 | 0 | 0 | 0 | 0
1300
1301 |  | 186 | Misc Deferred Debits |  | F102Co |  | 0 | 0 | 0 | 0 | 0 | 0 | 0 | 0 | 0 | 2083
1302 |  |  |  | CAEW | F102Co |  | 0 | 0 | 0 | 0 | 0 | 0 | 0 | 0 | 0 | 2084
1303 |  |  |  | CAEE | F102Co |  | 0 | 0 | 0 | 0 | 0 | 0 | 0 | 0 | 0 | 2085
1304 |  |  |  | SG | F102Co |  | 0 | 0 | 0 | 0 | 0 | 0 | 0 | 0 | 0 | 2086
1305 |  |  |  | SO | F102Co |  | 0 | 0 | 0 | 0 | 0 | 0 | 0 | 0 | 0 | 2087
1306 |  |  |  | SE | F10 |  | 0 | 0 | 0 | 0 | 0 | 0 | 0 | 0 | 0 | 2088
1307 |  |  |  | CAGW | F102Co |  | 0 | 0 | 0 | 0 | 0 | 0 | 0 | 0 | 0 | 2089
|  |  |  | CAGE | F102Co |  | 0 | 0 | 0 | 0 | 0 | 0 | 0 | 0 | 0 | 2090
|  |  |  | CAEW | F102Co |  | 0 | 0 | 0 | 0 | 0 | 0 | 0 | 0 | 0 | 2091
|  |  |  | CAEE | F102Co |  | 0 | 0 | 0 | 0 | 0 | 0 | 0 | 0 | 0 | 2092
|  |  |  | JBE | F102Co |  | 0 | 0 | 0 | 0 | 0 | 0 | 0 | 0 | 0 | 2093
1312 |  |  |  | EXCTAX | F102Co |  | 0 | 0 | 0 | 0 | 0 | 0 | 0 | 0 | 0 | 2094
1313 |  |  |  | Total Misc Deferred Debits |  |  | 0 | 0 | 0 | 0 | 0 | 0 | 0 | 0 | 0
1314
1315 |  | CWC | Cash Working Capital |  | F137Co |  | 29873668.4172 | 14356569.6175 | 4182584.296 | 5451057.4496 | 2103192.3641 | 2460614.8508 | 1215534.9831 | 104114.856 | 0 | 2102
1316
1317 |  | OWC | Other Working Capital |  | F137Co |  | 0 | 0 | 0 | 0 | 0 | 0 | 0 | 0 | 0 | 2115
1318 |  |  |  | Total Other Working Capital |  |  | 0 | 0 | 0 | 0 | 0 | 0 | 0 | 0 | 0
1319
1320 |  | 18222 | Nuclear Plant |  | F10 |  | 0 | 0 | 0 | 0 | 0 | 0 | 0 | 0 | 0 | 2129
1321
1322 |  | 1869 | Misc Deferred Debits-Trojan |  | F10 |  | 0 | 0 | 0 | 0 | 0 | 0 | 0 | 0 | 0 | 2134
1323
1324 |  | 141 | Impact Housing - Notes Receivable |  | F10 |  | 0 | 0 | 0 | 0 | 0 | 0 | 0 | 0 | 0 | 2137
1325 |  | TOTAL RATE BASE ADDITIONS |  |  |  |  | 29876980.3072 | 14358024.5516 | 4182997.1283 | 5451738.8178 | 2103462.3718 | 2460978.7744 | 1215660.0909 | 104118.5724 | 0
1326
1327 |  | Distribution - METER - Unbundled
1328
1329 |  | A |  | B | C |  | D | E | F | G | H | I | J | K
1330 |  | FERC ACCT |  | DESCRIPTION | COS Factor |  | Washington Jurisdiction Normalized | Residential Schedule 16 | Small General Service Schedule 24 | Large General Service < 1,000 kW Schedule 36 | Large General Service > 1,000 kW Schedule 48 | Large General Dedicated Facilities Schedule 48 | Agricultural Pumping Schedule 40 | Street & Area Lighting Sch. 15, 51-54, 57
1331
1332 |  | 235 | Customer Service Deposits |  | F51 |  | 0 | 0 | 0 | 0 | 0 | 0 | 0 | 0 | 0 | 2149
1333
1334 |  | 2281 | Accum Prov for Property Insurance |  | F102Co |  | 0 | 0 | 0 | 0 | 0 | 0 | 0 | 0 | 0 | 2154
1335
1336 |  | 2282 | Accum Prov for Injuries & Damages |  | F102Co |  | 0 | 0 | 0 | 0 | 0 | 0 | 0 | 0 | 0 | 2158
1337
1338 |  | 2283 | Accum Prov for Pension & Benefits |  | F102Co |  | 0 | 0 | 0 | 0 | 0 | 0 | 0 | 0 | 0 | 2163
1339
1340 |  | 254 | Reg Liabilities - Insurance Provision |  | F10 |  | 0 | 0 | 0 | 0 | 0 | 0 | 0 | 0 | 0 | 2169
1341
1342 |  | 22844 | Accum Hydro Relicensing Obligation |  | F10 |  | 0 | 0 | 0 | 0 | 0 | 0 | 0 | 0 | 0 | 2173
1343
1344
1345 |  | 22842 | Accum Misc Oper Prov - Trojan |  | F10 |  | 0 | 0 | 0 | 0 | 0 | 0 | 0 | 0 | 0 | 2178
1346
1347 |  | 252 | Customer Advances for Const |  | F50 |  | 0 | 0 | 0 | 0 | 0 | 0 | 0 | 0 | 0 | 2186
1348
1349 |  | 25398 | SO2 Emissions |  | F10 |  | 0 | 0 | 0 | 0 | 0 | 0 | 0 | 0 | 0 | 2189
1350
1351 |  | 25399 | Other Deferred Credits |  | F10 |  | 0 | 0 | 0 | 0 | 0 | 0 | 0 | 0 | 0 | 2198
1352
1353 |  | 190 | Accum Deferred Income Taxes |  | F104Co |  | 0 | 0 | 0 | 0 | 0 | 0 | 0 | 0 | 0 | 2201
1354 |  |  |  | SG/CAGW | F104Co |  | 0 | 0 | 0 | 0 | 0 | 0 | 0 | 0 | 0 | 2202
1355 |  |  |  | DOP | F138Co |  | 0 | 0 | 0 | 0 | 0 | 0 | 0 | 0 | 0 | 2203
1356 |  |  |  | CN | F104Co |  | 0 | 0 | 0 | 0 | 0 | 0 | 0 | 0 | 0 | 2204
1357 |  |  |  | BADDEBT | F42 |  | 0 | 0 | 0 | 0 | 0 | 0 | 0 | 0 | 0 | 2205
1358 |  |  |  | JBG | F104Co |  | 0 | 0 | 0 | 0 | 0 | 0 | 0 | 0 | 0 | 2206
1359 |  |  |  | JBE | F104Co |  | 0 | 0 | 0 | 0 | 0 | 0 | 0 | 0 | 0 | 2207
1360 |  |  |  | SE/CAEW | F104Co |  | 0 | 0 | 0 | 0 | 0 | 0 | 0 | 0 | 0 | 2208
1361 |  |  |  | SNP | F104Co |  | 0 | 0 | 0 | 0 | 0 | 0 | 0 | 0 | 0 | 2209
1362 |  |  |  | SNPD | F104Co |  | 0 | 0 | 0 | 0 | 0 | 0 | 0 | 0 | 0 | 2210
1363 |  |  |  | Total Accum Deferred Income Taxes |  |  | 0 | 0 | 0 | 0 | 0 | 0 | 0 | 0 | 0
1364
1365 |  | 281 | Accum Deferred Income Taxes |  | F104Co |  | 0 | 0 | 0 | 0 | 0 | 0 | 0 | 0 | 0 | 2217
1366
1367 |  | 282 | Accum Deferred Income Taxes |  | F104Co |  | 0 | 0 | 0 | 0 | 0 | 0 | 0 | 0 | 0 | 2220
1368 |  |  |  |  | F104Co |  | 0 | 0 | 0 | 0 | 0 | 0 | 0 | 0 | 0 | 2221
1369 |  |  |  |  | F104Co |  | 0 | 0 | 0 | 0 | 0 | 0 | 0 | 0 | 0 | 2222
1370 |  |  |  |  | F104Co |  | 0 | 0 | 0 | 0 | 0 | 0 | 0 | 0 | 0 | 2223
1371 |  |  |  |  | F104Co |  | 0 | 0 | 0 | 0 | 0 | 0 | 0 | 0 | 0 | 2224
1372 |  |  |  | DITBAL | F104Co |  | 0 | 0 | 0 | 0 | 0 | 0 | 0 | 0 | 0 | 2225
1373 |  |  |  | DGP | F42 |  | 0 | 0 | 0 | 0 | 0 | 0 | 0 | 0 | 0 | 2226
1374 |  |  |  | SO | F138Co |  | 0 | 0 | 0 | 0 | 0 | 0 | 0 | 0 | 0 | 2227
1375 |  |  |  | JBE | F104Co |  | 0 | 0 | 0 | 0 | 0 | 0 | 0 | 0 | 0 | 2228
1376 |  |  |  | SE | F104Co |  | 0 | 0 | 0 | 0 | 0 | 0 | 0 | 0 | 0 | 2229
1377 |  |  |  | SG | F104Co |  | 0 | 0 | 0 | 0 | 0 | 0 | 0 | 0 | 0 | 2230
1378 |  |  |  | Total Accum Deferred Income Taxes |  |  | 0 | 0 | 0 | 0 | 0 | 0 | 0 | 0 | 0
1379
1380
1381 |  | 283 | Accum Deferred Income Taxes |  | F104Co |  | 0 | 0 | 0 | 0 | 0 | 0 | 0 | 0 | 0 | 2234
1382 |  |  |  | SG/CAGW | F104Co |  | 0 | 0 | 0 | 0 | 0 | 0 | 0 | 0 | 0 | 2235
1383 |  |  |  | SE | F104Co |  | 0 | 0 | 0 | 0 | 0 | 0 | 0 | 0 | 0 | 2236
1384 |  |  |  | SO | F138Co |  | 0 | 0 | 0 | 0 | 0 | 0 | 0 | 0 | 0 | 2237
1385 |  |  |  | GPS | F104Co |  | 0 | 0 | 0 | 0 | 0 | 0 | 0 | 0 | 0 | 2238
1386 |  |  |  | SNP | F104Co |  | 0 | 0 | 0 | 0 | 0 | 0 | 0 | 0 | 0 | 2239
1387 |  |  |  | TROJD | F104Co |  | 0 | 0 | 0 | 0 | 0 | 0 | 0 | 0 | 0 | 2240
1388 |  |  |  | SNPD | F104Co |  | 0 | 0 | 0 | 0 | 0 | 0 | 0 | 0 | 0 | 2241
1389 |  |  |  | JBE | F104Co |  | 0 | 0 | 0 | 0 | 0 | 0 | 0 | 0 | 0 | 2242
1390 |  |  |  | Total Accum Deferred Income Taxes |  |  | 0 | 0 | 0 | 0 | 0 | 0 | 0 | 0 | 0
1391
1392 |  | 255 | Accum Investment Tax Credit |  | F104Co |  | 0 | 0 | 0 | 0 | 0 | 0 | 0 | 0 | 0 | 2256
1393 |  | TOTAL RATE BASE DEDUCTIONS |  |  |  |  | 0 | 0 | 0 | 0 | 0 | 0 | 0 | 0 | 0
1394
1395 | [6 empty] | D: ACCUMULATED DEPRECIATION
1396 | [6 empty] | D: GENERATION PLANT
1397
1398 |  | 108SP | Steam Prod Accumulated Depr |  | F10 |  | 0 | 0 | 0 | 0 | 0 | 0 | 0 | 0 | 0 | 2270
1399
1400 |  | 108NP | Nuclear Prod Accumulated Depr |  | F10 |  | 0 | 0 | 0 | 0 | 0 | 0 | 0 | 0 | 0 | 2276
1401
1402 |  | 108HP | Hydraulic Prod Accum Depr |  | F10 |  | 0 | 0 | 0 | 0 | 0 | 0 | 0 | 0 | 0 | 2287
1403
1404 |  | 108OP | Other Generation - Accum Depr |  | F10 |  | 0 | 0 | 0 | 0 | 0 | 0 | 0 | 0 | 0 | 2290
1405 |  |  |  | DGU | F10 |  | 0 | 0 | 0 | 0 | 0 | 0 | 0 | 0 | 0 | 2291
1406 |  |  |  | DGP | F10 |  | 0 | 0 | 0 | 0 | 0 | 0 | 0 | 0 | 0 | 2292
1407 |  |  |  | SG | F10 |  | 0 | 0 | 0 | 0 | 0 | 0 | 0 | 0 | 0 | 2293
1408 |  |  |  | CAGW | F10 |  | 0 | 0 | 0 | 0 | 0 | 0 | 0 | 0 | 0 | 2294
1409 |  |  |  | CAGE | F10 |  | 0 | 0 | 0 | 0 | 0 | 0 | 0 | 0 | 0 | 2295
1410 |  |  |  | SG | F10 |  | 0 | 0 | 0 | 0 | 0 | 0 | 0 | 0 | 0 | 2296
1411 |  |  |  | Total Other Generation - Accum Depr |  |  | 0 | 0 | 0 | 0 | 0 | 0 | 0 | 0 | 0
1412
1413 |  | 108EP | Experimental Plant - Accum Depr |  | F10 |  | 0 | 0 | 0 | 0 | 0 | 0 | 0 | 0 | 0 | 2302
1414
1415
1416
1417 |  | TOTAL GENERATION PLANT DEPRECIATION |  |  |  |  | 0 | 0 | 0 | 0 | 0 | 0 | 0 | 0 | 0
1418
1419
1420 | [6 empty] | D: TRANSMISSION PLANT
1421
1422 |  | 108TP | Transmission Plant Accum Depr |  | F106 |  | 0 | 0 | 0 | 0 | 0 | 0 | 0 | 0 | 0 | 2313
1423
1424
1425 | [6 empty] | D: DISTRIBUTION PLANT
1426
1427 |  | 108360 | Land and Land Rights |  | F118 |  | 0 | 0 | 0 | 0 | 0 | 0 | 0 | 0 | 0 | 2317
1428
1429 |  | 108361 | Structures and Improvements |  | F119 |  | 0 | 0 | 0 | 0 | 0 | 0 | 0 | 0 | 0 | 2321
1430
1431 |  | 108362 | Station Equipment |  | F120 |  | 0 | 0 | 0 | 0 | 0 | 0 | 0 | 0 | 0 | 2325
1432
1433 |  | Distribution - METER - Unbundled
1434
1435 |  | A |  | B | C |  | D | E | F | G | H | I | J | K
1436 |  | FERC ACCT |  | DESCRIPTION | COS Factor |  | Washington Jurisdiction Normalized | Residential Schedule 16 | Small General Service Schedule 24 | Large General Service < 1,000 kW Schedule 36 | Large General Service > 1,000 kW Schedule 48 | Large General Dedicated Facilities Schedule 48 | Agricultural Pumping Schedule 40 | Street & Area Lighting Sch. 15, 51-54, 57
1437
1438 |  | 108364 | Poles, Towers & Fixtures |  | F121 |  | 0 | 0 | 0 | 0 | 0 | 0 | 0 | 0 | 0 | 2329
1439
1440 |  | 108365 | Overhead Conductors |  | F122 |  | 0 | 0 | 0 | 0 | 0 | 0 | 0 | 0 | 0 | 2333
1441
1442 |  | 108366 | Underground Conduit |  | F123 |  | 0 | 0 | 0 | 0 | 0 | 0 | 0 | 0 | 0 | 2337
1443
1444 |  | 108367 | Underground Conductors |  | F124 |  | 0 | 0 | 0 | 0 | 0 | 0 | 0 | 0 | 0 | 2341
1445
1446 |  | 108368 | Line Transformers |  | F125 |  | 0 | 0 | 0 | 0 | 0 | 0 | 0 | 0 | 0 | 2345
1447
1448 |  | 108369 | Services |  | F126 |  | 0 | 0 | 0 | 0 | 0 | 0 | 0 | 0 | 0 | 2349
1449
1450 |  | 108370 | Meters |  | F127 |  | 0 | 0 | 0 | 0 | 0 | 0 | 0 | 0 | 0 | 2353
1451
1452 |  | 108371 | Install on Customers' Premises |  | F128 |  | 0 | 0 | 0 | 0 | 0 | 0 | 0 | 0 | 0 | 2357
1453
1454 |  | 108372 | Leased Property |  | F129 |  | 0 | 0 | 0 | 0 | 0 | 0 | 0 | 0 | 0 | 2361
1455
1456 |  | 108373 | Street Lights |  | F130 |  | 0 | 0 | 0 | 0 | 0 | 0 | 0 | 0 | 0 | 2365
1457
1458 |  | 108D00 | Unclassified Dist Plant - Acct 300 |  | F121 |  | 0 | 0 | 0 | 0 | 0 | 0 | 0 | 0 | 0 | 2369
1459
1460 |  | 108DS | Unclassified Dist Sub - Acct 300 |  | F120 |  | 0 | 0 | 0 | 0 | 0 | 0 | 0 | 0 | 0 | 2373
1461
1462 |  | 108D | Unclassified Dist Sub - Acct 300 |  | F102Co |  | 0 | 0 | 0 | 0 | 0 | 0 | 0 | 0 | 0 | 2377
1463
1464
1465 |  | TOTAL DISTRIBUTION PLANT DEPR |  |  |  |  | 0 | 0 | 0 | 0 | 0 | 0 | 0 | 0 | 0
1466
1467 | [6 empty] | D: GENERAL PLANT
1468 |  | 108GP | General Plant Accumulated Depr
1469 |  |  |  | S | F107Co |  | 0 | 0 | 0 | 0 | 0 | 0 | 0 | 0 | 0 | 2383
1470 |  |  |  | SG-P | F105Co |  | 0 | 0 | 0 | 0 | 0 | 0 | 0 | 0 | 0 | 2384
1471 |  |  |  | SG-U | F105Co |  | 0 | 0 | 0 | 0 | 0 | 0 | 0 | 0 | 0 | 2385
1472 |  |  |  | CAGW | F105Co |  | 0 | 0 | 0 | 0 | 0 | 0 | 0 | 0 | 0 | 2386
1473 |  |  |  | CN | F42 |  | 0 | 0 | 0 | 0 | 0 | 0 | 0 | 0 | 0 | 2387
1474 |  |  |  | SO | F102Co |  | 0 | 0 | 0 | 0 | 0 | 0 | 0 | 0 | 0 | 2388
1475 |  |  |  | SE | F10 |  | 0 | 0 | 0 | 0 | 0 | 0 | 0 | 0 | 0 | 2389
1476 |  |  |  | JBG | F105Co |  | 0 | 0 | 0 | 0 | 0 | 0 | 0 | 0 | 0 | 2390
1477 |  |  |  | CAGE | F105Co |  | 0 | 0 | 0 | 0 | 0 | 0 | 0 | 0 | 0 | 2391
1478 |  |  |  | CAGE | F105Co |  | 0 | 0 | 0 | 0 | 0 | 0 | 0 | 0 | 0 | 2392
1479 |  |  | Total General Plant Accumulated Depr |  |  |  | 0 | 0 | 0 | 0 | 0 | 0 | 0 | 0 | 0
1480
1481 |  | 108MP | Mining Plant Accumulated Depr. |  | F10 |  | 0 | 0 | 0 | 0 | 0 | 0 | 0 | 0 | 0 | 2399
1482
1483 |  | 1081390 | Accum Depr - Capital Lease |  | F10 |  | 0 | 0 | 0 | 0 | 0 | 0 | 0 | 0 | 0 | 2406
1484 |  |  | Remove Capital Lease |  | F10 |  | 0 | 0 | 0 | 0 | 0 | 0 | 0 | 0 | 0 | 2409
1485
1486 |  | 1081399L | Accum Depr - Capital Lease |  | F10 |  | 0 | 0 | 0 | 0 | 0 | 0 | 0 | 0 | 0 | 2413
1487 |  |  |  | SE | F10 |  | 0 | 0 | 0 | 0 | 0 | 0 | 0 | 0 | 0 | 2414
1488 |  |  | Remove Capital Lease |  | F10 |  | 0 | 0 | 0 | 0 | 0 | 0 | 0 | 0 | 0 | 2417
1489
1490 |  | TOTAL GENERAL PLANT ACCUM DEPR |  |  |  |  | 0 | 0 | 0 | 0 | 0 | 0 | 0 | 0 | 0
1491
1492
1493 |  | TOTAL ACCUM DEPR - PLANT IN SERVICE |  |  |  |  | 0 | 0 | 0 | 0 | 0 | 0 | 0 | 0 | 0
1494
1495
1496 | [6 empty] | D: ACCUMULATED AMORTIZATION
1497
1498 |  | 111CLS | Accum Prov for Amort-Steam |  | F10 |  | 0 | 0 | 0 | 0 | 0 | 0 | 0 | 0 | 0 | 2430
1499
1500 |  | 111CLG | Accum Prov for Amort-General
1501 |  |  |  | S | F108 |  | 0 | 0 | 0 | 0 | 0 | 0 | 0 | 0 | 0 | 2434
1502 |  |  |  | CN | F108 |  | 0 | 0 | 0 | 0 | 0 | 0 | 0 | 0 | 0 | 2435
1503 |  |  |  | SG | F108 |  | 0 | 0 | 0 | 0 | 0 | 0 | 0 | 0 | 0 | 2436
1504 |  |  |  | SO | F108 |  | 0 | 0 | 0 | 0 | 0 | 0 | 0 | 0 | 0 | 2437
1505 |  |  |  | SE | F108 |  | 0 | 0 | 0 | 0 | 0 | 0 | 0 | 0 | 0 | 2438
1506 |  |  | Total Accum Prov for Amort-General |  |  |  | 0 | 0 | 0 | 0 | 0 | 0 | 0 | 0 | 0 | 2439
1507
1508 |  | 111CLH | Accum Prov for Amort-Hydro |  | F10 |  | 0 | 0 | 0 | 0 | 0 | 0 | 0 | 0 | 0 | 2449
1509
1510 |  | 111IP | Accum Prov for Amort-Intangible
1511 |  |  |  | S | F107Co |  | 0 | 0 | 0 | 0 | 0 | 0 | 0 | 0 | 0 | 2453
1512 |  |  |  | DGP | F105Co |  | 0 | 0 | 0 | 0 | 0 | 0 | 0 | 0 | 0 | 2454
1513 |  |  |  | DGU | F105Co |  | 0 | 0 | 0 | 0 | 0 | 0 | 0 | 0 | 0 | 2455
1514 |  |  |  | CAEW | F105Co |  | 0 | 0 | 0 | 0 | 0 | 0 | 0 | 0 | 0 | 2456
1515 |  |  |  | CAEE | F105Co |  | 0 | 0 | 0 | 0 | 0 | 0 | 0 | 0 | 0 | 2457
1516 |  |  |  | SE | F10 |  | 0 | 0 | 0 | 0 | 0 | 0 | 0 | 0 | 0 | 2458
1517 |  |  |  | SG | F105Co |  | 0 | 0 | 0 | 0 | 0 | 0 | 0 | 0 | 0 | 2459
1518 |  |  |  | SG-P | F105Co |  | 0 | 0 | 0 | 0 | 0 | 0 | 0 | 0 | 0 | 2460
1519 |  |  |  | SG-U | F105Co |  | 0 | 0 | 0 | 0 | 0 | 0 | 0 | 0 | 0 | 2461
1520 |  |  |  | CN | F42 |  | 0 | 0 | 0 | 0 | 0 | 0 | 0 | 0 | 0 | 2462
1521 |  |  |  | CAGE | F105Co |  | 0 | 0 | 0 | 0 | 0 | 0 | 0 | 0 | 0 | 2463
1522 |  |  |  | CAGE | F105Co |  | 0 | 0 | 0 | 0 | 0 | 0 | 0 | 0 | 0 | 2464
1523 |  |  |  | CAGW | F105Co |  | 0 | 0 | 0 | 0 | 0 | 0 | 0 | 0 | 0 | 2465
1524 |  |  |  | CAGE | F105Co |  | 0 | 0 | 0 | 0 | 0 | 0 | 0 | 0 | 0 | 2466
1525 |  |  |  | JBG | F105Co |  | 0 | 0 | 0 | 0 | 0 | 0 | 0 | 0 | 0 | 2467
1526 |  |  |  | SO | F102Co |  | 0 | 0 | 0 | 0 | 0 | 0 | 0 | 0 | 0 | 2468
1527 |  |  | Total Accum Prov for Amort-Intangible |  |  |  | 0 | 0 | 0 | 0 | 0 | 0 | 0 | 0 | 0
1528
1529 |  | 111390 | Accum Prov for Amort-Capital Lease |  | F10 |  | 0 | 0 | 0 | 0 | 0 | 0 | 0 | 0 | 0 | 2479
1530
1531
1532 |  | TOTAL ACCUM PROV FOR AMORTIZATION |  |  |  |  | 0 | 0 | 0 | 0 | 0 | 0 | 0 | 0 | 0

## Generation-Demand
Generation Demand |  |  | - | Generation - Demand - Unbundled
PacifiCorp
3 | Cost Of Service By Rate Schedule
4 | State of Washington
5 | WCA
6 | 12 Months Ending June 2022
7
8
9 |  | A |  | B | C |  | D | E | F | G | H | I | J | K | Chk Total
12 |  |  |  | DESCRIPTION |  |  | Washington Jurisdiction Normalized | Residential Schedule 16 | Small General Service Schedule 24 | Large General Service < 1,000 kW Schedule 36 | Large General Service > 1,000 kW Schedule 48 | Large General Dedicated Facilities Schedule 48 | Agricultural Pumping Schedule 40 | Street & Area Lighting Sch. 15, 51-54, 57 | 0
13
12 |  |  |  | Operating Revenues |  |  | 47558389.3648 | 21480210.2556 | 6478014.5353 | 10128576.7339 | 3579994.6075 | 4183620.6329 | 1666112.0708 | 41860.5287 | 0
13
14 |  |  |  | Operating Expenses
15 |  |  |  | Operation & Maintenance Expenses |  |  | 20994709.9917 | 9586547.1262 | 2569373.5985 | 4189330.6064 | 1649471.7505 | 2178427.7201 | 801920.562 | 19638.628 | 0
16 |  |  |  | Depreciation Expense |  |  | 18068589.4019 | 8235328.2233 | 2212954.5329 | 3611160.1439 | 1422252.0238 | 1880095.4261 | 689827.4901 | 16971.5618 | 0
17 |  |  |  | Amortization Expense |  |  | 1403516.5499 | 625237.6282 | 175711.1126 | 284260.372 | 112522.5644 | 150755.9918 | 53157.0425 | 1871.8384 | 0
18 |  |  |  | Taxes Other Than Income |  |  | 10099916.5313 | 4436988.3175 | 1258936.7874 | 2077898.4389 | 823414.2286 | 1109825.0161 | 381524.8026 | 11328.9402 | 0
19 |  |  |  | Income Taxes - Federal |  |  | -16200213.5695 | -7116906.177 | -2019328.0572 | -3332938.2853 | -1320752.1388 | -1780153.5518 | -611963.7985 | -18171.5611 | 0
20 |  |  |  | Income Taxes - State |  |  | 0 | 0 | 0 | 0 | 0 | 0 | 0 | 0 | 0
21 |  |  |  | Income Taxes Deferred |  |  | 1138040.1901 | 499951.7583 | 141854.7031 | 234133.8096 | 92780.8148 | 125053.0604 | 42989.5195 | 1276.5243 | 0
22 |  |  |  | Investment Tax Credit Adj |  |  | 0 | 0 | 0 | 0 | 0 | 0 | 0 | 0 | 0
23 |  |  |  | Misc Revenues & Expense |  |  | -74363.0091 | -31044.4974 | -9688.3836 | -15945.124 | -6404.8612 | -8415.1733 | -2743.0217 | -121.9479 | 0
24
25 |  |  |  | Total Operating Expenses |  |  | 35430196.0863 | 16236102.3791 | 4329814.2937 | 7047899.9614 | 2773284.3822 | 3655588.4895 | 1354712.5967 | 32793.9838 | 0
26
27 |  |  |  | Operating Revenue For Return |  |  | 12128193.2784 | 5244107.8765 | 2148200.2416 | 3080676.7725 | 806710.2253 | 528032.1434 | 311399.4741 | 9066.545 | 0
28
29
30 |  |  |  | Rate Base :
31 |  |  |  | Electric Plant In Service |  |  | 697327159.7318 | 317509229.3859 | 85447514.601 | 139480686.768 | 54944009.912 | 72672253.8104 | 26614929.1869 | 658536.0676 | 0
32 |  |  |  | Plant Held For Future Use |  |  | 345337.2237 | 157658.7247 | 42260.8529 | 68925.688 | 27138.435 | 35841.2963 | 13190.7468 | 321.4798 | 0
33 |  |  |  | Electric Plant Acquisition Adj |  |  | 85630.6135 | 39093.4206 | 10479.0985 | 17090.9724 | 6729.3089 | 8887.2904 | 3270.808 | 79.7149 | 0
34 |  |  |  | Pensions |  |  | 0 | 0 | 0 | 0 | 0 | 0 | 0 | 0 | 0
35 |  |  |  | Prepayments |  |  | 1.5885e-09 | 6.9784e-10 | 1.9801e-10 | 3.2681e-10 | 1.2951e-10 | 1.7455e-10 | 6.0006e-11 | 1.7825e-12 | 0
36 |  |  |  | Fuel Stock |  |  | 1.1617e-09 | 5.3036e-10 | 1.4217e-10 | 2.3187e-10 | 9.1294e-11 | 1.2057e-10 | 4.4374e-11 | 1.0815e-12 | 0
37 |  |  |  | Materials & Supplies |  |  | 5.1903e-05 | 2.2801e-05 | 6.4698e-06 | 1.0678e-05 | 4.2315e-06 | 5.7033e-06 | 1.9607e-06 | 5.8243e-08 | 0
38 |  |  |  | Misc Deferred Debits |  |  | 289943.8918 | 127374.1716 | 36141.9637 | 59651.2973 | 23638.1943 | 31860.1774 | 10952.7291 | 325.3583 | 0
39 |  |  |  | Cash Working Capital |  |  | 0 | 0 | 0 | 0 | 0 | 0 | 0 | 0 | 0
40 |  |  |  | Weatherization Loans |  |  | 0 | 0 | 0 | 0 | 0 | 0 | 0 | 0 | 0
41 |  |  |  | Miscellaneous Rate Base |  |  | 0 | 0 | 0 | 0 | 0 | 0 | 0 | 0 | 0
42
43 |  |  |  | Total Rate Base Additions |  |  | 698048071.4609 | 317833355.7029 | 85536396.5162 | 139626354.7257 | 55001515.8502 | 72748842.5745 | 26642343.4708 | 659262.6206 | 0
44
45 |  |  |  | Rate Base Deductions :
46 |  |  |  | Accum Provision For Depreciation |  |  | -351485671.2953 | -160364904.5114 | -43026589.2052 | -70188803.4804 | -27638822.6906 | -36515097.0785 | -13423131.965 | -328322.3643 | 0
47 |  |  |  | Accum Provision For Amortization |  |  | -21603790.8698 | -9496509.7114 | -2692892.8952 | -4442211.5059 | -1760150.5825 | -2371421.3772 | -816323.9411 | -24280.8566 | 0
48 |  |  |  | Accum Deferred Income Taxes |  |  | -41900162.5531 | -18404652.3324 | -5223138.5815 | -8621168.8061 | -3416405.7874 | -4605042.9393 | -1582723.5022 | -47030.6042 | 0
49 |  |  |  | Unamortized ITC |  |  | -4634.1868 | -2035.8032 | -577.6516 | -953.423 | -377.8165 | -509.2373 | -175.0561 | -5.199 | 0
50 |  |  |  | Customer Advance For Construction |  |  | 0 | 0 | 0 | 0 | 0 | 0 | 0 | 0 | 0
51 |  |  |  | Customer Service Deposits |  |  | 0 | 0 | 0 | 0 | 0 | 0 | 0 | 0 | 0
52 |  |  |  | Misc Rate Base Deductions |  |  | -70408296.3633 | -32143152.2447 | -8616355.7615 | -14053021.1259 | -5533184.4435 | -7307682.9775 | -2689347.417 | -65552.3932 | 0
53 | [14 empty] | 0
54 |  |  |  | Total Rate Base Deductions |  |  | -485402555.2683 | -220411254.6031 | -59559554.095 | -97306158.3412 | -38348941.3204 | -50799753.6098 | -18511701.8814 | -465191.4173 | 0
55 | [14 empty] | 0
56 |  |  |  | Total Rate Base |  |  | 212645516.1927 | 97422101.0998 | 25976842.4211 | 42320196.3845 | 16652574.5298 | 21949088.9647 | 8130641.5894 | 194071.2033 | 0
57
58
59 |  |  |  | Return On Rate Base |  |  | 5.703% | 5.383% | 8.27% | 7.279% | 4.844% | 2.406% | 3.83% | 4.672%
60
61 |  |  |  | Return On Equity |  |  | 6.44% | 5.818% | 11.42% | 9.498% | 4.773% | 0.04038% | 2.804% | 4.438%
PacifiCorp
Cost Of Service By Rate Schedule
State of Washington
WCA
12 Months Ending June 2022
|  | A |  | B | C |  | D | E | F | G | H | I | J | K
|  |  |  | DESCRIPTION | COS Factor |  | Washington Jurisdiction Normalized | Residential Schedule 16 | Small General Service Schedule 24 | Large General Service < 1,000 kW Schedule 36 | Large General Service > 1,000 kW Schedule 48 | Large General Dedicated Facilities Schedule 48 | Agricultural Pumping Schedule 40 | Street & Area Lighting Sch. 15, 51-54, 57
79 |  |  |  | Total Rate Base |  |  | 212645516.1927 | 97422101.0998 | 25976842.4211 | 42320196.3845 | 16652574.5298 | 21949088.9647 | 8130641.5894 | 194071.2033 | 0
80
81
82 |  |  |  | Return On Ratebase ($$) | 5.772% |  | 12272862.2894 | 5622728.6244 | 1499256.6759 | 2442515.3729 | 961105.4003 | 1266794.3866 | 469260.9858 | 11200.8435 | 0
83 |  |  |  | Operating & Maintenance Expense |  |  | 20994709.9917 | 9586547.1262 | 2569373.5985 | 4189330.6064 | 1649471.7505 | 2178427.7201 | 801920.562 | 19638.628 | 0
84 |  |  |  | Bad Debt to Produce ROR | F80 |  | 0 | 0 | 0 | 0 | 0 | 0 | 0 | 0 | 0
85 |  |  |  | Depreciation Expense |  |  | 18068589.4019 | 8235328.2233 | 2212954.5329 | 3611160.1439 | 1422252.0238 | 1880095.4261 | 689827.4901 | 16971.5618 | 0
86 |  |  |  | Amortization Expense |  |  | 1403516.5499 | 625237.6282 | 175711.1126 | 284260.372 | 112522.5644 | 150755.9918 | 53157.0425 | 1871.8384 | 0
87 |  |  |  | Taxes Other Than Income |  |  | 10099916.5313 | 4436988.3175 | 1258936.7874 | 2077898.4389 | 823414.2286 | 1109825.0161 | 381524.8026 | 11328.9402 | 0
88 |  |  |  | Federal Income Taxes |  |  | -16200213.5695 | -7116906.177 | -2019328.0572 | -3332938.2853 | -1320752.1388 | -1780153.5518 | -611963.7985 | -18171.5611 | 0
89 |  |  |  | FIT Adj to Produce Target ROR | F101 |  | 0 | 0 | 0 | 0 | 0 | 0 | 0 | 0 | 0
90 |  |  |  | State Income Taxes |  |  | 0 | 0 | 0 | 0 | 0 | 0 | 0 | 0 | 0
91 |  |  |  | SIT Adj to Produce Target ROR | F101 |  | 0 | 0 | 0 | 0 | 0 | 0 | 0 | 0 | 0
92 |  |  |  | Deferred Income Taxes |  |  | 1138040.1901 | 499951.7583 | 141854.7031 | 234133.8096 | 92780.8148 | 125053.0604 | 42989.5195 | 1276.5243 | 0
93 |  |  |  | Investment Tax Credit |  |  | 0 | 0 | 0 | 0 | 0 | 0 | 0 | 0 | 0
94 |  |  |  | Misc Revenue & Expenses |  |  | -74363.0091 | -31044.4974 | -9688.3836 | -15945.124 | -6404.8612 | -8415.1733 | -2743.0217 | -121.9479 | 0
95 |  |  |  | Revenue Credits |  |  | -4419936.0681 | -2429153.8034 | -599729.333 | -624249.1085 | -246075.7178 | -323747.8137 | -163132.1339 | -33848.1579 | 0
96
97 |  |  |  | Total Revenue Requirements |  |  | 43283122.3076 | 19429677.2001 | 5229341.6366 | 8866166.2258 | 3488314.0647 | 4598635.0623 | 1660841.4486 | 10146.6694 | 0
98 |  |  |  | Operating Revenues |  |  | 43138453.2966 | 19051056.4523 | 5878285.2024 | 9504327.6254 | 3333918.8897 | 3859872.8192 | 1502979.9369 | 8012.3709 | 0
99
100 |  |  |  | Increase / (Decrease) Required to
101 |  |  |  | Earn Equal Rates of Return |  |  | 144669.0109 | 378620.7479 | -648943.5657 | -638161.3996 | 154395.175 | 738762.2432 | 157861.5116 | 2134.2986 | 0
102
103 |  |  |  | Existing Revenues |  |  | 43138453.2966 | 19051056.4523 | 5878285.2024 | 9504327.6254 | 3333918.8897 | 3859872.8192 | 1502979.9369 | 8012.3709 | 0
104 |  |  |  | check |  |  | 0 | 0 | 0 | 0 | 0 | 0 | 0 | 0 | 0
105 |  |  |  | Percent Increase / (Decrease)
106 |  |  |  | Over Existing Rates To
107 |  |  |  | Equal Authorized RoE & RoR |  |  | 0.3354% | 1.987% | -11.04% | -6.714% | 4.631% | 19.14% | 10.5% | 26.64%
[5 empty] | WCA |  | E: ELECTRIC REVENUES
|  | Generation - Demand - Unbundled |  |  | Method
|  | A |  | B | 0 |  | D | E | F | G | H | I | J | K
|  | FERC ACCT |  | DESCRIPTION | COS Factor |  | Washington Jurisdiction Normalized | Residential Schedule 16 | Small General Service Schedule 24 | Large General Service < 1,000 kW Schedule 36 | Large General Service > 1,000 kW Schedule 48 | Large General Dedicated Facilities Schedule 48 | Agricultural Pumping Schedule 40 | Street & Area Lighting Sch. 15, 51-54, 57 |  | Func Study Row
120 |  | 440 | Residential Sales |  | A |  | 19051056.4523 | 19051056.4523 | 0 | 0 | 0 | 0 | 0 | 0 | 0
121
122 |  | 442 | Commercial & Industrial Sales |  | A |  | 20745465.5838 | 0 | 5878285.2024 | 9504327.6254 | 0 | 3859872.8192 | 1502979.9369 | 0 | 0
123 |  |  |  | Interruptible Demand | F13 |  | 0 | 0 | 0 | 0 | 0 | 0 | 0 | 0 | 0 | 100
124 |  |  |  | Interruptible Energy | F13 |  | 0 | 0 | 0 | 0 | 0 | 0 | 0 | 0 | 0 | 101
125 | [6 empty] | 20745465.5838 | 0 | 5878285.2024 | 9504327.6254 | 0 | 3859872.8192 | 1502979.9369 | 0 | 0
126
127 |  | 444 | Public Street & Highway Lighting |  | A |  | 3341931.2606 | 0 | 0 | 0 | 3333918.8897 | 0 | 0 | 8012.3709 | 0
128
129 |  | 445 | Other Sales to Public Authority |  | A |  | 0 | 0 | 0 | 0 | 0 | 0 | 0 | 0 | 0
130
131 |  | 448 | Interdepartmental |  | A | 0 | 0 | 0 | 0 | 0 | 0 | 0 | 0 | 0 | 0 | 114
132 |  |  |  | Demand | F13 |  | 0 | 0 | 0 | 0 | 0 | 0 | 0 | 0 | 0 | 115
133 | [6 empty] | 0 | 0 | 0 | 0 | 0 | 0 | 0 | 0 | 0
134
135 |  | Total Sales to Ultimate Customers |  |  |  |  | 43138453.2966 | 19051056.4523 | 5878285.2024 | 9504327.6254 | 3333918.8897 | 3859872.8192 | 1502979.9369 | 8012.3709 | 0
136
137 |  | 447 | Sales for Resale |  | F30 |  | 0 | 0 | 0 | 0 | 0 | 0 | 0 | 0 | 0 | 121
138 | [6 empty] | 0 | 0 | 0 | 0 | 0 | 0 | 0 | 0 | 0
139
140 |  | 447NPC | Sales for Resale - NPC
141 |  |  |  | Demand | F30 |  | 0 | 0 | 0 | 0 | 0 | 0 | 0 | 0 | 0 | 130
142 |  |  |  | Energy | F30 |  | 0 | 0 | 0 | 0 | 0 | 0 | 0 | 0 | 0 | 127
143 | [6 empty] | 0 | 0 | 0 | 0 | 0 | 0 | 0 | 0 | 0
144
145 |  | 449 | Provision for Rate Refund |  | F11 |  | 0 | 0 | 0 | 0 | 0 | 0 | 0 | 0 | 0 | 133
146 |  |  |  |  | F13 |  | 191084.3577 | 87236.8053 | 23384.0646 | 38138.4337 | 15016.4247 | 19831.9516 | 7298.7944 | 177.8834 |  | 134
147
148 |  | State Specific Revenue Credit |  |  | F140G |  | 150942.6947 | 60679.267 | 19560.585 | 33060.761 | 13266.7508 | 18578.9707 | 5564.1259 | 232.2343 | 0 | 136
149
150 |  | AGA Revenue |  |  | A | 0 | 0 | 0 | 0 | 0 | 0 | 0 | 0 | 0 | 0 | 137
151
152 |  | Autopay Bill Credit |  |  | F40 | 0 | 0 | 0 | 0 | 0 | 0 | 0 | 0 | 0 | 0 | 139
153
154 |  | Paperless Bill Credit |  |  | F40 | 0 | 0 | 0 | 0 | 0 | 0 | 0 | 0 | 0 | 0 | 141
155
156
157 |  | Total Sales from Electricity |  |  |  |  | 43289395.9913 | 19111735.7193 | 5897845.7874 | 9537388.3863 | 3347185.6404 | 3878451.7898 | 1508544.0629 | 8244.6052 | 0
158
159 |  | Other Electric Operating Revenues
160 |  | 450 | Forfeited Discounts & Interest |  | A | 0 | 0 | 0 | 0 | 0 | 0 | 0 | 0 | 0 | 0 | 147
161 |  |  |  | Customers | F40 |  | 0 | 0 | 0 | 0 | 0 | 0 | 0 | 0 | 0 | 148
162 | [6 empty] | 0 | 0 | 0 | 0 | 0 | 0 | 0 | 0 | 0
163
164 |  | 451 | Misc Electric Revenue |  | A | 0 | 0 | 0 | 0 | 0 | 0 | 0 | 0 | 0 | 0 | 152
165 |  |  |  | Demand | F13 |  | 0 | 0 | 0 | 0 | 0 | 0 | 0 | 0 | 0 | 153
166 |  |  |  | Customer | F40 |  | 0.97435 | 0.76783 | 0.14432 | 0.0074228 | 0.00046069 | 6.9335e-06 | 0.035644 | 0.018668 | 0 | 154
167 | [6 empty] | 0.97435 | 0.76783 | 0.14432 | 0.0074228 | 0.00046069 | 6.9335e-06 | 0.035644 | 0.018668 | 0
168
169 |  | 453 | Water Sales |  | F12 |  | 551.1508 | 230.0902 | 71.8067 | 118.1793 | 47.4704 | 62.3701 | 20.3302 | 0.90383 | 0 | 162
170
171 |  | 454 | Rent of Electric Property |  | A | 0 | 0 | 0 | 0 | 0 | 0 | 0 | 0 | 0 | 0 | 165
172 |  |  |  | Demand | F13 |  | 3159.1283 | 1442.2544 | 386.6002 | 630.5289 | 248.2611 | 327.8745 | 120.6683 | 2.9409 | 0 | 166
173 |  |  |  | Demand | F13 |  | 236894.7252 | 108150.8673 | 28990.1362 | 47281.7026 | 18616.4469 | 24586.4432 | 9048.5998 | 220.529 | 0 | 167
174 |  |  |  | Jim Bridger Generation | F13 |  | 630.7303 | 287.9508 | 77.186 | 125.8872 | 49.5661 | 65.4612 | 24.0918 | 0.58716 | 0 | 168
175 |  |  |  | Customer | F40 |  | 74387.5879 | 58620.6925 | 11017.9356 | 566.7018 | 35.1721 | 0.52935 | 2721.2964 | 1425.2602 | 0 | 169
176 | [6 empty] | 315072.1717 | 168501.7651 | 40471.858 | 48604.8205 | 18949.4463 | 24980.3082 | 11914.6564 | 1649.3172 | 0
177
178 |  | 456 | Other Electric Revenue |  | A | 0 | 0 | 0 | 0 | 0 | 0 | 0 | 0 | 0 | 0 | 173
179 |  |  |  | CAGE | F12 |  | 0 | 0 | 0 | 0 | 0 | 0 | 0 | 0 | 0 | 174
180 |  |  |  | CAGW | F12 |  | 0 | 0 | 0 | 0 | 0 | 0 | 0 | 0 | 0 | 175
181 |  |  |  | SO | F12 |  | 0 | 0 | 0 | 0 | 0 | 0 | 0 | 0 | 0 | 176
182 |  |  |  | SG | F40 |  | 1462214.788 | 1152289.5942 | 216576.2968 | 11139.4901 | 691.3678 | 10.4052 | 53491.717 | 28015.9169 | 0 | 177
183 |  |  |  | JBG | F12 |  | 246622.1763 | 102957.9303 | 32131.1667 | 52881.4156 | 21241.4859 | 27908.612 | 9097.1302 | 404.4356 | 0 | 178
184 |  |  |  | WRG | F12 |  | 0 | 0 | 0 | 0 | 0 | 0 | 0 | 0 | 0 | 179
185 |  |  |  | WRE | F12 |  | 0 | 0 | 0 | 0 | 0 | 0 | 0 | 0 | 0 | 180
186 |  |  |  | CN | F12 |  | 0 | 0 | 0 | 0 | 0 | 0 | 0 | 0 | 0 | 181
187 |  |  |  | SE | F12 |  | 2053447.7546 | 857257.5834 | 267533.4109 | 440306.0009 | 176862.7714 | 232375.196 | 75745.3441 | 3367.4479 | 0 | 182
188 | [6 empty] | 3762284.7189 | 2112505.1079 | 516240.8744 | 504326.9066 | 198795.6252 | 260294.2132 | 138334.1913 | 31787.8004 | 0
189 | [14 empty] | 0
190 |  | Total Other Electric Operating Revenues |  |  |  |  | 4268993.3735 | 2368474.5363 | 580168.748 | 591188.3475 | 232808.9671 | 305168.8431 | 157568.0079 | 33615.9235 | 0
191 | [14 empty] | 0
192 |  | Total Electric Operating Revenues |  |  |  |  | 47558389.3648 | 21480210.2556 | 6478014.5353 | 10128576.7339 | 3579994.6075 | 4183620.6329 | 1666112.0708 | 41860.5287 | 0
193
194 |  | Miscellaneous Revenues
195 |  | 41160 | Gain on Sale of Utility Plant - CR |  | F12 |  | 0 | 0 | 0 | 0 | 0 | 0 | 0 | 0 | 0 | 196
196 |  | 41170 | Loss on Sale of Utility Plant |  | F12 |  | 0 | 0 | 0 | 0 | 0 | 0 | 0 | 0 | 0 | 201
197 |  | 4118 | Gain from Emission Allowances |  | F12 |  | -5.6282 | -2.3496 | -0.73327 | -1.2068 | -0.48476 | -0.63691 | -0.20761 | -0.0092297 | 0 | 205
198 |  | 41181 | Gain from Disposition of NOX Credits |  | F12 |  | 0 | 0 | 0 | 0 | 0 | 0 | 0 | 0 | 0 | 208
199 |  | 4194 | Impact Housing Interest Income |  | F12 |  | 0 | 0 | 0 | 0 | 0 | 0 | 0 | 0 | 0 | 212
200 |  | 421 | (Gain)/Loss on Sale of Utility Plant |  | F12 |  | -74357.3808 | -31042.1478 | -9687.6503 | -15943.9172 | -6404.3765 | -8414.5364 | -2742.8141 | -121.9386 | 0 | 223
201
202 |  | Total Miscellaneous Revenues |  |  |  |  | -74363.0091 | -31044.4974 | -9688.3836 | -15945.124 | -6404.8612 | -8415.1733 | -2743.0217 | -121.9479 | 0
203
204 |  | Miscellaneous Expenses
205 |  | 4311 | Interest on Customer Deposits |  | F80 |  | 0 | 0 | 0 | 0 | 0 | 0 | 0 | 0 | 0 | 229
206
207 |  | Net Miscellaneous Revenues And Expense |  |  |  |  | -74363.0091 | -31044.4974 | -9688.3836 | -15945.124 | -6404.8612 | -8415.1733 | -2743.0217 | -121.9479 | 0
208
209 |  | Distribution - METER - Unbundled
210 | [6 empty] | E: STEAM POWER GENERATION
211
212 |  | A |  | B | C |  | D | E | F | G | H | I | J | K
213 |  | FERC ACCT |  | DESCRIPTION | COS Factor |  | Washington Jurisdiction Normalized | Residential Schedule 16 | Small General Service Schedule 24 | Large General Service < 1,000 kW Schedule 36 | Large General Service > 1,000 kW Schedule 48 | Large General Dedicated Facilities Schedule 48 | Agricultural Pumping Schedule 40 | Street & Area Lighting Sch. 15, 51-54, 57
214 |  | 500 | Operation Suprvn & Engineering |  | F13 |  | 10850.9498 | 4953.8445 | 1327.8916 | 2165.7358 | 852.7253 | 1126.1807 | 414.4706 | 10.1013 | 0 | 237
|  |  |  | JBG | F13 |  | 2218774.9744 | 1012949.6875 | 271523.9379 | 442844.2148 | 174363.1336 | 230278.597 | 84749.9111 | 2065.4925 | 0 | 238
216 |  |  |  | CAGW | F13 |  | -1854.9244 | -846.839 | -226.9975 | -370.2235 | -145.7698 | -192.5159 | -70.852 | -1.7268 | 0 | 239
217 |  |  |  | Total 500 |  |  | 2227770.9998 | 1017056.6931 | 272624.832 | 444639.7271 | 175070.0891 | 231212.2618 | 85093.5297 | 2073.867 | 0
218
219 |  | 501 | Fuel Related |  | F13 |  | 0 | 0 | 0 | 0 | 0 | 0 | 0 | 0 | 0 | 243
220 |  |  |  | S | F13 |  | 0 | 0 | 0 | 0 | 0 | 0 | 0 | 0 | 0 | 244
221 |  |  |  | SE | F13 |  | 0 | 0 | 0 | 0 | 0 | 0 | 0 | 0 | 0 | 245
222 |  |  |  | CAGW | F13 |  | 0 | 0 | 0 | 0 | 0 | 0 | 0 | 0 | 0 | 246
223 |  |  |  | CAGE | F13 |  | 0 | 0 | 0 | 0 | 0 | 0 | 0 | 0 | 0 | 247
224 |  |  |  | CAEW | F13 |  | 0 | 0 | 0 | 0 | 0 | 0 | 0 | 0 | 0 | 248
225 |  |  |  | CAEE | F13 |  | 0 | 0 | 0 | 0 | 0 | 0 | 0 | 0 | 0 | 249
226 |  |  |  | JBE | F13 |  | 0 | 0 | 0 | 0 | 0 | 0 | 0 | 0 | 0 | 250
227 |  |  |  | CAEE | F13 |  | 0 | 0 | 0 | 0 | 0 | 0 | 0 | 0 | 0 | 251
228 |  |  |  | JBG | F13 |  | 0 | 0 | 0 | 0 | 0 | 0 | 0 | 0 | 0 | 252
229 |  |  |  | Total 501 |  |  | 0 | 0 | 0 | 0 | 0 | 0 | 0 | 0 | 0
230
231 |  | 501NPC | Fuel Related - NPC
232 |  |  |  | S | F30 |  | 0 | 0 | 0 | 0 | 0 | 0 | 0 | 0 | 0 | 256
233 |  |  |  | CAEW | F30 |  | 0 | 0 | 0 | 0 | 0 | 0 | 0 | 0 | 0 | 257
234 |  |  | Total Fuel Related |  |  |  | 0 | 0 | 0 | 0 | 0 | 0 | 0 | 0 | 0
235
236
237 |  | 502 | Steam Expenses |  | F13 |  | 5031.592 | 2297.1007 | 615.7441 | 1004.253 | 395.4092 | 522.2107 | 192.1903 | 4.684 | 0 | 262
238 |  |  |  | SE/CAEW/CAEE | F13 |  | 35213.6785 | 16076.2966 | 4309.2953 | 7028.2809 | 2767.2781 | 3654.6998 | 1345.0468 | 32.781 | 0 | 263
239 |  |  |  | JBG | F13 |  | 3556761.7663 | 1623788.2441 | 435260.886 | 709892.346 | 279509.249 | 369143.3871 | 135856.6087 | 3311.0454 | 0 | 265
240 |  |  |  | Total 502 |  |  | 3597007.0368 | 1642161.6415 | 440185.9254 | 717924.8799 | 282671.9364 | 373320.2976 | 137393.8457 | 3348.5104 | 0
241
242 |  | 503 | Steam From Other Sources |  | F13 |  | 0 | 0 | 0 | 0 | 0 | 0 | 0 | 0 | 0 | 270
243
244 |  | 503NPC | Steam From Other Sources-NPC
245 |  |  |  | S | F30 |  | 0 | 0 | 0 | 0 | 0 | 0 | 0 | 0 | 0 | 272
246 |  |  |  | SE | F30 |  | 0 | 0 | 0 | 0 | 0 | 0 | 0 | 0 | 0 | 273
247 |  |  |  | CAEE | F30 |  | 0 | 0 | 0 | 0 | 0 | 0 | 0 | 0 | 0 | 274
248 |  |  |  | Total Steam From Other Sources |  |  | 0 | 0 | 0 | 0 | 0 | 0 | 0 | 0 | 0
249
250 |  | 505 | Electric Expenses |  | F13 |  | -7594.831 | -3467.3105 | -929.4221 | -1515.8486 | -596.8422 | -788.2399 | -290.0976 | -7.0701 | 0 | 279
251 |  |  |  | JBG | F13 |  | 1394.5922 | 636.681 | 170.6641 | 278.346 | 109.5945 | 144.7397 | 53.2688 | 1.2982 | 0 | 280
252 |  |  |  | Total 505 |  |  | -6200.2387 | -2830.6295 | -758.758 | -1237.5026 | -487.2477 | -643.5003 | -236.8287 | -5.7719 | 0
253
254 |  | 506 | Misc. Steam Expense |  | F13 |  | 1078365.1893 | 492312.0614 | 131965.5964 | 215230.3821 | 84743.6697 | 111919.6068 | 41190.0057 | 1003.8671 | 0 | 284
255 |  |  |  | SE | F13 |  | 106571.4119 | 48653.6398 | 13041.7414 | 21270.5361 | 8374.9481 | 11060.6598 | 4070.6776 | 99.209 | 0 | 285
256 |  |  |  | JBG | F13 |  | -3353349.2201 | -1530923.1823 | -410368.1518 | -669293.3351 | -263524.0097 | -348031.9377 | -128086.918 | -3121.6855 | 0 | 286
257 |  |  |  | Total 506 |  |  | -2168412.6189 | -989957.4811 | -265360.814 | -432792.4169 | -170405.3919 | -225051.671 | -82826.2346 | -2018.6094 | 0
258
259 |  | 507 | Rents |  | F13 |  | 445.8653 | 203.5534 | 54.563 | 88.99 | 35.0385 | 46.2747 | 17.0306 | 0.41506 | 0 | 290
260 |  |  |  | CAGW | F13 |  | 0 | 0 | 0 | 0 | 0 | 0 | 0 | 0 | 0 | 292
261 |  |  |  | CAGE | F13 |  | 48640.0333 | 22205.9051 | 5952.3537 | 9708.0405 | 3822.3924 | 5048.1724 | 1857.8894 | 45.2798 | 0 | 293
262 |  |  |  | JBG | F13 |  | 0 | 0 | 0 | 0 | 0 | 0 | 0 | 0 | 0 | 294
263 |  |  |  | CAGE | F13 |  | 49085.8986 | 22409.4585 | 6006.9167 | 9797.0306 | 3857.4309 | 5094.4472 | 1874.92 | 45.6948 | 0 | 295
264 |  |  |  | Total 507 |  |  | 49085.8986 | 22409.4585 | 6006.9167 | 9797.0306 | 3857.4309 | 5094.4472 | 1874.92 | 45.6948 | 0
265
266 |  | 510 | Maint Supervision & Engineering |  | F13 |  | 26943.3602 | 12300.6022 | 3297.2101 | 5377.6121 | 2117.3525 | 2796.3535 | 1029.1478 | 25.082 | 0 | 298
267 |  |  |  | JBG | F13 |  | 87790.4963 | 40079.4839 | 10743.4154 | 17522.0623 | 6899.0439 | 9111.4568 | 3353.3084 | 81.7256 | 0 | 299
268 |  |  |  | Total 510 |  |  | 114733.8565 | 52380.0861 | 14040.6255 | 22899.6745 | 9016.3964 | 11907.8103 | 4382.4562 | 106.8075 | 0
269
270 |  | 511 | Maintenance of Structures |  | F13 |  | 38695.593 | 17665.9144 | 4735.3967 | 7723.2345 | 3040.9054 | 4016.0751 | 1478.0445 | 36.0223 | 0 | 303
271 |  |  |  | CAGW | F13 |  | 4165.8725 | 1901.869 | 509.8012 | 831.4645 | 327.3764 | 432.3608 | 159.1226 | 3.8781 | 0 | 304
272 |  |  |  | CAGE | F13 |  | 0 | 0 | 0 | 0 | 0 | 0 | 0 | 0 | 0 | 305
273 |  |  |  | JBG | F13 |  | 1284943.4683 | 586622.3929 | 157245.739 | 256461.2401 | 100977.6891 | 133359.6162 | 49080.617 | 1196.1741 | 0 | 306
274 |  |  |  | CAGE | F13 |  | 0 | 0 | 0 | 0 | 0 | 0 | 0 | 0 | 0 | 307
275 |  |  |  | Total 511 |  |  | 1327804.9339 | 606190.1763 | 162490.9369 | 265015.9391 | 104345.971 | 137808.0521 | 50717.7841 | 1236.0745 | 0
276
277 |  | 512 | Maintenance of Boiler Plant |  | F13 |  | 5270.7213 | 2406.2717 | 645.0077 | 1051.9807 | 414.2013 | 547.029 | 201.3242 | 4.9066 | 0 | 311
278 |  |  |  |  | F13 |  | 222242.9709 | 101461.8204 | 27197.1188 | 44357.3662 | 17465.0342 | 23065.7909 | 8488.951 | 206.8895 | 0 | 312
279 |  |  |  | JBG | F13 |  | 3999159.3153 | 1825758.4593 | 489399.5553 | 798190.257 | 314275.2004 | 415058.2222 | 152754.7409 | 3722.8802 | 0 | 313
280 |  |  |  | Total 512 |  |  | 4226673.0075 | 1929626.5514 | 517241.6818 | 843599.6038 | 332154.4359 | 438671.042 | 161445.0161 | 3934.6763 | 0
281
282 |  | 513 | Maintenance of Electric Plant |  | F13 |  | 14456.6088 | 6599.9561 | 1769.1363 | 2885.3875 | 1136.0772 | 1500.3989 | 552.1949 | 13.4579 | 0 | 317
283 |  |  |  | CAGW | F13 |  | 135120.0645 | 61687.115 | 16535.4001 | 26968.5478 | 10618.453 | 14023.6208 | 5161.1423 | 125.7854 | 0 | 318
284 |  |  |  | CAGE | F13 |  | 0 | 0 | 0 | 0 | 0 | 0 | 0 | 0 | 0 | 319
285 |  |  |  | JBG | F13 |  | 1964012.7542 | 896641.6733 | 240347.2562 | 391996.3476 | 154342.5639 | 203837.7513 | 75018.8316 | 1828.3303 | 0 | 320
286 |  |  |  | CAGE | F13 |  | 0 | 0 | 0 | 0 | 0 | 0 | 0 | 0 | 0 | 321
287 |  |  |  | Total 513 |  |  | 2113589.4275 | 964928.7444 | 258651.7926 | 421850.2828 | 166097.0941 | 219361.7711 | 80732.1689 | 1967.5736 | 0
288
289 |  | 514 | Maint of Misc. Steam Plant |  | F13 |  | 2226.8326 | 1016.6283 | 272.51 | 444.4524 | 174.9963 | 231.1149 | 85.0577 | 2.073 | 0 | 325
290 |  |  |  | CAGW | F13 |  | 4576.3757 | 2089.2782 | 560.0368 | 913.3966 | 359.6359 | 474.9654 | 174.8025 | 4.2602 | 0 | 326
291 |  |  |  | CAGE | F13 |  | 0 | 0 | 0 | 0 | 0 | 0 | 0 | 0 | 0 | 327
292 |  |  |  | JBG | F13 |  | 403387.278 | 184160.6391 | 49364.7637 | 80511.87 | 31700.3169 | 41866.1007 | 15408.0681 | 375.5196 | 0 | 328
293 |  |  |  | CAGE | F13 |  | 0 | 0 | 0 | 0 | 0 | 0 | 0 | 0 | 0 | 329
294 |  |  |  | Total 514 |  |  | 410190.4862 | 187266.5456 | 50197.3104 | 81869.7191 | 32234.9492 | 42572.1809 | 15667.9283 | 381.8528 | 0
295
296 |  | Total Steam Power Generation |  |  |  |  | 11892242.7892 | 5429231.7861 | 1455320.4495 | 2373566.9373 | 934555.6632 | 1234252.6917 | 454244.5856 | 11070.6757 | 0
297
298
299 | [6 empty] | D: NUCLEAR POWER GENERATION
300
301
302 |  | 517 | Operation Super & Engineering |  | F13 |  | 0 | 0 | 0 | 0 | 0 | 0 | 0 | 0 | 0 | 336
303
304 |  | 518 | Nuclear Fuel Expense |  | F13 |  | 0 | 0 | 0 | 0 | 0 | 0 | 0 | 0 | 0 | 340
305
306 |  | 519 | Coolants and Water |  | F13 |  | 0 | 0 | 0 | 0 | 0 | 0 | 0 | 0 | 0 | 345
307
308 |  | 520 | Steam Expenses |  | F13 |  | 0 | 0 | 0 | 0 | 0 | 0 | 0 | 0 | 0 | 349
309
310 |  | 523 | Electric Expenses |  | F13 |  | 0 | 0 | 0 | 0 | 0 | 0 | 0 | 0 | 0 | 353
311
312 |  | 524 | Misc. Nuclear Expenses |  | F13 |  | 0 | 0 | 0 | 0 | 0 | 0 | 0 | 0 | 0 | 357
313
314 |  | 528 | Maint Supervision & Eng |  | F13 |  | 0 | 0 | 0 | 0 | 0 | 0 | 0 | 0 | 0 | 361
315
316 |  | 529 | Maintenance of Structures |  | F13 |  | 0 | 0 | 0 | 0 | 0 | 0 | 0 | 0 | 0 | 365
317
318 |  | 530 | Maintenance of Reactor Plant |  | F13 |  | 0 | 0 | 0 | 0 | 0 | 0 | 0 | 0 | 0 | 369
319
320 |  | 531 | Maintenance of Electric Plant |  | F13 |  | 0 | 0 | 0 | 0 | 0 | 0 | 0 | 0 | 0 | 373
321
322 |  | 532 | Maintenance of Misc Nuclear |  | F13 |  | 0 | 0 | 0 | 0 | 0 | 0 | 0 | 0 | 0 | 377
323
324 |  | Total Nuclear Power Generation |  |  |  |  | 0 | 0 | 0 | 0 | 0 | 0 | 0 | 0 | 0 | 380
325
326
327
328 |  | Distribution - METER - Unbundled |  |  |  |  | D: HYDRAULIC POWER GENERATION
329
330 |  | A |  | B | C |  | D | E | F | G | H | I | J | K
331 |  | FERC ACCT |  | DESCRIPTION | COS Factor |  | Washington Jurisdiction Normalized | Residential Schedule 16 | Small General Service Schedule 24 | Large General Service < 1,000 kW Schedule 36 | Large General Service > 1,000 kW Schedule 48 | Large General Dedicated Facilities Schedule 48 | Agricultural Pumping Schedule 40 | Street & Area Lighting Sch. 15, 51-54, 57
332 |  | 535 | Operation Super & Engineering
333 |  |  |  | DGP | F13 |  | 0 | 0 | 0 | 0 | 0 | 0 | 0 | 0 | 0 | 385
334 |  |  |  | CN | F13 |  | 0 | 0 | 0 | 0 | 0 | 0 | 0 | 0 | 0 | 386
335 |  |  |  | SG | F13 |  | -187501.686 | -85601.1882 | -22945.6329 | -37423.37 | -14734.8793 | -19460.1191 | -7161.9481 | -174.5483 | 0 | 387
336 |  |  |  | SG-P | F13 |  | 534439.6353 | 243990.7011 | 65402.3757 | 106668.5461 | 41999.1079 | 55467.5489 | 20413.8374 | 497.5183 | 0 | 388
337 |  |  |  | SG-U | F13 |  | 172879.8935 | 78925.8199 | 21156.2822 | 34505.0136 | 13585.8211 | 17942.5763 | 6603.4437 | 160.9366 | 0 | 389
338
339 |  | 536 | Water For Power |  | F13 |  | 9727.0215 | 4440.7313 | 1190.3502 | 1941.4115 | 764.4011 | 1009.5322 | 371.5402 | 9.055 | 0 | 398
340
341 |  | 537 | Hydraulic Expenses |  | F13 |  | 273085.711 | 124673.3395 | 33419.0301 | 54505.0438 | 21460.527 | 28342.5742 | 10430.9765 | 254.2198 | 0 | 406
342
343 |  | 538 | Electric Expenses |  | F13 |  | 0 | 0 | 0 | 0 | 0 | 0 | 0 | 0 | 0 | 410
344
345 |  | 539 | Misc. Hydro Expenses |  | F13 |  | 1117888.6752 | 510355.9385 | 136802.307 | 223118.8554 | 87849.6353 | 116021.6059 | 42699.673 | 1040.6601 | 0 | 418
346
347 |  | 540 | Rents (Hydro Generation) |  | F13 |  | 131586.7602 | 60074.036 | 16103.0099 | 26263.3373 | 10340.7872 | 13656.912 | 5026.1817 | 122.4962 | 0 | 426
348
349 |  | 541 | Maint Supervision & Engineering |  | F13 |  | 22.4707 | 10.2587 | 2.7499 | 4.4849 | 1.7659 | 2.3321 | 0.85831 | 0.020918 | 0 | 434
350
351 |  | 542 | Maintenance of Structures |  | F13 |  | 51777.689 | 23638.3565 | 6336.3262 | 10334.2837 | 4068.9661 | 5373.8183 | 1977.7375 | 48.2007 | 0 | 442
352
353 |  | 543 | Maint of Dams & Waterways |  | F13 |  | 54079.4315 | 24689.1838 | 6618.0033 | 10793.6873 | 4249.8492 | 5612.7078 | 2065.6565 | 50.3434 | 0 | 450
354
355 |  | 544 | Maintenance of Electric Plant |  | F13 |  | 73486.0425 | 33548.992 | 8992.8992 | 14667.0434 | 5774.9239 | 7626.8495 | 2806.9253 | 68.4093 | 0 | 458
356
357 |  | 545 | Maint of Misc. Hydro Plant |  | F13
|  |  |  | SG | F13 |  | 78636.3054 | 35900.2702 | 9623.1657 | 15694.9818 | 6179.6589 | 8161.3766 | 3003.6484 | 73.2038 | 0 | 461
|  |  |  | SG-P | F13 |  | 183435.2892 | 83744.7335 | 22448.0052 | 36611.7599 | 14415.3203 | 19038.0825 | 7006.6251 | 170.7628 | 0 | 462
|  |  |  | SG-U | F13 |  | 52673.1197 | 24047.1525 | 6445.9051 | 10513.0023 | 4139.3338 | 5466.7518 | 2011.94 | 49.0342 | 0 | 463
|  |  |  | CAGW | F13 |  | 0 | 0 | 0 | 0 | 0 | 0 | 0 | 0 | 0 | 464
|  |  |  | CAGE | F13 |  | 0 | 0 | 0 | 0 | 0 | 0 | 0 | 0 | 0 | 465
363
364 |  | Total Hydraulic Power Generation |  |  |  |  | 2546216.3587 | 1162438.3251 | 311594.7766 | 508198.081 | 200095.2184 | 264262.5491 | 97257.0957 | 2370.3128 | 0
365
366
367 | [6 empty] | D: OTHER POWER GENERATION
368
369
370 |  | 546 | Operation Super & Engineering |  | F13 |  | 25418.0108 | 11604.2259 | 3110.5445 | 5073.1684 | 1997.4824 | 2638.043 | 970.8845 | 23.662 | 0 | 472
371
372 |  | 547 | Fuel |  | F30 |  | 0 | 0 | 0 | 0 | 0 | 0 | 0 | 0 | 0 | 476
373 |  |  |  | CAEW/CAEE | F30 |  | 0 | 0 | 0 | 0 | 0 | 0 | 0 | 0 | 0 | 477
374
375
376 |  | 547NPC | Fuel-NPC |  | F30
377 |  |  |  | CAEW | F30 |  | 0 | 0 | 0 | 0 | 0 | 0 | 0 | 0 | 0 | 480
378 |  |  |  | S | F30 |  | 0 | 0 | 0 | 0 | 0 | 0 | 0 | 0 | 0 | 481
379 |  |  |  | Total 547 |  |  | 0 | 0 | 0 | 0 | 0 | 0 | 0 | 0 | 0
380
381 |  | 548 | Generation Expense |  | F13 |  | 24730.2028 | 11290.2171 | 3026.3736 | 4935.8891 | 1943.4308 | 2566.6579 | 944.6125 | 23.0217 | 0 | 486
382 |  |  |  | CAGW | F13 |  | 1225560.4627 | 559511.9388 | 149978.7075 | 244609.0149 | 96311.0568 | 127196.4697 | 46812.3813 | 1140.8935 | 0 | 488
383 |  |  |  | Total 548 |  |  | 1250290.6655 | 570802.1559 | 153005.0812 | 249544.904 | 98254.4876 | 129763.1277 | 47756.9938 | 1163.9152 | 0
384
385 |  | 549 | Miscellaneous Other |  | F13 |  | 485297.6542 | 221555.639 | 59388.5958 | 96860.3221 | 38137.2697 | 50367.2811 | 18536.7753 | 451.7712 | 0 | 492
386 |  |  |  | CAGE/CAGW | F13 |  | 170137.2886 | 77673.7233 | 20820.6542 | 33957.6184 | 13370.2927 | 17657.9313 | 6498.6852 | 158.3835 | 0 | 493
387
388 |  | 550/551 | Maint Supervision & Engineering
389 |  |  |  | CAGW | F13 |  | 0 | 0 | 0 | 0 | 0 | 0 | 0 | 0 | 0 | 498
390 |  |  |  | SG | F13 |  | 617033.6263 | 281697.7955 | 75509.8656 | 123153.4405 | 48489.7828 | 64039.6793 | 23568.6564 | 574.4063 | 0 | 499
391 |  |  |  | Total 550 |  |  | 617033.6263 | 281697.7955 | 75509.8656 | 123153.4405 | 48489.7828 | 64039.6793 | 23568.6564 | 574.4063 | 0
392
393 |  | 552 | Maintenance of Structures |  | F13 |  | 3311.7667 | 1511.9393 | 405.2795 | 660.9939 | 260.2562 | 343.7162 | 126.4986 | 3.083 | 0 | 505
394
395 |  | 553 | Maint of Generation & Elect Plant |  | F13 |  | 968506.3101 | 442157.5759 | 118521.5492 | 193303.702 | 76110.3749 | 100517.7527 | 36993.7576 | 901.5977 | 0 | 509
396 |  |  |  | CAGW | F13 |  | 795706.517 | 363268.3247 | 97375.0693 | 158814.6756 | 62530.8485 | 82583.4897 | 30393.3735 | 740.7357 | 0 | 510
397 |  |  |  | Total 553 |  |  | 1764212.8271 | 805425.9006 | 215896.6185 | 352118.3776 | 138641.2234 | 183101.2425 | 67387.1312 | 1642.3334 | 0
398
399 |  | 554 | Maintenance of Misc. Other |  | F13 |  | 70717.7581 | 32285.1717 | 8654.1287 | 14114.5228 | 5557.3774 | 7339.5393 | 2701.1859 | 65.8323 | 0 | 514
400 |  |  |  | CAGW | F13 |  | 0 | 0 | 0 | 0 | 0 | 0 | 0 | 0 | 0 | 515
401 |  |  |  | Total 554 |  |  | 70717.7581 | 32285.1717 | 8654.1287 | 14114.5228 | 5557.3774 | 7339.5393 | 2701.1859 | 65.8323 | 0
402
403 |  | Total Other Power Generation |  |  |  |  | 4386419.5973 | 2002556.5511 | 536790.768 | 875483.3478 | 344708.1723 | 455250.5605 | 167546.8108 | 4083.3869 | 0
404
405
406 | [6 empty] | D: OTHER POWER SUPPLY
407
408
409 |  | 555 | Purchased Power |  | F13 |  | 0 | 0 | 0 | 0 | 0 | 0 | 0 | 0 | 0 | 520
410 |  |  |  | SG | F13 |  | 0 | 0 | 0 | 0 | 0 | 0 | 0 | 0 | 0 | 521
411 |  |  |  | SE | F13 |  | 0 | 0 | 0 | 0 | 0 | 0 | 0 | 0 | 0 | 522
412
413 |  | 555NPC | Purchased Power-NPC
414 |  |  |  | CAGW | F30 |  | 0 | 0 | 0 | 0 | 0 | 0 | 0 | 0 | 0 | 525
415 |  |  |  | CAEW | F30 |  | 0 | 0 | 0 | 0 | 0 | 0 | 0 | 0 | 0 | 526
416 |  |  |  | DGP | F30 |  | 0 | 0 | 0 | 0 | 0 | 0 | 0 | 0 | 0 | 527
417 |  |  |  | DGP | F30 |  | 0 | 0 | 0 | 0 | 0 | 0 | 0 | 0 | 0 | 528
418 |  |  |  | Total 555 |  |  | 0 | 0 | 0 | 0 | 0 | 0 | 0 | 0 | 0
419
420
421 |  | 556 | System Control & Load Dispatch |  | F13 |  | 64230.5235 | 29323.5184 | 7860.2494 | 12819.7389 | 5047.576 | 6666.2528 | 2453.3949 | 59.7932 | 0 | 532
422
423 |  | 557 | Other Expenses |  | F13 |  | 2100426.4086 | 958919.3581 | 257040.9602 | 419223.0823 | 165062.6741 | 217995.6291 | 80229.3849 | 1955.3199 | 0 | 541
424
425
426 |  | Embedded Cost Differentials
427 |  |  |  | Company Owned Hydro | F13 |  | 0 | 0 | 0 | 0 | 0 | 0 | 0 | 0 | 0 | 544
428 |  |  |  | Company Owned Hydro | F13 |  | 0 | 0 | 0 | 0 | 0 | 0 | 0 | 0 | 0 | 545
|  |  |  | Mid-C Contract | F13 |  | 0 | 0 | 0 | 0 | 0 | 0 | 0 | 0 | 0 | 546
430 |  |  |  | Mid-C Contract | F13 |  | 0 | 0 | 0 | 0 | 0 | 0 | 0 | 0 | 0 | 547
431 |  |  |  | Existing QF Contracts | F13 |  | 0 | 0 | 0 | 0 | 0 | 0 | 0 | 0 | 0 | 548
432 |  |  |  | Existing QF Contracts | F13 |  | 0 | 0 | 0 | 0 | 0 | 0 | 0 | 0 | 0 | 548
433 | [6 empty] | 0 | 0 | 0 | 0 | 0 | 0 | 0 | 0 | 0
434
435 |  | Total Other Power Supply |  |  |  |  | 2164656.9322 | 988242.8765 | 264901.2096 | 432042.8212 | 170110.2501 | 224661.8819 | 82682.7797 | 2015.1132 | 0
436
437 |  | TOTAL GENERATION EXPENSE |  |  |  |  | 20989535.6774 | 9582469.5389 | 2568607.2037 | 4189291.1873 | 1649469.304 | 2178427.6833 | 801731.2718 | 19539.4886 | 0
438
439 |  | Distribution - METER - Unbundled |  |  |  |  | D: TRANSMISSION EXPENSE
440
441
442 |  | A |  | B | C |  | D | E | F | G | H | I | J | K
443 |  | FERC ACCT |  | DESCRIPTION | COS Factor |  | Washington Jurisdiction Normalized | Residential Schedule 16 | Small General Service Schedule 24 | Large General Service < 1,000 kW Schedule 36 | Large General Service > 1,000 kW Schedule 48 | Large General Dedicated Facilities Schedule 48 | Agricultural Pumping Schedule 40 | Street & Area Lighting Sch. 15, 51-54, 57
444 |  | 560 | Operation Supervision & Eng |  | F12 |  | 0 | 0 | 0 | 0 | 0 | 0 | 0 | 0 | 0 | 560
445
446 |  | 561 | Load Dispatching |  | F12 |  | 0 | 0 | 0 | 0 | 0 | 0 | 0 | 0 | 0 | 565
447
448 |  | 562 | Station Expense |  | F12 |  | 0 | 0 | 0 | 0 | 0 | 0 | 0 | 0 | 0 | 571
449
450 |  | 563 | Overhead Line Expense |  | F12 |  | 0 | 0 | 0 | 0 | 0 | 0 | 0 | 0 | 0 | 576
451
452 |  | 564 | Underground Line Expense |  | F12 |  | 0 | 0 | 0 | 0 | 0 | 0 | 0 | 0 | 0 | 580
453
454 |  | 565 | Transm of Electricity by Others |  | F12 |  | 0 | 0 | 0 | 0 | 0 | 0 | 0 | 0 | 0 | 584
455
456 |  | 565NPC | Transmission of Electricity by Others-NPC
457 |  |  | CAGW |  | F12 |  | 0 | 0 | 0 | 0 | 0 | 0 | 0 | 0 | 0 | 587
458 |  |  | SE |  | F12 |  | 0 | 0 | 0 | 0 | 0 | 0 | 0 | 0 | 0 | 588
459 |  |  | SE |  | F12 |  | 0 | 0 | 0 | 0 | 0 | 0 | 0 | 0 | 0 | 589
460 | [6 empty] | 0 | 0 | 0 | 0 | 0 | 0 | 0 | 0 | 0
461
462 |  | 566 | Misc. Transmission Expense |  | F12 |  | 0 | 0 | 0 | 0 | 0 | 0 | 0 | 0 | 0 | 595
463
464 |  | 567 | Rents - Transmission |  | F12 |  | 0 | 0 | 0 | 0 | 0 | 0 | 0 | 0 | 0 | 600
465
466 |  | 568 | Maint Supervision & Engineering |  | F12 |  | 0 | 0 | 0 | 0 | 0 | 0 | 0 | 0 | 0 | 605
467
468 |  | 569 | Maintenance of Structures |  | F12 |  | 0 | 0 | 0 | 0 | 0 | 0 | 0 | 0 | 0 | 610
469
470 |  | 570 | Maint of Station Equipment |  | F12 |  | 0 | 0 | 0 | 0 | 0 | 0 | 0 | 0 | 0 | 616
471
472 |  | 571 | Maintenance of Overhead Lines |  | F12 |  | 0 | 0 | 0 | 0 | 0 | 0 | 0 | 0 | 0 | 622
473
474 |  | 572 | Maint of Underground Lines |  | F12 |  | 0 | 0 | 0 | 0 | 0 | 0 | 0 | 0 | 0 | 628
475
476 |  | 573 | Maint of Misc Transmission Plant |  | F12 |  | 0 | 0 | 0 | 0 | 0 | 0 | 0 | 0 | 0 | 631
477
478
479 |  | TOTAL TRANSMISSION EXPENSE |  |  |  |  | 0 | 0 | 0 | 0 | 0 | 0 | 0 | 0 | 0
480
481
482
483
484
485
486
487
488
489
490
491 |  | Distribution - METER - Unbundled |  |  |  |  | D: DISTRIBUTION EXPENSE
492
493
494 |  | A |  | B | C |  | D | E | F | G | H | I | J | K
495 |  | FERC ACCT |  | DESCRIPTION | COS Factor |  | Washington Jurisdiction Normalized | Residential Schedule 16 | Small General Service Schedule 24 | Large General Service < 1,000 kW Schedule 36 | Large General Service > 1,000 kW Schedule 48 | Large General Dedicated Facilities Schedule 48 | Agricultural Pumping Schedule 40 | Street & Area Lighting Sch. 15, 51-54, 57
496 |  | 580 | Operation Supervision & Eng |  | F131 |  | 0 | 0 | 0 | 0 | 0 | 0 | 0 | 0 | 0 | 639
497
498 |  | 581 | Load Dispatching |  | F20 |  | 0 | 0 | 0 | 0 | 0 | 0 | 0 | 0 | 0 | 644
499
500 |  | 582 | Station Expense |  | F120 |  | 0 | 0 | 0 | 0 | 0 | 0 | 0 | 0 | 0 | 649
501
502 |  | 583 | Overhead Line Expenses |  | F132 |  | 0 | 0 | 0 | 0 | 0 | 0 | 0 | 0 | 0 | 654
503
504 |  | 584 | Underground Line Expense |  | F133 |  | 0 | 0 | 0 | 0 | 0 | 0 | 0 | 0 | 0 | 659
505
506 |  | 585 | Street Lighting & Signal Systems |  | F130 |  | 0 | 0 | 0 | 0 | 0 | 0 | 0 | 0 | 0 | 664
507
508 |  | 586 | Meter Expenses |  | F127 |  | 0 | 0 | 0 | 0 | 0 | 0 | 0 | 0 | 0 | 669
509
510 |  | 587 | Customer Installation Expenses |  | F20 |  | 0 | 0 | 0 | 0 | 0 | 0 | 0 | 0 | 0 | 674
511
512 |  | 588 | Misc. Distribution Expenses |  | F131 |  | 0 | 0 | 0 | 0 | 0 | 0 | 0 | 0 | 0 | 680
513
514 |  | 589 | Rents |  | F131 |  | 0 | 0 | 0 | 0 | 0 | 0 | 0 | 0 | 0 | 685
515
516 |  | 590 | Maint Supervision & Engineering |  | F131 |  | 0 | 0 | 0 | 0 | 0 | 0 | 0 | 0 | 0 | 690
517
518 |  | 591 | Maintenance of Structures |  | F119 |  | 0 | 0 | 0 | 0 | 0 | 0 | 0 | 0 | 0 | 695
519
520 |  | 592 | Maint of Station Equipment |  | F120 |  | 0 | 0 | 0 | 0 | 0 | 0 | 0 | 0 | 0 | 700
521
522 |  | 593 | Maintenance of Overhead Lines |  | F134 |  | 0 | 0 | 0 | 0 | 0 | 0 | 0 | 0 | 0 | 705
523
524 |  | 594 | Maint of Underground Lines |  | F135 |  | 0 | 0 | 0 | 0 | 0 | 0 | 0 | 0 | 0 | 710
525
526 |  | 595 | Maint of Line Transformers |  | F125 |  | 0 | 0 | 0 | 0 | 0 | 0 | 0 | 0 | 0 | 715
527
528 |  | 596 | Maint of Street Lighting & Signals |  | F130 |  | 0 | 0 | 0 | 0 | 0 | 0 | 0 | 0 | 0 | 720
529
530 |  | 597 | Maintenance of Meters |  | F127 |  | 0 | 0 | 0 | 0 | 0 | 0 | 0 | 0 | 0 | 725
531
532 |  | 598 | Maint of Misc. Distribution Plant |  | F131 |  | 0 | 0 | 0 | 0 | 0 | 0 | 0 | 0 | 0 | 730
533
534 |  | TOTAL DISTRIBUTION EXPENSE |  |  |  |  | 0 | 0 | 0 | 0 | 0 | 0 | 0 | 0 | 0
535
536
537 | [6 empty] | D: CUSTOMER ACCOUNTS EXPENSE
538
539
540 |  | 901 | Supervision |  | F136 |  | 0 | 0 | 0 | 0 | 0 | 0 | 0 | 0 | 0 | 737
541
542 |  | 902 | Meter Reading Expense |  | F41 |  | 0 | 0 | 0 | 0 | 0 | 0 | 0 | 0 | 0 | 742
543
544 |  | 903 | Customer Receipts & Collections |  | F42 |  | 0 | 0 | 0 | 0 | 0 | 0 | 0 | 0 | 0 | 747
545
546 |  | 904 | Uncollectible Accounts |  | F80 |  | 0 | 0 | 0 | 0 | 0 | 0 | 0 | 0 | 0 | 753
547
548 |  | 905 | Misc. Customer Accounts Exp |  | F136 |  | 0 | 0 | 0 | 0 | 0 | 0 | 0 | 0 | 0 | 758
549
550 |  | TOTAL CUSTOMER ACCOUNTS EXPENSE |  |  |  |  | 0 | 0 | 0 | 0 | 0 | 0 | 0 | 0 | 0
551
552 |  | Distribution - METER - Unbundled |  |  |  |  | D: CUSTOMER SERVICE EXPENSE
553
554 |  | A |  | B | C |  | D | E | F | G | H | I | J | K
555 |  | FERC ACCT |  | DESCRIPTION | COS Factor |  | Washington Jurisdiction Normalized | Residential Schedule 16 | Small General Service Schedule 24 | Large General Service < 1,000 kW Schedule 36 | Large General Service > 1,000 kW Schedule 48 | Large General Dedicated Facilities Schedule 48 | Agricultural Pumping Schedule 40 | Street & Area Lighting Sch. 15, 51-54, 57
556 |  | 907 | Supervision |  | F40 |  | 0 | 0 | 0 | 0 | 0 | 0 | 0 | 0 | 0 | 765
557
558 |  | 908 | Customer Assistance |  | F40 |  | 5174.3143 | 4077.5874 | 766.3948 | 39.4191 | 2.4465 | 0.036821 | 189.2902 | 99.1394 | 0 | 770
559
560 |  | 909 | Informational & Instructional Adv |  | F40 |  | 0 | 0 | 0 | 0 | 0 | 0 | 0 | 0 | 0 | 776
561
562 |  | 910 | Misc. Customer Service |  | F40 |  | 0 | 0 | 0 | 0 | 0 | 0 | 0 | 0 | 0 | 781
563
564 |  | TOTAL CUSTOMER SERVICE EXPENSE |  |  |  |  | 5174.3143 | 4077.5874 | 766.3948 | 39.4191 | 2.4465 | 0.036821 | 189.2902 | 99.1394 | 0
565
566
567 | [6 empty] | D: SALES EXPENSE
568
569
570 |  | 911 | Supervision |  | F40 |  | 0 | 0 | 0 | 0 | 0 | 0 | 0 | 0 | 0 | 788
571
572 |  | 912 | Demonstration & Selling Expense |  | F40 |  | 0 | 0 | 0 | 0 | 0 | 0 | 0 | 0 | 0 | 793
573
574 |  | 913 | Advertising Expense |  | F40 |  | 0 | 0 | 0 | 0 | 0 | 0 | 0 | 0 | 0 | 798
575
576 |  | 916 | Misc. Sales Expense |  | F40 |  | 0 | 0 | 0 | 0 | 0 | 0 | 0 | 0 | 0 | 803
577
578 |  | TOTAL SALES EXPENSE |  |  |  |  | 0 | 0 | 0 | 0 | 0 | 0 | 0 | 0 | 0
579
580
581 | [6 empty] | D: ADMINISTRATION & GENERAL EXPENSE
582
583
584 |  | 920 | Administrative & General Salaries |  | F102G |  | 0 | 0 | 0 | 0 | 0 | 0 | 0 | 0 | 0 | 809
585 |  |  |  | Customer - System | F42 |  | 0 | 0 | 0 | 0 | 0 | 0 | 0 | 0 | 0 | 810
586 |  |  |  | System Overheads | F102G |  | 0 | 0 | 0 | 0 | 0 | 0 | 0 | 0 | 0 | 811
587 |  |  |  | Administrative & General Salaries |  |  | 0 | 0 | 0 | 0 | 0 | 0 | 0 | 0 | 0
588
589 |  | 921 | Office Supplies & expenses |  | F102G |  | 0 | 0 | 0 | 0 | 0 | 0 | 0 | 0 | 0 | 815
590 |  |  |  | Customer - System | F42 |  | 0 | 0 | 0 | 0 | 0 | 0 | 0 | 0 | 0 | 816
591 |  |  |  | System Overheads | F102G |  | 0 | 0 | 0 | 0 | 0 | 0 | 0 | 0 | 0 | 817
592 |  |  |  | Office Supplies & expenses |  |  | 0 | 0 | 0 | 0 | 0 | 0 | 0 | 0 | 0
593
594 |  | 922 | A&G Expenses Transferred |  | F102G |  | 0 | 0 | 0 | 0 | 0 | 0 | 0 | 0 | 0 | 821
595
596 |  | 923 | Outside Services |  | F102G |  | 0 | 0 | 0 | 0 | 0 | 0 | 0 | 0 | 0 | 825
597 |  |  |  | Customer - System | F42 |  | 0 | 0 | 0 | 0 | 0 | 0 | 0 | 0 | 0 | 826
598 |  |  |  | System Overheads | F102G |  | 0 | 0 | 0 | 0 | 0 | 0 | 0 | 0 | 0 | 827
599 |  |  |  | JBG | F102G |  | 0 | 0 | 0 | 0 | 0 | 0 | 0 | 0 | 0 | 828
600 |  |  |  | System Overheads | F102G |  | 0 | 0 | 0 | 0 | 0 | 0 | 0 | 0 | 0 | 829
601 |  |  |  | Outside Services |  |  | 0 | 0 | 0 | 0 | 0 | 0 | 0 | 0 | 0
602
603 |  | 924 | Property Insurance
604 |  |  |  | S | F102G |  | 0 | 0 | 0 | 0 | 0 | 0 | 0 | 0 |  | 833
605 |  |  |  | CAGW | F102G |  | 0 | 0 | 0 | 0 | 0 | 0 | 0 | 0 |  | 834
606 |  |  |  | SO | F102G |  | 0 | 0 | 0 | 0 | 0 | 0 | 0 | 0 |  | 835
607
608 |  | 925 | Injuries & Damages |  | F102G |  | 0 | 0 | 0 | 0 | 0 | 0 | 0 | 0 | 0 | 839
609 |  |  | Injuries & Damages |  | F102G |  | 0 | 0 | 0 | 0 | 0 | 0 | 0 | 0 | 0 | 840
610
611 |  | 926 | Employee Pensions & Benefits |  | F138G |  | 0 | 0 | 0 | 0 | 0 | 0 | 0 | 0 | 0 | 847
612
613 |  | 927 | Franchise Requirements |  | F102 |  | 0 | 0 | 0 | 0 | 0 | 0 | 0 | 0 | 0 | 852
614
615 |  | 928 | Regulatory Commission Expense |  | F141 |  | 0 | 0 | 0 | 0 | 0 | 0 | 0 | 0 | 0 | 859
616 |  |  |  | Regulatory Expense | F141 |  | 0 | 0 | 0 | 0 | 0 | 0 | 0 | 0 | 0 | 860
617
618 |  | 929 | Duplicate Charges |  | F138G |  | 0 | 0 | 0 | 0 | 0 | 0 | 0 | 0 | 0 | 868
619
620 |  | 930 | Misc General Expenses
621 |  |  |  | Situs | F138G |  | 0 | 0 | 0 | 0 | 0 | 0 | 0 | 0 | 0 | 871
622 |  |  |  | Customer | F138G |  | 0 | 0 | 0 | 0 | 0 | 0 | 0 | 0 | 0 | 872
623 |  |  |  | Labor | F138G |  | 0 | 0 | 0 | 0 | 0 | 0 | 0 | 0 | 0 | 873
624 |  |  |  | Labor | F138G |  | 0 | 0 | 0 | 0 | 0 | 0 | 0 | 0 | 0 | 874
625 |  |  |  | Customer | F138G |  | 0 | 0 | 0 | 0 | 0 | 0 | 0 | 0 | 0 | 875
626
627 |  | 931 | Rents |  | F102G |  | 0 | 0 | 0 | 0 | 0 | 0 | 0 | 0 | 0 | 881
628
629 |  | 935 | Maintenance of General Plant |  | F108 |  | 0 | 0 | 0 | 0 | 0 | 0 | 0 | 0 | 0 | 887
630
631 |  | TOTAL ADMINISTRATIVE & GEN EXPENSE |  |  |  |  | 0 | 0 | 0 | 0 | 0 | 0 | 0 | 0 | 0
632
633
634 |  | TOTAL O & M EXPENSE |  |  |  |  | 20994709.9917 | 9586547.1262 | 2569373.5985 | 4189330.6064 | 1649471.7505 | 2178427.7201 | 801920.562 | 19638.628 | 0
635
636 |  | Distribution - METER - Unbundled |  |  |  |  | D: DEPRECIATION EXPENSE
637
638 |  | A |  | B | C |  | D | E | F | G | H | I | J | K
639 |  | FERC ACCT |  | DESCRIPTION | COS Factor |  | Washington Jurisdiction Normalized | Residential Schedule 16 | Small General Service Schedule 24 | Large General Service < 1,000 kW Schedule 36 | Large General Service > 1,000 kW Schedule 48 | Large General Dedicated Facilities Schedule 48 | Agricultural Pumping Schedule 40 | Street & Area Lighting Sch. 15, 51-54, 57
640 |  | 403SP | Steam Depreciation |  | F13 |  | 3008952.9515 | 1373694.0371 | 368222.4488 | 600555.4518 | 236459.52 | 312288.2997 | 114932.1125 | 2801.0816 | 0 | 900
641
642 |  | 403NP | Nuclear Depreciation |  | F13 |  | 0 | 0 | 0 | 0 | 0 | 0 | 0 | 0 | 0 | 904
643
644 |  | 403HP | Hydro Depreciation |  | F13 |  | 2083072.248 | 950996.5666 | 254917.2342 | 415759.3739 | 163698.8919 | 216194.5038 | 79566.513 | 1939.1647 | 0 | 913
645
646 |  | 403OP | Other Generation Depreciation |  | F13 |  | 0 | 0 | 0 | 0 | 0 | 0 | 0 | 0 | 0 | 916
647 |  |  |  | SG | F13 |  | 366737.3585 | 167428.6473 | 44879.7075 | 73196.9305 | 28820.1714 | 38062.3386 | 14008.1617 | 341.4016 | 0 | 917
648 |  |  |  | CAGW | F13 |  | 3341338.1687 | 1525439.7102 | 408898.2921 | 666896.0552 | 262580.1175 | 346785.3543 | 127628.1353 | 3110.5042 | 0 | 918
649 |  |  |  | CAGE | F13 |  | 0 | 0 | 0 | 0 | 0 | 0 | 0 | 0 | 0 | 919
650 |  |  |  | SG | F13 |  | 8477657.642 | 3870352.2252 | 1037458.5138 | 1692051.5534 | 666219.4088 | 879865.2996 | 323818.6565 | 7891.9847 | 0 | 920
651 |  |  |  | CAGE | F13 |  | 0 | 0 | 0 | 0 | 0 | 0 | 0 | 0 | 0 | 921
652 |  |  |  | Total 403OP |  |  | 12185733.1692 | 5563220.5827 | 1491236.5133 | 2432144.5391 | 957619.6976 | 1264712.9924 | 465454.9534 | 11343.8905 | 0
653
654 |  | 403TP | Transmission Depreciation |  | F106 |  | 0 | 0 | 0 | 0 | 0 | 0 | 0 | 0 | 0 | 929
655
656 |  | 403 | Distribution Depreciation
657 |  |  |  | Land Rights | F118 |  | 0 | 0 | 0 | 0 | 0 | 0 | 0 | 0 | 0 | 932
658 |  |  |  | Structures | F119 |  | 0 | 0 | 0 | 0 | 0 | 0 | 0 | 0 | 0 | 933
659 |  |  |  | Station Equip | F120 |  | 0 | 0 | 0 | 0 | 0 | 0 | 0 | 0 | 0 | 934
660 |  |  |  | Poles & Towers | F121 |  | 0 | 0 | 0 | 0 | 0 | 0 | 0 | 0 | 0 | 936
661 |  |  |  | OH Conductors | F122 |  | 0 | 0 | 0 | 0 | 0 | 0 | 0 | 0 | 0 | 937
662 |  |  |  | UG Conduit | F123 |  | 0 | 0 | 0 | 0 | 0 | 0 | 0 | 0 | 0 | 938
663 |  |  |  | UG Conductor | F124 |  | 0 | 0 | 0 | 0 | 0 | 0 | 0 | 0 | 0 | 939
664 |  |  |  | Line Transformer | F125 |  | 0 | 0 | 0 | 0 | 0 | 0 | 0 | 0 | 0 | 940
665 |  |  |  | Services | F126 |  | 0 | 0 | 0 | 0 | 0 | 0 | 0 | 0 | 0 | 941
666 |  |  |  | Meters | F127 |  | 0 | 0 | 0 | 0 | 0 | 0 | 0 | 0 | 0 | 942
667 |  |  |  | Inst Cust Premises | F128 |  | 0 | 0 | 0 | 0 | 0 | 0 | 0 | 0 | 0 | 943
668 |  |  |  | Leased Property | F129 |  | 0 | 0 | 0 | 0 | 0 | 0 | 0 | 0 | 0 | 944
669 |  |  |  | Street Lighting | F130 |  | 0 | 0 | 0 | 0 | 0 | 0 | 0 | 0 | 0 | 945
670 |  |  | Total Distribution Expense |  |  |  | 0 | 0 | 0 | 0 | 0 | 0 | 0 | 0 | 0
671
672 |  | 403GP | General Depreciation
673 |  |  |  | S | F107G |  | 0 | 0 | 0 | 0 | 0 | 0 | 0 | 0 | 0 | 949
674 |  |  |  | DGP | F105G |  | 0 | 0 | 0 | 0 | 0 | 0 | 0 | 0 | 0 | 950
675 |  |  |  | DGU | F105G |  | 0 | 0 | 0 | 0 | 0 | 0 | 0 | 0 | 0 | 951
676 |  |  |  | SE | F13 |  | 0 | 0 | 0 | 0 | 0 | 0 | 0 | 0 | 0 | 952
677 |  |  |  | CN | F42 |  | 0 | 0 | 0 | 0 | 0 | 0 | 0 | 0 | 0 | 953
678 |  |  |  | SG/CAGW/CAGE | F105G |  | 23625.8947 | 10379.0038 | 2945.0051 | 4860.6482 | 1926.1433 | 2596.1064 | 892.4762 | 26.5116 | 0 | 954
679 |  |  |  | SO | F102G |  | 555629.4049 | 244091.4852 | 69260.0823 | 114311.8229 | 45298.6809 | 61054.7485 | 20989.0897 | 623.4953 | 0 | 955
680 |  |  |  | CAEW | F105G |  | 184745.2814 | 81159.7618 | 23028.7909 | 38008.3734 | 15061.6895 | 20300.5395 | 6978.8158 | 207.3105 | 0 | 956
681 |  |  |  | JBG | F105G |  | 26830.4523 | 11786.7861 | 3344.4582 | 5519.9345 | 2187.4006 | 2948.2358 | 1013.5295 | 30.1076 | 0 | 957
682 |  |  |  | JBE | F13 |  | 0 | 0 | 0 | 0 | 0 | 0 | 0 | 0 | 0 | 958
683 |  |  | Total General Expense |  |  |  | 790831.0333 | 347417.0369 | 98578.3365 | 162700.7791 | 64473.9143 | 86899.6302 | 29873.9112 | 887.4251 | 0
684
685 |  | 403GV0 | General Vehicles |  | F105G |  | 0 | 0 | 0 | 0 | 0 | 0 | 0 | 0 | 0 | 962
686
687 |  | 403MP | Mining Depreciation |  | F13 |  | 0 | 0 | 0 | 0 | 0 | 0 | 0 | 0 | 0 | 966
688
689 |  | 403EP | Experimental Plant Depreciation |  | F13 |  | 0 | 0 | 0 | 0 | 0 | 0 | 0 | 0 | 0 | 972
690
691
692 |  | TOTAL DEPRECIATION EXPENSE |  |  |  |  | 18068589.4019 | 8235328.2233 | 2212954.5329 | 3611160.1439 | 1422252.0238 | 1880095.4261 | 689827.4901 | 16971.5618 | 0
693
694 | [6 empty] | D: AMORTIZATION EXPENSE
695
696
697 |  | 404CLG | Amort of LT Plant - Cap. Lease Gen
698 |  |  |  | S | F12 |  | 0 | 0 | 0 | 0 | 0 | 0 | 0 | 0 | 0 | 977
699 |  |  |  | SG/CAGW | F13 |  | 0 | 0 | 0 | 0 | 0 | 0 | 0 | 0 | 0 | 978
700 |  |  |  | SO | F102G |  | 2379.2307 | 1045.211 | 296.5749 | 489.4885 | 193.971 | 261.4392 | 89.8762 | 2.6698 | 0 | 979
701 |  |  |  | DGU | F13 | [10 empty] | 980
702 |  |  |  | CN | F42 |  | 0 | 0 | 0 | 0 | 0 | 0 | 0 | 0 | 0 | 981
703 |  |  |  | DGP | F13 |  | 0 | 0 | 0 | 0 | 0 | 0 | 0 | 0 | 0 | 982
704 |  |  |  | SG | F13 |  | 0 | 0 | 0 | 0 | 0 | 0 | 0 | 0 | 0 | 983
705 |  |  | Total Amort. Cap. Lease General |  |  |  | 2379.2307 | 1045.211 | 296.5749 | 489.4885 | 193.971 | 261.4392 | 89.8762 | 2.6698 | 0
706
707 |  | 404CLS | Amort of LT Plant - Cap Lease Steam |  | F13 |  | 0 | 0 | 0 | 0 | 0 | 0 | 0 | 0 | 0 | 989
708
709 |  | 404IP | Amort of LT Plant - Intangible Plant
710 |  |  |  | S | F107G |  | 0 | 0 | 0 | 0 | 0 | 0 | 0 | 0 | 0 | 992
711 |  |  |  | SE | F13 |  | 0 | 0 | 0 | 0 | 0 | 0 | 0 | 0 | 0 | 993
712 |  |  |  | SG | F105G |  | 172730.1784 | 75881.4516 | 21531.0894 | 35536.459 | 14082.1367 | 18980.2727 | 6524.9412 | 193.8279 | 0 | 994
713 |  |  |  | SO | F102G |  | 883521.734 | 388136.6436 | 110132.3786 | 181770.4015 | 72030.6895 | 97084.8497 | 33375.3339 | 991.4372 | 0 | 995
714 |  |  |  | CN | F42 |  | 0 | 0 | 0 | 0 | 0 | 0 | 0 | 0 | 0 | 996
715 |  |  |  | SG-P | F13 |  | 129821.0308 | 59267.9177 | 15886.9277 | 25910.9162 | 10202.0268 | 13473.6533 | 4958.7367 | 120.8524 | 0 | 997
716 |  |  |  | SG-U | F13 |  | 15631.6541 | 7136.406 | 1912.9332 | 3119.9142 | 1228.4185 | 1622.3526 | 597.0778 | 14.5518 | 0 | 998
717 |  |  |  | DGP | F13 |  | 0 | 0 | 0 | 0 | 0 | 0 | 0 | 0 | 0 | 999
718 |  |  |  | CAGE | F105G |  | 0 | 0 | 0 | 0 | 0 | 0 | 0 | 0 | 0 | 1000
719 |  |  |  | CAGE | F105G |  | 0 | 0 | 0 | 0 | 0 | 0 | 0 | 0 | 0 | 1001
720 |  |  |  | CAGW | F105G |  | 70212.8997 | 30844.9676 | 8752.1488 | 14445.176 | 5724.2322 | 7715.2701 | 2652.3162 | 78.7889 | 0 | 1002
721 |  |  |  | CAGE | F105G |  | 0 | 0 | 0 | 0 | 0 | 0 | 0 | 0 | 0 | 1003
722 |  |  |  | JBG | F105G |  | 50263.1776 | 22080.9294 | 6265.3844 | 10340.8412 | 4097.7954 | 5523.116 | 1898.7086 | 56.4024 | 0 | 1004
723 |  |  |  | CAEW | F13 |  | 0 | 0 | 0 | 0 | 0 | 0 | 0 | 0 | 0 | 1005
724 |  |  |  | CAEE | F13 |  | 0 | 0 | 0 | 0 | 0 | 0 | 0 | 0 | 0 | 1006
725 |  |  |  | DGU | F13 |  | 0 | 0 | 0 | 0 | 0 | 0 | 0 | 0 | 0 | 1007
726 |  |  | Total Amort. Intangible Plant |  |  |  | 1322180.6747 | 583348.3159 | 164480.8621 | 271123.7082 | 107365.2992 | 144399.5144 | 50007.1144 | 1455.8606 | 0
727
728 |  | Distribution - METER - Unbundled |  |  |  |  | D: AMORTIZATION EXPENSE (continued)
729
730
731 |  | A |  | B | C |  | D | E | F | G | H | I | J | K
732 |  | FERC ACCT |  | DESCRIPTION | COS Factor |  | Washington Jurisdiction Normalized | Residential Schedule 16 | Small General Service Schedule 24 | Large General Service < 1,000 kW Schedule 36 | Large General Service > 1,000 kW Schedule 48 | Large General Dedicated Facilities Schedule 48 | Agricultural Pumping Schedule 40 | Street & Area Lighting Sch. 15, 51-54, 57
733 |  | 404O | Amort of LT Plant - Other Plant |  | F13 |  | 0 | 0 | 0 | 0 | 0 | 0 | 0 | 0 | 0 | 1012
734
735 |  | 404HP | Amort of Other Electric Plant |  | F110 |  | 18423.3291 | 9530.3483 | 2551.2065 | 2951.0255 | 1158.109 | 1422.1842 | 714.0164 | 96.4391 | 0 | 1020
736
737 |  | 405 | Amort of Other Electric Plant |  | F110 |  | 0 | 0 | 0 | 0 | 0 | 0 | 0 | 0 | 0 | 1028
738
739 |  | 406 | Amort of Plant Acquisition Adj |  | F13 |  | 0 | 0 | 0 | 0 | 0 | 0 | 0 | 0 | 0 | 1036
740
741 |  | 407 | Amort of Prop Losses, Unrec Plant, |  | F110 |  | 60533.3154 | 31313.753 | 8382.4692 | 9696.1497 | 3805.1852 | 4672.854 | 2346.0354 | 316.8688 | 0 | 1049
742
743
744 |  | TOTAL AMORTIZATION EXPENSE |  |  |  |  | 1403516.5499 | 625237.6282 | 175711.1126 | 284260.372 | 112522.5644 | 150755.9918 | 53157.0425 | 1871.8384 | 0
745
746
747 | [6 empty] | D: TAX OTHER THAN INCOME
748
749
750 |  | 408 | Total Taxes Other Than Income |  | F101G |  | 10099916.5313 | 4436988.3175 | 1258936.7874 | 2077898.4389 | 823414.2286 | 1109825.0161 | 381524.8026 | 11328.9402 | 0 | 1062
751
752
753 | [6 empty] | D: DEFERRED ITC
754
755
756 |  | 41140 | Deferred I T C - Federal |  | F101G |  | 0 | 0 | 0 | 0 | 0 | 0 | 0 | 0 | 0 | 1067
757
758 |  | 41141 | Deferred I T C - Idaho |  | F101G |  | 0 | 0 | 0 | 0 | 0 | 0 | 0 | 0 | 0 | 1072
759
760 |  | TOTAL DEFERRED ITC |  |  |  |  | 0 | 0 | 0 | 0 | 0 | 0 | 0 | 0 | 0
761
762
763 | [6 empty] | D: DEFERRED INCOME TAXES
764
765
766 |  | 41010 | Deferred Income Tax - Federal-DR |  | F101G |  | 11911729.285 | 5232934.6995 | 1484776.0526 | 2450650.3206 | 971125.5881 | 1308915.287 | 449966.1111 | 13361.2261 | 0 | 1120
767
768 |  | 41011 | Deferred Income Tax - State-DR |  | F101G |  | 0 | 0 | 0 | 0 | 0 | 0 | 0 | 0 | 0 | 1135
769
770 |  | 41110 | Deferred Income Tax - Federal-CR |  | F101G |  | -10773689.0949 | -4732982.9412 | -1342921.3495 | -2216516.511 | -878344.7733 | -1183862.2266 | -406976.5916 | -12084.7018 | 0 | 1151
771
772 |  | 41111 | Deferred Income Tax - State-CR |  | F101G |  | 0 | 0 | 0 | 0 | 0 | 0 | 0 | 0 | 0 | 1166
773
774 |  | TOTAL DEFERRED INCOME TAXES |  |  |  |  | 1138040.1901 | 499951.7583 | 141854.7031 | 234133.8096 | 92780.8148 | 125053.0604 | 42989.5195 | 1276.5243 | 0
775
776
777
778
779
780 |  | 40911 | State Income Taxes |  | F101G |  | 0 | 0 | 0 | 0 | 0 | 0 | 0 | 0 | 0 | 1263
781
782 |  | 40910 | Federal Income Tax |  | F101G |  | -16200213.5695 | -7116906.177 | -2019328.0572 | -3332938.2853 | -1320752.1388 | -1780153.5518 | -611963.7985 | -18171.5611 | 0 | 1296
783
784
785 |  | TOTAL OPERATING EXPENSES |  |  |  |  | 35430196.0863 | 16236102.3791 | 4329814.2937 | 7047899.9614 | 2773284.3822 | 3655588.4895 | 1354712.5967 | 32793.9838 | 0
786
787
788 |  | Distribution - METER - Unbundled |  |  |  |  | D: STEAM GENERATION PLANT
789
790 |  | A |  | B | C |  | D | E | F | G | H | I | J | K
791 |  | FERC ACCT |  | DESCRIPTION | COS Factor |  | Washington Jurisdiction Normalized | Residential Schedule 16 | Small General Service Schedule 24 | Large General Service < 1,000 kW Schedule 36 | Large General Service > 1,000 kW Schedule 48 | Large General Dedicated Facilities Schedule 48 | Agricultural Pumping Schedule 40 | Street & Area Lighting Sch. 15, 51-54, 57
792 |  | 310 | Land and Land Rights |  | F13 |  | 2429639.8661 | 1109217.0101 | 297328.6574 | 484930.6357 | 190934.0178 | 252163.4983 | 92804.2568 | 2261.7899 | 0 | 1305
793 |  |  |  |  | F13 |  | 293026.5297 | 133777.0324 | 35859.2999 | 58485.0221 | 23027.5826 | 30412.1594 | 11192.6503 | 272.783 | 0 | 1306
794 |  |  |  | JBG | F13 |  | 195569.1215 | 89284.2594 | 23932.8903 | 39033.5456 | 15368.8613 | 20297.4089 | 7470.0976 | 182.0584 | 0 | 1308
795 |  |  |  | Total 310 |  |  | 2918235.5173 | 1332278.302 | 357120.8476 | 582449.2034 | 229330.4617 | 302873.0666 | 111467.0047 | 2716.6313 | 0
796
797 |  | 311 | Structures and Improvements |  | F13 |  | 500524.556 | 228507.2612 | 61251.9972 | 99899.452 | 39333.8806 | 51947.626 | 19118.3929 | 465.9462 | 0 | 1316
798 |  |  |  |  | F13 |  | 11446887.4514 | 5225911.2352 | 1400819.8189 | 2284678.6827 | 899557.2731 | 1188030.8786 | 437233.4756 | 10656.0874 | 0 | 1317
799 |  |  |  | JBG | F13 |  | 24763864.9368 | 11305585.0815 | 3030493.044 | 4942607.7231 | 1946076.1633 | 2570151.6104 | 945898.2436 | 23053.071 | 0 | 1319
800 |  |  |  | Total 311 |  |  | 36711276.9443 | 16760003.5779 | 4492564.8601 | 7327185.8577 | 2884967.317 | 3810130.115 | 1402250.112 | 34175.1046 | 0
801
802 |  | 312 | Boiler Plant Equipment
803 |  |  |  | SG | F13 |  | 3643037.1861 | 1663176.0417 | 445818.893 | 727112.0149 | 286289.2302 | 378097.5997 | 139152.0461 | 3391.3606 | 0 | 1324
804 |  |  |  | S | F13 |  | 0 | 0 | 0 | 0 | 0 | 0 | 0 | 0 | 0 | 1325
805 |  |  |  | CAGW | F13 |  | -667271.7019 | -304633.2637 | -81657.7806 | -133180.4335 | -52437.7579 | -69253.7067 | -25487.5857 | -621.1737 | 0 | 1326
806 |  |  |  | JBG | F13 |  | 135638020.9437 | 61923580.5871 | 16598785.3681 | 27071926.4366 | 10659156.8025 | 14077377.6166 | 5180926.5678 | 126267.565 | 0 | 1327
807 |  |  |  | Total 312 |  |  | 138613786.428 | 63282123.3651 | 16962946.4805 | 27665858.0181 | 10893008.2748 | 14386221.5095 | 5294591.0282 | 129037.7519 | 0
808
809 |  | 314 | Turbogenerator Units |  | F13 |  | 2108883.8387 | 962780.4758 | 258075.9433 | 420911.0967 | 165727.3039 | 218873.3951 | 80552.4309 | 1963.1931 | 0 | 1333
810 |  |  |  |  | F13 |  | 6588411.4187 | 3007844.1324 | 806260.8574 | 1314977.8213 | 517752.3964 | 683787.295 | 251655.6606 | 6133.2557 | 0 | 1334
811 |  |  |  | JBG | F13 |  | 34076012.9254 | 15556911.829 | 4170072.8219 | 6801214.7977 | 2677874.2601 | 3536625.6326 | 1301591.6884 | 31721.8959 | 0 | 1336
812 |  |  |  | Total 314 |  |  | 42773308.1828 | 19527536.4371 | 5234409.6226 | 8537103.7156 | 3361353.9604 | 4439286.3226 | 1633799.7798 | 39818.3447 | 0
813
814 |  | 315 | Accessory Electric Equipment |  | F13 |  | 504569.6748 | 230354.0018 | 61747.0211 | 100706.8153 | 39651.7676 | 52367.4542 | 19272.9031 | 469.7118 | 0 | 1343
[5 empty] | F13 |  | 1618311.8173 | 738816.9006 | 198041.8936 | 322998.0662 | 127175.5463 | 167958.7065 | 61814.1921 | 1506.5119 | 0 | 1344
816 |  |  |  | JBG | F13 |  | 10230202.8665 | 4670451.4503 | 1251927.3023 | 2041841.1999 | 803943.7299 | 1061755.604 | 390760.1236 | 9523.4566 | 0 | 1346
817 |  |  |  | Total 316 |  |  | 12353084.3586 | 5639622.3526 | 1511716.217 | 2465546.0814 | 970771.0438 | 1282081.7647 | 471847.2188 | 11499.6803 | 0
818
819 |  | 316 | Misc Power Plant Equipment |  | F13 |  | 84120.119 | 38403.8261 | 10294.2508 | 16789.4935 | 6610.6062 | 8730.5217 | 3213.112 | 78.3087 | 0 | 1353
[5 empty] | F13 |  | 76566.8141 | 34955.4738 | 9369.9105 | 15281.9331 | 6017.0273 | 7946.5916 | 2924.6006 | 71.2773 | 0 | 1354
821 |  |  |  | JBG | F13 |  | 988366.2349 | 451224.3379 | 120951.9196 | 197267.5347 | 77671.0734 | 102578.9422 | 37752.3415 | 920.0857 | 0 | 1356
822 |  |  |  | Total 316 |  |  | 1149053.1679 | 524583.6377 | 140616.0808 | 229338.9613 | 90298.7069 | 119256.0554 | 43890.0542 | 1069.6716 | 0
823
824 |  | S00 | Unclassified Steam Plant - Acct 300 |  | F13 |  | 5971442.0571 | 2726175.676 | 730758.8562 | 1191837.2073 | 469267.6639 | 619754.2855 | 228089.4589 | 5558.9092 | 0 | 1364
825
826
827
828 |  | Total Steam Generation Plant |  |  |  |  | 240490186.656 | 109792323.3486 | 29430132.9647 | 47999319.0448 | 18898997.4285 | 24959603.1193 | 9185934.6566 | 223876.0936 | 0
829
830
831 | [6 empty] | D: NUCLEAR GENERATION
832
833
834 |  | 320 | Land and Land Rights |  | F13 |  | 0 | 0 | 0 | 0 | 0 | 0 | 0 | 0 | 0 | 1370
835
836 |  | 321 | Structures and Improvements |  | F13 |  | 0 | 0 | 0 | 0 | 0 | 0 | 0 | 0 | 0 | 1374
837
838 |  | 322 | Reactor Plant Equipment |  | F13 |  | 0 | 0 | 0 | 0 | 0 | 0 | 0 | 0 | 0 | 1378
839
840 |  | 323 | Turbogenerator Units |  | F13 |  | 0 | 0 | 0 | 0 | 0 | 0 | 0 | 0 | 0 | 1382
841
842 |  | 324 | Land and Land Rights |  | F13 |  | 0 | 0 | 0 | 0 | 0 | 0 | 0 | 0 | 0 | 1386
843
844 |  | 325 | Misc. Power Plant Equipment |  | F13 |  | 0 | 0 | 0 | 0 | 0 | 0 | 0 | 0 | 0 | 1390
845
846 |  | N00 | Unclassified Nuclear Plt - Acct 300 |  | F13 |  | 0 | 0 | 0 | 0 | 0 | 0 | 0 | 0 | 0 | 1396
847
848 |  | Total Nuclear Generation Plant |  |  |  |  | 0 | 0 | 0 | 0 | 0 | 0 | 0 | 0 | 0
849
850
851 | [6 empty] | D: HYDRAULIC GENERATION PLANT
852
853
854 |  | 330 | Land and Land Rights |  | F13 |  | 1982932.5507 | 905279.2333 | 242662.5778 | 395772.5405 | 155829.3821 | 205801.3683 | 75741.5057 | 1845.9431 | 0 | 1408
855
856 |  | 331 | Structures and Improvements |  | F13 |  | 17360741.8893 | 7925796.1149 | 2124531.3552 | 3465022.0052 | 1364299.3957 | 1801808.3542 | 663123.2767 | 16161.3874 | 0 | 1417
857
858 |  | 332 | Reservoirs, Dams & Waterways |  | F13 |  | 42308791.0655 | 19315467.8523 | 5177564.0576 | 8444390.9707 | 3324849.7357 | 4391075.7779 | 1616056.7528 | 39385.9184 | 0 | 1426
859
860 |  | 333 | Water Wheel, Turbines, & Generators |  | F13 |  | 8726660.4331 | 3984030.8553 | 1067930.3819 | 1741749.899 | 685787.3719 | 905708.395 | 333329.7447 | 8123.7853 | 0 | 1435
861
862 |  | 334 | Accessory Electric Equipment |  | F13 |  | 5161393.8492 | 2356359.8594 | 631628.7137 | 1030160.0807 | 405609.7691 | 535682.3237 | 197148.2799 | 4804.8226 | 0 | 1444
863
864 |  | 335 | Misc. Power Plant Equipment |  | F13 |  | 150919.7995 | 68900.256 | 18468.9023 | 30122.0092 | 11860.0802 | 15663.4179 | 5764.6403 | 140.4936 | 0 | 1453
865
866 |  | 336 | Roads, Railroads & Bridges |  | F13 |  | 1564773.4176 | 714374.717 | 191490.0994 | 312312.3631 | 122968.2142 | 162402.1504 | 59769.2013 | 1456.6722 | 0 | 1462
867
868 |  | H00 | Unclassified Hydro Plant - Acct 300 |  | F13 |  | 0 | 0 | 0 | 0 | 0 | 0 | 0 | 0 | 0 | 1468
869
870 |  | Total Hydraulic Plant |  |  |  |  | 77256213.005 | 35270208.8882 | 9454276.088 | 15419529.8685 | 6071203.949 | 8018141.7875 | 2950933.4013 | 71919.0226 | 0
871
872 |  | Distribution - METER - Unbundled
873 |  | A |  | B | C |  | D | E | F | G | H | I | J | K
874 |  | FERC ACCT |  | DESCRIPTION | COS Factor |  | Washington Jurisdiction Normalized | Residential Schedule 16 | Small General Service Schedule 24 | Large General Service < 1,000 kW Schedule 36 | Large General Service > 1,000 kW Schedule 48 | Large General Dedicated Facilities Schedule 48 | Agricultural Pumping Schedule 40 | Street & Area Lighting Sch. 15, 51-54, 57
875 |  | 340 | Land and Land Rights |  | F13 |  | 1446730.1302 | 660483.758 | 177044.4802 | 288752.161 | 113691.7451 | 150150.8663 | 55260.3357 | 1346.7838 | 0 | 1480
876 |  |  |  | Total 340 |  |  | 1446730.1302 | 660483.758 | 177044.4802 | 288752.161 | 113691.7451 | 150150.8663 | 55260.3357 | 1346.7838 | 0
877
878 |  | 341 | Structures and Improvements |  | F13 |  | 11913475.9637 | 5438925.4855 | 1457918.8721 | 2377804.8563 | 936224.279 | 1236456.4058 | 455055.6231 | 11090.442 | 0 | 1488
879 |  |  |  | Total 341 |  |  | 11913475.9637 | 5438925.4855 | 1457918.8721 | 2377804.8563 | 936224.279 | 1236456.4058 | 455055.6231 | 11090.442 | 0
880
881 |  | 342 | Fuel Holders, Producers & Access |  | F13 |  | 297669.2685 | 135896.6078 | 36427.4579 | 59411.6641 | 23392.4337 | 30894.0124 | 11369.9876 | 277.105 | 0 | 1496
882 |  |  |  | Total 342 |  |  | 297669.2685 | 135896.6078 | 36427.4579 | 59411.6641 | 23392.4337 | 30894.0124 | 11369.9876 | 277.105 | 0
883
884 |  | 343 | Prime Movers |  | F13 |  | 235293707.6903 | 107419945.8856 | 28794210.6885 | 46962156.3428 | 18490630.4844 | 24420279.4387 | 8987446.2405 | 219038.6097 | 0 | 1505
885 |  |  |  | Total 343 |  |  | 235293707.6903 | 107419945.8856 | 28794210.6885 | 46962156.3428 | 18490630.4844 | 24420279.4387 | 8987446.2405 | 219038.6097 | 0
886
887 |  | 344 | Generators |  | F13 |  | 28529875.1386 | 13024902.6784 | 3491360.8346 | 5694263.8622 | 2242029.2669 | 2961012.1328 | 1089747.4547 | 26558.9091 | 0 | 1514
888 |  |  |  | Total 344 |  |  | 28529875.1386 | 13024902.6784 | 3491360.8346 | 5694263.8622 | 2242029.2669 | 2961012.1328 | 1089747.4547 | 26558.9091 | 0
889
890 |  | 345 | Accessory Electric Plant |  | F13 |  | 22141275.1396 | 10108279.5655 | 2709552.0213 | 4419166.3047 | 1739979.1141 | 2297962.5394 | 845723.9336 | 20611.6609 | 0 | 1522
891 |  |  |  | Total 345 |  |  | 22141275.1396 | 10108279.5655 | 2709552.0213 | 4419166.3047 | 1739979.1141 | 2297962.5394 | 845723.9336 | 20611.6609 | 0
892
893 |  | 346 | Misc. Power Plant Equipment |  | F13 |  | 1268345.5518 | 579044.8537 | 155214.5589 | 253148.47 | 99673.3366 | 131636.9787 | 48446.6311 | 1180.7228 | 0 | 1529
894
895 |  | O00 | Unclassified Other Prod - Acct 300 |  | F13 |  | 0 | 0 | 0 | 0 | 0 | 0 | 0 | 0 | 0 | 1534
896
897 |  | Total Other Generation Plant |  |  |  |  | 300891078.8825 | 137367478.8344 | 36821728.9136 | 60054703.661 | 23645620.6597 | 31228392.3742 | 11493050.2063 | 280104.2333 | 0
898
899 |  | Experimental Plant
900 |  | 103 | Experimental Plant |  | F13 |  | 0 | 0 | 0 | 0 | 0 | 0 | 0 | 0 | 0 | 1540
901
902 |  | TOTAL GENERATION PLANT |  |  |  |  | 618637478.5435 | 282430011.0712 | 75706137.9663 | 123473552.5742 | 48615822.0371 | 64206137.2809 | 23629918.2642 | 575899.3496 | 0
903
904 | [6 empty] | D: TRANSMISSION PLANT
905 |  | 350 | Land and Land Rights
906 |  |  |  | Demand | F12 |  | 0 | 0 | 0 | 0 | 0 | 0 | 0 | 0 | 0 | 1549
907 |  |  |  | Direct Assigned | A | 0 | 0 | 0 | 0 | 0 | 0 | 0 | 0 | 0 | 0
908 | [6 empty] | 0 | 0 | 0 | 0 | 0 | 0 | 0 | 0 | 0
909 |  | 352 | Structures and Improvements
910 |  |  |  | Demand | F12 |  | 0 | 0 | 0 | 0 | 0 | 0 | 0 | 0 | 0 | 1556
911 |  |  |  | Direct Assigned | A | 0 | 0 | 0 | 0 | 0 | 0 | 0 | 0 | 0 | 0
912 | [6 empty] | 0 | 0 | 0 | 0 | 0 | 0 | 0 | 0 | 0
913 |  | 353 | Station Equipment
914 |  |  |  | Demand | F12 |  | 0 | 0 | 0 | 0 | 0 | 0 | 0 | 0 | 0 | 1562
915 |  |  |  | Direct Assigned | A | 0 | 0 | 0 | 0 | 0 | 0 | 0 | 0 | 0 | 0
916 | [6 empty] | 0 | 0 | 0 | 0 | 0 | 0 | 0 | 0 | 0
917 |  | 354 | Towers and Fixtures
918 |  |  |  | Demand | F12 |  | 0 | 0 | 0 | 0 | 0 | 0 | 0 | 0 | 0 | 1568
919 |  |  |  | Direct Assigned | A | 0 | 0 | 0 | 0 | 0 | 0 | 0 | 0 | 0 | 0
920 | [6 empty] | 0 | 0 | 0 | 0 | 0 | 0 | 0 | 0 | 0
921 |  | 355 | Poles and Fixtures
922 |  |  |  | Demand | F12 |  | 0 | 0 | 0 | 0 | 0 | 0 | 0 | 0 | 0 | 1575
923 |  |  |  | Direct Assigned | A | 0 | 0 | 0 | 0 | 0 | 0 | 0 | 0 | 0 | 0
924 | [6 empty] | 0 | 0 | 0 | 0 | 0 | 0 | 0 | 0 | 0
925 |  | 356 | Overhead Conductors
926 |  |  |  | Demand | F12 |  | 0 | 0 | 0 | 0 | 0 | 0 | 0 | 0 | 0 | 1581
927 |  |  |  | Direct Assigned | A | 0 | 0 | 0 | 0 | 0 | 0 | 0 | 0 | 0 | 0
928 | [6 empty] | 0 | 0 | 0 | 0 | 0 | 0 | 0 | 0 | 0
929 |  | 357 | Underground Conduit
930 |  |  |  | Demand | F12 |  | 0 | 0 | 0 | 0 | 0 | 0 | 0 | 0 | 0 | 1587
931 |  |  |  | Direct Assigned | A | 0 | 0 | 0 | 0 | 0 | 0 | 0 | 0 | 0 | 0
932 | [6 empty] | 0 | 0 | 0 | 0 | 0 | 0 | 0 | 0 | 0
933 |  | 358 | Underground Conductors
934 |  |  |  | Demand | F12 |  | 0 | 0 | 0 | 0 | 0 | 0 | 0 | 0 | 0 | 1593
935 |  |  |  | Direct Assigned | A | 0 | 0 | 0 | 0 | 0 | 0 | 0 | 0 | 0 | 0
936 | [6 empty] | 0 | 0 | 0 | 0 | 0 | 0 | 0 | 0 | 0
937 |  | 359 | Roads and Trails
938 |  |  |  | Demand | F12 |  | 0 | 0 | 0 | 0 | 0 | 0 | 0 | 0 | 0 | 1599
939 |  |  |  | Direct Assigned | A | 0 | 0 | 0 | 0 | 0 | 0 | 0 | 0 | 0 | 0
940 | [6 empty] | 0 | 0 | 0 | 0 | 0 | 0 | 0 | 0 | 0
941
942 |  | T00 | Unclassified Trans Plant - Acct 300 |  | F13 |  | 0 | 0 | 0 | 0 | 0 | 0 | 0 | 0 | 0 | 1604
943 |  | TS0 | Unclassified Trans Sub - Acct 300 |  | F13 |  | 0 | 0 | 0 | 0 | 0 | 0 | 0 | 0 | 0 | 1608
944
945 |  | TOTAL TRANSMISSION PLANT |  |  |  |  | 0 | 0 | 0 | 0 | 0 | 0 | 0 | 0 | 0
946 |  | Distribution - METER - Unbundled |  |  |  |  | D: DISTRIBUTION PLANT
947 |  | A |  | B | C |  | D | E | F | G | H | I | J | K
948 |  | FERC ACCT |  | DESCRIPTION | COS Factor |  | Washington Jurisdiction Normalized | Residential Schedule 16 | Small General Service Schedule 24 | Large General Service < 1,000 kW Schedule 36 | Large General Service > 1,000 kW Schedule 48 | Large General Dedicated Facilities Schedule 48 | Agricultural Pumping Schedule 40 | Street & Area Lighting Sch. 15, 51-54, 57
949
950 |  | 360 | Land and Land Rights
951 |  |  |  | Demand Primary | F20A |  | 0 | 0 | 0 | 0 | 0 | 0 | 0 | 0 | 0 | 1614
952 |  |  |  | Assigned | A | 0 | 0 | 0 | 0 | 0 | 0 | 0 | 0 | 0 | 0
953 | [6 empty] | 0 | 0 | 0 | 0 | 0 | 0 | 0 | 0 | 0
954 |  | 361 | Structures and Improvements
955 |  |  |  | Demand Primary | F20 |  | 0 | 0 | 0 | 0 | 0 | 0 | 0 | 0 | 0 | 1620
956 |  |  |  | Assigned | A | 0 | 0 | 0 | 0 | 0 | 0 | 0 | 0 | 0 | 0
957 | [6 empty] | 0 | 0 | 0 | 0 | 0 | 0 | 0 | 0 | 0
958 |  | 362 | Station Equipment
959 |  |  |  | Demand Primary | F20A |  | 0 | 0 | 0 | 0 | 0 | 0 | 0 | 0 | 0 | 1626
960 |  |  |  | Assigned | A | 0 | 0 | 0 | 0 | 0 | 0 | 0 | 0 | 0 | 0
961 | [6 empty] | 0 | 0 | 0 | 0 | 0 | 0 | 0 | 0 | 0
962 |  | 364 | Poles, Towers & Fixtures
963 |  |  |  | Demand Primary | F20A | 0 | 0 | 0 | 0 | 0 | 0 | 0 | 0 | 0 | 0 | 1632
964 |  |  |  | Demand Secondary | F22 | 0 | 0 | 0 | 0 | 0 | 0 | 0 | 0 | 0 | 0
965 |  |  |  | Assigned | A | 0 | 0 | 0 | 0 | 0 | 0 | 0 | 0 | 0 | 0
966 | [6 empty] | 0 | 0 | 0 | 0 | 0 | 0 | 0 | 0 | 0
967 |  | 365 | Overhead Conductors
968 |  |  |  | Demand Primary | F20A | 0 | 0 | 0 | 0 | 0 | 0 | 0 | 0 | 0 | 0 | 1639
969 |  |  |  | Demand Secondary | F22 | 0 | 0 | 0 | 0 | 0 | 0 | 0 | 0 | 0 | 0
970 |  |  |  | Assigned | A | 0 | 0 | 0 | 0 | 0 | 0 | 0 | 0 | 0 | 0
971 | [6 empty] | 0 | 0 | 0 | 0 | 0 | 0 | 0 | 0 | 0
972 |  | 366 | Underground Conduit
973 |  |  |  | Demand Primary | F20A | 0 | 0 | 0 | 0 | 0 | 0 | 0 | 0 | 0 | 0 | 1646
974 |  |  |  | Demand Secondary | F22 | 0 | 0 | 0 | 0 | 0 | 0 | 0 | 0 | 0 | 0
975 |  |  |  | Assigned | A | 0 | 0 | 0 | 0 | 0 | 0 | 0 | 0 | 0 | 0
976 | [6 empty] | 0 | 0 | 0 | 0 | 0 | 0 | 0 | 0 | 0
977 |  | 367 | Underground Conductors
978 |  |  |  | Demand Primary | F20A | 0 | 0 | 0 | 0 | 0 | 0 | 0 | 0 | 0 | 0 | 1653
979 |  |  |  | Demand Secondary | F22 | 0 | 0 | 0 | 0 | 0 | 0 | 0 | 0 | 0 | 0
980 |  |  |  | Assigned | A | 0 | 0 | 0 | 0 | 0 | 0 | 0 | 0 | 0 | 0
981 | [6 empty] | 0 | 0 | 0 | 0 | 0 | 0 | 0 | 0 | 0
982 |  | 368 | Line Transformers
983 |  |  |  | Demand Secondary | F21 |  | 0 | 0 | 0 | 0 | 0 | 0 | 0 | 0 | 0 | 1660
984 |  |  |  | Assigned | A | 0 | 0 | 0 | 0 | 0 | 0 | 0 | 0 | 0 | 0
985 | [6 empty] | 0 | 0 | 0 | 0 | 0 | 0 | 0 | 0 | 0
986 |  | 369 | Services
987 |  |  |  | Customer | F70 |  | 0 | 0 | 0 | 0 | 0 | 0 | 0 | 0 | 0 | 1666
988 |  |  |  | Assigned | A | 0 | 0 | 0 | 0 | 0 | 0 | 0 | 0 | 0 | 0
989 | [6 empty] | 0 | 0 | 0 | 0 | 0 | 0 | 0 | 0 | 0
990 |  | 370 | Meters
991 |  |  |  | Customer | F60A |  | 0 | 0 | 0 | 0 | 0 | 0 | 0 | 0 | 0 | 1673
992 |  |  |  | Assigned | A | 0 | 0 | 0 | 0 | 0 | 0 | 0 | 0 | 0 | 0
993 | [6 empty] | 0 | 0 | 0 | 0 | 0 | 0 | 0 | 0 | 0
994 |  | 371 | Install on Customers' Premises
995 |  |  |  | Demand Primary | F20 | 0 | 0 | 0 | 0 | 0 | 0 | 0 | 0 | 0 | 0 | 1679
996 |  |  |  | Demand Secondary | F22 | 0 | 0 | 0 | 0 | 0 | 0 | 0 | 0 | 0 | 0
997 |  |  |  | Assigned | A | 0 | 0 | 0 | 0 | 0 | 0 | 0 | 0 | 0 | 0
998 | [6 empty] | 0 | 0 | 0 | 0 | 0 | 0 | 0 | 0 | 0
999 |  | 372 | Leased Property
1000 |  |  |  | Demand Primary | F20 | 0 | 0 | 0 | 0 | 0 | 0 | 0 | 0 | 0 | 0 | 1686
1001 |  |  |  | Demand Secondary | F22 | 0 | 0 | 0 | 0 | 0 | 0 | 0 | 0 | 0 | 0
1002 |  |  |  | Assigned | A | 0 | 0 | 0 | 0 | 0 | 0 | 0 | 0 | 0 | 0
1003 | [6 empty] | 0 | 0 | 0 | 0 | 0 | 0 | 0 | 0 | 0
1004
1005 |  | 373 | Street Lights |  | A | 0 | 0 | 0 | 0 | 0 | 0 | 0 | 0 | 0 | 0 | 1695
1006
1007
1008 |  | D00 | Unclassified Dist Plant - Acct 300 |  | F22 |  | 0 | 0 | 0 | 0 | 0 | 0 | 0 | 0 | 0 | 1698
1009 |  | DS0 | Unclassified Dist Sub - Acct 300 |  | F20 |  | 0 | 0 | 0 | 0 | 0 | 0 | 0 | 0 | 0 | 1702
1010 |  | TOTAL DISTRIBUTION PLANT |  |  |  |  | 0 | 0 | 0 | 0 | 0 | 0 | 0 | 0 | 0
1011
1012 |  | Distribution - METER - Unbundled |  |  |  |  | DISTRIBUTION PLANT D: GENERAL PLANT
1013
1014 |  | A |  | B | C |  | D | E | F | G | H | I | J | K
1015 |  | FERC ACCT |  | DESCRIPTION | COS Factor |  | Washington Jurisdiction Normalized | Residential Schedule 16 | Small General Service Schedule 24 | Large General Service < 1,000 kW Schedule 36 | Large General Service > 1,000 kW Schedule 48 | Large General Dedicated Facilities Schedule 48 | Agricultural Pumping Schedule 40 | Street & Area Lighting Sch. 15, 51-54, 57
1016 |  | 389 | Land and Land Rights
1017 |  |  |  | S | F107G |  | 0 | 0 | 0 | 0 | 0 | 0 | 0 | 0 | 0 | 1709
1018 |  |  |  | CN | F42 |  | 0 | 0 | 0 | 0 | 0 | 0 | 0 | 0 | 0 | 1710
1019 |  |  |  | DGU | F105G |  | 0 | 0 | 0 | 0 | 0 | 0 | 0 | 0 | 0 | 1711
1020 |  |  |  | SG | F105G |  | 30.0532 | 13.2026 | 3.7462 | 6.183 | 2.4501 | 3.3024 | 1.1353 | 0.033724 | 0 | 1712
1021 |  |  |  | CAGW | F105G |  | 0 | 0 | 0 | 0 | 0 | 0 | 0 | 0 | 0 | 1713
1022 |  |  |  | CAGE | F105G |  | 0 | 0 | 0 | 0 | 0 | 0 | 0 | 0 | 0 | 1714
1023 |  |  |  | SO | F102G |  | 167231.0831 | 73465.6645 | 20845.6185 | 34405.1085 | 13633.8131 | 18376.0104 | 6317.211 | 187.6571 | 0 | 1715
1024 |  |  | Total Land & Land Rights |  |  |  | 167261.1363 | 73478.8671 | 20849.3646 | 34411.2915 | 13636.2633 | 18379.3128 | 6318.3463 | 187.6908 | 0
1025
1026 |  | 390 | Structures and Improvements
1027 |  |  |  | S | F107G |  | 0 | 0 | 0 | 0 | 0 | 0 | 0 | 0 | 0 | 1719
1028 |  |  |  | CAEE | F105G |  | 0 | 0 | 0 | 0 | 0 | 0 | 0 | 0 | 0 | 1720
1029 |  |  |  | SE | F105G |  | 0 | 0 | 0 | 0 | 0 | 0 | 0 | 0 | 0 | 1721
1030 |  |  |  | CN | F42 |  | 0 | 0 | 0 | 0 | 0 | 0 | 0 | 0 | 0 | 1722
1031 |  |  |  | SG/CAGE/CAGW | F105G |  | 279995.0228 | 123003.571 | 34901.8215 | 57604.4774 | 22827.095 | 30766.9564 | 10576.9072 | 314.1943 | 0 | 1723
1032 |  |  |  | CAGW | F105G |  | 723.8563 | 317.9946 | 90.2298 | 148.9218 | 59.0137 | 79.5402 | 27.3439 | 0.81227 | 0 | 1724
1033 |  |  |  | CAGE | F105G |  | 0 | 0 | 0 | 0 | 0 | 0 | 0 | 0 | 0 | 1725
1034 |  |  |  | JBG | F105G |  | 0 | 0 | 0 | 0 | 0 | 0 | 0 | 0 | 0 | 1726
1035 |  |  |  | SO | F102G |  | 2371224.6614 | 1041693.8777 | 295576.8966 | 487841.3764 | 193318.3313 | 260559.5096 | 89573.8179 | 2660.8518 | 0 | 1727
1036
1037 |  |  | Total Structures and Improvements |  |  |  | 2651943.5405 | 1165015.4434 | 330568.948 | 545594.7755 | 216204.44 | 291406.0062 | 100178.069 | 2975.8584 | 0
1038
1039 |  | 391 | Office Furniture & Equipment
1040 |  |  |  | S | F107G |  | 0 | 0 | 0 | 0 | 0 | 0 | 0 | 0 | 0 | 1731
1041 |  |  |  | DGP | F105G |  | 0 | 0 | 0 | 0 | 0 | 0 | 0 | 0 | 0 | 1732
1042 |  |  |  | DGU | F105G |  | 0 | 0 | 0 | 0 | 0 | 0 | 0 | 0 | 0 | 1733
1043 |  |  |  | CN | F42 |  | 0 | 0 | 0 | 0 | 0 | 0 | 0 | 0 | 0 | 1734
1044 |  |  |  | SG | F105G |  | 25527.2627 | 11214.2867 | 3182.0136 | 5251.8242 | 2081.1557 | 2805.0362 | 964.301 | 28.6452 | 0 | 1735
1045 |  |  |  | SE | F13 |  | 0 | 0 | 0 | 0 | 0 | 0 | 0 | 0 | 0 | 1736
1046 |  |  |  | SO | F102G |  | 1625070.8698 | 713903.8335 | 202567.6488 | 334332.222 | 132486.809 | 178569.1908 | 61387.6047 | 1823.561 | 0 | 1737
1047 |  |  |  | CAGW | F105G |  | 16398.5897 | 7204.0034 | 2044.1101 | 3373.7464 | 1336.9244 | 1801.9417 | 619.4623 | 18.4016 | 0 | 1738
1048 |  |  |  | CAGE | F105G |  | 0 | 0 | 0 | 0 | 0 | 0 | 0 | 0 | 0 | 1739
1049 |  |  |  | JBG | F105G |  | 44765.2341 | 19665.6483 | 5580.0571 | 9209.7277 | 3649.5658 | 4918.9803 | 1691.0219 | 50.233 | 0 | 1740
1050 |  |  |  | JBE | F13 |  | 0 | 0 | 0 | 0 | 0 | 0 | 0 | 0 | 0 | 1741
1051 |  |  |  | CAEE | F105G |  | 0 | 0 | 0 | 0 | 0 | 0 | 0 | 0 | 0 | 1742
1052 |  |  |  | CAGE | F105G |  | 0 | 0 | 0 | 0 | 0 | 0 | 0 | 0 | 0 | 1743
1053 |  |  |  | CAGE | F105G |  | 0 | 0 | 0 | 0 | 0 | 0 | 0 | 0 | 0 | 1744
1054 |  |  | Total Office Furniture & Equipment |  |  |  | 1711761.9563 | 751987.772 | 213373.8296 | 352167.5202 | 139554.4549 | 188095.149 | 64662.39 | 1920.8407 | 0
1055
1056 |  | 392 | Transportation Equipment
1057 |  |  |  | S | F107G |  | 0 | 0 | 0 | 0 | 0 | 0 | 0 | 0 | 0 | 1748
1058 |  |  |  | SO | F102G |  | 149765.135 | 65792.7639 | 18668.4605 | 30811.7703 | 12209.8705 | 16456.7832 | 5657.4289 | 168.0578 | 0 | 1749
1059 |  |  |  | SG | F105G |  | 290898.3261 | 127793.4606 | 36260.9355 | 59847.6568 | 23716.0063 | 31965.0544 | 10988.7832 | 326.4294 | 0 | 1750
1060 |  |  |  | CN | F42 |  | 0 | 0 | 0 | 0 | 0 | 0 | 0 | 0 | 0 | 1751
1061 |  |  |  | DGU | F105G |  | 0 | 0 | 0 | 0 | 0 | 0 | 0 | 0 | 0 | 1752
1062 |  |  |  | SE | F13 |  | 0 | 0 | 0 | 0 | 0 | 0 | 0 | 0 | 0 | 1753
1063 |  |  |  | DGP | F105G |  | 0 | 0 | 0 | 0 | 0 | 0 | 0 | 0 | 0 | 1754
1064 |  |  |  | CAGW | F105G |  | 14538.0152 | 6386.6413 | 1812.1865 | 2990.963 | 1185.2377 | 1597.4944 | 549.1785 | 16.3137 | 0 | 1755
1065 |  |  |  | CAGE | F105G |  | 0 | 0 | 0 | 0 | 0 | 0 | 0 | 0 | 0 | 1756
1066 |  |  |  | JBG | F105G |  | 464273.2763 | 203958.1645 | 57872.3967 | 95516.7673 | 37850.7092 | 51016.1771 | 17538.0809 | 520.9807 | 0 | 1757
1067 |  |  |  | CAEW | F105G |  | 0 | 0 | 0 | 0 | 0 | 0 | 0 | 0 | 0 | 1758
1068 |  |  |  | CAEE | F105G |  | 0 | 0 | 0 | 0 | 0 | 0 | 0 | 0 | 0 | 1759
1069 |  |  |  | CAGE | F105G |  | 0 | 0 | 0 | 0 | 0 | 0 | 0 | 0 | 0 | 1760
1070 |  |  |  | CAGE | F13 |  | 0 | 0 | 0 | 0 | 0 | 0 | 0 | 0 | 0 | 1761
1071 |  |  | Total Transportation Equipment |  |  |  | 919474.7526 | 403931.0303 | 114613.9792 | 189167.1574 | 74961.8236 | 101035.509 | 34733.4714 | 1031.7816 | 0
1072
1073 |  | 393 | Stores Equipment
1074 |  |  |  | S | F107G |  | 0 | 0 | 0 | 0 | 0 | 0 | 0 | 0 | 0 | 1765
1075 |  |  |  | DGP | F105G |  | 0 | 0 | 0 | 0 | 0 | 0 | 0 | 0 | 0 | 1766
1076 |  |  |  | DGU | F105G |  | 0 | 0 | 0 | 0 | 0 | 0 | 0 | 0 | 0 | 1767
1077 |  |  |  | SO | F102G |  | 4793.645 | 2105.8783 | 597.5354 | 986.2154 | 390.8105 | 526.7446 | 181.0816 | 5.3792 | 0 | 1768
1078 |  |  |  | SG | F105G |  | 47251.3238 | 20757.8031 | 5889.9521 | 9721.2007 | 3852.2487 | 5192.1617 | 1784.9348 | 53.0227 | 0 | 1769
1079 |  |  |  | CAGW | F105G |  | 12620.3596 | 5544.2032 | 1573.1477 | 2596.4362 | 1028.8974 | 1386.7748 | 476.7384 | 14.1618 | 0 | 1770
1080 |  |  |  | CAGE | F105G |  | 0 | 0 | 0 | 0 | 0 | 0 | 0 | 0 | 0 | 1771
1081 |  |  |  | JBG | F105G |  | 65443.0514 | 28749.5433 | 8157.5797 | 13463.8564 | 5335.3618 | 7191.1404 | 2472.1335 | 73.4364 | 0 | 1772
1082 |  |  |  | CAGE | F105G |  | 0 | 0 | 0 | 0 | 0 | 0 | 0 | 0 | 0 | 1773
1083 |  |  | Total Stores Equipment |  |  |  | 130108.3798 | 57157.4279 | 16218.2149 | 26767.7087 | 10607.3184 | 14296.8215 | 4914.8883 | 146.0001 | 0 | 1774
1084
1085 |  | 394 | Tools, Shop & Garage Equipment
1086 |  |  |  | S | F107G |  | 0 | 0 | 0 | 0 | 0 | 0 | 0 | 0 | 0 | 1777
1087 |  |  |  | DGP | F105G |  | 0 | 0 | 0 | 0 | 0 | 0 | 0 | 0 | 0 | 1778
1088 |  |  |  | SG | F105G |  | 83637.7156 | 36742.5735 | 10425.5733 | 17207.1162 | 6818.7143 | 9190.4418 | 3159.4431 | 93.8534 | 0 | 1779
1089 |  |  |  | SO | F102G |  | 40304.4636 | 17706.0038 | 5024.015 | 8291.9958 | 3285.8935 | 4428.8133 | 1522.5148 | 45.2273 | 0 | 1780
1090 |  |  |  | SE | F13 |  | 0 | 0 | 0 | 0 | 0 | 0 | 0 | 0 | 0 | 1781
1091 |  |  |  | DGU | F105G |  | 0 | 0 | 0 | 0 | 0 | 0 | 0 | 0 | 0 | 1782
1092 |  |  |  | CAGW | F105G |  | 50324.8422 | 22108.019 | 6273.071 | 10353.5277 | 4102.8228 | 5529.892 | 1901.038 | 56.4716 | 0 | 1783
1093 |  |  |  | CAGE | F105G |  | 0 | 0 | 0 | 0 | 0 | 0 | 0 | 0 | 0 | 1784
1094 |  |  |  | JBG | F105G |  | 452197.3513 | 198653.1348 | 56367.1136 | 93032.3397 | 36866.1978 | 49689.2268 | 17081.9087 | 507.4298 | 0 | 1785
1095 |  |  |  | CAEW | F105G |  | 0 | 0 | 0 | 0 | 0 | 0 | 0 | 0 | 0 | 1786
1096 |  |  |  | CAEE | F105G |  | 0 | 0 | 0 | 0 | 0 | 0 | 0 | 0 | 0 | 1787
1097 |  |  |  | CAGE | F105G |  | 0 | 0 | 0 | 0 | 0 | 0 | 0 | 0 | 0 | 1788
1098 |  |  |  | CAGE | F102G |  | 0 | 0 | 0 | 0 | 0 | 0 | 0 | 0 | 0 | 1789
1099 |  |  | Total Tools, Shop & Garage Equipment |  |  |  | 626464.3727 | 275209.7312 | 78089.7728 | 128884.9795 | 51073.6284 | 68838.3739 | 23664.9047 | 702.9823 | 0
1100
1101 |  | 395 | Laboratory Equipment
1102 |  |  |  | S | F107G |  | 0 | 0 | 0 | 0 | 0 | 0 | 0 | 0 | 0 | 1793
1103 |  |  |  | DGP | F105G |  | 0 | 0 | 0 | 0 | 0 | 0 | 0 | 0 | 0 | 1794
1104 |  |  |  | DGU | F105G |  | 0 | 0 | 0 | 0 | 0 | 0 | 0 | 0 | 0 | 1795
1105 |  |  |  | SO | F102G |  | 113303.1983 | 49774.8062 | 14123.4225 | 23310.3126 | 9237.2459 | 12450.2019 | 4280.0668 | 127.1423 | 0 | 1796
1106 |  |  |  | SE | F13 |  | 0 | 0 | 0 | 0 | 0 | 0 | 0 | 0 | 0 | 1797
1107 |  |  |  | SG | F105G |  | 59256.1868 | 26031.6148 | 7386.3772 | 12191.0084 | 4830.9666 | 6511.3033 | 2238.4226 | 66.4939 | 0 | 1798
1108 |  |  |  | CAGW | F105G |  | 15064.8291 | 6618.074 | 1877.8547 | 3099.3465 | 1228.1871 | 1655.3828 | 569.079 | 16.9049 | 0 | 1799
1109 |  |  |  | CAGE | F105G |  | 0 | 0 | 0 | 0 | 0 | 0 | 0 | 0 | 0 | 1800
1110 |  |  |  | JBG | F105G |  | 83389.6025 | 36633.5758 | 10394.6456 | 17156.0709 | 6798.4865 | 9163.1781 | 3150.0706 | 93.575 | 0 | 1801
1111 |  |  |  | CAEW | F105G |  | 0 | 0 | 0 | 0 | 0 | 0 | 0 | 0 | 0 | 1802
1112 |  |  |  | CAEE | F105G |  | 0 | 0 | 0 | 0 | 0 | 0 | 0 | 0 | 0 | 1803
1113 |  |  |  | CAGE | F105G |  | 0 | 0 | 0 | 0 | 0 | 0 | 0 | 0 | 0 | 1804
1114 |  |  |  | CAGE | F102G |  | 0 | 0 | 0 | 0 | 0 | 0 | 0 | 0 | 0 | 1805
1115 |  |  | Total Laboratory Equipment |  |  |  | 271013.8166 | 119058.0708 | 33782.3 | 55756.7385 | 22094.8861 | 29780.0661 | 10237.6391 | 304.1161 | 0
1116
1117 |  | 396 | Power Operated Equipment
1118 |  |  |  | S | F107G |  | 0 | 0 | 0 | 0 | 0 | 0 | 0 | 0 | 0 | 1809
1119 |  |  |  | DGP | F105G |  | 0 | 0 | 0 | 0 | 0 | 0 | 0 | 0 | 0 | 1810
1120 |  |  |  | DGU | F105G |  | 0 | 0 | 0 | 0 | 0 | 0 | 0 | 0 | 0 | 1811
1121 |  |  |  | SO | F102G |  | 93852.4735 | 41229.9807 | 11698.859 | 19308.6385 | 7651.4908 | 10312.8796 | 3545.3091 | 105.3158 | 0 | 1812
1122 |  |  |  | SE | F13 |  | 0 | 0 | 0 | 0 | 0 | 0 | 0 | 0 | 0 | 1813
1123 |  |  |  | SG | F105G |  | 408493.6983 | 179453.8458 | 50919.3842 | 84041.0153 | 33303.1793 | 44886.8972 | 15430.9884 | 458.3881 | 0 | 1814
1124 |  |  |  | CAGW | F105G |  | 13032.8658 | 5725.4198 | 1624.5673 | 2681.3027 | 1062.5277 | 1432.1026 | 492.3209 | 14.6247 | 0 | 1815
1125 |  |  |  | CAGE | F105G |  | 0 | 0 | 0 | 0 | 0 | 0 | 0 | 0 | 0 | 1816
1126 |  |  |  | JBG | F105G |  | 1714192.7274 | 753055.625 | 213676.8291 | 352667.6123 | 139752.6279 | 188362.2517 | 64754.2132 | 1923.5684 | 0 | 1817
1127 |  |  |  | CAEW | F105G |  | 0 | 0 | 0 | 0 | 0 | 0 | 0 | 0 | 0 | 1818
1128 |  |  |  | CAEE | F105G |  | 0 | 0 | 0 | 0 | 0 | 0 | 0 | 0 | 0 | 1819
1129 |  |  |  | CAGE | F105G |  | 0 | 0 | 0 | 0 | 0 | 0 | 0 | 0 | 0 | 1820
1130 |  |  |  | CAGE | F102G |  | 0 | 0 | 0 | 0 | 0 | 0 | 0 | 0 | 0 | 1821
1131 |  |  | Total Power Operated Equipment |  |  |  | 2229571.7651 | 979464.8712 | 277919.6395 | 458698.5688 | 181769.8256 | 244994.1312 | 84222.8316 | 2501.8971 | 0
1132
1133 |  | 397 | Communication Equipment
1134 |  |  |  | S | F107G |  | 0 | 0 | 0 | 0 | 0 | 0 | 0 | 0 | 0 | 1825
1135 |  |  |  | SGP | F105G |  | 0 | 0 | 0 | 0 | 0 | 0 | 0 | 0 | 0 | 1826
1136 |  |  |  | SGU | F105G |  | 0 | 0 | 0 | 0 | 0 | 0 | 0 | 0 | 0 | 1827
1137 |  |  |  | SO | F102G |  | 3102991.3473 | 1363163.5761 | 386792.769 | 638390.6149 | 252976.9191 | 340968.9166 | 117216.5533 | 3481.9982 | 0 | 1828
1138 |  |  |  | CN | F42 |  | 0 | 0 | 0 | 0 | 0 | 0 | 0 | 0 | 0 | 1829
1139 |  |  |  | SG/CAGE/CAGW | F105G |  | 371802.9911 | 163335.3878 | 46345.8297 | 76492.4918 | 30311.9038 | 40855.1778 | 14044.9844 | 417.2159 | 0 | 1830
1140 |  |  |  | SE | F13 |  | 0 | 0 | 0 | 0 | 0 | 0 | 0 | 0 | 0 | 1831
1141 |  |  |  | JBG | F105G |  | 336543.4435 | 147845.6472 | 41950.6714 | 69238.4064 | 27437.3061 | 36980.7197 | 12713.043 | 377.6497 | 0 | 1832
|  |  |  | CAGE | F105G |  | 3817405.0577 | 1677010.0034 | 475845.5656 | 785369.7576 | 311220.7746 | 419471.5102 | 144203.7741 | 4283.6722 | 0 | 1833
1143 |  |  |  | CAGE | F105G |  | 0 | 0 | 0 | 0 | 0 | 0 | 0 | 0 | 0 | 1834
1144 |  |  | Total Communication Equipment |  |  |  | 7628742.8396 | 3351354.6145 | 950934.8357 | 1569491.2707 | 621946.9036 | 838276.3243 | 288178.3548 | 8560.536 | 0
1145
1146 |  | Distribution - METER - Unbundled |  |  |  |  | D: GENERAL PLANT
1147
1148 |  | A |  | B | C |  | D | E | F | G | H | I | J | K
1149 |  | FERC ACCT |  | DESCRIPTION | COS Factor |  | Washington Jurisdiction Normalized | Residential Schedule 16 | Small General Service Schedule 24 | Large General Service < 1,000 kW Schedule 36 | Large General Service > 1,000 kW Schedule 48 | Large General Dedicated Facilities Schedule 48 | Agricultural Pumping Schedule 40 | Street & Area Lighting Sch. 15, 51-54, 57
1150 |  | 398 | Misc. Equipment
1151 |  |  |  | S | F107G |  | 0 | 0 | 0 | 0 | 0 | 0 | 0 | 0 | 0 | 1838
1152 |  |  |  | SGP | F105G |  | 19552.4317 | 8589.506 | 2437.2415 | 4022.5987 | 1594.047 | 2148.4982 | 738.5998 | 21.9406 | 0 | 1844
1153 |  |  |  | SGU | F105G |  | 0 | 0 | 0 | 0 | 0 | 0 | 0 | 0 | 0 | 1840
|  |  |  | CN | F42 |  | 0 | 0 | 0 | 0 | 0 | 0 | 0 | 0 | 0 | 1841
1155 |  |  |  | SO | F102G |  | 44855.3989 | 19705.2583 | 5591.2963 | 9228.2776 | 3656.9166 | 4928.888 | 1694.4279 | 50.3341 | 0 | 1842
1156 |  |  |  | SE | F13 |  | 0 | 0 | 0 | 0 | 0 | 0 | 0 | 0 | 0 | 1843
1157 |  |  |  | SG | F105G |  | 1636.7733 | 719.0448 | 204.0264 | 336.7398 | 133.4409 | 179.8551 | 61.8297 | 1.8367 | 0 | 1845
1158 |  |  |  | JBG | F105G |  | 43644.8539 | 19173.4583 | 5440.3999 | 8979.2275 | 3558.2248 | 4795.8685 | 1648.6992 | 48.9757 | 0 | 1847
1159 |  |  | Total Misc. Equipment |  |  |  | 109689.4578 | 48187.2673 | 13672.964 | 22566.8436 | 8942.6292 | 12053.1099 | 4143.5566 | 123.0872 | 0
1160
1161 |  | 399 | Coal Mine |  | F13 |  | 29620923.6439 | 13523005.1247 | 3624878.5595 | 5912025.7012 | 2327769.659 | 3074248.0949 | 1131421.9214 | 27574.5833 | 0 | 1858
1162 |  | 399L | WIDCO Capital Lease |  | F13 |  | 0 | 0 | 0 | 0 | 0 | 0 | 0 | 0 | 0 | 1861
1163 |  |  | Remove Capital Lease |  | F13 |  | 0 | 0 | 0 | 0 | 0 | 0 | 0 | 0 | 0 | 1864
1164
1165 |  | 390L | General Capital Lease
1166 |  |  |  | S | F13 |  | 0 | 0 | 0 | 0 | 0 | 0 | 0 | 0 | 0 | 1869
1167 |  |  |  | SG | F13 |  | 397580.8399 | 181509.7935 | 48654.1973 | 79352.9659 | 31244.0161 | 41263.4715 | 15186.2813 | 370.1143 | 0 | 1870
1168 |  |  |  | SO-U | F13 |  | 0 | 0 | 0 | 0 | 0 | 0 | 0 | 0 | 0 | 1871
1170 |  |  | Remove Capital Lease |  |  |  | -397580.8399 | -181509.7935 | -48654.1973 | -79352.9659 | -31244.0161 | -41263.4715 | -15186.2813 | -370.1143
1171
1172 |  | 392L | General Vehicles Capital Lease |  | F13 |  | 0 | 0 | 0 | 0 | 0 | 0 | 0 | 0 | 0 | 1878
1173 |  |  | Remove Capital Lease |  | F13 |  | 0 | 0 | 0 | 0 | 0 | 0 | 0 | 0 | 0 | 1881
1174
1175 |  | G00 | Unclassified Gen Plant - Acct 300 |  | F102G |  | 1464120.9306 | 643197.515 | 182504.9849 | 301219.3579 | 119365.0774 | 160883.3772 | 55307.666 | 1642.9522 | 0 | 1891
1176 |  | GV0 | Unclassified Gen Veh - Acct 300 |  | F102G |  | 0 | 0 | 0 | 0 | 0 | 0 | 0 | 0 | 0 | 1899
1177
1178 |  | TOTAL GENERAL PLANT |  |  |  |  | 47531076.5917 | 21391047.7353 | 5857407.3928 | 9596751.9134 | 3787926.9095 | 5042286.2759 | 1807984.0391 | 47672.3258 | 0
1179
1180
1181
1182 | [6 empty] | D: INTANGIBLE PLANT
1183
1184 |  | 301 | Organization
1185 |  |  |  | S | F107G |  | 0 | 0 | 0 | 0 | 0 | 0 | 0 | 0 | 0 | 1904
1186 |  |  |  | SO | F102G |  | 0 | 0 | 0 | 0 | 0 | 0 | 0 | 0 | 0 | 1905
1187 |  |  |  | SG/CAGE/CAGW | F105G |  | 0 | 0 | 0 | 0 | 0 | 0 | 0 | 0 | 0 | 1906
1188 |  |  | Total Organization |  |  |  | 0 | 0 | 0 | 0 | 0 | 0 | 0 | 0 | 0
1189
1190 |  | 302 | Franchise & Consent
1191 |  |  |  | S | F107G |  | 0 | 0 | 0 | 0 | 0 | 0 | 0 | 0 | 0 | 1909
1192 |  |  |  | SG/CAGE/CAGW | F105G |  | 637581.206 | 280093.4259 | 79475.5037 | 131172.0893 | 51979.9481 | 70059.9353 | 24084.8469 | 715.4569 | 0 | 1910
1193 |  |  |  | DGP | F105G |  | 8597511.7361 | 3776940.8716 | 1071693.4077 | 1768799.9062 | 700927.5205 | 944728.4681 | 324773.9293 | 9647.6327 | 0 | 1911
1194 |  |  |  | DGU | F105G |  | 488959.1913 | 214802.8419 | 60949.5349 | 100595.4977 | 39863.2726 | 53728.7627 | 18470.5997 | 548.6819 | 0 | 1912
1195 |  |  | Total Franchise & Consent |  |  |  | 9724052.1335 | 4271837.1394 | 1212118.4463 | 2000567.4932 | 792770.7412 | 1068517.1661 | 367329.3759 | 10911.7715 | 0
1196
1197 |  | 303 | Miscellaneous Intangible Plant
1198 |  |  |  | S | F107G |  | 0 | 0 | 0 | 0 | 0 | 0 | 0 | 0 | 0 | 1920
1199 |  |  |  | SG/CAGW | F105G |  | 3938145.9298 | 1730052.2264 | 490896.1059 | 810210.2521 | 321064.3901 | 432738.993 | 148764.8016 | 4419.1606 | 0 | 1921
1200 |  |  |  | SO | F102G |  | 12470240.6585 | 5478254.996 | 1554435.1804 | 2565551.6601 | 1016658.6721 | 1370279.1826 | 471067.5812 | 13993.3861 | 0 | 1922
1201 |  |  |  | SE | F105G |  | 4671636.8801 | 2052279.4049 | 582326.9106 | 961114.2304 | 380863.5516 | 513337.869 | 176472.6717 | 5242.2419 | 0 | 1923
1202 |  |  |  | CN | F42 |  | 0 | 0 | 0 | 0 | 0 | 0 | 0 | 0 | 0 | 1924
1203 |  |  |  | DGU | F13 |  | 0 | 0 | 0 | 0 | 0 | 0 | 0 | 0 | 0 | 1925
1204 |  |  |  | DGP | F105G |  | 0 | 0 | 0 | 0 | 0 | 0 | 0 | 0 | 0 | 1926
1205 |  |  |  | JBG | F105G |  | 354528.9946 | 155746.8127 | 44192.5987 | 72938.6445 | 28903.6103 | 38957.043 | 13392.4533 | 397.832 | 0 | 1927
1206 |  |  | Total Miscellaneous Intangible Plant |  |  |  | 21434552.4631 | 9416333.44 | 2671850.7956 | 4409814.7871 | 1747490.2242 | 2355313.0876 | 809697.5078 | 24052.6207 | 0
1207
1208 |  | I00 | Unclass Intangible Plant - Acct 300 |  | F102G |  | 0 | 0 | 0 | 0 | 0 | 0 | 0 | 0 | 0 | 1938
1209
1210 |  | TOTAL INTANGIBLE PLANT |  |  |  |  | 31158604.5966 | 13688170.5794 | 3883969.2419 | 6410382.2803 | 2540260.9654 | 3423830.2537 | 1177026.8837 | 34964.3922 | 0
1211
1212
1213 |  | TOTAL ELECTRIC PLANT IN SERVICE |  |  |  |  | 697327159.7318 | 317509229.3859 | 85447514.601 | 139480686.768 | 54944009.912 | 72672253.8104 | 26614929.1869 | 658536.0676 | 0
1214
1215
1216 |  | Distribution - METER - Unbundled |  |  |  |  | D: MISC RATE BASE
1217
1218 |  | A |  | B | C |  | D | E | F | G | H | I | J | K
1219 |  | FERC ACCT |  | DESCRIPTION | COS Factor |  | Washington Jurisdiction Normalized | Residential Schedule 16 | Small General Service Schedule 24 | Large General Service < 1,000 kW Schedule 36 | Large General Service > 1,000 kW Schedule 48 | Large General Dedicated Facilities Schedule 48 | Agricultural Pumping Schedule 40 | Street & Area Lighting Sch. 15, 51-54, 57
1220 |  | 105 | Plant Held For Future Use
1221 |  |  |  | S | F20 |  | 0 | 0 | 0 | 0 | 0 | 0 | 0 | 0 | 0 | 1946
1222 |  |  |  | SG | F13 |  | 104125.6563 | 47537.0654 | 12742.4406 | 20782.3889 | 8182.7477 | 10806.8237 | 3977.2578 | 96.9322 | 0 | 1947
1223 |  |  |  | SG | F13 |  | 0 | 0 | 0 | 0 | 0 | 0 | 0 | 0 | 0 | 1948
1224 |  |  |  | SG | F13 |  | 0 | 0 | 0 | 0 | 0 | 0 | 0 | 0 | 0 | 1949
1225 |  |  |  | SE | F13 |  | 0 | 0 | 0 | 0 | 0 | 0 | 0 | 0 | 0 | 1950
1226 |  |  |  | SG | F13 |  | 0 | 0 | 0 | 0 | 0 | 0 | 0 | 0 | 0 | 1951
1227 |  |  |  | SG | F13 |  | 241211.5674 | 110121.6593 | 29518.4124 | 48143.2991 | 18955.6874 | 25034.4726 | 9213.489 | 224.5476 | 0 | 1952
1228 |  |  |  | CAGE | F102 |  | 0 | 0 | 0 | 0 | 0 | 0 | 0 | 0 | 0 | 1953
1229 |  |  |  | CAEW | F102 |  | 0 | 0 | 0 | 0 | 0 | 0 | 0 | 0 | 0 | 1954
1230 |  |  |  | CAEE | F102 |  | 0 | 0 | 0 | 0 | 0 | 0 | 0 | 0 | 0 | 1955
1231 |  |  | Total Plant Held For Future Use |  |  |  | 345337.2237 | 157658.7247 | 42260.8529 | 68925.688 | 27138.435 | 35841.2963 | 13190.7468 | 321.4798 | 0
1232
1233 |  | 114 | Electric Plant Acquisition Adjust |  | F13 |  | 116878.6598 | 53359.265 | 14303.0971 | 23327.7547 | 9184.9465 | 12130.4116 | 4464.3806 | 108.8042 | 0 | 1964
1234
1235 |  | 115 | Accum Provision for Asset Acquisition Adjustments |  | F13 |  | -31248.0462 | -14265.8445 | -3823.9987 | -6236.7823 | -2455.6376 | -3243.1212 | -1193.5727 | -29.0893 | 0 | 1972
1236
1237 |  | 128 | Pensions |  | F102G |  | 0 | 0 | 0 | 0 | 0 | 0 | 0 | 0 | 0 | 1976
1238
1239 |  | 124 | Weatherization |  | F13 |  | 0 | 0 | 0 | 0 | 0 | 0 | 0 | 0 | 0 | 1998
1240
1241 |  | 151 | Fuel Stock |  | F13 |  | 0 | 0 | 0 | 0 | 0 | 0 | 0 | 0 | 0 | 2001
1242 |  |  |  | SE | F13 |  | 0 | 0 | 0 | 0 | 0 | 0 | 0 | 0 | 0 | 2002
1243 |  |  |  | CAEW | F13 |  | 1.1617e-09 | 5.3036e-10 | 1.4217e-10 | 2.3187e-10 | 9.1294e-11 | 1.2057e-10 | 4.4374e-11 | 1.0815e-12 | 0 | 2003
1244 |  |  |  | CAEE | F13 |  | 0 | 0 | 0 | 0 | 0 | 0 | 0 | 0 | 0 | 2004
1245 |  |  |  | JBE | F13 |  | 0 | 0 | 0 | 0 | 0 | 0 | 0 | 0 | 0 | 2005
1246 |  |  |  | CAEE | F13 |  | 0 | 0 | 0 | 0 | 0 | 0 | 0 | 0 | 0 | 2006
1247 |  |  |  | CAEE | F13 |  | 0 | 0 | 0 | 0 | 0 | 0 | 0 | 0 | 0 | 2007
1248 |  |  |  | Total Fuel Stock |  |  | 1.1617e-09 | 5.3036e-10 | 1.4217e-10 | 2.3187e-10 | 9.1294e-11 | 1.2057e-10 | 4.4374e-11 | 1.0815e-12 | 0
1249
1250 |  | 152 | Fuel Stock - Undistributed |  | F13 |  | 0 | 0 | 0 | 0 | 0 | 0 | 0 | 0 | 0 | 2011
1251
1252 |  | 25316 | DG&T Working Capital Deposit |  | F13 |  | 0 | 0 | 0 | 0 | 0 | 0 | 0 | 0 | 0 | 2016
1253
1254 |  | 25317 | DG&T Working Capital Deposit |  | F13 |  | 0 | 0 | 0 | 0 | 0 | 0 | 0 | 0 | 0 | 2020
1255
1256 |  | 25319 | Provo Working Capital Deposit |  | F13 |  | 0 | 0 | 0 | 0 | 0 | 0 | 0 | 0 | 0 | 2024
1257
1258 |  | 154 | Materials and Supplies |  | F102G |  | 0 | 0 | 0 | 0 | 0 | 0 | 0 | 0 | 0 | 2029
1259 |  |  |  | SG | F102G |  | 0 | 0 | 0 | 0 | 0 | 0 | 0 | 0 | 0 | 2030
1260 |  |  |  | SE | F102G |  | 0 | 0 | 0 | 0 | 0 | 0 | 0 | 0 | 0 | 2031
1261 |  |  |  | SO | F102G |  | 0 | 0 | 0 | 0 | 0 | 0 | 0 | 0 | 0 | 2032
1262 |  |  |  | SNPPS | F102G |  | 0 | 0 | 0 | 0 | 0 | 0 | 0 | 0 | 0 | 2033
1263 |  |  |  | SNPPH | F102G |  | 0 | 0 | 0 | 0 | 0 | 0 | 0 | 0 | 0 | 2034
1264 |  |  |  | SNPD | F102G |  | 5.1903e-05 | 2.2801e-05 | 6.4698e-06 | 1.0678e-05 | 4.2315e-06 | 5.7033e-06 | 1.9607e-06 | 5.8243e-08 | 0 | 2035
1265 |  |  |  | SNPT | F102G |  | 0 | 0 | 0 | 0 | 0 | 0 | 0 | 0 | 0 | 2036
1266 |  |  |  | DGU | F102G |  | 0 | 0 | 0 | 0 | 0 | 0 | 0 | 0 | 0 | 2037
1267 |  |  |  | DGP | F102G |  | 0 | 0 | 0 | 0 | 0 | 0 | 0 | 0 | 0 | 2038
1268 |  |  |  | JBE | F13 |  | 0 | 0 | 0 | 0 | 0 | 0 | 0 | 0 | 0 | 2039
1269 |  |  |  | SNPP | F102G |  | 0 | 0 | 0 | 0 | 0 | 0 | 0 | 0 | 0 | 2040
1270 |  |  |  | CAGW | F102G |  | 0 | 0 | 0 | 0 | 0 | 0 | 0 | 0 | 0 | 2041
1271 |  |  |  | CAGE | F102G |  | 0 | 0 | 0 | 0 | 0 | 0 | 0 | 0 | 0 | 2042
1272 |  |  |  | JBG | F13 |  | 0 | 0 | 0 | 0 | 0 | 0 | 0 | 0 | 0 | 2043
1273 |  |  |  | CAEW | F102G |  | 0 | 0 | 0 | 0 | 0 | 0 | 0 | 0 | 0 | 2044
1274 |  |  |  | CAEE | F102G |  | 0 | 0 | 0 | 0 | 0 | 0 | 0 | 0 | 0 | 2045
1275 |  |  |  | CAGE | F102G |  | 0 | 0 | 0 | 0 | 0 | 0 | 0 | 0 | 0 | 2046
1276 |  |  | Total Materials and Supplies |  |  |  | 5.1903e-05 | 2.2801e-05 | 6.4698e-06 | 1.0678e-05 | 4.2315e-06 | 5.7033e-06 | 1.9607e-06 | 5.8243e-08 | 0
1277
1278 |  | 163 | Stores Expense Undistributed |  | F102G |  | 0 | 0 | 0 | 0 | 0 | 0 | 0 | 0 | 0 | 2050
1279
1280 |  | 25318 | Provo Working Capital Deposit |  | F102G |  | 0 | 0 | 0 | 0 | 0 | 0 | 0 | 0 | 0 | 2055
1281
1282 |  | 165 | Prepayments |  | F102G |  | 0 | 0 | 0 | 0 | 0 | 0 | 0 | 0 | 0 | 2062
1283 |  |  |  | GPS | F42 |  | 0 | 0 | 0 | 0 | 0 | 0 | 0 | 0 | 0 | 2063
1284 |  |  |  | SG | F102G |  | 0 | 0 | 0 | 0 | 0 | 0 | 0 | 0 | 0 | 2064
1285 |  |  |  | SE | F102G |  | 0 | 0 | 0 | 0 | 0 | 0 | 0 | 0 | 0 | 2065
1286 |  |  |  | SO | F102G |  | 1.5885e-09 | 6.9784e-10 | 1.9801e-10 | 3.2681e-10 | 1.2951e-10 | 1.7455e-10 | 6.0006e-11 | 1.7825e-12 | 0 | 2066
1287 |  |  |  | Total Prepayments |  |  | 1.5885e-09 | 6.9784e-10 | 1.9801e-10 | 3.2681e-10 | 1.2951e-10 | 1.7455e-10 | 6.0006e-11 | 1.7825e-12 | 0
1288
1289 |  | 182 | Misc Regulatory Assets |  | F102G |  | 36487.286 | 16029.0938 | 4548.1978 | 7506.6729 | 2974.6912 | 4009.3668 | 1378.3196 | 40.9439 | 0 | 2070
1290 |  |  |  | SG | F102G |  | 253456.6058 | 111345.0779 | 31593.766 | 52144.6244 | 20663.5031 | 27850.8106 | 9574.4095 | 284.4144 | 0 | 2071
1291 |  |  |  | CAGE | F102G |  | 0 | 0 | 0 | 0 | 0 | 0 | 0 | 0 | 0 | 2072
1292 |  |  |  | CAGE | F102G |  | 0 | 0 | 0 | 0 | 0 | 0 | 0 | 0 | 0 | 2073
1293 |  |  |  | CAGW | F102G |  | 0 | 0 | 0 | 0 | 0 | 0 | 0 | 0 | 0 | 2074
1294 |  |  |  | JBG | F102G |  | 0 | 0 | 0 | 0 | 0 | 0 | 0 | 0 | 0 | 2075
1295 |  |  |  | SE | F102G |  | 0 | 0 | 0 | 0 | 0 | 0 | 0 | 0 | 0 | 2076
1296 |  |  |  | CAEW | F102G |  | 0 | 0 | 0 | 0 | 0 | 0 | 0 | 0 | 0 | 2077
1297 |  |  |  | CAEE | F13 |  | 0 | 0 | 0 | 0 | 0 | 0 | 0 | 0 | 0 | 2078
1298 |  |  |  | SO | F102G |  | 0 | 0 | 0 | 0 | 0 | 0 | 0 | 0 | 0 | 2079
1299 |  |  |  | Total Misc Regulatory Assets |  |  | 289943.8918 | 127374.1716 | 36141.9637 | 59651.2973 | 23638.1943 | 31860.1774 | 10952.7291 | 325.3583 | 0
1300
1301 |  | 186 | Misc Deferred Debits |  | F102G |  | 0 | 0 | 0 | 0 | 0 | 0 | 0 | 0 | 0 | 2083
1302 |  |  |  | CAEW | F102G |  | 0 | 0 | 0 | 0 | 0 | 0 | 0 | 0 | 0 | 2084
1303 |  |  |  | CAEE | F102G |  | 0 | 0 | 0 | 0 | 0 | 0 | 0 | 0 | 0 | 2085
1304 |  |  |  | SG | F102G |  | 2.7537e-09 | 1.2097e-09 | 3.4325e-10 | 5.6653e-10 | 2.245e-10 | 3.0259e-10 | 1.0402e-10 | 3.09e-12 | 0 | 2086
1305 |  |  |  | SO | F102G |  | 0 | 0 | 0 | 0 | 0 | 0 | 0 | 0 | 0 | 2087
1306 |  |  |  | SE | F13 |  | 0 | 0 | 0 | 0 | 0 | 0 | 0 | 0 | 0 | 2088
1307 |  |  |  | CAGW | F102G |  | -5.5074e-09 | -2.4194e-09 | -6.865e-10 | -1.1331e-09 | -4.49e-10 | -6.0517e-10 | -2.0804e-10 | -6.1801e-12 | 0 | 2089
|  |  |  | CAGE | F102G |  | 0 | 0 | 0 | 0 | 0 | 0 | 0 | 0 | 0 | 2090
|  |  |  | CAEW | F102G |  | 0 | 0 | 0 | 0 | 0 | 0 | 0 | 0 | 0 | 2091
|  |  |  | CAEE | F102G |  | 0 | 0 | 0 | 0 | 0 | 0 | 0 | 0 | 0 | 2092
|  |  |  | JBE | F102G |  | 1.9748e-12 | 8.6756e-13 | 2.4617e-13 | 4.0629e-13 | 1.61e-13 | 2.17e-13 | 7.46e-14 | 2.2161e-15 | 0 | 2093
1312 |  |  |  | EXCTAX | F102G |  | 0 | 0 | 0 | 0 | 0 | 0 | 0 | 0 | 0 | 2094
1313 |  |  |  | Total Misc Deferred Debits |  |  | -2.7517e-09 | -1.2088e-09 | -3.4301e-10 | -5.6612e-10 | -2.2434e-10 | -3.0237e-10 | -1.0395e-10 | -3.0878e-12 | 0
1314
1315 |  | CWC | Cash Working Capital |  | F137G |  | 0 | 0 | 0 | 0 | 0 | 0 | 0 | 0 | 0 | 2102
1316
1317 |  | OWC | Other Working Capital |  | F137G |  | 0 | 0 | 0 | 0 | 0 | 0 | 0 | 0 | 0 | 2115
1318 |  |  |  | Total Other Working Capital |  |  | 0 | 0 | 0 | 0 | 0 | 0 | 0 | 0 | 0
1319
1320 |  | 18222 | Nuclear Plant |  | F13 |  | 0 | 0 | 0 | 0 | 0 | 0 | 0 | 0 | 0 | 2129
1321
1322 |  | 1869 | Misc Deferred Debits-Trojan |  | F13 |  | 0 | 0 | 0 | 0 | 0 | 0 | 0 | 0 | 0 | 2134
1323
1324 |  | 141 | Impact Housing - Notes Receivable |  | F13 |  | 0 | 0 | 0 | 0 | 0 | 0 | 0 | 0 | 0 | 2137
1325 |  | TOTAL RATE BASE ADDITIONS |  |  |  |  | 752159.7753 | 338392.1614 | 92705.9138 | 151904.74 | 59961.5758 | 79831.8853 | 28607.8566 | 755.6424 | 0
1326
1327 |  | Distribution - METER - Unbundled
1328
1329 |  | A |  | B | C |  | D | E | F | G | H | I | J | K
1330 |  | FERC ACCT |  | DESCRIPTION | COS Factor |  | Washington Jurisdiction Normalized | Residential Schedule 16 | Small General Service Schedule 24 | Large General Service < 1,000 kW Schedule 36 | Large General Service > 1,000 kW Schedule 48 | Large General Dedicated Facilities Schedule 48 | Agricultural Pumping Schedule 40 | Street & Area Lighting Sch. 15, 51-54, 57
1331
1332 |  | 235 | Customer Service Deposits |  | F51 |  | 0 | 0 | 0 | 0 | 0 | 0 | 0 | 0 | 0 | 2149
1333
1334 |  | 2281 | Accum Prov for Property Insurance |  | F102G |  | 2535.5424 | 1113.8797 | 316.0594 | 521.6471 | 206.7146 | 278.6154 | 95.781 | 2.8452 | 0 | 2154
1335
1336 |  | 2282 | Accum Prov for Injuries & Damages |  | F102G |  | 0 | 0 | 0 | 0 | 0 | 0 | 0 | 0 | 0 | 2158
1337
1338 |  | 2283 | Accum Prov for Pension & Benefits |  | F102G |  | -45436.176 | -19960.3973 | -5663.6911 | -9347.7632 | -3704.2655 | -4992.7061 | -1716.367 | -50.9859 | 0 | 2163
1339
1340 |  | 254 | Reg Liabilities - Insurance Provision |  | F13 |  | -65550952.2597 | -29926341.0552 | -8021837.6799 | -13083282.5861 | -5151342.3288 | -6803295.283 | -2503830.9151 | -61022.4115 | 0 | 2169
1341
1342 |  | 22844 | Accum Hydro Relicensing Obligation |  | F13 |  | -38480.1335 | -17567.5495 | -4709.0298 | -7680.2311 | -3023.9735 | -3993.7133 | -1469.8146 | -35.8218 | 0 | 2173
1343
1344
1345 |  | 22842 | Accum Misc Oper Prov - Trojan |  | F13 |  | 0 | 0 | 0 | 0 | 0 | 0 | 0 | 0 | 0 | 2178
1346
1347 |  | 252 | Customer Advances for Const |  | F50 |  | 0 | 0 | 0 | 0 | 0 | 0 | 0 | 0 | 0 | 2186
1348
1349 |  | 25398 | SO2 Emissions |  | F13 |  | 0 | 0 | 0 | 0 | 0 | 0 | 0 | 0 | 0 | 2189
1350
1351 |  | 25399 | Other Deferred Credits |  | F13 |  | -4775963.3364 | -2180397.1223 | -584461.4201 | -953232.1926 | -375320.5903 | -495679.8905 | -182426.1012 | -4446.0193 | 0 | 2198
1352
1353 |  | 190 | Accum Deferred Income Taxes |  | F104G |  | 13776511.7669 | 6052036.4133 | 1717242.9724 | 2834336.0758 | 1123173.0309 | 1513860.8442 | 520406.8037 | 15455.6267 | 0 | 2201
1354 |  |  |  | SG/CAGW | F104G |  | 80603.2903 | 35409.112 | 10047.2047 | 16583.0667 | 6571.4343 | 8857.2613 | 3044.7839 | 90.4274 | 0 | 2202
1355 |  |  |  | DOP | F138G |  | 356309.8871 | 158270.4822 | 44184.5644 | 72684.0364 | 28751.5151 | 38536.4712 | 13502.314 | 380.5037 | 0 | 2203
1356 |  |  |  | CN | F104G |  | 0 | 0 | 0 | 0 | 0 | 0 | 0 | 0 | 0 | 2204
1357 |  |  |  | BADDEBT | F42 |  | 0 | 0 | 0 | 0 | 0 | 0 | 0 | 0 | 0 | 2205
1358 |  |  |  | JBG | F104G |  | 0 | 0 | 0 | 0 | 0 | 0 | 0 | 0 | 0 | 2206
1359 |  |  |  | JBE | F104G |  | -116125.0548 | -51013.8613 | -14474.9947 | -23891.2025 | -9467.4568 | -12760.6448 | -4386.6161 | -130.2787 | 0 | 2207
1360 |  |  |  | SE/CAEW | F104G |  | 0 | 0 | 0 | 0 | 0 | 0 | 0 | 0 | 0 | 2208
1361 |  |  |  | SNP | F104G |  | 9460.8751 | 4156.1726 | 1179.2986 | 1946.4506 | 771.3273 | 1039.6281 | 357.3839 | 10.614 | 0 | 2209
1362 |  |  |  | SNPD | F104G |  | 0 | 0 | 0 | 0 | 0 | 0 | 0 | 0 | 0 | 2210
1363 |  |  |  | Total Accum Deferred Income Taxes |  |  | 14106760.7646 | 6198858.3188 | 1758179.0454 | 2901658.427 | 1149799.8508 | 1549533.5599 | 532924.6694 | 15806.8932 | 0
1364
1365 |  | 281 | Accum Deferred Income Taxes |  | F104G |  | -0.011101 | -0.0048767 | -0.0013837 | -0.0022839 | -0.00090504 | -0.0012199 | -0.00041934 | -1.2454e-05 | 0 | 2217
1366
1367 |  | 282 | Accum Deferred Income Taxes |  | F104G |  | -70786384.1744 | -31096534.5828 | -8823526.7984 | -14563367.399 | -5771080.4449 | -7778510.055 | -2673950.8922 | -79414.0019 | 0 | 2220
1368 |  |  |  |  | F104G |  | -17296.6215 | -7598.4244 | -2156.0249 | -3558.5524 | -1410.1609 | -1900.6755 | -653.3787 | -19.4048 | 0 | 2221
1369 |  |  |  |  | F104G |  | 944800.2015 | 415051.7431 | 117769.3987 | 194380.2133 | 77027.7792 | 103821.3486 | 35689.7639 | 1059.9548 | 0 | 2222
1370 |  |  |  |  | F104G |  | -14262.021 | -6265.3212 | -1777.7617 | -2934.2232 | -1162.7557 | -1567.212 | -538.7469 | -16.0003 | 0 | 2223
1371 |  |  |  |  | F104G |  | 11640929.2209 | 5113872.7075 | 1451042.487 | 2394968.059 | 949063.0122 | 1279187.8841 | 439735.3169 | 13059.7542 | 0 | 2224
1372 |  |  |  | DITBAL | F104G |  | 0 | 0 | 0 | 0 | 0 | 0 | 0 | 0 | 0 | 2225
1373 |  |  |  | DGP | F42 |  | 0 | 0 | 0 | 0 | 0 | 0 | 0 | 0 | 0 | 2226
1374 |  |  |  | SO | F138G |  | 94422.8155 | 41941.9867 | 11708.9958 | 19261.4115 | 7619.2076 | 10212.2401 | 3578.1396 | 100.8342 | 0 | 2227
1375 |  |  |  | JBE | F104G |  | -116112.7712 | -51008.4651 | -14473.4635 | -23888.6753 | -9466.4553 | -12759.295 | -4386.1521 | -130.2649 | 0 | 2228
1376 |  |  |  | SE | F104G |  | 0 | 0 | 0 | 0 | 0 | 0 | 0 | 0 | 0 | 2229
1377 |  |  |  | SG | F104G |  | 2619670.0165 | 1150823.8514 | 326542.016 | 538962.646 | 213576.7575 | 287867.9255 | 98957.8583 | 2938.9618 | 0 | 2230
1378 |  |  |  | Total Accum Deferred Income Taxes |  |  | -55634233.3338 | -24439716.5048 | -6934871.1511 | -11446176.5201 | -4535833.0604 | -6113647.8393 | -2101568.0912 | -62420.1669 | 0
1379
1380
1381 |  | 283 | Accum Deferred Income Taxes |  | F104G |  | -11418.8647 | -5016.3195 | -1423.3621 | -2349.2812 | -930.9585 | -1254.7859 | -431.3468 | -12.8106 | 0 | 2234
1382 |  |  |  | SG/CAGW | F104G |  | -100852.8408 | -44304.7613 | -12571.3123 | -20749.1453 | -8222.342 | -11082.4256 | -3809.7093 | -113.145 | 0 | 2235
1383 |  |  |  | SE | F104G |  | -102604.7865 | -45074.3929 | -12789.6925 | -21109.5851 | -8365.1748 | -11274.9418 | -3875.8889 | -115.1105 | 0 | 2236
1384 |  |  |  | SO | F138G |  | -14520.0893 | -6449.7271 | -1800.5782 | -2961.9686 | -1171.6615 | -1570.4111 | -550.2368 | -15.506 | 0 | 2237
1385 |  |  |  | GPS | F104G |  | -128459.1163 | -56432.2277 | -16012.4361 | -26428.7734 | -10473.0296 | -14115.999 | -4852.5345 | -144.116 | 0 | 2238
1386 |  |  |  | SNP | F104G |  | -14834.2753 | -6516.7131 | -1849.0933 | -3051.957 | -1209.4105 | -1630.0954 | -560.3637 | -16.6423 | 0 | 2239
1387 |  |  |  | TROJD | F104G |  | 0 | 0 | 0 | 0 | 0 | 0 | 0 | 0 | 0 | 2240
1388 |  |  |  | SNPD | F104G |  | 0 | 0 | 0 | 0 | 0 | 0 | 0 | 0 | 0 | 2241
1389 |  |  |  | JBE | F104G |  | 0 | 0 | 0 | 0 | 0 | 0 | 0 | 0 | 0 | 2242
1390 |  |  |  | Total Accum Deferred Income Taxes |  |  | -372689.9728 | -163794.1416 | -46446.4745 | -76650.7107 | -30372.5768 | -40928.6588 | -14080.08 | -417.3305 | 0
1391
1392 |  | 255 | Accum Investment Tax Credit |  | F104G |  | -4634.1868 | -2035.8032 | -577.6516 | -953.423 | -377.8165 | -509.2373 | -175.0561 | -5.199 | 0 | 2256
1393 |  | TOTAL RATE BASE DEDUCTIONS |  |  |  |  | -112313093.1032 | -50549840.3803 | -13840071.9947 | -22675143.355 | -8949968.0474 | -11913235.1542 | -4272245.9753 | -112588.1964 | 0
1394
1395 | [6 empty] | D: ACCUMULATED DEPRECIATION
1396 | [6 empty] | D: GENERATION PLANT
1397
1398 |  | 108SP | Steam Prod Accumulated Depr |  | F13 |  | -236373049.9799 | -107912704.0281 | -28926295.8581 | -47177581.7439 | -18575450.9398 | -24532300.4553 | -9028673.5683 | -220043.3864 | 0 | 2270
1399
1400 |  | 108NP | Nuclear Prod Accumulated Depr |  | F13 |  | 0 | 0 | 0 | 0 | 0 | 0 | 0 | 0 | 0 | 2276
1401
1402 |  | 108HP | Hydraulic Prod Accum Depr |  | F13 |  | -34027552.4458 | -15534787.8965 | -4164142.4412 | -6791542.5942 | -2674065.978 | -3531596.0954 | -1299740.6574 | -31676.7833 | 0 | 2287
1403
1404 |  | 108OP | Other Generation - Accum Depr |  | F13 |  | 0 | 0 | 0 | 0 | 0 | 0 | 0 | 0 | 0 | 2290
1405 |  |  |  | DGU | F13 |  | 0 | 0 | 0 | 0 | 0 | 0 | 0 | 0 | 0 | 2291
1406 |  |  |  | DGP | F13 |  | 0 | 0 | 0 | 0 | 0 | 0 | 0 | 0 | 0 | 2292
1407 |  |  |  | SG | F13 |  | -21255461.5014 | -9703874.1353 | -2601150.0382 | -4242367.1928 | -1670367.169 | -2206027.1588 | -811888.7642 | -19787.0431 | 0 | 2293
1408 |  |  |  | CAGW | F13 |  | -47746073.077 | -21797780.4699 | -5842954.7531 | -9529615.4351 | -3752140.2634 | -4955391.5321 | -1823743.0537 | -44447.5697 | 0 | 2294
1409 |  |  |  | CAGE | F13 |  | 0 | 0 | 0 | 0 | 0 | 0 | 0 | 0 | 0 | 2295
1410 |  |  |  | SG | F13 |  | 19446205.5205 | 8877884.433 | 2379741.2364 | 3881258.6741 | 1528186.2151 | 2018251.051 | 742781.1326 | 18102.7783 | 0 | 2296
1411 |  |  |  | Total Other Generation - Accum Depr |  |  | -49555329.0579 | -22623770.1721 | -6064363.555 | -9890723.9538 | -3894321.2172 | -5143167.6399 | -1892850.6853 | -46131.8345 | 0
1412
1413 |  | 108EP | Experimental Plant - Accum Depr |  | F13 |  | 0 | 0 | 0 | 0 | 0 | 0 | 0 | 0 | 0 | 2302
1414
1415
1416
1417 |  | TOTAL GENERATION PLANT DEPRECIATION |  |  |  |  | -319955931.4836 | -146071262.0968 | -39154801.8543 | -63859848.2919 | -25143838.135 | -33207064.1906 | -12221264.9109 | -297852.0042 | 0
1418
1419
1420 | [6 empty] | D: TRANSMISSION PLANT
1421
1422 |  | 108TP | Transmission Plant Accum Depr |  | F106 |  | 0 | 0 | 0 | 0 | 0 | 0 | 0 | 0 | 0 | 2313
1423
1424
1425 | [6 empty] | D: DISTRIBUTION PLANT
1426
1427 |  | 108360 | Land and Land Rights |  | F118 |  | 0 | 0 | 0 | 0 | 0 | 0 | 0 | 0 | 0 | 2317
1428
1429 |  | 108361 | Structures and Improvements |  | F119 |  | 0 | 0 | 0 | 0 | 0 | 0 | 0 | 0 | 0 | 2321
1430
1431 |  | 108362 | Station Equipment |  | F120 |  | 0 | 0 | 0 | 0 | 0 | 0 | 0 | 0 | 0 | 2325
1432
1433 |  | Distribution - METER - Unbundled
1434
1435 |  | A |  | B | C |  | D | E | F | G | H | I | J | K
1436 |  | FERC ACCT |  | DESCRIPTION | COS Factor |  | Washington Jurisdiction Normalized | Residential Schedule 16 | Small General Service Schedule 24 | Large General Service < 1,000 kW Schedule 36 | Large General Service > 1,000 kW Schedule 48 | Large General Dedicated Facilities Schedule 48 | Agricultural Pumping Schedule 40 | Street & Area Lighting Sch. 15, 51-54, 57
1437
1438 |  | 108364 | Poles, Towers & Fixtures |  | F121 |  | 0 | 0 | 0 | 0 | 0 | 0 | 0 | 0 | 0 | 2329
1439
1440 |  | 108365 | Overhead Conductors |  | F122 |  | 0 | 0 | 0 | 0 | 0 | 0 | 0 | 0 | 0 | 2333
1441
1442 |  | 108366 | Underground Conduit |  | F123 |  | 0 | 0 | 0 | 0 | 0 | 0 | 0 | 0 | 0 | 2337
1443
1444 |  | 108367 | Underground Conductors |  | F124 |  | 0 | 0 | 0 | 0 | 0 | 0 | 0 | 0 | 0 | 2341
1445
1446 |  | 108368 | Line Transformers |  | F125 |  | 0 | 0 | 0 | 0 | 0 | 0 | 0 | 0 | 0 | 2345
1447
1448 |  | 108369 | Services |  | F126 |  | 0 | 0 | 0 | 0 | 0 | 0 | 0 | 0 | 0 | 2349
1449
1450 |  | 108370 | Meters |  | F127 |  | 0 | 0 | 0 | 0 | 0 | 0 | 0 | 0 | 0 | 2353
1451
1452 |  | 108371 | Install on Customers' Premises |  | F128 |  | 0 | 0 | 0 | 0 | 0 | 0 | 0 | 0 | 0 | 2357
1453
1454 |  | 108372 | Leased Property |  | F129 |  | 0 | 0 | 0 | 0 | 0 | 0 | 0 | 0 | 0 | 2361
1455
1456 |  | 108373 | Street Lights |  | F130 |  | 0 | 0 | 0 | 0 | 0 | 0 | 0 | 0 | 0 | 2365
1457
1458 |  | 108D00 | Unclassified Dist Plant - Acct 300 |  | F121 |  | 0 | 0 | 0 | 0 | 0 | 0 | 0 | 0 | 0 | 2369
1459
1460 |  | 108DS | Unclassified Dist Sub - Acct 300 |  | F120 |  | 0 | 0 | 0 | 0 | 0 | 0 | 0 | 0 | 0 | 2373
1461
1462 |  | 108D | Unclassified Dist Sub - Acct 300 |  | F102G |  | 0 | 0 | 0 | 0 | 0 | 0 | 0 | 0 | 0 | 2377
1463
1464
1465 |  | TOTAL DISTRIBUTION PLANT DEPR |  |  |  |  | 0 | 0 | 0 | 0 | 0 | 0 | 0 | 0 | 0
1466
1467 | [6 empty] | D: GENERAL PLANT
1468 |  | 108GP | General Plant Accumulated Depr
1469 |  |  |  | S | F107G |  | 0 | 0 | 0 | 0 | 0 | 0 | 0 | 0 | 0 | 2383
1470 |  |  |  | SG-P | F105G |  | -2213770.0575 | -972523.0819 | -275949.9318 | -455447.6214 | -180481.5632 | -243257.7773 | -83625.9167 | -2484.1653 | 0 | 2384
1471 |  |  |  | SG-U | F105G |  | 0 | 0 | 0 | 0 | 0 | 0 | 0 | 0 | 0 | 2385
1472 |  |  |  | CAGW | F105G |  | -120575.8896 | -52969.7452 | -15029.975 | -24806.552 | -9830.165 | -13249.3539 | -4554.7952 | -135.3033 | 0 | 2386
1473 |  |  |  | CN | F42 |  | 0 | 0 | 0 | 0 | 0 | 0 | 0 | 0 | 0 | 2387
1474 |  |  |  | SO | F102G |  | -2986641.5629 | -1312050.3855 | -372289.5848 | -614453.5161 | -243491.2949 | -328183.9438 | -112821.4006 | -3351.4372 | 0 | 2388
1475 |  |  |  | SE | F13 |  | 0 | 0 | 0 | 0 | 0 | 0 | 0 | 0 | 0 | 2389
1476 |  |  |  | JBG | F105G |  | -529815.8151 | -232751.4132 | -66042.3776 | -109001.0916 | -43194.1819 | -58218.2495 | -20013.9726 | -594.5288 | 0 | 2390
1477 |  |  |  | CAGE | F105G |  | 0 | 0 | 0 | 0 | 0 | 0 | 0 | 0 | 0 | 2391
1478 |  |  |  | CAGE | F105G |  | 0 | 0 | 0 | 0 | 0 | 0 | 0 | 0 | 0 | 2392
1479 |  |  | Total General Plant Accumulated Depr |  |  |  | -5850803.3251 | -2570294.6258 | -729311.8691 | -1203708.7812 | -476997.205 | -642909.3245 | -221016.0851 | -6565.4346 | 0
1480
1481 |  | 108MP | Mining Plant Accumulated Depr. |  | F13 |  | -25678936.4865 | -11723347.7889 | -3142475.4819 | -5125246.4073 | -2017987.3506 | -2665123.5634 | -980850.969 | -23904.9255 | 0 | 2399
1482
1483 |  | 1081390 | Accum Depr - Capital Lease |  | F13 |  | 0 | 0 | 0 | 0 | 0 | 0 | 0 | 0 | 0 | 2406
1484 |  |  | Remove Capital Lease |  | F13 |  | 0 | 0 | 0 | 0 | 0 | 0 | 0 | 0 | 0 | 2409
1485
1486 |  | 1081399L | Accum Depr - Capital Lease |  | F13 |  | 0 | 0 | 0 | 0 | 0 | 0 | 0 | 0 | 0 | 2413
1487 |  |  |  | SE | F13 |  | 0 | 0 | 0 | 0 | 0 | 0 | 0 | 0 | 0 | 2414
1488 |  |  | Remove Capital Lease |  | F13 |  | 0 | 0 | 0 | 0 | 0 | 0 | 0 | 0 | 0 | 2417
1489
1490 |  | TOTAL GENERAL PLANT ACCUM DEPR |  |  |  |  | -31529739.8117 | -14293642.4146 | -3871787.3509 | -6328955.1884 | -2494984.5556 | -3308032.8879 | -1201867.0541 | -30470.3601 | 0
1491
1492
1493 |  | TOTAL ACCUM DEPR - PLANT IN SERVICE |  |  |  |  | -351485671.2953 | -160364904.5114 | -43026589.2052 | -70188803.4804 | -27638822.6906 | -36515097.0785 | -13423131.965 | -328322.3643 | 0
1494
1495
1496 | [6 empty] | D: ACCUMULATED AMORTIZATION
1497
1498 |  | 111CLS | Accum Prov for Amort-Steam |  | F13 |  | 0 | 0 | 0 | 0 | 0 | 0 | 0 | 0 | 0 | 2430
1499
1500 |  | 111CLG | Accum Prov for Amort-General
1501 |  |  |  | S | F108 |  | 0 | 0 | 0 | 0 | 0 | 0 | 0 | 0 | 0 | 2434
1502 |  |  |  | CN | F108 |  | 0 | 0 | 0 | 0 | 0 | 0 | 0 | 0 | 0 | 2435
1503 |  |  |  | SG | F108 |  | 0 | 0 | 0 | 0 | 0 | 0 | 0 | 0 | 0 | 2436
1504 |  |  |  | SO | F108 |  | -32949.8871 | -16162.1193 | -4600.641 | -5834.6034 | -2256.2936 | -2598.1658 | -1376.7943 | -121.2697 | 0 | 2437
1505 |  |  |  | SE | F108 |  | 0 | 0 | 0 | 0 | 0 | 0 | 0 | 0 | 0 | 2438
1506 |  |  | Total Accum Prov for Amort-General |  |  |  | -32949.8871 | -16162.1193 | -4600.641 | -5834.6034 | -2256.2936 | -2598.1658 | -1376.7943 | -121.2697 | 0 | 2439
1507
1508 |  | 111CLH | Accum Prov for Amort-Hydro |  | F13 |  | -240390.075 | -109746.6188 | -29417.8817 | -47979.3378 | -18891.1301 | -24949.2129 | -9182.1107 | -223.7829 | 0 | 2449
1509
1510 |  | 111IP | Accum Prov for Amort-Intangible
1511 |  |  |  | S | F107G |  | 0 | 0 | 0 | 0 | 0 | 0 | 0 | 0 | 0 | 2453
1512 |  |  |  | DGP | F105G |  | 0 | 0 | 0 | 0 | 0 | 0 | 0 | 0 | 0 | 2454
1513 |  |  |  | DGU | F105G |  | 0 | 0 | 0 | 0 | 0 | 0 | 0 | 0 | 0 | 2455
1514 |  |  |  | CAEW | F105G |  | 0 | 0 | 0 | 0 | 0 | 0 | 0 | 0 | 0 | 2456
1515 |  |  |  | CAEE | F105G |  | 0 | 0 | 0 | 0 | 0 | 0 | 0 | 0 | 0 | 2457
1516 |  |  |  | SE | F13 |  | 0 | 0 | 0 | 0 | 0 | 0 | 0 | 0 | 0 | 2458
1517 |  |  |  | SG | F105G |  | -3216421.9789 | -1412994.3646 | -400932.0763 | -661727.1449 | -262224.5542 | -353433.1214 | -121501.4339 | -3609.2836 | 0 | 2459
1518 |  |  |  | SG-P | F105G |  | -5934607.6093 | -2607110.3738 | -739758.2053 | -1220950.1662 | -483829.4991 | -652118.0695 | -224181.8204 | -6659.475 | 0 | 2460
1519 |  |  |  | SG-U | F105G |  | -326533.3344 | -143448.1434 | -40702.8955 | -67178.9872 | -26621.2141 | -35880.7695 | -12334.9077 | -366.4169 | 0 | 2461
1520 |  |  |  | CN | F42 |  | 0 | 0 | 0 | 0 | 0 | 0 | 0 | 0 | 0 | 2462
1521 |  |  |  | CAGE | F105G |  | 0 | 0 | 0 | 0 | 0 | 0 | 0 | 0 | 0 | 2463
1522 |  |  |  | CAGE | F105G |  | 0 | 0 | 0 | 0 | 0 | 0 | 0 | 0 | 0 | 2464
1523 |  |  |  | CAGW | F105G |  | -2974457.0995 | -1306697.6743 | -370770.7722 | -611946.7586 | -242497.9347 | -326845.067 | -112361.1284 | -3337.7645 | 0 | 2465
1524 |  |  |  | CAGE | F105G |  | 0 | 0 | 0 | 0 | 0 | 0 | 0 | 0 | 0 | 2466
1525 |  |  |  | JBG | F105G |  | -186300.8892 | -81843.15 | -23222.6999 | -38328.4147 | -15188.5132 | -20471.4758 | -7037.5794 | -209.0561 | 0 | 2467
1526 |  |  |  | SO | F102G |  | -8692129.9963 | -3818507.2672 | -1083487.7232 | -1788266.093 | -708641.4434 | -955125.4954 | -328348.1662 | -9753.8079 | 0 | 2468
1527 |  |  | Total Accum Prov for Amort-Intangible |  |  |  | -21330450.9077 | -9370600.9733 | -2658874.3724 | -4388397.5647 | -1739003.1587 | -2343873.9985 | -805765.0361 | -23935.804 | 0
1528
1529 |  | 111390 | Accum Prov for Amort-Capital Lease |  | F13 |  | 0 | 0 | 0 | 0 | 0 | 0 | 0 | 0 | 0 | 2479
1530
1531
1532 |  | TOTAL ACCUM PROV FOR AMORTIZATION |  |  |  |  | -21603790.8698 | -9496509.7114 | -2692892.8952 | -4442211.5059 | -1760150.5825 | -2371421.3772 | -816323.9411 | -24280.8566 | 0

## Generation-Energy
Generation Energy |  |  | - | Generation - Energy - Unbundled
PacifiCorp
3 | Cost Of Service By Rate Schedule
4 | State of Washington
5 | WCA
6 | 12 Months Ending June 2022
7
8
9 |  | A |  | B | C |  | D | E | F | G | H | I | J | K | Chk Total
12 |  |  |  | DESCRIPTION |  |  | Washington Jurisdiction Normalized | Residential Schedule 16 | Small General Service Schedule 24 | Large General Service < 1,000 kW Schedule 36 | Large General Service > 1,000 kW Schedule 48 | Large General Dedicated Facilities Schedule 48 | Agricultural Pumping Schedule 40 | Street & Area Lighting Sch. 15, 51-54, 57 | 0
13
12 |  |  |  | Operating Revenues |  |  | 226762362.1265 | 88386064.2118 | 29992630.5957 | 50891519.0406 | 20330807.7476 | 28542005.0258 | 8242379.9947 | 376955.5104 | 0
13
14 |  |  |  | Operating Expenses
15 |  |  |  | Operation & Maintenance Expenses |  |  | 217392863.3902 | 84887300.4844 | 28500686.9238 | 48510455.1465 | 19535506.7606 | 27644647.0032 | 7952468.9337 | 361798.1378 | 0
16 |  |  |  | Depreciation Expense |  |  | 6375253.4071 | 2503005.3548 | 834009.0541 | 1417767.7826 | 570575.9778 | 805890.3428 | 233546.9837 | 10457.9113 | 0
17 |  |  |  | Amortization Expense |  |  | 495211.5225 | 217216.2326 | 62445.1017 | 101506.4252 | 40280.8444 | 54392.0211 | 18672.8166 | 698.0808 | 0
18 |  |  |  | Taxes Other Than Income |  |  | 3563616.7188 | 1565530.3388 | 444198.5406 | 733157.9022 | 290530.3923 | 391586.5017 | 134615.7823 | 3997.2608 | 0
19 |  |  |  | Income Taxes - Federal |  |  | -5716022.6765 | -2511102.5185 | -712492.1481 | -1175981.4608 | -466009.2376 | -628102.7115 | -215923.0145 | -6411.5855 | 0
20 |  |  |  | Income Taxes - State |  |  | 0 | 0 | 0 | 0 | 0 | 0 | 0 | 0 | 0
21 |  |  |  | Income Taxes Deferred |  |  | 401541.838 | 176401.1058 | 50051.4821 | 82610.8964 | 32736.4352 | 44123.2534 | 15168.261 | 450.4041 | 0
22 |  |  |  | Investment Tax Credit Adj |  |  | 0 | 0 | 0 | 0 | 0 | 0 | 0 | 0 | 0
23 |  |  |  | Misc Revenues & Expense |  |  | -26237.9656 | -10953.6242 | -3418.413 | -5626.0178 | -2259.8672 | -2969.1782 | -967.8375 | -43.0276 | 0
24
25 |  |  |  | Total Operating Expenses |  |  | 222486226.2344 | 86827397.3737 | 29175480.5413 | 49663890.6744 | 20001361.3054 | 28309567.2325 | 8137581.9255 | 370947.1817 | 0
26
27 |  |  |  | Operating Revenue For Return |  |  | 4276135.8921 | 1558666.8381 | 817150.0544 | 1227628.3662 | 329446.4422 | 232437.7933 | 104798.0692 | 6008.3287 | 0
28
29
30 |  |  |  | Rate Base :
31 |  |  |  | Electric Plant In Service |  |  | 246042303.1394 | 96918897.1097 | 32144977.9069 | 54602423.4003 | 21965872.7188 | 30988900.1204 | 9021173.0519 | 400058.8314 | 0
32 |  |  |  | Plant Held For Future Use |  |  | 121847.4925 | 47578.4536 | 15974.4593 | 27190.0612 | 10949.6345 | 15494.8012 | 4457.3147 | 202.7679 | 0
33 |  |  |  | Electric Plant Acquisition Adj |  |  | 30213.5849 | 11797.663 | 3961.0637 | 6742.1102 | 2715.0966 | 3842.1266 | 1105.246 | 50.2788 | 0
34 |  |  |  | Pensions |  |  | 0 | 0 | 0 | 0 | 0 | 0 | 0 | 0 | 0
35 |  |  |  | Prepayments |  |  | 5.6048e-10 | 2.4622e-10 | 6.9865e-11 | 1.1531e-10 | 4.5694e-11 | 6.1588e-11 | 2.1172e-11 | 6.2894e-13 | 0
36 |  |  |  | Fuel Stock |  |  | 4.0989e-10 | 1.6005e-10 | 5.3738e-11 | 9.1467e-11 | 3.6835e-11 | 5.2124e-11 | 1.4994e-11 | 6.8211e-13 | 0
37 |  |  |  | Materials & Supplies |  |  | 1.8313e-05 | 8.0452e-06 | 2.2828e-06 | 3.7677e-06 | 1.493e-06 | 2.0123e-06 | 6.9179e-07 | 2.055e-08 | 0
38 |  |  |  | Misc Deferred Debits |  |  | 102302.7168 | 44942.2256 | 12752.1951 | 21047.1403 | 8340.4119 | 11241.4256 | 3864.5199 | 114.7982 | 0
39 |  |  |  | Cash Working Capital |  |  | 0 | 0 | 0 | 0 | 0 | 0 | 0 | 0 | 0
40 |  |  |  | Weatherization Loans |  |  | 0 | 0 | 0 | 0 | 0 | 0 | 0 | 0 | 0
41 |  |  |  | Miscellaneous Rate Base |  |  | 0 | 0 | 0 | 0 | 0 | 0 | 0 | 0 | 0
42
43 |  |  |  | Total Rate Base Additions |  |  | 246296666.9336 | 97023215.4519 | 32177665.625 | 54657402.712 | 21987877.8619 | 31019478.4739 | 9030600.1325 | 400426.6764 | 0
44
45 |  |  |  | Rate Base Deductions :
46 |  |  |  | Accum Provision For Depreciation |  |  | -124016887.7392 | -48526354.3648 | -16245555.2848 | -27638208.2924 | -11127373.8478 | -15734997.8277 | -4539138.8902 | -205259.2315 | 0
47 |  |  |  | Accum Provision For Amortization |  |  | -7622600.6516 | -3345109.8071 | -950890.4072 | -1569371.4865 | -622001.5301 | -838706.4181 | -287891.6477 | -8629.355 | 0
48 |  |  |  | Accum Deferred Income Taxes |  |  | -14783896.4145 | -6493828.5927 | -1842912.6534 | -3041860.9102 | -1205431.8216 | -1624826.1021 | -558442.2323 | -16594.1022 | 0
49 |  |  |  | Unamortized ITC |  |  | -1635.1091 | -718.3052 | -203.8164 | -336.4022 | -133.3074 | -179.6774 | -61.7661 | -1.8344 | 0
50 |  |  |  | Customer Advance For Construction |  |  | 0 | 0 | 0 | 0 | 0 | 0 | 0 | 0 | 0
51 |  |  |  | Customer Service Deposits |  |  | 0 | 0 | 0 | 0 | 0 | 0 | 0 | 0 | 0
52 |  |  |  | Misc Rate Base Deductions |  |  | -24842599.5683 | -9701164.2205 | -3256818.755 | -5543320.3462 | -2232315.1989 | -3158860.8039 | -908787.5655 | -41332.6784 | 0
53 | [14 empty] | 0
54 |  |  |  | Total Rate Base Deductions |  |  | -171267619.4827 | -68067175.2902 | -22296380.9167 | -37793097.4374 | -15187255.7058 | -21357570.8292 | -6294322.1018 | -271817.2016 | 0
55 | [14 empty] | 0
56 |  |  |  | Total Rate Base |  |  | 75029047.4509 | 28956040.1617 | 9881284.7083 | 16864305.2746 | 6800622.1561 | 9661907.6447 | 2736278.0307 | 128609.4748 | 0
57
58
59 |  |  |  | Return On Rate Base |  |  | 5.699% | 5.383% | 8.27% | 7.279% | 4.844% | 2.406% | 3.83% | 4.672%
60
61 |  |  |  | Return On Equity |  |  | 6.432% | 5.818% | 11.42% | 9.498% | 4.773% | 0.04038% | 2.804% | 4.438%
PacifiCorp
Cost Of Service By Rate Schedule
State of Washington
WCA
12 Months Ending June 2022
|  | A |  | B | C |  | D | E | F | G | H | I | J | K
|  |  |  | DESCRIPTION | COS Factor |  | Washington Jurisdiction Normalized | Residential Schedule 16 | Small General Service Schedule 24 | Large General Service < 1,000 kW Schedule 36 | Large General Service > 1,000 kW Schedule 48 | Large General Dedicated Facilities Schedule 48 | Agricultural Pumping Schedule 40 | Street & Area Lighting Sch. 15, 51-54, 57
79 |  |  |  | Total Rate Base |  |  | 75029047.4509 | 28956040.1617 | 9881284.7083 | 16864305.2746 | 6800622.1561 | 9661907.6447 | 2736278.0307 | 128609.4748 | 0
80
81
82 |  |  |  | Return On Ratebase ($$) | 5.772% |  | 4330310.7611 | 1671201.4423 | 570299.5701 | 973325.4665 | 392498.7496 | 557638.1957 | 157924.6253 | 7422.7118 | 0
83 |  |  |  | Operating & Maintenance Expense |  |  | 217392863.3902 | 84887300.4844 | 28500686.9238 | 48510455.1465 | 19535506.7606 | 27644647.0032 | 7952468.9337 | 361798.1378 | 0
84 |  |  |  | Bad Debt to Produce ROR | F80 |  | 0 | 0 | 0 | 0 | 0 | 0 | 0 | 0 | 0
85 |  |  |  | Depreciation Expense |  |  | 6375253.4071 | 2503005.3548 | 834009.0541 | 1417767.7826 | 570575.9778 | 805890.3428 | 233546.9837 | 10457.9113 | 0
86 |  |  |  | Amortization Expense |  |  | 495211.5225 | 217216.2326 | 62445.1017 | 101506.4252 | 40280.8444 | 54392.0211 | 18672.8166 | 698.0808 | 0
87 |  |  |  | Taxes Other Than Income |  |  | 3563616.7188 | 1565530.3388 | 444198.5406 | 733157.9022 | 290530.3923 | 391586.5017 | 134615.7823 | 3997.2608 | 0
88 |  |  |  | Federal Income Taxes |  |  | -5716022.6765 | -2511102.5185 | -712492.1481 | -1175981.4608 | -466009.2376 | -628102.7115 | -215923.0145 | -6411.5855 | 0
89 |  |  |  | FIT Adj to Produce Target ROR | F101 |  | 0 | 0 | 0 | 0 | 0 | 0 | 0 | 0 | 0
90 |  |  |  | State Income Taxes |  |  | 0 | 0 | 0 | 0 | 0 | 0 | 0 | 0 | 0
91 |  |  |  | SIT Adj to Produce Target ROR | F101 |  | 0 | 0 | 0 | 0 | 0 | 0 | 0 | 0 | 0
92 |  |  |  | Deferred Income Taxes |  |  | 401541.838 | 176401.1058 | 50051.4821 | 82610.8964 | 32736.4352 | 44123.2534 | 15168.261 | 450.4041 | 0
93 |  |  |  | Investment Tax Credit |  |  | 0 | 0 | 0 | 0 | 0 | 0 | 0 | 0 | 0
94 |  |  |  | Misc Revenue & Expenses |  |  | -26237.9656 | -10953.6242 | -3418.413 | -5626.0178 | -2259.8672 | -2969.1782 | -967.8375 | -43.0276 | 0
95 |  |  |  | Revenue Credits |  |  | -21993826.7248 | -8826127.1205 | -2891916.5507 | -4783729.0371 | -1924840.1951 | -2716331.9263 | -804822.3429 | -46059.5523 | 0
96
97 |  |  |  | Total Revenue Requirements |  |  | 204822710.2707 | 79672471.6955 | 26853863.5607 | 45853487.1038 | 18469019.8598 | 26150873.5019 | 7490684.2078 | 332310.3411 | 0
98 |  |  |  | Operating Revenues |  |  | 204768535.4016 | 79559937.0913 | 27100714.045 | 46107790.0035 | 18405967.5524 | 25825673.0995 | 7437557.6518 | 330895.9581 | 0
99
100 |  |  |  | Increase / (Decrease) Required to
101 |  |  |  | Earn Equal Rates of Return |  |  | 54174.869 | 112534.6041 | -246850.4843 | -254302.8997 | 63052.3074 | 325200.4025 | 53126.5561 | 1414.383 | 0
102
103 |  |  |  | Existing Revenues |  |  | 204768535.4016 | 79559937.0913 | 27100714.045 | 46107790.0035 | 18405967.5524 | 25825673.0995 | 7437557.6518 | 330895.9581 | 0
104 |  |  |  | check |  |  | 0 | 0 | 0 | 0 | 0 | 0 | 0 | 0 | 0
105 |  |  |  | Percent Increase / (Decrease)
106 |  |  |  | Over Existing Rates To
107 |  |  |  | Equal Authorized RoE & RoR |  |  | 0.02646% | 0.1414% | -0.9109% | -0.5515% | 0.3426% | 1.259% | 0.7143% | 0.4274%
[5 empty] | WCA |  | E: ELECTRIC REVENUES
|  | Generation - Energy - Unbundled |  |  | Method
|  | A |  | B | 0 |  | D | E | F | G | H | I | J | K
|  | FERC ACCT |  | DESCRIPTION | COS Factor |  | Washington Jurisdiction Normalized | Residential Schedule 16 | Small General Service Schedule 24 | Large General Service < 1,000 kW Schedule 36 | Large General Service > 1,000 kW Schedule 48 | Large General Dedicated Facilities Schedule 48 | Agricultural Pumping Schedule 40 | Street & Area Lighting Sch. 15, 51-54, 57 |  | Func Study Row
120 |  | 440 | Residential Sales |  | A |  | 79559937.0913 | 79559937.0913 | 0 | 0 | 0 | 0 | 0 | 0 | 0
121
122 |  | 442 | Commercial & Industrial Sales |  | A |  | 106471734.7998 | 0 | 27100714.045 | 46107790.0035 | 0 | 25825673.0995 | 7437557.6518 | 0 | 0
123 |  |  |  | Interruptible Demand | F30 |  | 0 | 0 | 0 | 0 | 0 | 0 | 0 | 0 | 0 | 100
124 |  |  |  | Interruptible Energy | F30 |  | 0 | 0 | 0 | 0 | 0 | 0 | 0 | 0 | 0 | 101
125 | [6 empty] | 106471734.7998 | 0 | 27100714.045 | 46107790.0035 | 0 | 25825673.0995 | 7437557.6518 | 0 | 0
126
127 |  | 444 | Public Street & Highway Lighting |  | A |  | 18736863.5105 | 0 | 0 | 0 | 18405967.5524 | 0 | 0 | 330895.9581 | 0
128
129 |  | 445 | Other Sales to Public Authority |  | A |  | 0 | 0 | 0 | 0 | 0 | 0 | 0 | 0 | 0
130
131 |  | 448 | Interdepartmental |  | A | 0 | 0 | 0 | 0 | 0 | 0 | 0 | 0 | 0 | 0 | 114
132 |  |  |  | Demand | F30 |  | 0 | 0 | 0 | 0 | 0 | 0 | 0 | 0 | 0 | 115
133 | [6 empty] | 0 | 0 | 0 | 0 | 0 | 0 | 0 | 0 | 0
134
135 |  | Total Sales to Ultimate Customers |  |  |  |  | 204768535.4016 | 79559937.0913 | 27100714.045 | 46107790.0035 | 18405967.5524 | 25825673.0995 | 7437557.6518 | 330895.9581 | 0
136
137 |  | 447 | Sales for Resale |  | F30 |  | 0 | 0 | 0 | 0 | 0 | 0 | 0 | 0 | 0 | 121
138 | [6 empty] | 0 | 0 | 0 | 0 | 0 | 0 | 0 | 0 | 0
139
140 |  | 447NPC | Sales for Resale - NPC
141 |  |  |  | Demand | F30 |  | 20434313.0378 | 7979097.437 | 2678980.8764 | 4559882.2855 | 1836297.6095 | 2598540.2912 | 747509.5411 | 34004.9971 | 0 | 130
142 |  |  |  | Energy | F30 |  | 0 | 0 | 0 | 0 | 0 | 0 | 0 | 0 | 0 | 127
143 | [6 empty] | 20434313.0378 | 7979097.437 | 2678980.8764 | 4559882.2855 | 1836297.6095 | 2598540.2912 | 747509.5411 | 34004.9971 | 0
144
145 |  | 449 | Provision for Rate Refund |  | F11 |  | 0 | 0 | 0 | 0 | 0 | 0 | 0 | 0 | 0 | 133
146 |  |  |  |  | F30 |  | 67421.4891 | 26326.4358 | 8839.0972 | 15044.9909 | 6058.7268 | 8573.6895 | 2466.3519 | 112.1969 |  | 134
147
148 |  | State Specific Revenue Credit |  |  | F140G |  | 53258.055 | 21409.8453 | 6901.6836 | 11665.0351 | 4680.9906 | 6555.3344 | 1963.2254 | 81.9407 | 0 | 136
149
150 |  | AGA Revenue |  |  | A | 0 | 0 | 0 | 0 | 0 | 0 | 0 | 0 | 0 | 0 | 137
151
152 |  | Autopay Bill Credit |  |  | F40 | 0 | 0 | 0 | 0 | 0 | 0 | 0 | 0 | 0 | 0 | 139
153
154 |  | Paperless Bill Credit |  |  | F40 | 0 | 0 | 0 | 0 | 0 | 0 | 0 | 0 | 0 | 0 | 141
155
156
157 |  | Total Sales from Electricity |  |  |  |  | 225256106.4945 | 87560444.3736 | 29786596.605 | 50679337.3241 | 20246946.1526 | 28430768.7251 | 8187030.4183 | 364982.8959 | 0
158
159 |  | Other Electric Operating Revenues
160 |  | 450 | Forfeited Discounts & Interest |  | A | 0 | 0 | 0 | 0 | 0 | 0 | 0 | 0 | 0 | 0 | 147
161 |  |  |  | Customers | F40 |  | 0 | 0 | 0 | 0 | 0 | 0 | 0 | 0 | 0 | 148
162 | [6 empty] | 0 | 0 | 0 | 0 | 0 | 0 | 0 | 0 | 0
163
164 |  | 451 | Misc Electric Revenue |  | A | 0 | 0 | 0 | 0 | 0 | 0 | 0 | 0 | 0 | 0 | 152
165 |  |  |  | Demand | F30 |  | 0 | 0 | 0 | 0 | 0 | 0 | 0 | 0 | 0 | 153
166 |  |  |  | Customer | F40 |  | 0.34379 | 0.27092 | 0.05092 | 0.002619 | 0.00016255 | 2.4464e-06 | 0.012577 | 0.0065869 | 0 | 154
167 | [6 empty] | 0.34379 | 0.27092 | 0.05092 | 0.002619 | 0.00016255 | 2.4464e-06 | 0.012577 | 0.0065869 | 0
168
169 |  | 453 | Water Sales |  | F12 |  | 194.466 | 81.1842 | 25.336 | 41.6979 | 16.7493 | 22.0064 | 7.1732 | 0.3189 | 0 | 162
170
171 |  | 454 | Rent of Electric Property |  | A | 0 | 0 | 0 | 0 | 0 | 0 | 0 | 0 | 0 | 0 | 165
172 |  |  |  | Demand | F30 |  | 1114.655 | 435.2454 | 146.1336 | 248.7334 | 100.1667 | 141.7457 | 40.7753 | 1.8549 | 0 | 166
173 |  |  |  | Demand | F30 |  | 83585.0475 | 32637.9085 | 10958.1733 | 18651.8615 | 7511.2397 | 10629.137 | 3057.6325 | 139.0949 | 0 | 167
174 |  |  |  | Jim Bridger Generation | F30 |  | 222.5445 | 86.8982 | 29.176 | 49.6604 | 19.9986 | 28.3 | 8.1409 | 0.37034 | 0 | 168
175 |  |  |  | Customer | F40 |  | 26246.6379 | 20683.5056 | 3887.5271 | 199.953 | 12.41 | 0.18677 | 960.172 | 502.8835 | 0 | 169
176 | [6 empty] | 111168.8849 | 53843.5576 | 15021.0101 | 19150.2083 | 7643.815 | 10799.3695 | 4066.7208 | 644.2036 | 0
177
178 |  | 456 | Other Electric Revenue |  | A | 0 | 0 | 0 | 0 | 0 | 0 | 0 | 0 | 0 | 0 | 173
179 |  |  |  | CAGE | F12 |  | 0 | 0 | 0 | 0 | 0 | 0 | 0 | 0 | 0 | 174
180 |  |  |  | CAGW | F12 |  | 0 | 0 | 0 | 0 | 0 | 0 | 0 | 0 | 0 | 175
181 |  |  |  | SO | F12 |  | 0 | 0 | 0 | 0 | 0 | 0 | 0 | 0 | 0 | 176
182 |  |  |  | SG | F40 |  | 515922.3889 | 406569.5444 | 76415.9694 | 3930.416 | 243.9396 | 3.6713 | 18873.8171 | 9885.0312 | 0 | 177
183 |  |  |  | JBG | F12 |  | 87017.2449 | 36327.2905 | 11337.0405 | 18658.4806 | 7494.7663 | 9847.1701 | 3209.7974 | 142.6995 | 0 | 178
184 |  |  |  | WRG | F12 |  | 0 | 0 | 0 | 0 | 0 | 0 | 0 | 0 | 0 | 179
185 |  |  |  | WRE | F12 |  | 0 | 0 | 0 | 0 | 0 | 0 | 0 | 0 | 0 | 180
186 |  |  |  | CN | F12 |  | 0 | 0 | 0 | 0 | 0 | 0 | 0 | 0 | 0 | 181
187 |  |  |  | SE | F12 |  | 724530.8144 | 302471.5548 | 94395.4866 | 155355.9201 | 62403.5978 | 81990.3938 | 26725.7035 | 1188.1577 | 0 | 182
188 | [6 empty] | 1327470.4483 | 745368.3897 | 182148.4965 | 177944.8167 | 70142.3038 | 91841.2352 | 48809.3179 | 11215.8884 | 0
189 | [14 empty] | 0
190 |  | Total Other Electric Operating Revenues |  |  |  |  | 1506255.632 | 825619.8382 | 206033.9907 | 212181.7165 | 83861.595 | 111236.3007 | 55349.5764 | 11972.6145 | 0
191 | [14 empty] | 0
192 |  | Total Electric Operating Revenues |  |  |  |  | 226762362.1265 | 88386064.2118 | 29992630.5957 | 50891519.0406 | 20330807.7476 | 28542005.0258 | 8242379.9947 | 376955.5104 | 0
193
194 |  | Miscellaneous Revenues
195 |  | 41160 | Gain on Sale of Utility Plant - CR |  | F12 |  | 0 | 0 | 0 | 0 | 0 | 0 | 0 | 0 | 0 | 196
196 |  | 41170 | Loss on Sale of Utility Plant |  | F12 |  | 0 | 0 | 0 | 0 | 0 | 0 | 0 | 0 | 0 | 201
197 |  | 4118 | Gain from Emission Allowances |  | F12 |  | -1.9858 | -0.82904 | -0.25873 | -0.42581 | -0.17104 | -0.22473 | -0.073252 | -0.0032566 | 0 | 205
198 |  | 41181 | Gain from Disposition of NOX Credits |  | F12 |  | 0 | 0 | 0 | 0 | 0 | 0 | 0 | 0 | 0 | 208
199 |  | 4194 | Impact Housing Interest Income |  | F12 |  | 0 | 0 | 0 | 0 | 0 | 0 | 0 | 0 | 0 | 212
200 |  | 421 | (Gain)/Loss on Sale of Utility Plant |  | F12 |  | -26235.9797 | -10952.7951 | -3418.1542 | -5625.592 | -2259.6962 | -2968.9535 | -967.7642 | -43.0244 | 0 | 223
201
202 |  | Total Miscellaneous Revenues |  |  |  |  | -26237.9656 | -10953.6242 | -3418.413 | -5626.0178 | -2259.8672 | -2969.1782 | -967.8375 | -43.0276 | 0
203
204 |  | Miscellaneous Expenses
205 |  | 4311 | Interest on Customer Deposits |  | F80 |  | 0 | 0 | 0 | 0 | 0 | 0 | 0 | 0 | 0 | 229
206
207 |  | Net Miscellaneous Revenues And Expense |  |  |  |  | -26237.9656 | -10953.6242 | -3418.413 | -5626.0178 | -2259.8672 | -2969.1782 | -967.8375 | -43.0276 | 0
208
209 |  | Distribution - METER - Unbundled
210 | [6 empty] | E: STEAM POWER GENERATION
211
212 |  | A |  | B | C |  | D | E | F | G | H | I | J | K
213 |  | FERC ACCT |  | DESCRIPTION | COS Factor |  | Washington Jurisdiction Normalized | Residential Schedule 16 | Small General Service Schedule 24 | Large General Service < 1,000 kW Schedule 36 | Large General Service > 1,000 kW Schedule 48 | Large General Dedicated Facilities Schedule 48 | Agricultural Pumping Schedule 40 | Street & Area Lighting Sch. 15, 51-54, 57
214 |  | 500 | Operation Suprvn & Engineering |  | F30 |  | 3828.6085 | 1494.9776 | 501.9385 | 854.3475 | 344.0519 | 486.867 | 140.0547 | 6.3712 | 0 | 237
|  |  |  | JBG | F30 |  | 782864.2513 | 305689.2654 | 102635.1292 | 174694.8295 | 70350.8726 | 99553.3491 | 28638.0313 | 1302.7742 | 0 | 238
216 |  |  |  | CAGW | F30 |  | -654.4846 | -255.5602 | -85.8043 | -146.0471 | -58.8142 | -83.2279 | -23.9418 | -1.0891 | 0 | 239
217 |  |  |  | Total 500 |  |  | 786038.3752 | 306928.6828 | 103051.2634 | 175403.1298 | 70636.1103 | 99956.9883 | 28754.1443 | 1308.0563 | 0
218
219 |  | 501 | Fuel Related |  | F30 |  | -6314.3058 | -2465.5813 | -827.8186 | -1409.0266 | -567.4252 | -802.9621 | -230.9842 | -10.5077 | 0 | 243
220 |  |  |  | S | F30 |  | 2233092.2074 | 871967.6691 | 292763.026 | 498310.7374 | 200673.3417 | 283972.3589 | 81688.9576 | 3716.1168 | 0 | 244
221 |  |  |  | SE | F30 |  | 0 | 0 | 0 | 0 | 0 | 0 | 0 | 0 | 0 | 245
222 |  |  |  | CAGW | F30 |  | 138513.7114 | 54086.2028 | 18159.4352 | 30909.0997 | 12447.3182 | 17614.1698 | 5066.9832 | 230.5024 | 0 | 246
223 |  |  |  | CAGE | F30 |  | 0 | 0 | 0 | 0 | 0 | 0 | 0 | 0 | 0 | 247
224 |  |  |  | CAEW | F30 |  | 0 | 0 | 0 | 0 | 0 | 0 | 0 | 0 | 0 | 248
225 |  |  |  | CAEE | F30 |  | 0 | 0 | 0 | 0 | 0 | 0 | 0 | 0 | 0 | 249
226 |  |  |  | JBE | F30 |  | 547312.5283 | 213712.102 | 71753.8091 | 122131.8621 | 49183.3851 | 69599.2889 | 20021.2914 | 910.7897 | 0 | 250
227 |  |  |  | CAEE | F30 |  | 0 | 0 | 0 | 0 | 0 | 0 | 0 | 0 | 0 | 251
228 |  |  |  | JBG | F30 |  | 0 | 0 | 0 | 0 | 0 | 0 | 0 | 0 | 0 | 252
229 |  |  |  | Total 501 |  |  | 2912604.1413 | 1137300.3925 | 381848.4517 | 649942.6726 | 261736.6198 | 370382.8555 | 106546.248 | 4846.9012 | 0
230
231 |  | 501NPC | Fuel Related - NPC
232 |  |  |  | S | F30 |  | 39501373.4492 | 15424316.2988 | 5178712.094 | 8814664.4671 | 3549729.1982 | 5023213.1746 | 1445003.4844 | 65734.732 | 0 | 256
233 |  |  |  | CAEW | F30 |  | 0 | 0 | 0 | 0 | 0 | 0 | 0 | 0 | 0 | 257
234 |  |  | Total Fuel Related |  |  |  | 42413977.5905 | 16561616.6913 | 5560560.5457 | 9464607.1397 | 3811465.818 | 5393596.0301 | 1551549.7324 | 70581.6331 | 0
235
236
237 |  | 502 | Steam Expenses |  | F30 |  | 1775.3281 | 693.222 | 232.7492 | 396.1614 | 159.5371 | 225.7605 | 64.9434 | 2.9543 | 0 | 262
238 |  |  |  | SE/CAEW/CAEE | F30 |  | 12424.6624 | 4851.5256 | 1628.899 | 2772.5423 | 1116.5229 | 1579.9888 | 454.5078 | 20.676 | 0 | 263
239 |  |  |  | JBG | F30 |  | 1254954.4995 | 490028.9142 | 164527.1411 | 280040.9674 | 112774.525 | 159586.9567 | 45907.6094 | 2088.3856 | 0 | 265
240 |  |  |  | Total 502 |  |  | 1269154.49 | 495573.6618 | 166388.7894 | 283209.6712 | 114050.585 | 161392.7061 | 46427.0606 | 2112.0159 | 0
241
242 |  | 503 | Steam From Other Sources |  | F30 |  | 0 | 0 | 0 | 0 | 0 | 0 | 0 | 0 | 0 | 270
243
244 |  | 503NPC | Steam From Other Sources-NPC
245 |  |  |  | S | F30 |  | 0 | 0 | 0 | 0 | 0 | 0 | 0 | 0 | 0 | 272
246 |  |  |  | SE | F30 |  | 329286.6833 | 128578.3636 | 43170.168 | 73479.7647 | 29590.8332 | 41873.9163 | 12045.6674 | 547.9701 | 0 | 273
247 |  |  |  | CAEE | F30 |  | 0 | 0 | 0 | 0 | 0 | 0 | 0 | 0 | 0 | 274
248 |  |  |  | Total Steam From Other Sources |  |  | 329286.6833 | 128578.3636 | 43170.168 | 73479.7647 | 29590.8332 | 41873.9163 | 12045.6674 | 547.9701 | 0
249
250 |  | 505 | Electric Expenses |  | F30 |  | -2679.7317 | -1046.3694 | -351.3184 | -597.9776 | -240.8099 | -340.7695 | -98.0275 | -4.4594 | 0 | 279
251 |  |  |  | JBG | F30 |  | 492.0627 | 192.1384 | 64.5104 | 109.803 | 44.2184 | 62.5734 | 18.0002 | 0.81885 | 0 | 280
252 |  |  |  | Total 505 |  |  | -2187.669 | -854.231 | -286.808 | -488.1746 | -196.5915 | -278.1961 | -80.0273 | -3.6405 | 0
253
254 |  | 506 | Misc. Steam Expense |  | F30 |  | 380486.3343 | 148570.5699 | 49882.5486 | 84904.88 | 34191.8099 | 48384.7472 | 13918.6066 | 633.1721 | 0 | 284
255 |  |  |  | SE | F30 |  | 37602.2578 | 14682.7583 | 4929.7341 | 8390.88 | 3379.0681 | 4781.7111 | 1375.5318 | 62.5744 | 0 | 285
256 |  |  |  | JBG | F30 |  | -1183183.1785 | -462003.9759 | -155117.7719 | -264025.3189 | -106324.9074 | -150460.1185 | -43282.1359 | -1968.95 | 0 | 286
257 |  |  |  | Total 506 |  |  | -765094.5865 | -298750.6476 | -100305.4892 | -170729.5589 | -68754.0294 | -97293.6602 | -27987.9976 | -1273.2035 | 0
258
259 |  | 507 | Rents |  | F30 |  | 157.3175 | 61.4286 | 20.6246 | 35.1051 | 14.1371 | 20.0054 | 5.7548 | 0.26179 | 0 | 290
260 |  |  |  | CAGW | F30 |  | 0 | 0 | 0 | 0 | 0 | 0 | 0 | 0 | 0 | 292
261 |  |  |  | CAGE | F30 |  | 17161.9672 | 6701.3267 | 2249.9695 | 3829.6639 | 1542.2334 | 2182.4107 | 627.8035 | 28.5594 | 0 | 293
262 |  |  |  | JBG | F30 |  | 0 | 0 | 0 | 0 | 0 | 0 | 0 | 0 | 0 | 294
263 |  |  |  | CAGE | F30 |  | 17319.2846 | 6762.7553 | 2270.5942 | 3864.769 | 1556.3704 | 2202.416 | 633.5584 | 28.8212 | 0 | 295
264 |  |  |  | Total 507 |  |  | 17319.2846 | 6762.7553 | 2270.5942 | 3864.769 | 1556.3704 | 2202.416 | 633.5584 | 28.8212 | 0
265
266 |  | 510 | Maint Supervision & Engineering |  | F30 |  | 9506.5943 | 3712.0916 | 1246.3343 | 2121.3804 | 854.2952 | 1208.9111 | 347.7616 | 15.82 | 0 | 298
267 |  |  |  | JBG | F30 |  | 30975.6699 | 12095.2384 | 4060.9747 | 6912.1682 | 2783.5802 | 3939.0375 | 1133.1239 | 51.547 | 0 | 299
268 |  |  |  | Total 510 |  |  | 40482.2642 | 15807.33 | 5307.3089 | 9033.5486 | 3637.8754 | 5147.9487 | 1480.8855 | 67.367 | 0
269
270 |  | 511 | Maintenance of Structures |  | F30 |  | 13653.2081 | 5331.2425 | 1789.9639 | 3046.6902 | 1226.9242 | 1736.2175 | 499.4493 | 22.7205 | 0 | 303
271 |  |  |  | CAGW | F30 |  | 1469.8709 | 573.9485 | 192.7031 | 327.9992 | 132.0876 | 186.9169 | 53.7695 | 2.446 | 0 | 304
272 |  |  |  | CAGE | F30 |  | 0 | 0 | 0 | 0 | 0 | 0 | 0 | 0 | 0 | 305
273 |  |  |  | JBG | F30 |  | 453374.6405 | 177031.6636 | 59438.3569 | 101169.7818 | 40741.8036 | 57653.6274 | 16584.9407 | 754.4664 | 0 | 306
274 |  |  |  | CAGE | F30 |  | 0 | 0 | 0 | 0 | 0 | 0 | 0 | 0 | 0 | 307
275 |  |  |  | Total 511 |  |  | 468497.7195 | 182936.8546 | 61421.024 | 104544.4712 | 42100.8155 | 59576.7618 | 17138.1595 | 779.6329 | 0
276
277 |  | 512 | Maintenance of Boiler Plant |  | F30 |  | 1859.7015 | 726.1678 | 243.8107 | 414.9892 | 167.1192 | 236.4899 | 68.0299 | 3.0948 | 0 | 311
278 |  |  |  |  | F30 |  | 78415.3774 | 30619.2792 | 10280.4188 | 17498.2584 | 7046.6754 | 9971.7332 | 2868.5204 | 130.492 | 0 | 312
279 |  |  |  | JBG | F30 |  | 1411048.3936 | 550979.7467 | 184991.3748 | 314873.055 | 126801.6589 | 179436.7198 | 51617.695 | 2348.1434 | 0 | 313
280 |  |  |  | Total 512 |  |  | 1491323.4726 | 582325.1937 | 195515.6044 | 332786.3027 | 134015.4534 | 189644.943 | 54554.2452 | 2481.7301 | 0
281
282 |  | 513 | Maintenance of Electric Plant |  | F30 |  | 5100.8157 | 1991.7433 | 668.7275 | 1138.2384 | 458.3768 | 648.6479 | 186.5934 | 8.4883 | 0 | 317
283 |  |  |  | CAGW | F30 |  | 47675.2574 | 18616.0173 | 6250.3253 | 10638.6528 | 4284.2625 | 6062.6495 | 1744.0131 | 79.337 | 0 | 318
284 |  |  |  | CAGE | F30 |  | 0 | 0 | 0 | 0 | 0 | 0 | 0 | 0 | 0 | 319
285 |  |  |  | JBG | F30 |  | 692974.9038 | 270589.6826 | 90850.449 | 154636.1741 | 62273.1069 | 88122.5224 | 25349.7806 | 1153.1882 | 0 | 320
286 |  |  |  | CAGE | F30 |  | 0 | 0 | 0 | 0 | 0 | 0 | 0 | 0 | 0 | 321
287 |  |  |  | Total 513 |  |  | 745750.977 | 291197.4431 | 97769.5018 | 166413.0653 | 67015.7462 | 94833.8198 | 27280.3871 | 1241.0136 | 0
288
289 |  | 514 | Maint of Misc. Steam Plant |  | F30 |  | 785.7073 | 306.7994 | 103.0079 | 175.3292 | 70.6064 | 99.9149 | 28.742 | 1.3075 | 0 | 325
290 |  |  |  | CAGW | F30 |  | 1614.7112 | 630.5051 | 211.692 | 360.3201 | 145.1035 | 205.3356 | 59.0679 | 2.6871 | 0 | 326
291 |  |  |  | CAGE | F30 |  | 0 | 0 | 0 | 0 | 0 | 0 | 0 | 0 | 0 | 327
292 |  |  |  | JBG | F30 |  | 142329.6562 | 55576.2356 | 18659.7135 | 31760.6213 | 12790.2321 | 18099.4265 | 5206.5746 | 236.8526 | 0 | 328
293 |  |  |  | CAGE | F30 |  | 0 | 0 | 0 | 0 | 0 | 0 | 0 | 0 | 0 | 329
294 |  |  |  | Total 514 |  |  | 144730.0748 | 56513.5401 | 18974.4134 | 32296.2706 | 13005.942 | 18404.677 | 5294.3846 | 240.8471 | 0
295
296 |  | Total Steam Power Generation |  |  |  |  | 46939278.6761 | 18328635.6377 | 6153836.916 | 10474420.3994 | 4218124.9286 | 5969058.3507 | 1717090.2001 | 78112.2435 | 0
297
298
299 | [6 empty] | D: NUCLEAR POWER GENERATION
300
301
302 |  | 517 | Operation Super & Engineering |  | F30 |  | 0 | 0 | 0 | 0 | 0 | 0 | 0 | 0 | 0 | 336
303
304 |  | 518 | Nuclear Fuel Expense |  | F30 |  | 0 | 0 | 0 | 0 | 0 | 0 | 0 | 0 | 0 | 340
305
306 |  | 519 | Coolants and Water |  | F30 |  | 0 | 0 | 0 | 0 | 0 | 0 | 0 | 0 | 0 | 345
307
308 |  | 520 | Steam Expenses |  | F30 |  | 0 | 0 | 0 | 0 | 0 | 0 | 0 | 0 | 0 | 349
309
310 |  | 523 | Electric Expenses |  | F30 |  | 0 | 0 | 0 | 0 | 0 | 0 | 0 | 0 | 0 | 353
311
312 |  | 524 | Misc. Nuclear Expenses |  | F30 |  | 0 | 0 | 0 | 0 | 0 | 0 | 0 | 0 | 0 | 357
313
314 |  | 528 | Maint Supervision & Eng |  | F30 |  | 0 | 0 | 0 | 0 | 0 | 0 | 0 | 0 | 0 | 361
315
316 |  | 529 | Maintenance of Structures |  | F30 |  | 0 | 0 | 0 | 0 | 0 | 0 | 0 | 0 | 0 | 365
317
318 |  | 530 | Maintenance of Reactor Plant |  | F30 |  | 0 | 0 | 0 | 0 | 0 | 0 | 0 | 0 | 0 | 369
319
320 |  | 531 | Maintenance of Electric Plant |  | F30 |  | 0 | 0 | 0 | 0 | 0 | 0 | 0 | 0 | 0 | 373
321
322 |  | 532 | Maintenance of Misc Nuclear |  | F30 |  | 0 | 0 | 0 | 0 | 0 | 0 | 0 | 0 | 0 | 377
323
324 |  | Total Nuclear Power Generation |  |  |  |  | 0 | 0 | 0 | 0 | 0 | 0 | 0 | 0 | 0 | 380
325
326
327
328 |  | Distribution - METER - Unbundled |  |  |  |  | D: HYDRAULIC POWER GENERATION
329
330 |  | A |  | B | C |  | D | E | F | G | H | I | J | K
331 |  | FERC ACCT |  | DESCRIPTION | COS Factor |  | Washington Jurisdiction Normalized | Residential Schedule 16 | Small General Service Schedule 24 | Large General Service < 1,000 kW Schedule 36 | Large General Service > 1,000 kW Schedule 48 | Large General Dedicated Facilities Schedule 48 | Agricultural Pumping Schedule 40 | Street & Area Lighting Sch. 15, 51-54, 57
332 |  | 535 | Operation Super & Engineering
333 |  |  |  | DGP | F30 |  | 0 | 0 | 0 | 0 | 0 | 0 | 0 | 0 | 0 | 385
334 |  |  |  | CN | F30 |  | 0 | 0 | 0 | 0 | 0 | 0 | 0 | 0 | 0 | 386
335 |  |  |  | SG | F30 |  | -66157.3926 | -25832.8372 | -8673.3716 | -14762.9099 | -5945.1307 | -8412.94 | -2420.1098 | -110.0933 | 0 | 387
336 |  |  |  | SG-P | F30 |  | 188569.6791 | 73631.829 | 24721.8765 | 42079.004 | 16945.5195 | 23979.5636 | 6898.0853 | 313.8012 | 0 | 388
337 |  |  |  | SG-U | F30 |  | 60998.2941 | 23818.3359 | 7997.003 | 13611.6658 | 5481.5164 | 7756.8805 | 2231.3844 | 101.508 | 0 | 389
338
339 |  | 536 | Water For Power |  | F30 |  | 3432.0458 | 1340.1296 | 449.9483 | 765.8552 | 308.4154 | 436.4379 | 125.548 | 5.7113 | 0 | 398
340
341 |  | 537 | Hydraulic Expenses |  | F30 |  | 96354.5394 | 37624.0815 | 12632.2802 | 21501.352 | 8658.7501 | 12252.9763 | 3524.7545 | 160.3448 | 0 | 406
342
343 |  | 538 | Electric Expenses |  | F30 |  | 0 | 0 | 0 | 0 | 0 | 0 | 0 | 0 | 0 | 410
344
345 |  | 539 | Misc. Hydro Expenses |  | F30 |  | 394431.653 | 154015.8745 | 51710.8089 | 88016.7542 | 35444.9841 | 50158.111 | 14428.7417 | 656.3787 | 0 | 418
346
347 |  | 540 | Rents (Hydro Generation) |  | F30 |  | 46428.5796 | 18129.2202 | 6086.8832 | 10360.4588 | 4172.2318 | 5904.115 | 1698.4083 | 77.2624 | 0 | 426
348
349 |  | 541 | Maint Supervision & Engineering |  | F30 |  | 7.9285 | 3.0959 | 1.0394 | 1.7692 | 0.71248 | 1.0082 | 0.29003 | 0.013194 | 0 | 434
350
351 |  | 542 | Maintenance of Structures |  | F30 |  | 18269.0458 | 7133.6138 | 2395.1099 | 4076.7066 | 1641.7193 | 2323.1929 | 668.3017 | 30.4017 | 0 | 442
352
353 |  | 543 | Maint of Dams & Waterways |  | F30 |  | 19081.184 | 7450.7338 | 2501.5829 | 4257.9338 | 1714.7008 | 2426.4689 | 698.0106 | 31.7532 | 0 | 450
354
355 |  | 544 | Maintenance of Electric Plant |  | F30 |  | 25928.54 | 10124.4581 | 3399.2854 | 5785.9097 | 2330.0277 | 3297.2166 | 948.4944 | 43.148 | 0 | 458
356
357 |  | 545 | Maint of Misc. Hydro Plant |  | F30
|  |  |  | SG | F30 |  | 27745.7395 | 10834.0299 | 3637.5241 | 6191.4147 | 2493.3275 | 3528.3017 | 1014.9695 | 46.172 | 0 | 461
|  |  |  | SG-P | F30 |  | 64722.6204 | 25272.5939 | 8485.2699 | 14442.7429 | 5816.1971 | 8230.4865 | 2367.6243 | 107.7057 | 0 | 462
|  |  |  | SG-U | F30 |  | 18584.9863 | 7256.9808 | 2436.5303 | 4147.2082 | 1670.1107 | 2363.3697 | 679.8591 | 30.9275 | 0 | 463
|  |  |  | CAGW | F30 |  | 0 | 0 | 0 | 0 | 0 | 0 | 0 | 0 | 0 | 464
|  |  |  | CAGE | F30 |  | 0 | 0 | 0 | 0 | 0 | 0 | 0 | 0 | 0 | 465
363
364 |  | Total Hydraulic Power Generation |  |  |  |  | 898397.4429 | 350802.1396 | 117781.7705 | 200475.8652 | 80733.0823 | 114245.1889 | 32864.362 | 1495.0345 | 0
365
366
367 | [6 empty] | D: OTHER POWER GENERATION
368
369
370 |  | 546 | Operation Super & Engineering |  | F30 |  | 8968.3957 | 3501.9383 | 1175.7753 | 2001.2823 | 805.9309 | 1140.4708 | 328.0737 | 14.9244 | 0 | 472
371
372 |  | 547 | Fuel |  | F30 |  | 0 | 0 | 0 | 0 | 0 | 0 | 0 | 0 | 0 | 476
373 |  |  |  | CAEW/CAEE | F30 |  | 0 | 0 | 0 | 0 | 0 | 0 | 0 | 0 | 0 | 477
374
375
376 |  | 547NPC | Fuel-NPC |  | F30
377 |  |  |  | CAEW | F30 |  | 0 | 0 | 0 | 0 | 0 | 0 | 0 | 0 | 0 | 480
378 |  |  |  | S | F30 |  | 67107706.3678 | 26203911.3763 | 8797959.6714 | 14974970.821 | 6030529.167 | 8533787.1904 | 2454873.3642 | 111674.7775 | 0 | 481
379 |  |  |  | Total 547 |  |  | 67107706.3678 | 26203911.3763 | 8797959.6714 | 14974970.821 | 6030529.167 | 8533787.1904 | 2454873.3642 | 111674.7775 | 0
380
381 |  | 548 | Generation Expense |  | F30 |  | 8725.7121 | 3407.1763 | 1143.959 | 1947.1279 | 784.1225 | 1109.6098 | 319.1961 | 14.5206 | 0 | 486
382 |  |  |  | CAGW | F30 |  | 432422.1632 | 168850.2358 | 56691.4436 | 96494.2721 | 38858.942 | 54989.1945 | 15818.4761 | 719.5992 | 0 | 488
383 |  |  |  | Total 548 |  |  | 441147.8753 | 172257.4121 | 57835.4026 | 98441.3999 | 39643.0645 | 56098.8043 | 16137.6722 | 734.1197 | 0
384
385 |  | 549 | Miscellaneous Other |  | F30 |  | 171230.6066 | 66861.347 | 22448.6881 | 38209.8194 | 15387.3709 | 21774.6312 | 6263.803 | 284.947 | 0 | 492
386 |  |  |  | CAGE/CAGW | F30 |  | 60030.6037 | 23440.4766 | 7870.1368 | 13395.7274 | 5394.5564 | 7633.8237 | 2195.9852 | 99.8977 | 0 | 493
387
388 |  | 550/551 | Maint Supervision & Engineering
389 |  |  |  | CAGW | F30 |  | 0 | 0 | 0 | 0 | 0 | 0 | 0 | 0 | 0 | 498
390 |  |  |  | SG | F30 |  | 217711.8336 | 85011.1247 | 28542.4735 | 48582.0263 | 19564.3337 | 27685.4412 | 7964.1372 | 362.297 | 0 | 499
391 |  |  |  | Total 550 |  |  | 217711.8336 | 85011.1247 | 28542.4735 | 48582.0263 | 19564.3337 | 27685.4412 | 7964.1372 | 362.297 | 0
392
393 |  | 552 | Maintenance of Structures |  | F30 |  | 1168.5113 | 456.275 | 153.1943 | 260.7513 | 105.0064 | 148.5944 | 42.7454 | 1.9445 | 0 | 505
394
395 |  | 553 | Maint of Generation & Elect Plant |  | F30 |  | 341724.1388 | 133434.8845 | 44800.7443 | 76255.1618 | 30708.5057 | 43455.532 | 12500.6431 | 568.6674 | 0 | 509
396 |  |  |  | CAGW | F30 |  | 280754.1071 | 109627.5843 | 36807.4465 | 62649.8027 | 25229.5291 | 35702.2454 | 10270.2926 | 467.2064 | 0 | 510
397 |  |  |  | Total 553 |  |  | 622478.2459 | 243062.4689 | 81608.1908 | 138904.9645 | 55938.0349 | 79157.7774 | 22770.9357 | 1035.8739 | 0
398
399 |  | 554 | Maintenance of Misc. Other |  | F30 |  | 24951.7889 | 9743.0608 | 3271.2313 | 5567.9494 | 2242.2535 | 3173.0075 | 912.7638 | 41.5226 | 0 | 514
400 |  |  |  | CAGW | F30 |  | 0 | 0 | 0 | 0 | 0 | 0 | 0 | 0 | 0 | 515
401 |  |  |  | Total 554 |  |  | 24951.7889 | 9743.0608 | 3271.2313 | 5567.9494 | 2242.2535 | 3173.0075 | 912.7638 | 41.5226 | 0
402
403 |  | Total Other Power Generation |  |  |  |  | 68655394.2288 | 26808245.4796 | 9000864.7641 | 15320334.7414 | 6169609.7181 | 8730599.7408 | 2511489.4805 | 114250.3043 | 0
404
405
406 | [6 empty] | D: OTHER POWER SUPPLY
407
408
409 |  | 555 | Purchased Power |  | F30 |  | 0 | 0 | 0 | 0 | 0 | 0 | 0 | 0 | 0 | 520
410 |  |  |  | SG | F30 |  | 0 | 0 | 0 | 0 | 0 | 0 | 0 | 0 | 0 | 521
411 |  |  |  | SE | F30 |  | 0 | 0 | 0 | 0 | 0 | 0 | 0 | 0 | 0 | 522
412
413 |  | 555NPC | Purchased Power-NPC
414 |  |  |  | CAGW | F30 |  | 0 | 0 | 0 | 0 | 0 | 0 | 0 | 0 | 0 | 525
415 |  |  |  | CAEW | F30 |  | 0 | 0 | 0 | 0 | 0 | 0 | 0 | 0 | 0 | 526
416 |  |  |  | DGP | F30 |  | 0 | 0 | 0 | 0 | 0 | 0 | 0 | 0 | 0 | 527
417 |  |  |  | DGP | F30 |  | 100134197.9126 | 39099945.2949 | 13127801.301 | 22344776.3765 | 8998403.2208 | 12733618.5621 | 3663018.5803 | 166634.5772 | 0 | 528
418 |  |  |  | Total 555 |  |  | 100134197.9126 | 39099945.2949 | 13127801.301 | 22344776.3765 | 8998403.2208 | 12733618.5621 | 3663018.5803 | 166634.5772 | 0
419
420
421 |  | 556 | System Control & Load Dispatch |  | F30 |  | 22662.8573 | 8849.2893 | 2971.1477 | 5057.1782 | 2036.5623 | 2881.9343 | 829.0321 | 37.7135 | 0 | 532
422
423 |  | 557 | Other Expenses |  | F30 |  | 741106.5867 | 289383.9228 | 97160.6126 | 165376.6775 | 66598.3853 | 94243.2135 | 27110.4903 | 1233.2848 | 0 | 541
424
425
426 |  | Embedded Cost Differentials
427 |  |  |  | Company Owned Hydro | F30 |  | 0 | 0 | 0 | 0 | 0 | 0 | 0 | 0 | 0 | 544
428 |  |  |  | Company Owned Hydro | F30 |  | 0 | 0 | 0 | 0 | 0 | 0 | 0 | 0 | 0 | 545
|  |  |  | Mid-C Contract | F30 |  | 0 | 0 | 0 | 0 | 0 | 0 | 0 | 0 | 0 | 546
430 |  |  |  | Mid-C Contract | F30 |  | 0 | 0 | 0 | 0 | 0 | 0 | 0 | 0 | 0 | 547
431 |  |  |  | Existing QF Contracts | F30 |  | 0 | 0 | 0 | 0 | 0 | 0 | 0 | 0 | 0 | 548
432 |  |  |  | Existing QF Contracts | F30 |  | 0 | 0 | 0 | 0 | 0 | 0 | 0 | 0 | 0 | 548
433 | [6 empty] | 0 | 0 | 0 | 0 | 0 | 0 | 0 | 0 | 0
434
435 |  | Total Other Power Supply |  |  |  |  | 100897967.3567 | 39398178.5069 | 13227933.0613 | 22515210.2321 | 9067038.1684 | 12830743.7099 | 3690958.1026 | 167905.5755 | 0
436
437 |  | TOTAL GENERATION EXPENSE |  |  |  |  | 217391037.7045 | 84885861.7638 | 28500416.512 | 48510441.238 | 19535505.8974 | 27644646.9902 | 7952402.1452 | 361763.1578 | 0
438
439 |  | Distribution - METER - Unbundled |  |  |  |  | D: TRANSMISSION EXPENSE
440
441
442 |  | A |  | B | C |  | D | E | F | G | H | I | J | K
443 |  | FERC ACCT |  | DESCRIPTION | COS Factor |  | Washington Jurisdiction Normalized | Residential Schedule 16 | Small General Service Schedule 24 | Large General Service < 1,000 kW Schedule 36 | Large General Service > 1,000 kW Schedule 48 | Large General Dedicated Facilities Schedule 48 | Agricultural Pumping Schedule 40 | Street & Area Lighting Sch. 15, 51-54, 57
444 |  | 560 | Operation Supervision & Eng |  | F12 |  | 0 | 0 | 0 | 0 | 0 | 0 | 0 | 0 | 0 | 560
445
446 |  | 561 | Load Dispatching |  | F12 |  | 0 | 0 | 0 | 0 | 0 | 0 | 0 | 0 | 0 | 565
447
448 |  | 562 | Station Expense |  | F12 |  | 0 | 0 | 0 | 0 | 0 | 0 | 0 | 0 | 0 | 571
449
450 |  | 563 | Overhead Line Expense |  | F12 |  | 0 | 0 | 0 | 0 | 0 | 0 | 0 | 0 | 0 | 576
451
452 |  | 564 | Underground Line Expense |  | F12 |  | 0 | 0 | 0 | 0 | 0 | 0 | 0 | 0 | 0 | 580
453
454 |  | 565 | Transm of Electricity by Others |  | F12 |  | 0 | 0 | 0 | 0 | 0 | 0 | 0 | 0 | 0 | 584
455
456 |  | 565NPC | Transmission of Electricity by Others-NPC
457 |  |  | CAGW |  | F12 |  | 0 | 0 | 0 | 0 | 0 | 0 | 0 | 0 | 0 | 587
458 |  |  | SE |  | F12 |  | 0 | 0 | 0 | 0 | 0 | 0 | 0 | 0 | 0 | 588
459 |  |  | SE |  | F12 |  | 0 | 0 | 0 | 0 | 0 | 0 | 0 | 0 | 0 | 589
460 | [6 empty] | 0 | 0 | 0 | 0 | 0 | 0 | 0 | 0 | 0
461
462 |  | 566 | Misc. Transmission Expense |  | F12 |  | 0 | 0 | 0 | 0 | 0 | 0 | 0 | 0 | 0 | 595
463
464 |  | 567 | Rents - Transmission |  | F12 |  | 0 | 0 | 0 | 0 | 0 | 0 | 0 | 0 | 0 | 600
465
466 |  | 568 | Maint Supervision & Engineering |  | F12 |  | 0 | 0 | 0 | 0 | 0 | 0 | 0 | 0 | 0 | 605
467
468 |  | 569 | Maintenance of Structures |  | F12 |  | 0 | 0 | 0 | 0 | 0 | 0 | 0 | 0 | 0 | 610
469
470 |  | 570 | Maint of Station Equipment |  | F12 |  | 0 | 0 | 0 | 0 | 0 | 0 | 0 | 0 | 0 | 616
471
472 |  | 571 | Maintenance of Overhead Lines |  | F12 |  | 0 | 0 | 0 | 0 | 0 | 0 | 0 | 0 | 0 | 622
473
474 |  | 572 | Maint of Underground Lines |  | F12 |  | 0 | 0 | 0 | 0 | 0 | 0 | 0 | 0 | 0 | 628
475
476 |  | 573 | Maint of Misc Transmission Plant |  | F12 |  | 0 | 0 | 0 | 0 | 0 | 0 | 0 | 0 | 0 | 631
477
478
479 |  | TOTAL TRANSMISSION EXPENSE |  |  |  |  | 0 | 0 | 0 | 0 | 0 | 0 | 0 | 0 | 0
480
481
482
483
484
485
486
487
488
489
490
491 |  | Distribution - METER - Unbundled |  |  |  |  | D: DISTRIBUTION EXPENSE
492
493
494 |  | A |  | B | C |  | D | E | F | G | H | I | J | K
495 |  | FERC ACCT |  | DESCRIPTION | COS Factor |  | Washington Jurisdiction Normalized | Residential Schedule 16 | Small General Service Schedule 24 | Large General Service < 1,000 kW Schedule 36 | Large General Service > 1,000 kW Schedule 48 | Large General Dedicated Facilities Schedule 48 | Agricultural Pumping Schedule 40 | Street & Area Lighting Sch. 15, 51-54, 57
496 |  | 580 | Operation Supervision & Eng |  | F131 |  | 0 | 0 | 0 | 0 | 0 | 0 | 0 | 0 | 0 | 639
497
498 |  | 581 | Load Dispatching |  | F20 |  | 0 | 0 | 0 | 0 | 0 | 0 | 0 | 0 | 0 | 644
499
500 |  | 582 | Station Expense |  | F120 |  | 0 | 0 | 0 | 0 | 0 | 0 | 0 | 0 | 0 | 649
501
502 |  | 583 | Overhead Line Expenses |  | F132 |  | 0 | 0 | 0 | 0 | 0 | 0 | 0 | 0 | 0 | 654
503
504 |  | 584 | Underground Line Expense |  | F133 |  | 0 | 0 | 0 | 0 | 0 | 0 | 0 | 0 | 0 | 659
505
506 |  | 585 | Street Lighting & Signal Systems |  | F130 |  | 0 | 0 | 0 | 0 | 0 | 0 | 0 | 0 | 0 | 664
507
508 |  | 586 | Meter Expenses |  | F127 |  | 0 | 0 | 0 | 0 | 0 | 0 | 0 | 0 | 0 | 669
509
510 |  | 587 | Customer Installation Expenses |  | F20 |  | 0 | 0 | 0 | 0 | 0 | 0 | 0 | 0 | 0 | 674
511
512 |  | 588 | Misc. Distribution Expenses |  | F131 |  | 0 | 0 | 0 | 0 | 0 | 0 | 0 | 0 | 0 | 680
513
514 |  | 589 | Rents |  | F131 |  | 0 | 0 | 0 | 0 | 0 | 0 | 0 | 0 | 0 | 685
515
516 |  | 590 | Maint Supervision & Engineering |  | F131 |  | 0 | 0 | 0 | 0 | 0 | 0 | 0 | 0 | 0 | 690
517
518 |  | 591 | Maintenance of Structures |  | F119 |  | 0 | 0 | 0 | 0 | 0 | 0 | 0 | 0 | 0 | 695
519
520 |  | 592 | Maint of Station Equipment |  | F120 |  | 0 | 0 | 0 | 0 | 0 | 0 | 0 | 0 | 0 | 700
521
522 |  | 593 | Maintenance of Overhead Lines |  | F134 |  | 0 | 0 | 0 | 0 | 0 | 0 | 0 | 0 | 0 | 705
523
524 |  | 594 | Maint of Underground Lines |  | F135 |  | 0 | 0 | 0 | 0 | 0 | 0 | 0 | 0 | 0 | 710
525
526 |  | 595 | Maint of Line Transformers |  | F125 |  | 0 | 0 | 0 | 0 | 0 | 0 | 0 | 0 | 0 | 715
527
528 |  | 596 | Maint of Street Lighting & Signals |  | F130 |  | 0 | 0 | 0 | 0 | 0 | 0 | 0 | 0 | 0 | 720
529
530 |  | 597 | Maintenance of Meters |  | F127 |  | 0 | 0 | 0 | 0 | 0 | 0 | 0 | 0 | 0 | 725
531
532 |  | 598 | Maint of Misc. Distribution Plant |  | F131 |  | 0 | 0 | 0 | 0 | 0 | 0 | 0 | 0 | 0 | 730
533
534 |  | TOTAL DISTRIBUTION EXPENSE |  |  |  |  | 0 | 0 | 0 | 0 | 0 | 0 | 0 | 0 | 0
535
536
537 | [6 empty] | D: CUSTOMER ACCOUNTS EXPENSE
538
539
540 |  | 901 | Supervision |  | F136 |  | 0 | 0 | 0 | 0 | 0 | 0 | 0 | 0 | 0 | 737
541
542 |  | 902 | Meter Reading Expense |  | F41 |  | 0 | 0 | 0 | 0 | 0 | 0 | 0 | 0 | 0 | 742
543
544 |  | 903 | Customer Receipts & Collections |  | F42 |  | 0 | 0 | 0 | 0 | 0 | 0 | 0 | 0 | 0 | 747
545
546 |  | 904 | Uncollectible Accounts |  | F80 |  | 0 | 0 | 0 | 0 | 0 | 0 | 0 | 0 | 0 | 753
547
548 |  | 905 | Misc. Customer Accounts Exp |  | F136 |  | 0 | 0 | 0 | 0 | 0 | 0 | 0 | 0 | 0 | 758
549
550 |  | TOTAL CUSTOMER ACCOUNTS EXPENSE |  |  |  |  | 0 | 0 | 0 | 0 | 0 | 0 | 0 | 0 | 0
551
552 |  | Distribution - METER - Unbundled |  |  |  |  | D: CUSTOMER SERVICE EXPENSE
553
554 |  | A |  | B | C |  | D | E | F | G | H | I | J | K
555 |  | FERC ACCT |  | DESCRIPTION | COS Factor |  | Washington Jurisdiction Normalized | Residential Schedule 16 | Small General Service Schedule 24 | Large General Service < 1,000 kW Schedule 36 | Large General Service > 1,000 kW Schedule 48 | Large General Dedicated Facilities Schedule 48 | Agricultural Pumping Schedule 40 | Street & Area Lighting Sch. 15, 51-54, 57
556 |  | 907 | Supervision |  | F40 |  | 0 | 0 | 0 | 0 | 0 | 0 | 0 | 0 | 0 | 765
557
558 |  | 908 | Customer Assistance |  | F40 |  | 1825.6857 | 1438.7207 | 270.4119 | 13.9085 | 0.86322 | 0.012992 | 66.7885 | 34.98 | 0 | 770
559
560 |  | 909 | Informational & Instructional Adv |  | F40 |  | 0 | 0 | 0 | 0 | 0 | 0 | 0 | 0 | 0 | 776
561
562 |  | 910 | Misc. Customer Service |  | F40 |  | 0 | 0 | 0 | 0 | 0 | 0 | 0 | 0 | 0 | 781
563
564 |  | TOTAL CUSTOMER SERVICE EXPENSE |  |  |  |  | 1825.6857 | 1438.7207 | 270.4119 | 13.9085 | 0.86322 | 0.012992 | 66.7885 | 34.98 | 0
565
566
567 | [6 empty] | D: SALES EXPENSE
568
569
570 |  | 911 | Supervision |  | F40 |  | 0 | 0 | 0 | 0 | 0 | 0 | 0 | 0 | 0 | 788
571
572 |  | 912 | Demonstration & Selling Expense |  | F40 |  | 0 | 0 | 0 | 0 | 0 | 0 | 0 | 0 | 0 | 793
573
574 |  | 913 | Advertising Expense |  | F40 |  | 0 | 0 | 0 | 0 | 0 | 0 | 0 | 0 | 0 | 798
575
576 |  | 916 | Misc. Sales Expense |  | F40 |  | 0 | 0 | 0 | 0 | 0 | 0 | 0 | 0 | 0 | 803
577
578 |  | TOTAL SALES EXPENSE |  |  |  |  | 0 | 0 | 0 | 0 | 0 | 0 | 0 | 0 | 0
579
580
581 | [6 empty] | D: ADMINISTRATION & GENERAL EXPENSE
582
583
584 |  | 920 | Administrative & General Salaries |  | F102G |  | 0 | 0 | 0 | 0 | 0 | 0 | 0 | 0 | 0 | 809
585 |  |  |  | Customer - System | F42 |  | 0 | 0 | 0 | 0 | 0 | 0 | 0 | 0 | 0 | 810
586 |  |  |  | System Overheads | F102G |  | 0 | 0 | 0 | 0 | 0 | 0 | 0 | 0 | 0 | 811
587 |  |  |  | Administrative & General Salaries |  |  | 0 | 0 | 0 | 0 | 0 | 0 | 0 | 0 | 0
588
589 |  | 921 | Office Supplies & expenses |  | F102G |  | 0 | 0 | 0 | 0 | 0 | 0 | 0 | 0 | 0 | 815
590 |  |  |  | Customer - System | F42 |  | 0 | 0 | 0 | 0 | 0 | 0 | 0 | 0 | 0 | 816
591 |  |  |  | System Overheads | F102G |  | 0 | 0 | 0 | 0 | 0 | 0 | 0 | 0 | 0 | 817
592 |  |  |  | Office Supplies & expenses |  |  | 0 | 0 | 0 | 0 | 0 | 0 | 0 | 0 | 0
593
594 |  | 922 | A&G Expenses Transferred |  | F102G |  | 0 | 0 | 0 | 0 | 0 | 0 | 0 | 0 | 0 | 821
595
596 |  | 923 | Outside Services |  | F102G |  | 0 | 0 | 0 | 0 | 0 | 0 | 0 | 0 | 0 | 825
597 |  |  |  | Customer - System | F42 |  | 0 | 0 | 0 | 0 | 0 | 0 | 0 | 0 | 0 | 826
598 |  |  |  | System Overheads | F102G |  | 0 | 0 | 0 | 0 | 0 | 0 | 0 | 0 | 0 | 827
599 |  |  |  | JBG | F102G |  | 0 | 0 | 0 | 0 | 0 | 0 | 0 | 0 | 0 | 828
600 |  |  |  | System Overheads | F102G |  | 0 | 0 | 0 | 0 | 0 | 0 | 0 | 0 | 0 | 829
601 |  |  |  | Outside Services |  |  | 0 | 0 | 0 | 0 | 0 | 0 | 0 | 0 | 0
602
603 |  | 924 | Property Insurance
604 |  |  |  | S | F102G |  | 0 | 0 | 0 | 0 | 0 | 0 | 0 | 0 |  | 833
605 |  |  |  | CAGW | F102G |  | 0 | 0 | 0 | 0 | 0 | 0 | 0 | 0 |  | 834
606 |  |  |  | SO | F102G |  | 0 | 0 | 0 | 0 | 0 | 0 | 0 | 0 |  | 835
607
608 |  | 925 | Injuries & Damages |  | F102G |  | 0 | 0 | 0 | 0 | 0 | 0 | 0 | 0 | 0 | 839
609 |  |  | Injuries & Damages |  | F102G |  | 0 | 0 | 0 | 0 | 0 | 0 | 0 | 0 | 0 | 840
610
611 |  | 926 | Employee Pensions & Benefits |  | F138G |  | 0 | 0 | 0 | 0 | 0 | 0 | 0 | 0 | 0 | 847
612
613 |  | 927 | Franchise Requirements |  | F102 |  | 0 | 0 | 0 | 0 | 0 | 0 | 0 | 0 | 0 | 852
614
615 |  | 928 | Regulatory Commission Expense |  | F141 |  | 0 | 0 | 0 | 0 | 0 | 0 | 0 | 0 | 0 | 859
616 |  |  |  | Regulatory Expense | F141 |  | 0 | 0 | 0 | 0 | 0 | 0 | 0 | 0 | 0 | 860
617
618 |  | 929 | Duplicate Charges |  | F138G |  | 0 | 0 | 0 | 0 | 0 | 0 | 0 | 0 | 0 | 868
619
620 |  | 930 | Misc General Expenses
621 |  |  |  | Situs | F138G |  | 0 | 0 | 0 | 0 | 0 | 0 | 0 | 0 | 0 | 871
622 |  |  |  | Customer | F138G |  | 0 | 0 | 0 | 0 | 0 | 0 | 0 | 0 | 0 | 872
623 |  |  |  | Labor | F138G |  | 0 | 0 | 0 | 0 | 0 | 0 | 0 | 0 | 0 | 873
624 |  |  |  | Labor | F138G |  | 0 | 0 | 0 | 0 | 0 | 0 | 0 | 0 | 0 | 874
625 |  |  |  | Customer | F138G |  | 0 | 0 | 0 | 0 | 0 | 0 | 0 | 0 | 0 | 875
626
627 |  | 931 | Rents |  | F102G |  | 0 | 0 | 0 | 0 | 0 | 0 | 0 | 0 | 0 | 881
628
629 |  | 935 | Maintenance of General Plant |  | F108 |  | 0 | 0 | 0 | 0 | 0 | 0 | 0 | 0 | 0 | 887
630
631 |  | TOTAL ADMINISTRATIVE & GEN EXPENSE |  |  |  |  | 0 | 0 | 0 | 0 | 0 | 0 | 0 | 0 | 0
632
633
634 |  | TOTAL O & M EXPENSE |  |  |  |  | 217392863.3902 | 84887300.4844 | 28500686.9238 | 48510455.1465 | 19535506.7606 | 27644647.0032 | 7952468.9337 | 361798.1378 | 0
635
636 |  | Distribution - METER - Unbundled |  |  |  |  | D: DEPRECIATION EXPENSE
637
638 |  | A |  | B | C |  | D | E | F | G | H | I | J | K
639 |  | FERC ACCT |  | DESCRIPTION | COS Factor |  | Washington Jurisdiction Normalized | Residential Schedule 16 | Small General Service Schedule 24 | Large General Service < 1,000 kW Schedule 36 | Large General Service > 1,000 kW Schedule 48 | Large General Dedicated Facilities Schedule 48 | Agricultural Pumping Schedule 40 | Street & Area Lighting Sch. 15, 51-54, 57
640 |  | 403SP | Steam Depreciation |  | F30 |  | 1061667.6891 | 414555.1613 | 139186.8389 | 236909.3436 | 95405.1079 | 135007.5366 | 38836.9663 | 1766.7345 | 0 | 900
641
642 |  | 403NP | Nuclear Depreciation |  | F30 |  | 0 | 0 | 0 | 0 | 0 | 0 | 0 | 0 | 0 | 904
643
644 |  | 403HP | Hydro Depreciation |  | F30 |  | 734983.4097 | 286992.9725 | 96357.8514 | 164010.3009 | 66048.1356 | 93464.5564 | 26886.4977 | 1223.0951 | 0 | 913
645
646 |  | 403OP | Other Generation Depreciation |  | F30 |  | 0 | 0 | 0 | 0 | 0 | 0 | 0 | 0 | 0 | 916
647 |  |  |  | SG | F30 |  | 129398.2359 | 50526.8335 | 16964.3775 | 28874.9968 | 11628.1703 | 16454.9955 | 4733.5291 | 215.3332 | 0 | 917
648 |  |  |  | CAGW | F30 |  | 1178945.2442 | 460349.1666 | 154562.1699 | 263079.631 | 105944.0721 | 149921.1993 | 43127.1077 | 1961.8976 | 0 | 918
649 |  |  |  | CAGE | F30 |  | 0 | 0 | 0 | 0 | 0 | 0 | 0 | 0 | 0 | 919
650 |  |  |  | SG | F30 |  | 2991224.9686 | 1167999.8949 | 392155.8054 | 667486.7768 | 268801.7576 | 380380.7149 | 109422.284 | 4977.7351 | 0 | 920
651 |  |  |  | CAGE | F30 |  | 0 | 0 | 0 | 0 | 0 | 0 | 0 | 0 | 0 | 921
652 |  |  |  | Total 403OP |  |  | 4299568.4487 | 1678875.8949 | 563682.3528 | 959441.4047 | 386373.9999 | 546756.9097 | 157282.9207 | 7154.9659 | 0
653
654 |  | 403TP | Transmission Depreciation |  | F106 |  | 0 | 0 | 0 | 0 | 0 | 0 | 0 | 0 | 0 | 929
655
656 |  | 403 | Distribution Depreciation
657 |  |  |  | Land Rights | F118 |  | 0 | 0 | 0 | 0 | 0 | 0 | 0 | 0 | 0 | 932
658 |  |  |  | Structures | F119 |  | 0 | 0 | 0 | 0 | 0 | 0 | 0 | 0 | 0 | 933
659 |  |  |  | Station Equip | F120 |  | 0 | 0 | 0 | 0 | 0 | 0 | 0 | 0 | 0 | 934
660 |  |  |  | Poles & Towers | F121 |  | 0 | 0 | 0 | 0 | 0 | 0 | 0 | 0 | 0 | 936
661 |  |  |  | OH Conductors | F122 |  | 0 | 0 | 0 | 0 | 0 | 0 | 0 | 0 | 0 | 937
662 |  |  |  | UG Conduit | F123 |  | 0 | 0 | 0 | 0 | 0 | 0 | 0 | 0 | 0 | 938
663 |  |  |  | UG Conductor | F124 |  | 0 | 0 | 0 | 0 | 0 | 0 | 0 | 0 | 0 | 939
664 |  |  |  | Line Transformer | F125 |  | 0 | 0 | 0 | 0 | 0 | 0 | 0 | 0 | 0 | 940
665 |  |  |  | Services | F126 |  | 0 | 0 | 0 | 0 | 0 | 0 | 0 | 0 | 0 | 941
666 |  |  |  | Meters | F127 |  | 0 | 0 | 0 | 0 | 0 | 0 | 0 | 0 | 0 | 942
667 |  |  |  | Inst Cust Premises | F128 |  | 0 | 0 | 0 | 0 | 0 | 0 | 0 | 0 | 0 | 943
668 |  |  |  | Leased Property | F129 |  | 0 | 0 | 0 | 0 | 0 | 0 | 0 | 0 | 0 | 944
669 |  |  |  | Street Lighting | F130 |  | 0 | 0 | 0 | 0 | 0 | 0 | 0 | 0 | 0 | 945
670 |  |  | Total Distribution Expense |  |  |  | 0 | 0 | 0 | 0 | 0 | 0 | 0 | 0 | 0
671
672 |  | 403GP | General Depreciation
673 |  |  |  | S | F107G |  | 0 | 0 | 0 | 0 | 0 | 0 | 0 | 0 | 0 | 949
674 |  |  |  | DGP | F105G |  | 0 | 0 | 0 | 0 | 0 | 0 | 0 | 0 | 0 | 950
675 |  |  |  | DGU | F105G |  | 0 | 0 | 0 | 0 | 0 | 0 | 0 | 0 | 0 | 951
676 |  |  |  | SE | F30 |  | 0 | 0 | 0 | 0 | 0 | 0 | 0 | 0 | 0 | 952
677 |  |  |  | CN | F42 |  | 0 | 0 | 0 | 0 | 0 | 0 | 0 | 0 | 0 | 953
678 |  |  |  | SG/CAGW/CAGE | F105G |  | 8336.0722 | 3662.0888 | 1039.1046 | 1715.0129 | 679.6132 | 916.0005 | 314.898 | 9.3543 | 0 | 954
679 |  |  |  | SO | F102G |  | 196046.1981 | 86124.3254 | 24437.468 | 40333.3554 | 15983.0169 | 21542.3288 | 7405.7118 | 219.9918 | 0 | 955
680 |  |  |  | CAEW | F105G |  | 65184.8331 | 28636.1064 | 8125.3923 | 13410.7321 | 5314.3101 | 7162.7663 | 2462.3792 | 73.1467 | 0 | 956
681 |  |  |  | JBG | F105G |  | 9466.7563 | 4158.8055 | 1180.0461 | 1947.633 | 771.7942 | 1040.2445 | 357.6099 | 10.623 | 0 | 957
682 |  |  |  | JBE | F30 |  | 0 | 0 | 0 | 0 | 0 | 0 | 0 | 0 | 0 | 958
683 |  |  | Total General Expense |  |  |  | 279033.8596 | 122581.326 | 34782.011 | 57406.7335 | 22748.7344 | 30661.34 | 10540.5989 | 313.1157 | 0
684
685 |  | 403GV0 | General Vehicles |  | F105G |  | 0 | 0 | 0 | 0 | 0 | 0 | 0 | 0 | 0 | 962
686
687 |  | 403MP | Mining Depreciation |  | F30 |  | 0 | 0 | 0 | 0 | 0 | 0 | 0 | 0 | 0 | 966
688
689 |  | 403EP | Experimental Plant Depreciation |  | F30 |  | 0 | 0 | 0 | 0 | 0 | 0 | 0 | 0 | 0 | 972
690
691
692 |  | TOTAL DEPRECIATION EXPENSE |  |  |  |  | 6375253.4071 | 2503005.3548 | 834009.0541 | 1417767.7826 | 570575.9778 | 805890.3428 | 233546.9837 | 10457.9113 | 0
693
694 | [6 empty] | D: AMORTIZATION EXPENSE
695
696
697 |  | 404CLG | Amort of LT Plant - Cap. Lease Gen
698 |  |  |  | S | F12 |  | 0 | 0 | 0 | 0 | 0 | 0 | 0 | 0 | 0 | 977
699 |  |  |  | SG/CAGW | F30 |  | 0 | 0 | 0 | 0 | 0 | 0 | 0 | 0 | 0 | 978
700 |  |  |  | SO | F102G |  | 839.4789 | 368.7883 | 104.6424 | 172.7093 | 68.44 | 92.2452 | 31.7116 | 0.94201 | 0 | 979
701 |  |  |  | DGU | F30 | [10 empty] | 980
702 |  |  |  | CN | F42 |  | 0 | 0 | 0 | 0 | 0 | 0 | 0 | 0 | 0 | 981
703 |  |  |  | DGP | F30 |  | 0 | 0 | 0 | 0 | 0 | 0 | 0 | 0 | 0 | 982
704 |  |  |  | SG | F30 |  | 0 | 0 | 0 | 0 | 0 | 0 | 0 | 0 | 0 | 983
705 |  |  | Total Amort. Cap. Lease General |  |  |  | 839.4789 | 368.7883 | 104.6424 | 172.7093 | 68.44 | 92.2452 | 31.7116 | 0.94201 | 0
706
707 |  | 404CLS | Amort of LT Plant - Cap Lease Steam |  | F30 |  | 0 | 0 | 0 | 0 | 0 | 0 | 0 | 0 | 0 | 989
708
709 |  | 404IP | Amort of LT Plant - Intangible Plant
710 |  |  |  | S | F107G |  | 0 | 0 | 0 | 0 | 0 | 0 | 0 | 0 | 0 | 992
711 |  |  |  | SE | F30 |  | 0 | 0 | 0 | 0 | 0 | 0 | 0 | 0 | 0 | 993
712 |  |  |  | SG | F105G |  | 60945.4692 | 26773.7272 | 7596.9489 | 12538.5511 | 4968.6884 | 6696.9283 | 2302.2358 | 68.3895 | 0 | 994
713 |  |  |  | SO | F102G |  | 311738.4993 | 136948.6795 | 38858.696 | 64135.1876 | 25415.0387 | 34255.0547 | 11776.0278 | 349.815 | 0 | 995
714 |  |  |  | CN | F42 |  | 0 | 0 | 0 | 0 | 0 | 0 | 0 | 0 | 0 | 996
715 |  |  |  | SG-P | F30 |  | 45805.5663 | 17885.9488 | 6005.2049 | 10221.4344 | 4116.2456 | 5824.8892 | 1675.6178 | 76.2256 | 0 | 997
716 |  |  |  | SG-U | F30 |  | 5515.4143 | 2153.6338 | 723.0823 | 1230.7553 | 495.6341 | 701.3706 | 201.7599 | 9.1783 | 0 | 998
717 |  |  |  | DGP | F30 |  | 0 | 0 | 0 | 0 | 0 | 0 | 0 | 0 | 0 | 999
718 |  |  |  | CAGE | F105G |  | 0 | 0 | 0 | 0 | 0 | 0 | 0 | 0 | 0 | 1000
719 |  |  |  | CAGE | F105G |  | 0 | 0 | 0 | 0 | 0 | 0 | 0 | 0 | 0 | 1001
720 |  |  |  | CAGW | F105G |  | 24773.6566 | 10883.2228 | 3088.0754 | 5096.7818 | 2019.7167 | 2722.227 | 935.8333 | 27.7996 | 0 | 1002
721 |  |  |  | CAGE | F105G |  | 0 | 0 | 0 | 0 | 0 | 0 | 0 | 0 | 0 | 1003
722 |  |  |  | JBG | F105G |  | 17734.6713 | 7790.9524 | 2210.6548 | 3648.6237 | 1445.8508 | 1948.7556 | 669.9332 | 19.9008 | 0 | 1004
723 |  |  |  | CAEW | F30 |  | 0 | 0 | 0 | 0 | 0 | 0 | 0 | 0 | 0 | 1005
724 |  |  |  | CAEE | F30 |  | 0 | 0 | 0 | 0 | 0 | 0 | 0 | 0 | 0 | 1006
725 |  |  |  | DGU | F30 |  | 0 | 0 | 0 | 0 | 0 | 0 | 0 | 0 | 0 | 1007
726 |  |  | Total Amort. Intangible Plant |  |  |  | 466513.2769 | 202436.1645 | 58482.6622 | 96871.334 | 38461.1742 | 52149.2254 | 17561.4078 | 551.3088 | 0
727
728 |  | Distribution - METER - Unbundled |  |  |  |  | D: AMORTIZATION EXPENSE (continued)
729
730
731 |  | A |  | B | C |  | D | E | F | G | H | I | J | K
732 |  | FERC ACCT |  | DESCRIPTION | COS Factor |  | Washington Jurisdiction Normalized | Residential Schedule 16 | Small General Service Schedule 24 | Large General Service < 1,000 kW Schedule 36 | Large General Service > 1,000 kW Schedule 48 | Large General Dedicated Facilities Schedule 48 | Agricultural Pumping Schedule 40 | Street & Area Lighting Sch. 15, 51-54, 57
733 |  | 404O | Amort of LT Plant - Other Plant |  | F30 |  | 0 | 0 | 0 | 0 | 0 | 0 | 0 | 0 | 0 | 1012
734
735 |  | 404HP | Amort of Other Electric Plant |  | F110 |  | 6500.4184 | 3362.6524 | 900.1581 | 1041.2288 | 408.6229 | 501.7982 | 251.9309 | 34.0272 | 0 | 1020
736
737 |  | 405 | Amort of Other Electric Plant |  | F110 |  | 0 | 0 | 0 | 0 | 0 | 0 | 0 | 0 | 0 | 1028
738
739 |  | 406 | Amort of Plant Acquisition Adj |  | F30 |  | 0 | 0 | 0 | 0 | 0 | 0 | 0 | 0 | 0 | 1036
740
741 |  | 407 | Amort of Prop Losses, Unrec Plant, |  | F110 |  | 21358.3483 | 11048.6273 | 2957.639 | 3421.1532 | 1342.6073 | 1648.7523 | 827.7663 | 111.8028 | 0 | 1049
742
743
744 |  | TOTAL AMORTIZATION EXPENSE |  |  |  |  | 495211.5225 | 217216.2326 | 62445.1017 | 101506.4252 | 40280.8444 | 54392.0211 | 18672.8166 | 698.0808 | 0
745
746
747 | [6 empty] | D: TAX OTHER THAN INCOME
748
749
750 |  | 408 | Total Taxes Other Than Income |  | F101G |  | 3563616.7188 | 1565530.3388 | 444198.5406 | 733157.9022 | 290530.3923 | 391586.5017 | 134615.7823 | 3997.2608 | 0 | 1062
751
752
753 | [6 empty] | D: DEFERRED ITC
754
755
756 |  | 41140 | Deferred I T C - Federal |  | F101G |  | 0 | 0 | 0 | 0 | 0 | 0 | 0 | 0 | 0 | 1067
757
758 |  | 41141 | Deferred I T C - Idaho |  | F101G |  | 0 | 0 | 0 | 0 | 0 | 0 | 0 | 0 | 0 | 1072
759
760 |  | TOTAL DEFERRED ITC |  |  |  |  | 0 | 0 | 0 | 0 | 0 | 0 | 0 | 0 | 0
761
762
763 | [6 empty] | D: DEFERRED INCOME TAXES
764
765
766 |  | 41010 | Deferred Income Tax - Federal-DR |  | F101G |  | 4202889.9445 | 1846369.0789 | 523882.821 | 864678.28 | 342648.3151 | 461832.7672 | 158764.3573 | 4714.325 | 0 | 1120
767
768 |  | 41011 | Deferred Income Tax - State-DR |  | F101G |  | 0 | 0 | 0 | 0 | 0 | 0 | 0 | 0 | 0 | 1135
769
770 |  | 41110 | Deferred Income Tax - Federal-CR |  | F101G |  | -3801348.1064 | -1669967.9732 | -473831.3389 | -782067.3836 | -309911.8799 | -417709.5138 | -143596.0962 | -4263.9209 | 0 | 1151
771
772 |  | 41111 | Deferred Income Tax - State-CR |  | F101G |  | 0 | 0 | 0 | 0 | 0 | 0 | 0 | 0 | 0 | 1166
773
774 |  | TOTAL DEFERRED INCOME TAXES |  |  |  |  | 401541.838 | 176401.1058 | 50051.4821 | 82610.8964 | 32736.4352 | 44123.2534 | 15168.261 | 450.4041 | 0
775
776
777
778
779
780 |  | 40911 | State Income Taxes |  | F101G |  | 0 | 0 | 0 | 0 | 0 | 0 | 0 | 0 | 0 | 1263
781
782 |  | 40910 | Federal Income Tax |  | F101G |  | -5716022.6765 | -2511102.5185 | -712492.1481 | -1175981.4608 | -466009.2376 | -628102.7115 | -215923.0145 | -6411.5855 | 0 | 1296
783
784
785 |  | TOTAL OPERATING EXPENSES |  |  |  |  | 222486226.2344 | 86827397.3737 | 29175480.5413 | 49663890.6744 | 20001361.3054 | 28309567.2325 | 8137581.9255 | 370947.1817 | 0
786
787
788 |  | Distribution - METER - Unbundled |  |  |  |  | D: STEAM GENERATION PLANT
789
790 |  | A |  | B | C |  | D | E | F | G | H | I | J | K
791 |  | FERC ACCT |  | DESCRIPTION | COS Factor |  | Washington Jurisdiction Normalized | Residential Schedule 16 | Small General Service Schedule 24 | Large General Service < 1,000 kW Schedule 36 | Large General Service > 1,000 kW Schedule 48 | Large General Dedicated Facilities Schedule 48 | Agricultural Pumping Schedule 40 | Street & Area Lighting Sch. 15, 51-54, 57
792 |  | 310 | Land and Land Rights |  | F30 |  | 857265.0299 | 334740.9424 | 112389.2258 | 191297.237 | 77036.7823 | 109014.5637 | 31359.6933 | 1426.5855 | 0 | 1305
793 |  |  |  |  | F30 |  | 103390.3832 | 40371.4057 | 13554.694 | 23071.3886 | 9291.0152 | 13147.6931 | 3782.1334 | 172.0532 | 0 | 1306
794 |  |  |  | JBG | F30 |  | 69003.8763 | 26944.3192 | 9046.5515 | 15398.0979 | 6200.9255 | 8774.9146 | 2524.2373 | 114.8302 | 0 | 1308
795 |  |  |  | Total 310 |  |  | 1029659.2894 | 402056.6672 | 134990.4712 | 229766.7235 | 92528.723 | 130937.1715 | 37666.064 | 1713.469 | 0
796
797 |  | 311 | Structures and Improvements |  | F30 |  | 176603.2096 | 68959.2165 | 23153.0475 | 39408.7066 | 15870.1715 | 22457.8411 | 6460.3387 | 293.8876 | 0 | 1316
798 |  |  |  |  | F30 |  | 4038876.893 | 1577082.2442 | 529505.1485 | 901268.5263 | 362947.3606 | 513605.9293 | 147746.5383 | 6721.1458 | 0 | 1317
799 |  |  |  | JBG | F30 |  | 8737589.3491 | 3411814.0723 | 1145516.1095 | 1949778.239 | 785189.8131 | 1111120.1991 | 319630.5838 | 14540.3322 | 0 | 1319
800 |  |  |  | Total 311 |  |  | 12953069.4517 | 5057855.5331 | 1698174.3055 | 2890455.472 | 1164007.3452 | 1647183.9696 | 473837.4607 | 21555.3657 | 0
801
802 |  | 312 | Boiler Plant Equipment
803 |  |  |  | SG | F30 |  | 1285395.5954 | 501915.4146 | 168518.032 | 286833.8463 | 115510.0666 | 163458.0149 | 47021.1781 | 2139.043 | 0 | 1324
804 |  |  |  | S | F30 |  | 0 | 0 | 0 | 0 | 0 | 0 | 0 | 0 | 0 | 1325
805 |  |  |  | CAGW | F30 |  | -235437.648 | -91932.6199 | -30866.3646 | -52537.5117 | -21157.2363 | -29939.5538 | -8612.5669 | -391.7947 | 0 | 1326
806 |  |  |  | JBG | F30 |  | 47858011.2656 | 18687378.1527 | 6274284.6665 | 10679434.018 | 4300685.3971 | 6085889.4693 | 1750698.444 | 79641.118 | 0 | 1327
807 |  |  |  | Total 312 |  |  | 48907969.2131 | 19097360.9474 | 6411936.3339 | 10913730.3526 | 4395038.2273 | 6219407.9304 | 1789107.0552 | 81388.3662 | 0
808
809 |  | 314 | Turbogenerator Units |  | F30 |  | 744090.6747 | 290549.1359 | 97551.8327 | 166042.5716 | 66866.5457 | 94622.6866 | 27219.6515 | 1238.2506 | 0 | 1333
810 |  |  |  |  | F30 |  | 2324630.4075 | 907711.0883 | 304763.8741 | 518737.3315 | 208899.279 | 295612.8628 | 85037.5252 | 3868.4467 | 0 | 1334
811 |  |  |  | JBG | F30 |  | 12023252.7659 | 4694784.9507 | 1576273.407 | 2682968.4561 | 1080450.8217 | 1528943.3359 | 439823.7485 | 20008.046 | 0 | 1336
812 |  |  |  | Total 314 |  |  | 15091973.848 | 5893045.1749 | 1978589.1139 | 3367748.3591 | 1356216.6464 | 1919178.8853 | 552080.9251 | 25114.7433 | 0
813
814 |  | 315 | Accessory Electric Equipment |  | F30 |  | 178030.4742 | 69516.5283 | 23340.1649 | 39727.1983 | 15998.4304 | 22639.34 | 6512.5496 | 296.2627 | 0 | 1343
[5 empty] | F30 |  | 570999.0801 | 222961.1188 | 74859.1652 | 127417.476 | 51311.9401 | 72611.4019 | 20887.7714 | 950.2067 | 0 | 1344
816 |  |  |  | JBG | F30 |  | 3609586.4613 | 1409454.8727 | 473224.2813 | 805473.0948 | 324369.8468 | 459014.9831 | 132042.6243 | 6006.7582 | 0 | 1346
817 |  |  |  | Total 316 |  |  | 4358616.0155 | 1701932.5198 | 571423.6114 | 972617.769 | 391680.2172 | 554265.725 | 159442.9454 | 7253.2277 | 0
818
819 |  | 316 | Misc Power Plant Equipment |  | F30 |  | 29680.6277 | 11589.5562 | 3891.1919 | 6623.1817 | 2667.2032 | 3774.3528 | 1085.7499 | 49.3919 | 0 | 1353
[5 empty] | F30 |  | 27015.5479 | 10548.908 | 3541.7944 | 6028.4737 | 2427.71 | 3435.4465 | 988.2583 | 44.9569 | 0 | 1354
821 |  |  |  | JBG | F30 |  | 348731.4403 | 136171.0637 | 45719.4161 | 77818.8292 | 31338.2059 | 44346.6192 | 12756.9779 | 580.3284 | 0 | 1356
822 |  |  |  | Total 316 |  |  | 405427.6159 | 158309.5279 | 53152.4024 | 90470.4846 | 36433.1192 | 51556.4185 | 14830.986 | 674.6772 | 0
823
824 |  | S00 | Unclassified Steam Plant - Acct 300 |  | F30 |  | 2106941.2489 | 822708.8176 | 276224.3733 | 470160.365 | 189336.9829 | 267930.3051 | 77074.2174 | 3506.1874 | 0 | 1364
825
826
827
828 |  | Total Steam Generation Plant |  |  |  |  | 84853656.6825 | 33133269.1879 | 11124490.6117 | 18934949.526 | 7625241.2613 | 10790460.4053 | 3104039.6539 | 141206.0365 | 0
829
830
831 | [6 empty] | D: NUCLEAR GENERATION
832
833
834 |  | 320 | Land and Land Rights |  | F30 |  | 0 | 0 | 0 | 0 | 0 | 0 | 0 | 0 | 0 | 1370
835
836 |  | 321 | Structures and Improvements |  | F30 |  | 0 | 0 | 0 | 0 | 0 | 0 | 0 | 0 | 0 | 1374
837
838 |  | 322 | Reactor Plant Equipment |  | F30 |  | 0 | 0 | 0 | 0 | 0 | 0 | 0 | 0 | 0 | 1378
839
840 |  | 323 | Turbogenerator Units |  | F30 |  | 0 | 0 | 0 | 0 | 0 | 0 | 0 | 0 | 0 | 1382
841
842 |  | 324 | Land and Land Rights |  | F30 |  | 0 | 0 | 0 | 0 | 0 | 0 | 0 | 0 | 0 | 1386
843
844 |  | 325 | Misc. Power Plant Equipment |  | F30 |  | 0 | 0 | 0 | 0 | 0 | 0 | 0 | 0 | 0 | 1390
845
846 |  | N00 | Unclassified Nuclear Plt - Acct 300 |  | F30 |  | 0 | 0 | 0 | 0 | 0 | 0 | 0 | 0 | 0 | 1396
847
848 |  | Total Nuclear Generation Plant |  |  |  |  | 0 | 0 | 0 | 0 | 0 | 0 | 0 | 0 | 0
849
850
851 | [6 empty] | D: HYDRAULIC GENERATION PLANT
852
853
854 |  | 330 | Land and Land Rights |  | F30 |  | 699650.4939 | 273196.3366 | 91725.6328 | 156125.8207 | 62872.9983 | 88971.4274 | 25593.981 | 1164.2972 | 0 | 1408
855
856 |  | 331 | Structures and Improvements |  | F30 |  | 6125499.142 | 2391856.9914 | 803065.6587 | 1366894.741 | 550458.4084 | 778952.358 | 224077.4644 | 10193.5201 | 0 | 1417
857
858 |  | 332 | Reservoirs, Dams & Waterways |  | F30 |  | 14928075.3682 | 5829046.8434 | 1957101.6828 | 3331174.6914 | 1341488.1656 | 1898336.6479 | 546085.3393 | 24841.9978 | 0 | 1426
859
860 |  | 333 | Water Wheel, Turbines, & Generators |  | F30 |  | 3079082.1808 | 1202305.9787 | 403674.0684 | 687091.9647 | 276696.9086 | 391553.124 | 112636.197 | 5123.9394 | 0 | 1435
861
862 |  | 334 | Accessory Electric Equipment |  | F30 |  | 1821126.8733 | 711105.3227 | 238753.5151 | 406381.3721 | 163652.7207 | 231584.5679 | 66618.8147 | 3030.5601 | 0 | 1444
863
864 |  | 335 | Misc. Power Plant Equipment |  | F30 |  | 53249.9768 | 20792.8083 | 6981.1825 | 11882.642 | 4785.226 | 6771.5616 | 1947.9424 | 88.614 | 0 | 1453
865
866 |  | 336 | Roads, Railroads & Bridges |  | F30 |  | 552108.7917 | 215584.925 | 72382.6092 | 123202.1402 | 49614.3938 | 70209.2083 | 20196.744 | 918.7712 | 0 | 1462
867
868 |  | H00 | Unclassified Hydro Plant - Acct 300 |  | F30 |  | 0 | 0 | 0 | 0 | 0 | 0 | 0 | 0 | 0 | 1468
869
870 |  | Total Hydraulic Plant |  |  |  |  | 27258792.8267 | 10643889.2061 | 3573684.3495 | 6082753.372 | 2449568.8214 | 3466378.8951 | 997156.4828 | 45361.6997 | 0
871
872 |  | Distribution - METER - Unbundled
873 |  | A |  | B | C |  | D | E | F | G | H | I | J | K
874 |  | FERC ACCT |  | DESCRIPTION | COS Factor |  | Washington Jurisdiction Normalized | Residential Schedule 16 | Small General Service Schedule 24 | Large General Service < 1,000 kW Schedule 36 | Large General Service > 1,000 kW Schedule 48 | Large General Dedicated Facilities Schedule 48 | Agricultural Pumping Schedule 40 | Street & Area Lighting Sch. 15, 51-54, 57
875 |  | 340 | Land and Land Rights |  | F30 |  | 510458.8403 | 199321.6418 | 66922.2141 | 113908.0242 | 45871.586 | 64912.7701 | 18673.1432 | 849.461 | 0 | 1480
876 |  |  |  | Total 340 |  |  | 510458.8403 | 199321.6418 | 66922.2141 | 113908.0242 | 45871.586 | 64912.7701 | 18673.1432 | 849.461 | 0
877
878 |  | 341 | Structures and Improvements |  | F30 |  | 4203506.2361 | 1641365.9599 | 551088.3972 | 938005.2849 | 377741.5193 | 534541.1073 | 153768.8598 | 6995.1076 | 0 | 1488
879 |  |  |  | Total 341 |  |  | 4203506.2361 | 1641365.9599 | 551088.3972 | 938005.2849 | 377741.5193 | 534541.1073 | 153768.8598 | 6995.1076 | 0
880
881 |  | 342 | Fuel Holders, Producers & Access |  | F30 |  | 105028.5097 | 41011.0539 | 13769.4557 | 23436.9338 | 9438.2229 | 13356.0063 | 3842.0579 | 174.7793 | 0 | 1496
882 |  |  |  | Total 342 |  |  | 105028.5097 | 41011.0539 | 13769.4557 | 23436.9338 | 9438.2229 | 13356.0063 | 3842.0579 | 174.7793 | 0
883
884 |  | 343 | Prime Movers |  | F30 |  | 83020150.5081 | 32417330.0521 | 10884114.1445 | 18525805.7339 | 7460476.0941 | 10557301.617 | 3036967.9908 | 138154.8758 | 0 | 1505
885 |  |  |  | Total 343 |  |  | 83020150.5081 | 32417330.0521 | 10884114.1445 | 18525805.7339 | 7460476.0941 | 10557301.617 | 3036967.9908 | 138154.8758 | 0
886
887 |  | 344 | Generators |  | F30 |  | 10066374.2827 | 3930671.958 | 1319722.5739 | 2246294.3426 | 904598.9947 | 1280095.8423 | 368238.9913 | 16751.5799 | 0 | 1514
888 |  |  |  | Total 344 |  |  | 10066374.2827 | 3930671.958 | 1319722.5739 | 2246294.3426 | 904598.9947 | 1280095.8423 | 368238.9913 | 16751.5799 | 0
889
890 |  | 345 | Accessory Electric Plant |  | F30 |  | 7812244.5882 | 3050489.6668 | 1024201.4897 | 1743289.1256 | 702035.1521 | 993448.2402 | 285780.4594 | 13000.4544 | 0 | 1522
891 |  |  |  | Total 345 |  |  | 7812244.5882 | 3050489.6668 | 1024201.4897 | 1743289.1256 | 702035.1521 | 993448.2402 | 285780.4594 | 13000.4544 | 0
892
893 |  | 346 | Misc. Power Plant Equipment |  | F30 |  | 447518.2938 | 174744.904 | 58670.5777 | 99862.948 | 40215.5322 | 56908.902 | 16370.7091 | 744.7208 | 0 | 1529
894
895 |  | O00 | Unclassified Other Prod - Acct 300 |  | F30 |  | 0 | 0 | 0 | 0 | 0 | 0 | 0 | 0 | 0 | 1534
896
897 |  | Total Other Generation Plant |  |  |  |  | 106165281.2588 | 41454935.2366 | 13918488.8528 | 23690602.3929 | 9540377.1013 | 13500564.4851 | 3883642.2115 | 176670.9787 | 0
898
899 |  | Experimental Plant
900 |  | 103 | Experimental Plant |  | F30 |  | 0 | 0 | 0 | 0 | 0 | 0 | 0 | 0 | 0 | 1540
901
902 |  | TOTAL GENERATION PLANT |  |  |  |  | 218277730.768 | 85232093.6306 | 28616663.814 | 48708305.2908 | 19615187.184 | 27757403.7855 | 7984838.3482 | 363238.7149 | 0
903
904 | [6 empty] | D: TRANSMISSION PLANT
905 |  | 350 | Land and Land Rights
906 |  |  |  | Demand | F12 |  | 0 | 0 | 0 | 0 | 0 | 0 | 0 | 0 | 0 | 1549
907 |  |  |  | Direct Assigned | A | 0 | 0 | 0 | 0 | 0 | 0 | 0 | 0 | 0 | 0
908 | [6 empty] | 0 | 0 | 0 | 0 | 0 | 0 | 0 | 0 | 0
909 |  | 352 | Structures and Improvements
910 |  |  |  | Demand | F12 |  | 0 | 0 | 0 | 0 | 0 | 0 | 0 | 0 | 0 | 1556
911 |  |  |  | Direct Assigned | A | 0 | 0 | 0 | 0 | 0 | 0 | 0 | 0 | 0 | 0
912 | [6 empty] | 0 | 0 | 0 | 0 | 0 | 0 | 0 | 0 | 0
913 |  | 353 | Station Equipment
914 |  |  |  | Demand | F12 |  | 0 | 0 | 0 | 0 | 0 | 0 | 0 | 0 | 0 | 1562
915 |  |  |  | Direct Assigned | A | 0 | 0 | 0 | 0 | 0 | 0 | 0 | 0 | 0 | 0
916 | [6 empty] | 0 | 0 | 0 | 0 | 0 | 0 | 0 | 0 | 0
917 |  | 354 | Towers and Fixtures
918 |  |  |  | Demand | F12 |  | 0 | 0 | 0 | 0 | 0 | 0 | 0 | 0 | 0 | 1568
919 |  |  |  | Direct Assigned | A | 0 | 0 | 0 | 0 | 0 | 0 | 0 | 0 | 0 | 0
920 | [6 empty] | 0 | 0 | 0 | 0 | 0 | 0 | 0 | 0 | 0
921 |  | 355 | Poles and Fixtures
922 |  |  |  | Demand | F12 |  | 0 | 0 | 0 | 0 | 0 | 0 | 0 | 0 | 0 | 1575
923 |  |  |  | Direct Assigned | A | 0 | 0 | 0 | 0 | 0 | 0 | 0 | 0 | 0 | 0
924 | [6 empty] | 0 | 0 | 0 | 0 | 0 | 0 | 0 | 0 | 0
925 |  | 356 | Overhead Conductors
926 |  |  |  | Demand | F12 |  | 0 | 0 | 0 | 0 | 0 | 0 | 0 | 0 | 0 | 1581
927 |  |  |  | Direct Assigned | A | 0 | 0 | 0 | 0 | 0 | 0 | 0 | 0 | 0 | 0
928 | [6 empty] | 0 | 0 | 0 | 0 | 0 | 0 | 0 | 0 | 0
929 |  | 357 | Underground Conduit
930 |  |  |  | Demand | F12 |  | 0 | 0 | 0 | 0 | 0 | 0 | 0 | 0 | 0 | 1587
931 |  |  |  | Direct Assigned | A | 0 | 0 | 0 | 0 | 0 | 0 | 0 | 0 | 0 | 0
932 | [6 empty] | 0 | 0 | 0 | 0 | 0 | 0 | 0 | 0 | 0
933 |  | 358 | Underground Conductors
934 |  |  |  | Demand | F12 |  | 0 | 0 | 0 | 0 | 0 | 0 | 0 | 0 | 0 | 1593
935 |  |  |  | Direct Assigned | A | 0 | 0 | 0 | 0 | 0 | 0 | 0 | 0 | 0 | 0
936 | [6 empty] | 0 | 0 | 0 | 0 | 0 | 0 | 0 | 0 | 0
937 |  | 359 | Roads and Trails
938 |  |  |  | Demand | F12 |  | 0 | 0 | 0 | 0 | 0 | 0 | 0 | 0 | 0 | 1599
939 |  |  |  | Direct Assigned | A | 0 | 0 | 0 | 0 | 0 | 0 | 0 | 0 | 0 | 0
940 | [6 empty] | 0 | 0 | 0 | 0 | 0 | 0 | 0 | 0 | 0
941
942 |  | T00 | Unclassified Trans Plant - Acct 300 |  | F30 |  | 0 | 0 | 0 | 0 | 0 | 0 | 0 | 0 | 0 | 1604
943 |  | TS0 | Unclassified Trans Sub - Acct 300 |  | F30 |  | 0 | 0 | 0 | 0 | 0 | 0 | 0 | 0 | 0 | 1608
944
945 |  | TOTAL TRANSMISSION PLANT |  |  |  |  | 0 | 0 | 0 | 0 | 0 | 0 | 0 | 0 | 0
946 |  | Distribution - METER - Unbundled |  |  |  |  | D: DISTRIBUTION PLANT
947 |  | A |  | B | C |  | D | E | F | G | H | I | J | K
948 |  | FERC ACCT |  | DESCRIPTION | COS Factor |  | Washington Jurisdiction Normalized | Residential Schedule 16 | Small General Service Schedule 24 | Large General Service < 1,000 kW Schedule 36 | Large General Service > 1,000 kW Schedule 48 | Large General Dedicated Facilities Schedule 48 | Agricultural Pumping Schedule 40 | Street & Area Lighting Sch. 15, 51-54, 57
949
950 |  | 360 | Land and Land Rights
951 |  |  |  | Demand Primary | F20A |  | 0 | 0 | 0 | 0 | 0 | 0 | 0 | 0 | 0 | 1614
952 |  |  |  | Assigned | A | 0 | 0 | 0 | 0 | 0 | 0 | 0 | 0 | 0 | 0
953 | [6 empty] | 0 | 0 | 0 | 0 | 0 | 0 | 0 | 0 | 0
954 |  | 361 | Structures and Improvements
955 |  |  |  | Demand Primary | F20 |  | 0 | 0 | 0 | 0 | 0 | 0 | 0 | 0 | 0 | 1620
956 |  |  |  | Assigned | A | 0 | 0 | 0 | 0 | 0 | 0 | 0 | 0 | 0 | 0
957 | [6 empty] | 0 | 0 | 0 | 0 | 0 | 0 | 0 | 0 | 0
958 |  | 362 | Station Equipment
959 |  |  |  | Demand Primary | F20A |  | 0 | 0 | 0 | 0 | 0 | 0 | 0 | 0 | 0 | 1626
960 |  |  |  | Assigned | A | 0 | 0 | 0 | 0 | 0 | 0 | 0 | 0 | 0 | 0
961 | [6 empty] | 0 | 0 | 0 | 0 | 0 | 0 | 0 | 0 | 0
962 |  | 364 | Poles, Towers & Fixtures
963 |  |  |  | Demand Primary | F20A | 0 | 0 | 0 | 0 | 0 | 0 | 0 | 0 | 0 | 0 | 1632
964 |  |  |  | Demand Secondary | F22 | 0 | 0 | 0 | 0 | 0 | 0 | 0 | 0 | 0 | 0
965 |  |  |  | Assigned | A | 0 | 0 | 0 | 0 | 0 | 0 | 0 | 0 | 0 | 0
966 | [6 empty] | 0 | 0 | 0 | 0 | 0 | 0 | 0 | 0 | 0
967 |  | 365 | Overhead Conductors
968 |  |  |  | Demand Primary | F20A | 0 | 0 | 0 | 0 | 0 | 0 | 0 | 0 | 0 | 0 | 1639
969 |  |  |  | Demand Secondary | F22 | 0 | 0 | 0 | 0 | 0 | 0 | 0 | 0 | 0 | 0
970 |  |  |  | Assigned | A | 0 | 0 | 0 | 0 | 0 | 0 | 0 | 0 | 0 | 0
971 | [6 empty] | 0 | 0 | 0 | 0 | 0 | 0 | 0 | 0 | 0
972 |  | 366 | Underground Conduit
973 |  |  |  | Demand Primary | F20A | 0 | 0 | 0 | 0 | 0 | 0 | 0 | 0 | 0 | 0 | 1646
974 |  |  |  | Demand Secondary | F22 | 0 | 0 | 0 | 0 | 0 | 0 | 0 | 0 | 0 | 0
975 |  |  |  | Assigned | A | 0 | 0 | 0 | 0 | 0 | 0 | 0 | 0 | 0 | 0
976 | [6 empty] | 0 | 0 | 0 | 0 | 0 | 0 | 0 | 0 | 0
977 |  | 367 | Underground Conductors
978 |  |  |  | Demand Primary | F20A | 0 | 0 | 0 | 0 | 0 | 0 | 0 | 0 | 0 | 0 | 1653
979 |  |  |  | Demand Secondary | F22 | 0 | 0 | 0 | 0 | 0 | 0 | 0 | 0 | 0 | 0
980 |  |  |  | Assigned | A | 0 | 0 | 0 | 0 | 0 | 0 | 0 | 0 | 0 | 0
981 | [6 empty] | 0 | 0 | 0 | 0 | 0 | 0 | 0 | 0 | 0
982 |  | 368 | Line Transformers
983 |  |  |  | Demand Secondary | F21 |  | 0 | 0 | 0 | 0 | 0 | 0 | 0 | 0 | 0 | 1660
984 |  |  |  | Assigned | A | 0 | 0 | 0 | 0 | 0 | 0 | 0 | 0 | 0 | 0
985 | [6 empty] | 0 | 0 | 0 | 0 | 0 | 0 | 0 | 0 | 0
986 |  | 369 | Services
987 |  |  |  | Customer | F70 |  | 0 | 0 | 0 | 0 | 0 | 0 | 0 | 0 | 0 | 1666
988 |  |  |  | Assigned | A | 0 | 0 | 0 | 0 | 0 | 0 | 0 | 0 | 0 | 0
989 | [6 empty] | 0 | 0 | 0 | 0 | 0 | 0 | 0 | 0 | 0
990 |  | 370 | Meters
991 |  |  |  | Customer | F60A |  | 0 | 0 | 0 | 0 | 0 | 0 | 0 | 0 | 0 | 1673
992 |  |  |  | Assigned | A | 0 | 0 | 0 | 0 | 0 | 0 | 0 | 0 | 0 | 0
993 | [6 empty] | 0 | 0 | 0 | 0 | 0 | 0 | 0 | 0 | 0
994 |  | 371 | Install on Customers' Premises
995 |  |  |  | Demand Primary | F20 | 0 | 0 | 0 | 0 | 0 | 0 | 0 | 0 | 0 | 0 | 1679
996 |  |  |  | Demand Secondary | F22 | 0 | 0 | 0 | 0 | 0 | 0 | 0 | 0 | 0 | 0
997 |  |  |  | Assigned | A | 0 | 0 | 0 | 0 | 0 | 0 | 0 | 0 | 0 | 0
998 | [6 empty] | 0 | 0 | 0 | 0 | 0 | 0 | 0 | 0 | 0
999 |  | 372 | Leased Property
1000 |  |  |  | Demand Primary | F20 | 0 | 0 | 0 | 0 | 0 | 0 | 0 | 0 | 0 | 0 | 1686
1001 |  |  |  | Demand Secondary | F22 | 0 | 0 | 0 | 0 | 0 | 0 | 0 | 0 | 0 | 0
1002 |  |  |  | Assigned | A | 0 | 0 | 0 | 0 | 0 | 0 | 0 | 0 | 0 | 0
1003 | [6 empty] | 0 | 0 | 0 | 0 | 0 | 0 | 0 | 0 | 0
1004
1005 |  | 373 | Street Lights |  | A | 0 | 0 | 0 | 0 | 0 | 0 | 0 | 0 | 0 | 0 | 1695
1006
1007
1008 |  | D00 | Unclassified Dist Plant - Acct 300 |  | F22 |  | 0 | 0 | 0 | 0 | 0 | 0 | 0 | 0 | 0 | 1698
1009 |  | DS0 | Unclassified Dist Sub - Acct 300 |  | F20 |  | 0 | 0 | 0 | 0 | 0 | 0 | 0 | 0 | 0 | 1702
1010 |  | TOTAL DISTRIBUTION PLANT |  |  |  |  | 0 | 0 | 0 | 0 | 0 | 0 | 0 | 0 | 0
1011
1012 |  | Distribution - METER - Unbundled |  |  |  |  | DISTRIBUTION PLANT D: GENERAL PLANT
1013
1014 |  | A |  | B | C |  | D | E | F | G | H | I | J | K
1015 |  | FERC ACCT |  | DESCRIPTION | COS Factor |  | Washington Jurisdiction Normalized | Residential Schedule 16 | Small General Service Schedule 24 | Large General Service < 1,000 kW Schedule 36 | Large General Service > 1,000 kW Schedule 48 | Large General Dedicated Facilities Schedule 48 | Agricultural Pumping Schedule 40 | Street & Area Lighting Sch. 15, 51-54, 57
1016 |  | 389 | Land and Land Rights
1017 |  |  |  | S | F107G |  | 0 | 0 | 0 | 0 | 0 | 0 | 0 | 0 | 0 | 1709
1018 |  |  |  | CN | F42 |  | 0 | 0 | 0 | 0 | 0 | 0 | 0 | 0 | 0 | 1710
1019 |  |  |  | DGU | F105G |  | 0 | 0 | 0 | 0 | 0 | 0 | 0 | 0 | 0 | 1711
1020 |  |  |  | SG | F105G |  | 10.6039 | 4.6583 | 1.3218 | 2.1816 | 0.8645 | 1.1652 | 0.40056 | 0.011899 | 0 | 1712
1021 |  |  |  | CAGW | F105G |  | 0 | 0 | 0 | 0 | 0 | 0 | 0 | 0 | 0 | 1713
1022 |  |  |  | CAGE | F105G |  | 0 | 0 | 0 | 0 | 0 | 0 | 0 | 0 | 0 | 1714
1023 |  |  |  | SO | F102G |  | 59005.189 | 25921.3499 | 7355.0899 | 12139.3696 | 4810.5036 | 6483.7227 | 2228.9411 | 66.2122 | 0 | 1715
1024 |  |  | Total Land & Land Rights |  |  |  | 59015.7928 | 25926.0082 | 7356.4117 | 12141.5512 | 4811.3681 | 6484.8879 | 2229.3416 | 66.2241 | 0
1025
1026 |  | 390 | Structures and Improvements
1027 |  |  |  | S | F107G |  | 0 | 0 | 0 | 0 | 0 | 0 | 0 | 0 | 0 | 1719
1028 |  |  |  | CAEE | F105G |  | 0 | 0 | 0 | 0 | 0 | 0 | 0 | 0 | 0 | 1720
1029 |  |  |  | SE | F105G |  | 0 | 0 | 0 | 0 | 0 | 0 | 0 | 0 | 0 | 1721
1030 |  |  |  | CN | F42 |  | 0 | 0 | 0 | 0 | 0 | 0 | 0 | 0 | 0 | 1722
1031 |  |  |  | SG/CAGE/CAGW | F105G |  | 98792.3951 | 43400.1193 | 12314.628 | 20324.948 | 8054.2267 | 10855.6977 | 3731.9163 | 110.8591 | 0 | 1723
1032 |  |  |  | CAGW | F105G |  | 255.4028 | 112.2 | 31.8364 | 52.545 | 20.8222 | 28.0647 | 9.6479 | 0.2866 | 0 | 1724
1033 |  |  |  | CAGE | F105G |  | 0 | 0 | 0 | 0 | 0 | 0 | 0 | 0 | 0 | 1725
1034 |  |  |  | JBG | F105G |  | 0 | 0 | 0 | 0 | 0 | 0 | 0 | 0 | 0 | 1726
1035 |  |  |  | SO | F102G |  | 836654.0279 | 367547.3661 | 104290.2451 | 172128.124 | 68209.7159 | 91934.8414 | 31604.8904 | 938.845 | 0 | 1727
1036
1037 |  |  | Total Structures and Improvements |  |  |  | 935701.8258 | 411059.6854 | 116636.7094 | 192505.617 | 76284.7648 | 102818.6037 | 35346.4546 | 1049.9907 | 0
1038
1039 |  | 391 | Office Furniture & Equipment
1040 |  |  |  | S | F107G |  | 0 | 0 | 0 | 0 | 0 | 0 | 0 | 0 | 0 | 1731
1041 |  |  |  | DGP | F105G |  | 0 | 0 | 0 | 0 | 0 | 0 | 0 | 0 | 0 | 1732
1042 |  |  |  | DGU | F105G |  | 0 | 0 | 0 | 0 | 0 | 0 | 0 | 0 | 0 | 1733
1043 |  |  |  | CN | F42 |  | 0 | 0 | 0 | 0 | 0 | 0 | 0 | 0 | 0 | 1734
1044 |  |  |  | SG | F105G |  | 9006.9437 | 3956.8069 | 1122.7298 | 1853.034 | 734.3072 | 989.7185 | 340.2404 | 10.1071 | 0 | 1735
1045 |  |  |  | SE | F30 |  | 0 | 0 | 0 | 0 | 0 | 0 | 0 | 0 | 0 | 1736
1046 |  |  |  | SO | F102G |  | 573383.9188 | 251891.1546 | 71473.2105 | 117964.5289 | 46746.1495 | 63005.6844 | 21659.7725 | 643.4184 | 0 | 1737
1047 |  |  |  | CAGW | F105G |  | 5786.017 | 2541.8336 | 721.2361 | 1190.38 | 471.7154 | 635.7903 | 218.5688 | 6.4927 | 0 | 1738
1048 |  |  |  | CAGE | F105G |  | 0 | 0 | 0 | 0 | 0 | 0 | 0 | 0 | 0 | 1739
1049 |  |  |  | JBG | F105G |  | 15794.7975 | 6938.7537 | 1968.8464 | 3249.5258 | 1287.6991 | 1735.5946 | 596.6538 | 17.724 | 0 | 1740
1050 |  |  |  | JBE | F30 |  | 0 | 0 | 0 | 0 | 0 | 0 | 0 | 0 | 0 | 1741
1051 |  |  |  | CAEE | F105G |  | 0 | 0 | 0 | 0 | 0 | 0 | 0 | 0 | 0 | 1742
1052 |  |  |  | CAGE | F105G |  | 0 | 0 | 0 | 0 | 0 | 0 | 0 | 0 | 0 | 1743
1053 |  |  |  | CAGE | F105G |  | 0 | 0 | 0 | 0 | 0 | 0 | 0 | 0 | 0 | 1744
1054 |  |  | Total Office Furniture & Equipment |  |  |  | 603971.6771 | 265328.5488 | 75286.0228 | 124257.4687 | 49239.8711 | 66366.7878 | 22815.2355 | 677.7422 | 0
1055
1056 |  | 392 | Transportation Equipment
1057 |  |  |  | S | F107G |  | 0 | 0 | 0 | 0 | 0 | 0 | 0 | 0 | 0 | 1748
1058 |  |  |  | SO | F102G |  | 52842.5693 | 23214.0724 | 6586.9097 | 10871.5096 | 4308.085 | 5806.5497 | 1996.146 | 59.2969 | 0 | 1749
1059 |  |  |  | SG | F105G |  | 102639.4758 | 45090.166 | 12794.1727 | 21116.4231 | 8367.8668 | 11278.4301 | 3877.2411 | 115.1761 | 0 | 1750
1060 |  |  |  | CN | F42 |  | 0 | 0 | 0 | 0 | 0 | 0 | 0 | 0 | 0 | 1751
1061 |  |  |  | DGU | F105G |  | 0 | 0 | 0 | 0 | 0 | 0 | 0 | 0 | 0 | 1752
1062 |  |  |  | SE | F30 |  | 0 | 0 | 0 | 0 | 0 | 0 | 0 | 0 | 0 | 1753
1063 |  |  |  | DGP | F105G |  | 0 | 0 | 0 | 0 | 0 | 0 | 0 | 0 | 0 | 1754
1064 |  |  |  | CAGW | F105G |  | 5129.5388 | 2253.4386 | 639.4051 | 1055.3202 | 418.1948 | 563.6539 | 193.7701 | 5.7561 | 0 | 1755
1065 |  |  |  | CAGE | F105G |  | 0 | 0 | 0 | 0 | 0 | 0 | 0 | 0 | 0 | 1756
1066 |  |  |  | JBG | F105G |  | 163812.4438 | 71963.8348 | 20419.4797 | 33701.7784 | 13355.1025 | 18000.3568 | 6188.0708 | 183.8209 | 0 | 1757
1067 |  |  |  | CAEW | F105G |  | 0 | 0 | 0 | 0 | 0 | 0 | 0 | 0 | 0 | 1758
1068 |  |  |  | CAEE | F105G |  | 0 | 0 | 0 | 0 | 0 | 0 | 0 | 0 | 0 | 1759
1069 |  |  |  | CAGE | F105G |  | 0 | 0 | 0 | 0 | 0 | 0 | 0 | 0 | 0 | 1760
1070 |  |  |  | CAGE | F30 |  | 0 | 0 | 0 | 0 | 0 | 0 | 0 | 0 | 0 | 1761
1071 |  |  | Total Transportation Equipment |  |  |  | 324424.0277 | 142521.5118 | 40439.9671 | 66745.0313 | 26449.2491 | 35648.9906 | 12255.228 | 364.05 | 0
1072
1073 |  | 393 | Stores Equipment
1074 |  |  |  | S | F107G |  | 0 | 0 | 0 | 0 | 0 | 0 | 0 | 0 | 0 | 1765
1075 |  |  |  | DGP | F105G |  | 0 | 0 | 0 | 0 | 0 | 0 | 0 | 0 | 0 | 1766
1076 |  |  |  | DGU | F105G |  | 0 | 0 | 0 | 0 | 0 | 0 | 0 | 0 | 0 | 1767
1077 |  |  |  | SO | F102G |  | 1691.3718 | 743.0302 | 210.8322 | 347.9726 | 137.8921 | 185.8546 | 63.8921 | 1.898 | 0 | 1768
1078 |  |  |  | SG | F105G |  | 16671.9801 | 7324.1055 | 2078.1886 | 3429.992 | 1359.213 | 1831.9829 | 629.7897 | 18.7083 | 0 | 1769
1079 |  |  |  | CAGW | F105G |  | 4452.9204 | 1956.1959 | 555.0636 | 916.1168 | 363.0323 | 489.3044 | 168.2106 | 4.9968 | 0 | 1770
1080 |  |  |  | CAGE | F105G |  | 0 | 0 | 0 | 0 | 0 | 0 | 0 | 0 | 0 | 1771
1081 |  |  |  | JBG | F105G |  | 23090.6811 | 10143.8812 | 2878.2898 | 4750.5367 | 1882.5091 | 2537.295 | 872.2583 | 25.911 | 0 | 1772
1082 |  |  |  | CAGE | F105G |  | 0 | 0 | 0 | 0 | 0 | 0 | 0 | 0 | 0 | 1773
1083 |  |  | Total Stores Equipment |  |  |  | 45906.9534 | 20167.2128 | 5722.3742 | 9444.6181 | 3742.6465 | 5044.4369 | 1734.1508 | 51.5141 | 0 | 1774
1084
1085 |  | 394 | Tools, Shop & Garage Equipment
1086 |  |  |  | S | F107G |  | 0 | 0 | 0 | 0 | 0 | 0 | 0 | 0 | 0 | 1777
1087 |  |  |  | DGP | F105G |  | 0 | 0 | 0 | 0 | 0 | 0 | 0 | 0 | 0 | 1778
1088 |  |  |  | SG | F105G |  | 29510.4183 | 12964.112 | 3678.5202 | 6071.2944 | 2405.8896 | 3242.721 | 1114.7661 | 33.1149 | 0 | 1779
1089 |  |  |  | SO | F102G |  | 14220.876 | 6247.3201 | 1772.6546 | 2925.7167 | 1159.3823 | 1562.6459 | 537.1984 | 15.9578 | 0 | 1780
1090 |  |  |  | SE | F30 |  | 0 | 0 | 0 | 0 | 0 | 0 | 0 | 0 | 0 | 1781
1091 |  |  |  | DGU | F105G |  | 0 | 0 | 0 | 0 | 0 | 0 | 0 | 0 | 0 | 1782
1092 |  |  |  | CAGW | F105G |  | 17756.4288 | 7800.5106 | 2213.3669 | 3653.0999 | 1447.6246 | 1951.1464 | 670.7551 | 19.9252 | 0 | 1783
1093 |  |  |  | CAGE | F105G |  | 0 | 0 | 0 | 0 | 0 | 0 | 0 | 0 | 0 | 1784
1094 |  |  |  | JBG | F105G |  | 159551.6197 | 70092.028 | 19888.3612 | 32825.1823 | 13007.7311 | 17532.1607 | 6027.1167 | 179.0396 | 0 | 1785
1095 |  |  |  | CAEW | F105G |  | 0 | 0 | 0 | 0 | 0 | 0 | 0 | 0 | 0 | 1786
1096 |  |  |  | CAEE | F105G |  | 0 | 0 | 0 | 0 | 0 | 0 | 0 | 0 | 0 | 1787
1097 |  |  |  | CAGE | F105G |  | 0 | 0 | 0 | 0 | 0 | 0 | 0 | 0 | 0 | 1788
1098 |  |  |  | CAGE | F102G |  | 0 | 0 | 0 | 0 | 0 | 0 | 0 | 0 | 0 | 1789
1099 |  |  | Total Tools, Shop & Garage Equipment |  |  |  | 221039.3428 | 97103.9707 | 27552.903 | 45475.2934 | 18020.6277 | 24288.674 | 8349.8363 | 248.0376 | 0
1100
1101 |  | 395 | Laboratory Equipment
1102 |  |  |  | S | F107G |  | 0 | 0 | 0 | 0 | 0 | 0 | 0 | 0 | 0 | 1793
1103 |  |  |  | DGP | F105G |  | 0 | 0 | 0 | 0 | 0 | 0 | 0 | 0 | 0 | 1794
1104 |  |  |  | DGU | F105G |  | 0 | 0 | 0 | 0 | 0 | 0 | 0 | 0 | 0 | 1795
1105 |  |  |  | SO | F102G |  | 39977.4761 | 17562.3562 | 4983.2555 | 8224.7234 | 3259.2352 | 4392.8826 | 1510.1628 | 44.8604 | 0 | 1796
1106 |  |  |  | SE | F30 |  | 0 | 0 | 0 | 0 | 0 | 0 | 0 | 0 | 0 | 1797
1107 |  |  |  | SG | F105G |  | 20907.731 | 9184.8975 | 2606.1817 | 4301.4297 | 1704.5402 | 2297.4239 | 789.7966 | 23.4615 | 0 | 1798
1108 |  |  |  | CAGW | F105G |  | 5315.4179 | 2335.0964 | 662.5752 | 1093.5618 | 433.3489 | 584.0791 | 200.7917 | 5.9647 | 0 | 1799
1109 |  |  |  | CAGE | F105G |  | 0 | 0 | 0 | 0 | 0 | 0 | 0 | 0 | 0 | 1800
1110 |  |  |  | JBG | F105G |  | 29422.875 | 12925.6537 | 3667.6078 | 6053.2838 | 2398.7525 | 3233.1014 | 1111.4591 | 33.0167 | 0 | 1801
1111 |  |  |  | CAEW | F105G |  | 0 | 0 | 0 | 0 | 0 | 0 | 0 | 0 | 0 | 1802
1112 |  |  |  | CAEE | F105G |  | 0 | 0 | 0 | 0 | 0 | 0 | 0 | 0 | 0 | 1803
1113 |  |  |  | CAGE | F105G |  | 0 | 0 | 0 | 0 | 0 | 0 | 0 | 0 | 0 | 1804
1114 |  |  |  | CAGE | F102G |  | 0 | 0 | 0 | 0 | 0 | 0 | 0 | 0 | 0 | 1805
1115 |  |  | Total Laboratory Equipment |  |  |  | 95623.4999 | 42008.0037 | 11919.6202 | 19672.9988 | 7795.8769 | 10507.487 | 3612.2102 | 107.3032 | 0
1116
1117 |  | 396 | Power Operated Equipment
1118 |  |  |  | S | F107G |  | 0 | 0 | 0 | 0 | 0 | 0 | 0 | 0 | 0 | 1809
1119 |  |  |  | DGP | F105G |  | 0 | 0 | 0 | 0 | 0 | 0 | 0 | 0 | 0 | 1810
1120 |  |  |  | DGU | F105G |  | 0 | 0 | 0 | 0 | 0 | 0 | 0 | 0 | 0 | 1811
1121 |  |  |  | SO | F102G |  | 33114.5552 | 14547.432 | 4127.7816 | 6812.7877 | 2699.7233 | 3638.7578 | 1250.9136 | 37.1592 | 0 | 1812
1122 |  |  |  | SE | F30 |  | 0 | 0 | 0 | 0 | 0 | 0 | 0 | 0 | 0 | 1813
1123 |  |  |  | SG | F105G |  | 144131.3865 | 63317.8228 | 17966.2048 | 29652.7171 | 11750.5691 | 15837.7247 | 5444.6121 | 161.7359 | 0 | 1814
1124 |  |  |  | CAGW | F105G |  | 4598.4676 | 2020.1357 | 573.2062 | 946.0608 | 374.8983 | 505.2977 | 173.7087 | 5.1601 | 0 | 1815
1125 |  |  |  | CAGE | F105G |  | 0 | 0 | 0 | 0 | 0 | 0 | 0 | 0 | 0 | 1816
1126 |  |  |  | JBG | F105G |  | 604829.3413 | 265705.3261 | 75392.932 | 124433.9194 | 49309.7938 | 66461.0314 | 22847.634 | 678.7047 | 0 | 1817
1127 |  |  |  | CAEW | F105G |  | 0 | 0 | 0 | 0 | 0 | 0 | 0 | 0 | 0 | 1818
1128 |  |  |  | CAEE | F105G |  | 0 | 0 | 0 | 0 | 0 | 0 | 0 | 0 | 0 | 1819
1129 |  |  |  | CAGE | F105G |  | 0 | 0 | 0 | 0 | 0 | 0 | 0 | 0 | 0 | 1820
1130 |  |  |  | CAGE | F102G |  | 0 | 0 | 0 | 0 | 0 | 0 | 0 | 0 | 0 | 1821
1131 |  |  | Total Power Operated Equipment |  |  |  | 786673.7505 | 345590.7165 | 98060.1246 | 161845.4849 | 64134.9844 | 86442.8116 | 29716.8684 | 882.76 | 0
1132
1133 |  | 397 | Communication Equipment
1134 |  |  |  | S | F107G |  | 0 | 0 | 0 | 0 | 0 | 0 | 0 | 0 | 0 | 1825
1135 |  |  |  | SGP | F105G |  | 0 | 0 | 0 | 0 | 0 | 0 | 0 | 0 | 0 | 1826
1136 |  |  |  | SGU | F105G |  | 0 | 0 | 0 | 0 | 0 | 0 | 0 | 0 | 0 | 1827
1137 |  |  |  | SO | F102G |  | 1094847.8444 | 480973.5303 | 136474.5119 | 225247.3534 | 89259.4286 | 120306.1954 | 41358.2496 | 1228.5752 | 0 | 1828
1138 |  |  |  | CN | F42 |  | 0 | 0 | 0 | 0 | 0 | 0 | 0 | 0 | 0 | 1829
1139 |  |  |  | SG/CAGE/CAGW | F105G |  | 131185.5748 | 57630.6464 | 16352.489 | 26989.3243 | 10695.1386 | 14415.1879 | 4955.5797 | 147.2089 | 0 | 1830
1140 |  |  |  | SE | F30 |  | 0 | 0 | 0 | 0 | 0 | 0 | 0 | 0 | 0 | 1831
1141 |  |  |  | JBG | F105G |  | 118744.7281 | 52165.3044 | 14801.7178 | 24429.82 | 9680.8763 | 13048.1386 | 4485.6225 | 133.2485 | 0 | 1832
|  |  |  | CAGE | F105G |  | 1346918.9021 | 591709.9282 | 167895.567 | 277106.9236 | 109809.9724 | 148004.7565 | 50880.3195 | 1511.4348 | 0 | 1833
1143 |  |  |  | CAGE | F105G |  | 0 | 0 | 0 | 0 | 0 | 0 | 0 | 0 | 0 | 1834
1144 |  |  | Total Communication Equipment |  |  |  | 2691697.0494 | 1182479.4094 | 335524.2856 | 553773.4213 | 219445.4159 | 295774.2784 | 101679.7713 | 3020.4675 | 0
1145
1146 |  | Distribution - METER - Unbundled |  |  |  |  | D: GENERAL PLANT
1147
1148 |  | A |  | B | C |  | D | E | F | G | H | I | J | K
1149 |  | FERC ACCT |  | DESCRIPTION | COS Factor |  | Washington Jurisdiction Normalized | Residential Schedule 16 | Small General Service Schedule 24 | Large General Service < 1,000 kW Schedule 36 | Large General Service > 1,000 kW Schedule 48 | Large General Dedicated Facilities Schedule 48 | Agricultural Pumping Schedule 40 | Street & Area Lighting Sch. 15, 51-54, 57
1150 |  | 398 | Misc. Equipment
1151 |  |  |  | S | F107G |  | 0 | 0 | 0 | 0 | 0 | 0 | 0 | 0 | 0 | 1838
1152 |  |  |  | SGP | F105G |  | 6898.8067 | 3030.6891 | 859.9471 | 1419.3186 | 562.4376 | 758.0681 | 260.6048 | 7.7414 | 0 | 1844
1153 |  |  |  | SGU | F105G |  | 0 | 0 | 0 | 0 | 0 | 0 | 0 | 0 | 0 | 1840
|  |  |  | CN | F42 |  | 0 | 0 | 0 | 0 | 0 | 0 | 0 | 0 | 0 | 1841
1155 |  |  |  | SO | F102G |  | 15826.6109 | 6952.7295 | 1972.812 | 3256.0709 | 1290.2928 | 1739.0904 | 597.8556 | 17.7597 | 0 | 1842
1156 |  |  |  | SE | F30 |  | 0 | 0 | 0 | 0 | 0 | 0 | 0 | 0 | 0 | 1843
1157 |  |  |  | SG | F105G |  | 577.513 | 253.7051 | 71.9879 | 118.814 | 47.0828 | 63.4594 | 21.8157 | 0.64805 | 0 | 1845
1158 |  |  |  | JBG | F105G |  | 15399.4868 | 6765.0912 | 1919.5703 | 3168.197 | 1255.4707 | 1692.1563 | 581.7208 | 17.2804 | 0 | 1847
1159 |  |  | Total Misc. Equipment |  |  |  | 38702.4174 | 17002.2149 | 4824.3174 | 7962.4006 | 3155.2838 | 4252.7741 | 1461.997 | 43.4296 | 0
1160
1161 |  | 399 | Coal Mine |  | F30 |  | 10451335.7507 | 4080989.9578 | 1370191.8218 | 2332197.841 | 939192.9555 | 1329049.6722 | 382321.3032 | 17392.1992 | 0 | 1858
1162 |  | 399L | WIDCO Capital Lease |  | F30 |  | 0 | 0 | 0 | 0 | 0 | 0 | 0 | 0 | 0 | 1861
1163 |  |  | Remove Capital Lease |  | F30 |  | 0 | 0 | 0 | 0 | 0 | 0 | 0 | 0 | 0 | 1864
1164
1165 |  | 390L | General Capital Lease
1166 |  |  |  | S | F30 |  | 0 | 0 | 0 | 0 | 0 | 0 | 0 | 0 | 0 | 1869
1167 |  |  |  | SG | F30 |  | 140280.9344 | 54776.26 | 18391.1218 | 31303.4525 | 12606.127 | 17838.8997 | 5131.6301 | 233.4433 | 0 | 1870
1168 |  |  |  | SO-U | F30 |  | 0 | 0 | 0 | 0 | 0 | 0 | 0 | 0 | 0 | 1871
1170 |  |  | Remove Capital Lease |  |  |  | -140280.9344 | -54776.26 | -18391.1218 | -31303.4525 | -12606.127 | -17838.8997 | -5131.6301 | -233.4433
1171
1172 |  | 392L | General Vehicles Capital Lease |  | F30 |  | 0 | 0 | 0 | 0 | 0 | 0 | 0 | 0 | 0 | 1878
1173 |  |  | Remove Capital Lease |  | F30 |  | 0 | 0 | 0 | 0 | 0 | 0 | 0 | 0 | 0 | 1881
1174
1175 |  | G00 | Unclassified Gen Plant - Acct 300 |  | F102G |  | 516594.9451 | 226943.402 | 64394.3753 | 106281.11 | 42116.3268 | 56765.4882 | 19514.5497 | 579.6931 | 0 | 1891
1176 |  | GV0 | Unclassified Gen Veh - Acct 300 |  | F102G |  | 0 | 0 | 0 | 0 | 0 | 0 | 0 | 0 | 0 | 1899
1177
1178 |  | TOTAL GENERAL PLANT |  |  |  |  | 16770687.0328 | 6857120.6421 | 2157908.9332 | 3632302.8363 | 1454389.3706 | 2023444.8925 | 621036.9467 | 24483.4114 | 0
1179
1180
1181
1182 | [6 empty] | D: INTANGIBLE PLANT
1183
1184 |  | 301 | Organization
1185 |  |  |  | S | F107G |  | 0 | 0 | 0 | 0 | 0 | 0 | 0 | 0 | 0 | 1904
1186 |  |  |  | SO | F102G |  | 0 | 0 | 0 | 0 | 0 | 0 | 0 | 0 | 0 | 1905
1187 |  |  |  | SG/CAGE/CAGW | F105G |  | 0 | 0 | 0 | 0 | 0 | 0 | 0 | 0 | 0 | 1906
1188 |  |  | Total Organization |  |  |  | 0 | 0 | 0 | 0 | 0 | 0 | 0 | 0 | 0
1189
1190 |  | 302 | Franchise & Consent
1191 |  |  |  | S | F107G |  | 0 | 0 | 0 | 0 | 0 | 0 | 0 | 0 | 0 | 1909
1192 |  |  |  | SG/CAGE/CAGW | F105G |  | 224961.7646 | 98827.1153 | 28041.839 | 46282.2687 | 18340.4102 | 24719.6852 | 8498.0072 | 252.4391 | 0 | 1910
1193 |  |  |  | DGP | F105G |  | 3033513.8382 | 1332641.6703 | 378132.2879 | 624096.7337 | 247312.641 | 333334.4541 | 114592.0167 | 3404.0346 | 0 | 1911
1194 |  |  |  | DGU | F105G |  | 172522.5296 | 75790.2302 | 21505.2056 | 35493.7386 | 14065.2078 | 18957.4554 | 6517.0972 | 193.5949 | 0 | 1912
1195 |  |  | Total Franchise & Consent |  |  |  | 3430998.1325 | 1507259.0157 | 427679.3325 | 705872.741 | 279718.2589 | 377011.5947 | 129607.1211 | 3850.0686 | 0
1196
1197 |  | 303 | Miscellaneous Intangible Plant
1198 |  |  |  | S | F107G |  | 0 | 0 | 0 | 0 | 0 | 0 | 0 | 0 | 0 | 1920
1199 |  |  |  | SG/CAGW | F105G |  | 1389520.6592 | 610425.1475 | 173205.9433 | 285871.5506 | 113283.1568 | 152686.0054 | 52489.6154 | 1559.2401 | 0 | 1921
1200 |  |  |  | SO | F102G |  | 4399953.0056 | 1932926.9735 | 548461.0868 | 905219.6382 | 358714.0379 | 483484.1743 | 166209.7209 | 4937.3739 | 0 | 1922
1201 |  |  |  | SE | F105G |  | 1648322.8588 | 724118.5782 | 205466.046 | 339115.9451 | 134382.469 | 181124.2109 | 62265.9565 | 1849.653 | 0 | 1923
1202 |  |  |  | CN | F42 |  | 0 | 0 | 0 | 0 | 0 | 0 | 0 | 0 | 0 | 1924
1203 |  |  |  | DGU | F30 |  | 0 | 0 | 0 | 0 | 0 | 0 | 0 | 0 | 0 | 1925
1204 |  |  |  | DGP | F105G |  | 0 | 0 | 0 | 0 | 0 | 0 | 0 | 0 | 0 | 1926
1205 |  |  |  | JBG | F105G |  | 125090.6825 | 54953.122 | 15592.751 | 25735.3981 | 10198.2416 | 13745.4571 | 4725.3431 | 140.3696 | 0 | 1927
1206 |  |  | Total Miscellaneous Intangible Plant |  |  |  | 7562887.2061 | 3322423.8213 | 942725.8271 | 1555942.5321 | 616577.9053 | 831039.8478 | 285690.6359 | 8486.6366 | 0
1207
1208 |  | I00 | Unclass Intangible Plant - Acct 300 |  | F102G |  | 0 | 0 | 0 | 0 | 0 | 0 | 0 | 0 | 0 | 1938
1209
1210 |  | TOTAL INTANGIBLE PLANT |  |  |  |  | 10993885.3385 | 4829682.837 | 1370405.1596 | 2261815.2731 | 896296.1643 | 1208051.4424 | 415297.757 | 12336.7052 | 0
1211
1212
1213 |  | TOTAL ELECTRIC PLANT IN SERVICE |  |  |  |  | 246042303.1394 | 96918897.1097 | 32144977.9069 | 54602423.4003 | 21965872.7188 | 30988900.1204 | 9021173.0519 | 400058.8314 | 0
1214
1215
1216 |  | Distribution - METER - Unbundled |  |  |  |  | D: MISC RATE BASE
1217
1218 |  | A |  | B | C |  | D | E | F | G | H | I | J | K
1219 |  | FERC ACCT |  | DESCRIPTION | COS Factor |  | Washington Jurisdiction Normalized | Residential Schedule 16 | Small General Service Schedule 24 | Large General Service < 1,000 kW Schedule 36 | Large General Service > 1,000 kW Schedule 48 | Large General Dedicated Facilities Schedule 48 | Agricultural Pumping Schedule 40 | Street & Area Lighting Sch. 15, 51-54, 57
1220 |  | 105 | Plant Held For Future Use
1221 |  |  |  | S | F20 |  | 0 | 0 | 0 | 0 | 0 | 0 | 0 | 0 | 0 | 1946
1222 |  |  |  | SG | F30 |  | 36739.3065 | 14345.797 | 4816.5994 | 8198.3139 | 3301.5204 | 4671.9735 | 1343.9641 | 61.1383 | 0 | 1947
1223 |  |  |  | SG | F30 |  | 0 | 0 | 0 | 0 | 0 | 0 | 0 | 0 | 0 | 1948
1224 |  |  |  | SG | F30 |  | 0 | 0 | 0 | 0 | 0 | 0 | 0 | 0 | 0 | 1949
1225 |  |  |  | SE | F30 |  | 0 | 0 | 0 | 0 | 0 | 0 | 0 | 0 | 0 | 1950
1226 |  |  |  | SG | F30 |  | 0 | 0 | 0 | 0 | 0 | 0 | 0 | 0 | 0 | 1951
1227 |  |  |  | SG | F30 |  | 85108.186 | 33232.6566 | 11157.8599 | 18991.7473 | 7648.1141 | 10822.8278 | 3113.3506 | 141.6296 | 0 | 1952
1228 |  |  |  | CAGE | F102 |  | 0 | 0 | 0 | 0 | 0 | 0 | 0 | 0 | 0 | 1953
1229 |  |  |  | CAEW | F102 |  | 0 | 0 | 0 | 0 | 0 | 0 | 0 | 0 | 0 | 1954
1230 |  |  |  | CAEE | F102 |  | 0 | 0 | 0 | 0 | 0 | 0 | 0 | 0 | 0 | 1955
1231 |  |  | Total Plant Held For Future Use |  |  |  | 121847.4925 | 47578.4536 | 15974.4593 | 27190.0612 | 10949.6345 | 15494.8012 | 4457.3147 | 202.7679 | 0
1232
1233 |  | 114 | Electric Plant Acquisition Adjust |  | F30 |  | 41239.0285 | 16102.8279 | 5406.5223 | 9202.4193 | 3705.8809 | 5244.183 | 1508.5688 | 68.6264 | 0 | 1964
1234
1235 |  | 115 | Accum Provision for Asset Acquisition Adjustments |  | F30 |  | -11025.4436 | -4305.165 | -1445.4586 | -2460.309 | -990.7843 | -1402.0564 | -403.3228 | -18.3476 | 0 | 1972
1236
1237 |  | 128 | Pensions |  | F102G |  | 0 | 0 | 0 | 0 | 0 | 0 | 0 | 0 | 0 | 1976
1238
1239 |  | 124 | Weatherization |  | F30 |  | 0 | 0 | 0 | 0 | 0 | 0 | 0 | 0 | 0 | 1998
1240
1241 |  | 151 | Fuel Stock |  | F30 |  | 0 | 0 | 0 | 0 | 0 | 0 | 0 | 0 | 0 | 2001
1242 |  |  |  | SE | F30 |  | 0 | 0 | 0 | 0 | 0 | 0 | 0 | 0 | 0 | 2002
1243 |  |  |  | CAEW | F30 |  | 4.0989e-10 | 1.6005e-10 | 5.3738e-11 | 9.1467e-11 | 3.6835e-11 | 5.2124e-11 | 1.4994e-11 | 6.8211e-13 | 0 | 2003
1244 |  |  |  | CAEE | F30 |  | 0 | 0 | 0 | 0 | 0 | 0 | 0 | 0 | 0 | 2004
1245 |  |  |  | JBE | F30 |  | 0 | 0 | 0 | 0 | 0 | 0 | 0 | 0 | 0 | 2005
1246 |  |  |  | CAEE | F30 |  | 0 | 0 | 0 | 0 | 0 | 0 | 0 | 0 | 0 | 2006
1247 |  |  |  | CAEE | F30 |  | 0 | 0 | 0 | 0 | 0 | 0 | 0 | 0 | 0 | 2007
1248 |  |  |  | Total Fuel Stock |  |  | 4.0989e-10 | 1.6005e-10 | 5.3738e-11 | 9.1467e-11 | 3.6835e-11 | 5.2124e-11 | 1.4994e-11 | 6.8211e-13 | 0
1249
1250 |  | 152 | Fuel Stock - Undistributed |  | F30 |  | 0 | 0 | 0 | 0 | 0 | 0 | 0 | 0 | 0 | 2011
1251
1252 |  | 25316 | DG&T Working Capital Deposit |  | F30 |  | 0 | 0 | 0 | 0 | 0 | 0 | 0 | 0 | 0 | 2016
1253
1254 |  | 25317 | DG&T Working Capital Deposit |  | F30 |  | 0 | 0 | 0 | 0 | 0 | 0 | 0 | 0 | 0 | 2020
1255
1256 |  | 25319 | Provo Working Capital Deposit |  | F30 |  | 0 | 0 | 0 | 0 | 0 | 0 | 0 | 0 | 0 | 2024
1257
1258 |  | 154 | Materials and Supplies |  | F102G |  | 0 | 0 | 0 | 0 | 0 | 0 | 0 | 0 | 0 | 2029
1259 |  |  |  | SG | F102G |  | 0 | 0 | 0 | 0 | 0 | 0 | 0 | 0 | 0 | 2030
1260 |  |  |  | SE | F102G |  | 0 | 0 | 0 | 0 | 0 | 0 | 0 | 0 | 0 | 2031
1261 |  |  |  | SO | F102G |  | 0 | 0 | 0 | 0 | 0 | 0 | 0 | 0 | 0 | 2032
1262 |  |  |  | SNPPS | F102G |  | 0 | 0 | 0 | 0 | 0 | 0 | 0 | 0 | 0 | 2033
1263 |  |  |  | SNPPH | F102G |  | 0 | 0 | 0 | 0 | 0 | 0 | 0 | 0 | 0 | 2034
1264 |  |  |  | SNPD | F102G |  | 1.8313e-05 | 8.0452e-06 | 2.2828e-06 | 3.7677e-06 | 1.493e-06 | 2.0123e-06 | 6.9179e-07 | 2.055e-08 | 0 | 2035
1265 |  |  |  | SNPT | F102G |  | 0 | 0 | 0 | 0 | 0 | 0 | 0 | 0 | 0 | 2036
1266 |  |  |  | DGU | F102G |  | 0 | 0 | 0 | 0 | 0 | 0 | 0 | 0 | 0 | 2037
1267 |  |  |  | DGP | F102G |  | 0 | 0 | 0 | 0 | 0 | 0 | 0 | 0 | 0 | 2038
1268 |  |  |  | JBE | F30 |  | 0 | 0 | 0 | 0 | 0 | 0 | 0 | 0 | 0 | 2039
1269 |  |  |  | SNPP | F102G |  | 0 | 0 | 0 | 0 | 0 | 0 | 0 | 0 | 0 | 2040
1270 |  |  |  | CAGW | F102G |  | 0 | 0 | 0 | 0 | 0 | 0 | 0 | 0 | 0 | 2041
1271 |  |  |  | CAGE | F102G |  | 0 | 0 | 0 | 0 | 0 | 0 | 0 | 0 | 0 | 2042
1272 |  |  |  | JBG | F30 |  | 0 | 0 | 0 | 0 | 0 | 0 | 0 | 0 | 0 | 2043
1273 |  |  |  | CAEW | F102G |  | 0 | 0 | 0 | 0 | 0 | 0 | 0 | 0 | 0 | 2044
1274 |  |  |  | CAEE | F102G |  | 0 | 0 | 0 | 0 | 0 | 0 | 0 | 0 | 0 | 2045
1275 |  |  |  | CAGE | F102G |  | 0 | 0 | 0 | 0 | 0 | 0 | 0 | 0 | 0 | 2046
1276 |  |  | Total Materials and Supplies |  |  |  | 1.8313e-05 | 8.0452e-06 | 2.2828e-06 | 3.7677e-06 | 1.493e-06 | 2.0123e-06 | 6.9179e-07 | 2.055e-08 | 0
1277
1278 |  | 163 | Stores Expense Undistributed |  | F102G |  | 0 | 0 | 0 | 0 | 0 | 0 | 0 | 0 | 0 | 2050
1279
1280 |  | 25318 | Provo Working Capital Deposit |  | F102G |  | 0 | 0 | 0 | 0 | 0 | 0 | 0 | 0 | 0 | 2055
1281
1282 |  | 165 | Prepayments |  | F102G |  | 0 | 0 | 0 | 0 | 0 | 0 | 0 | 0 | 0 | 2062
1283 |  |  |  | GPS | F42 |  | 0 | 0 | 0 | 0 | 0 | 0 | 0 | 0 | 0 | 2063
1284 |  |  |  | SG | F102G |  | 0 | 0 | 0 | 0 | 0 | 0 | 0 | 0 | 0 | 2064
1285 |  |  |  | SE | F102G |  | 0 | 0 | 0 | 0 | 0 | 0 | 0 | 0 | 0 | 2065
1286 |  |  |  | SO | F102G |  | 5.6048e-10 | 2.4622e-10 | 6.9865e-11 | 1.1531e-10 | 4.5694e-11 | 6.1588e-11 | 2.1172e-11 | 6.2894e-13 | 0 | 2066
1287 |  |  |  | Total Prepayments |  |  | 5.6048e-10 | 2.4622e-10 | 6.9865e-11 | 1.1531e-10 | 4.5694e-11 | 6.1588e-11 | 2.1172e-11 | 6.2894e-13 | 0
1288
1289 |  | 182 | Misc Regulatory Assets |  | F102G |  | 12874.0373 | 5655.6454 | 1604.7691 | 2648.6263 | 1049.5789 | 1414.65 | 486.3211 | 14.4465 | 0 | 2070
1290 |  |  |  | SG | F102G |  | 89428.6794 | 39286.5802 | 11147.426 | 18398.514 | 7290.833 | 9826.7757 | 3378.1988 | 100.3517 | 0 | 2071
1291 |  |  |  | CAGE | F102G |  | 0 | 0 | 0 | 0 | 0 | 0 | 0 | 0 | 0 | 2072
1292 |  |  |  | CAGE | F102G |  | 0 | 0 | 0 | 0 | 0 | 0 | 0 | 0 | 0 | 2073
1293 |  |  |  | CAGW | F102G |  | 0 | 0 | 0 | 0 | 0 | 0 | 0 | 0 | 0 | 2074
1294 |  |  |  | JBG | F102G |  | 0 | 0 | 0 | 0 | 0 | 0 | 0 | 0 | 0 | 2075
1295 |  |  |  | SE | F102G |  | 0 | 0 | 0 | 0 | 0 | 0 | 0 | 0 | 0 | 2076
1296 |  |  |  | CAEW | F102G |  | 0 | 0 | 0 | 0 | 0 | 0 | 0 | 0 | 0 | 2077
1297 |  |  |  | CAEE | F30 |  | 0 | 0 | 0 | 0 | 0 | 0 | 0 | 0 | 0 | 2078
1298 |  |  |  | SO | F102G |  | 0 | 0 | 0 | 0 | 0 | 0 | 0 | 0 | 0 | 2079
1299 |  |  |  | Total Misc Regulatory Assets |  |  | 102302.7168 | 44942.2256 | 12752.1951 | 21047.1403 | 8340.4119 | 11241.4256 | 3864.5199 | 114.7982 | 0
1300
1301 |  | 186 | Misc Deferred Debits |  | F102G |  | 0 | 0 | 0 | 0 | 0 | 0 | 0 | 0 | 0 | 2083
1302 |  |  |  | CAEW | F102G |  | 0 | 0 | 0 | 0 | 0 | 0 | 0 | 0 | 0 | 2084
1303 |  |  |  | CAEE | F102G |  | 0 | 0 | 0 | 0 | 0 | 0 | 0 | 0 | 0 | 2085
1304 |  |  |  | SG | F102G |  | 9.716e-10 | 4.2683e-10 | 1.2111e-10 | 1.9989e-10 | 7.9212e-11 | 1.0676e-10 | 3.6703e-11 | 1.0903e-12 | 0 | 2086
1305 |  |  |  | SO | F102G |  | 0 | 0 | 0 | 0 | 0 | 0 | 0 | 0 | 0 | 2087
1306 |  |  |  | SE | F30 |  | 0 | 0 | 0 | 0 | 0 | 0 | 0 | 0 | 0 | 2088
1307 |  |  |  | CAGW | F102G |  | -1.9432e-09 | -8.5366e-10 | -2.4222e-10 | -3.9978e-10 | -1.5842e-10 | -2.1353e-10 | -7.3405e-11 | -2.1806e-12 | 0 | 2089
|  |  |  | CAGE | F102G |  | 0 | 0 | 0 | 0 | 0 | 0 | 0 | 0 | 0 | 2090
|  |  |  | CAEW | F102G |  | 0 | 0 | 0 | 0 | 0 | 0 | 0 | 0 | 0 | 2091
|  |  |  | CAEE | F102G |  | 0 | 0 | 0 | 0 | 0 | 0 | 0 | 0 | 0 | 2092
|  |  |  | JBE | F102G |  | 6.968e-13 | 3.0611e-13 | 8.6857e-14 | 1.4335e-13 | 5.6808e-14 | 7.6567e-14 | 2.6322e-14 | 7.8191e-16 | 0 | 2093
1312 |  |  |  | EXCTAX | F102G |  | 0 | 0 | 0 | 0 | 0 | 0 | 0 | 0 | 0 | 2094
1313 |  |  |  | Total Misc Deferred Debits |  |  | -9.709e-10 | -4.2652e-10 | -1.2102e-10 | -1.9975e-10 | -7.9155e-11 | -1.0669e-10 | -3.6676e-11 | -1.0895e-12 | 0
1314
1315 |  | CWC | Cash Working Capital |  | F137G |  | 0 | 0 | 0 | 0 | 0 | 0 | 0 | 0 | 0 | 2102
1316
1317 |  | OWC | Other Working Capital |  | F137G |  | 0 | 0 | 0 | 0 | 0 | 0 | 0 | 0 | 0 | 2115
1318 |  |  |  | Total Other Working Capital |  |  | 0 | 0 | 0 | 0 | 0 | 0 | 0 | 0 | 0
1319
1320 |  | 18222 | Nuclear Plant |  | F30 |  | 0 | 0 | 0 | 0 | 0 | 0 | 0 | 0 | 0 | 2129
1321
1322 |  | 1869 | Misc Deferred Debits-Trojan |  | F30 |  | 0 | 0 | 0 | 0 | 0 | 0 | 0 | 0 | 0 | 2134
1323
1324 |  | 141 | Impact Housing - Notes Receivable |  | F30 |  | 0 | 0 | 0 | 0 | 0 | 0 | 0 | 0 | 0 | 2137
1325 |  | TOTAL RATE BASE ADDITIONS |  |  |  |  | 265389.2378 | 108623.5072 | 34133.1767 | 57439.6208 | 22995.9273 | 31980.4099 | 9830.4034 | 386.1925 | 0
1326
1327 |  | Distribution - METER - Unbundled
1328
1329 |  | A |  | B | C |  | D | E | F | G | H | I | J | K
1330 |  | FERC ACCT |  | DESCRIPTION | COS Factor |  | Washington Jurisdiction Normalized | Residential Schedule 16 | Small General Service Schedule 24 | Large General Service < 1,000 kW Schedule 36 | Large General Service > 1,000 kW Schedule 48 | Large General Dedicated Facilities Schedule 48 | Agricultural Pumping Schedule 40 | Street & Area Lighting Sch. 15, 51-54, 57
1331
1332 |  | 235 | Customer Service Deposits |  | F51 |  | 0 | 0 | 0 | 0 | 0 | 0 | 0 | 0 | 0 | 2149
1333
1334 |  | 2281 | Accum Prov for Property Insurance |  | F102G |  | 894.6313 | 393.0171 | 111.5172 | 184.056 | 72.9364 | 98.3056 | 33.795 | 1.0039 | 0 | 2154
1335
1336 |  | 2282 | Accum Prov for Injuries & Damages |  | F102G |  | 0 | 0 | 0 | 0 | 0 | 0 | 0 | 0 | 0 | 2158
1337
1338 |  | 2283 | Accum Prov for Pension & Benefits |  | F102G |  | -16031.5302 | -7042.7518 | -1998.3555 | -3298.2298 | -1306.9992 | -1761.6077 | -605.5965 | -17.9897 | 0 | 2163
1339
1340 |  | 254 | Reg Liabilities - Insurance Provision |  | F30 |  | -23128752.4685 | -9031209.8674 | -3032227.4815 | -5161141.8731 | -2078429.1985 | -2941180.1152 | -846075.0852 | -38488.8476 | 0 | 2169
1341
1342 |  | 22844 | Accum Hydro Relicensing Obligation |  | F30 |  | -13577.1862 | -5301.5578 | -1779.9973 | -3029.7261 | -1220.0926 | -1726.5501 | -496.6683 | -22.594 | 0 | 2173
1343
1344
1345 |  | 22842 | Accum Misc Oper Prov - Trojan |  | F30 |  | 0 | 0 | 0 | 0 | 0 | 0 | 0 | 0 | 0 | 2178
1346
1347 |  | 252 | Customer Advances for Const |  | F50 |  | 0 | 0 | 0 | 0 | 0 | 0 | 0 | 0 | 0 | 2186
1348
1349 |  | 25398 | SO2 Emissions |  | F30 |  | 0 | 0 | 0 | 0 | 0 | 0 | 0 | 0 | 0 | 2189
1350
1351 |  | 25399 | Other Deferred Credits |  | F30 |  | -1685133.0148 | -658003.0606 | -220924.4379 | -376034.5733 | -151431.8451 | -214290.8365 | -61644.0105 | -2804.251 | 0 | 2198
1352
1353 |  | 190 | Accum Deferred Income Taxes |  | F104G |  | 4860852.8107 | 2135377.8596 | 605905.5783 | 1000056.5247 | 396296.1653 | 534144.99 | 183618.3874 | 5453.3054 | 0 | 2201
1354 |  |  |  | SG/CAGW | F104G |  | 28439.763 | 12493.6184 | 3545.0181 | 5851.1071 | 2318.6403 | 3125.1629 | 1074.3101 | 31.9061 | 0 | 2202
1355 |  |  |  | DOP | F138G |  | 125719.046 | 55843.5641 | 15589.9162 | 25645.5632 | 10144.5769 | 13597.0642 | 4764.1059 | 134.2555 | 0 | 2203
1356 |  |  |  | CN | F104G |  | 0 | 0 | 0 | 0 | 0 | 0 | 0 | 0 | 0 | 2204
1357 |  |  |  | BADDEBT | F42 |  | 0 | 0 | 0 | 0 | 0 | 0 | 0 | 0 | 0 | 2205
1358 |  |  |  | JBG | F104G |  | 0 | 0 | 0 | 0 | 0 | 0 | 0 | 0 | 0 | 2206
1359 |  |  |  | JBE | F104G |  | -40973.1294 | -17999.5397 | -5107.3029 | -8429.6824 | -3340.462 | -4502.4181 | -1547.7572 | -45.967 | 0 | 2207
1360 |  |  |  | SE/CAEW | F104G |  | 0 | 0 | 0 | 0 | 0 | 0 | 0 | 0 | 0 | 2208
1361 |  |  |  | SNP | F104G |  | 3338.1397 | 1466.4484 | 416.0993 | 686.7783 | 272.1522 | 366.8185 | 126.098 | 3.745 | 0 | 2209
1362 |  |  |  | SNPD | F104G |  | 0 | 0 | 0 | 0 | 0 | 0 | 0 | 0 | 0 | 2210
1363 |  |  |  | Total Accum Deferred Income Taxes |  |  | 4977376.6301 | 2187181.9508 | 620349.309 | 1023810.291 | 405691.0727 | 546731.6174 | 188035.1442 | 5577.245 | 0
1364
1365 |  | 281 | Accum Deferred Income Taxes |  | F104G |  | -0.0039168 | -0.0017207 | -0.00048823 | -0.00080583 | -0.00031933 | -0.00043041 | -0.00014796 | -4.3942e-06 | 0 | 2217
1366
1367 |  | 282 | Accum Deferred Income Taxes |  | F104G |  | -24976002.6554 | -10971984.7874 | -3113260.1463 | -5138484.0047 | -2036246.4081 | -2744540.3527 | -943466.8173 | -28020.139 | 0 | 2220
1368 |  |  |  |  | F104G |  | -6102.8751 | -2680.9996 | -760.7237 | -1255.5863 | -497.5559 | -670.6272 | -230.5357 | -6.8467 | 0 | 2221
1369 |  |  |  |  | F104G |  | 333359.7643 | 146445.3024 | 41553.3135 | 68584.3864 | 27178.1931 | 36631.9358 | 12592.6426 | 373.9905 | 0 | 2222
1370 |  |  |  |  | F104G |  | -5032.1581 | -2210.6325 | -627.2588 | -1035.3003 | -410.2624 | -552.9692 | -190.0894 | -5.6455 | 0 | 2223
1371 |  |  |  |  | F104G |  | 4107341.8642 | 1804359.6917 | 511980.3961 | 845031.5594 | 334863.8384 | 451343.8617 | 155154.5621 | 4607.9547 | 0 | 2224
1372 |  |  |  | DITBAL | F104G |  | 0 | 0 | 0 | 0 | 0 | 0 | 0 | 0 | 0 | 2225
1373 |  |  |  | DGP | F42 |  | 0 | 0 | 0 | 0 | 0 | 0 | 0 | 0 | 0 | 2226
1374 |  |  |  | SO | F138G |  | 33315.7925 | 14798.6535 | 4131.3582 | 6796.1243 | 2688.3327 | 3603.2485 | 1262.4974 | 35.578 | 0 | 2227
1375 |  |  |  | JBE | F104G |  | -40968.7953 | -17997.6358 | -5106.7627 | -8428.7907 | -3340.1086 | -4501.9419 | -1547.5935 | -45.9622 | 0 | 2228
1376 |  |  |  | SE | F104G |  | 0 | 0 | 0 | 0 | 0 | 0 | 0 | 0 | 0 | 2229
1377 |  |  |  | SG | F104G |  | 924314.5564 | 406052.3772 | 115215.8618 | 190165.5613 | 75357.6231 | 101570.2406 | 34915.9201 | 1036.9723 | 0 | 2230
1378 |  |  |  | Total Accum Deferred Income Taxes |  |  | -19629774.5066 | -8623218.0304 | -2446873.9618 | -4038626.0507 | -1600406.3477 | -2157116.6044 | -741509.4137 | -22024.0979 | 0
1379
1380
1381 |  | 283 | Accum Deferred Income Taxes |  | F104G |  | -4028.9894 | -1769.9394 | -502.2138 | -828.9116 | -328.4759 | -442.7339 | -152.1948 | -4.5201 | 0 | 2234
1382 |  |  |  | SG/CAGW | F104G |  | -35584.5386 | -15632.326 | -4435.6148 | -7321.0507 | -2901.1403 | -3910.2815 | -1344.2035 | -39.9217 | 0 | 2235
1383 |  |  |  | SE | F104G |  | -36202.6886 | -15903.88 | -4512.6672 | -7448.2269 | -2951.5369 | -3978.2082 | -1367.5541 | -40.6152 | 0 | 2236
1384 |  |  |  | SO | F138G |  | -5123.2139 | -2275.6976 | -635.3093 | -1045.0899 | -413.4046 | -554.098 | -194.1435 | -5.4711 | 0 | 2237
1385 |  |  |  | GPS | F104G |  | -45325.0334 | -19911.3359 | -5649.768 | -9325.0294 | -3695.2645 | -4980.6362 | -1712.1501 | -50.8494 | 0 | 2238
1386 |  |  |  | SNP | F104G |  | -5234.0701 | -2299.3326 | -652.4271 | -1076.8411 | -426.7239 | -575.1568 | -197.7166 | -5.872 | 0 | 2239
1387 |  |  |  | TROJD | F104G |  | 0 | 0 | 0 | 0 | 0 | 0 | 0 | 0 | 0 | 2240
1388 |  |  |  | SNPD | F104G |  | 0 | 0 | 0 | 0 | 0 | 0 | 0 | 0 | 0 | 2241
1389 |  |  |  | JBE | F104G |  | 0 | 0 | 0 | 0 | 0 | 0 | 0 | 0 | 0 | 2242
1390 |  |  |  | Total Accum Deferred Income Taxes |  |  | -131498.5341 | -57792.5114 | -16388.0001 | -27045.1496 | -10716.5462 | -14441.1147 | -4967.9627 | -147.2493 | 0
1391
1392 |  | 255 | Accum Investment Tax Credit |  | F104G |  | -1635.1091 | -718.3052 | -203.8164 | -336.4022 | -133.3074 | -179.6774 | -61.7661 | -1.8344 | 0 | 2256
1393 |  | TOTAL RATE BASE DEDUCTIONS |  |  |  |  | -39628131.0919 | -16195711.1184 | -5099935.2248 | -8585517.6585 | -3437880.3279 | -4783866.5834 | -1467291.5639 | -57928.615 | 0
1394
1395 | [6 empty] | D: ACCUMULATED DEPRECIATION
1396 | [6 empty] | D: GENERATION PLANT
1397
1398 |  | 108SP | Steam Prod Accumulated Depr |  | F30 |  | -83400981.5988 | -32566035.241 | -10934041.8914 | -18610787.5456 | -7494698.8849 | -10605730.2053 | -3050899.209 | -138788.6216 | 0 | 2270
1399
1400 |  | 108NP | Nuclear Prod Accumulated Depr |  | F30 |  | 0 | 0 | 0 | 0 | 0 | 0 | 0 | 0 | 0 | 2276
1401
1402 |  | 108HP | Hydraulic Prod Accum Depr |  | F30 |  | -12006154.1518 | -4688108.3618 | -1574031.7432 | -2679152.9293 | -1078914.2814 | -1526768.9816 | -439198.2625 | -19979.592 | 0 | 2287
1403
1404 |  | 108OP | Other Generation - Accum Depr |  | F30 |  | 0 | 0 | 0 | 0 | 0 | 0 | 0 | 0 | 0 | 2290
1405 |  |  |  | DGU | F30 |  | 0 | 0 | 0 | 0 | 0 | 0 | 0 | 0 | 0 | 2291
1406 |  |  |  | DGP | F30 |  | 0 | 0 | 0 | 0 | 0 | 0 | 0 | 0 | 0 | 2292
1407 |  |  |  | SG | F30 |  | -7499697.4219 | -2928447.6736 | -983225.9071 | -1673544.7557 | -673948.5894 | -953703.0135 | -274347.1419 | -12480.3407 | 0 | 2293
1408 |  |  |  | CAGW | F30 |  | -16846545.5874 | -6578162.3522 | -2208617.1127 | -3759278.066 | -1513888.494 | -2142299.9342 | -616265.0801 | -28034.5482 | 0 | 2294
1409 |  |  |  | CAGE | F30 |  | 0 | 0 | 0 | 0 | 0 | 0 | 0 | 0 | 0 | 2295
1410 |  |  |  | SG | F30 |  | 6861326.3184 | 2679179.4341 | 899534.1297 | 1531093.327 | 616582.3678 | 872524.2124 | 250994.8281 | 11418.0194 | 0 | 2296
1411 |  |  |  | Total Other Generation - Accum Depr |  |  | -17484916.6909 | -6827430.5917 | -2292308.8901 | -3901729.4947 | -1571254.7156 | -2223478.7353 | -639617.3939 | -29096.8696 | 0
1412
1413 |  | 108EP | Experimental Plant - Accum Depr |  | F30 |  | 0 | 0 | 0 | 0 | 0 | 0 | 0 | 0 | 0 | 2302
1414
1415
1416
1417 |  | TOTAL GENERATION PLANT DEPRECIATION |  |  |  |  | -112892052.4415 | -44081574.1944 | -14800382.5247 | -25191669.9696 | -10144867.882 | -14355977.9221 | -4129714.8654 | -187865.0832 | 0
1418
1419
1420 | [6 empty] | D: TRANSMISSION PLANT
1421
1422 |  | 108TP | Transmission Plant Accum Depr |  | F106 |  | 0 | 0 | 0 | 0 | 0 | 0 | 0 | 0 | 0 | 2313
1423
1424
1425 | [6 empty] | D: DISTRIBUTION PLANT
1426
1427 |  | 108360 | Land and Land Rights |  | F118 |  | 0 | 0 | 0 | 0 | 0 | 0 | 0 | 0 | 0 | 2317
1428
1429 |  | 108361 | Structures and Improvements |  | F119 |  | 0 | 0 | 0 | 0 | 0 | 0 | 0 | 0 | 0 | 2321
1430
1431 |  | 108362 | Station Equipment |  | F120 |  | 0 | 0 | 0 | 0 | 0 | 0 | 0 | 0 | 0 | 2325
1432
1433 |  | Distribution - METER - Unbundled
1434
1435 |  | A |  | B | C |  | D | E | F | G | H | I | J | K
1436 |  | FERC ACCT |  | DESCRIPTION | COS Factor |  | Washington Jurisdiction Normalized | Residential Schedule 16 | Small General Service Schedule 24 | Large General Service < 1,000 kW Schedule 36 | Large General Service > 1,000 kW Schedule 48 | Large General Dedicated Facilities Schedule 48 | Agricultural Pumping Schedule 40 | Street & Area Lighting Sch. 15, 51-54, 57
1437
1438 |  | 108364 | Poles, Towers & Fixtures |  | F121 |  | 0 | 0 | 0 | 0 | 0 | 0 | 0 | 0 | 0 | 2329
1439
1440 |  | 108365 | Overhead Conductors |  | F122 |  | 0 | 0 | 0 | 0 | 0 | 0 | 0 | 0 | 0 | 2333
1441
1442 |  | 108366 | Underground Conduit |  | F123 |  | 0 | 0 | 0 | 0 | 0 | 0 | 0 | 0 | 0 | 2337
1443
1444 |  | 108367 | Underground Conductors |  | F124 |  | 0 | 0 | 0 | 0 | 0 | 0 | 0 | 0 | 0 | 2341
1445
1446 |  | 108368 | Line Transformers |  | F125 |  | 0 | 0 | 0 | 0 | 0 | 0 | 0 | 0 | 0 | 2345
1447
1448 |  | 108369 | Services |  | F126 |  | 0 | 0 | 0 | 0 | 0 | 0 | 0 | 0 | 0 | 2349
1449
1450 |  | 108370 | Meters |  | F127 |  | 0 | 0 | 0 | 0 | 0 | 0 | 0 | 0 | 0 | 2353
1451
1452 |  | 108371 | Install on Customers' Premises |  | F128 |  | 0 | 0 | 0 | 0 | 0 | 0 | 0 | 0 | 0 | 2357
1453
1454 |  | 108372 | Leased Property |  | F129 |  | 0 | 0 | 0 | 0 | 0 | 0 | 0 | 0 | 0 | 2361
1455
1456 |  | 108373 | Street Lights |  | F130 |  | 0 | 0 | 0 | 0 | 0 | 0 | 0 | 0 | 0 | 2365
1457
1458 |  | 108D00 | Unclassified Dist Plant - Acct 300 |  | F121 |  | 0 | 0 | 0 | 0 | 0 | 0 | 0 | 0 | 0 | 2369
1459
1460 |  | 108DS | Unclassified Dist Sub - Acct 300 |  | F120 |  | 0 | 0 | 0 | 0 | 0 | 0 | 0 | 0 | 0 | 2373
1461
1462 |  | 108D | Unclassified Dist Sub - Acct 300 |  | F102G |  | 0 | 0 | 0 | 0 | 0 | 0 | 0 | 0 | 0 | 2377
1463
1464
1465 |  | TOTAL DISTRIBUTION PLANT DEPR |  |  |  |  | 0 | 0 | 0 | 0 | 0 | 0 | 0 | 0 | 0
1466
1467 | [6 empty] | D: GENERAL PLANT
1468 |  | 108GP | General Plant Accumulated Depr
1469 |  |  |  | S | F107G |  | 0 | 0 | 0 | 0 | 0 | 0 | 0 | 0 | 0 | 2383
1470 |  |  |  | SG-P | F105G |  | -781098.3352 | -343141.4016 | -97365.1403 | -160698.4328 | -63680.4387 | -85830.163 | -29506.2552 | -876.5036 | 0 | 2384
1471 |  |  |  | SG-U | F105G |  | 0 | 0 | 0 | 0 | 0 | 0 | 0 | 0 | 0 | 2385
1472 |  |  |  | CAGW | F105G |  | -42543.5453 | -18689.6465 | -5303.1201 | -8752.6509 | -3468.4386 | -4674.8524 | -1607.0969 | -47.7399 | 0 | 2386
1473 |  |  |  | CN | F42 |  | 0 | 0 | 0 | 0 | 0 | 0 | 0 | 0 | 0 | 2387
1474 |  |  |  | SO | F102G |  | -1053795.4223 | -462938.9436 | -131357.2626 | -216801.4771 | -85912.5565 | -115795.1935 | -39807.4804 | -1182.5086 | 0 | 2388
1475 |  |  |  | SE | F30 |  | 0 | 0 | 0 | 0 | 0 | 0 | 0 | 0 | 0 | 2389
1476 |  |  |  | JBG | F105G |  | -186938.2277 | -82123.1368 | -23302.1451 | -38459.5369 | -15240.4733 | -20541.5091 | -7061.6551 | -209.7713 | 0 | 2390
1477 |  |  |  | CAGE | F105G |  | 0 | 0 | 0 | 0 | 0 | 0 | 0 | 0 | 0 | 2391
1478 |  |  |  | CAGE | F105G |  | 0 | 0 | 0 | 0 | 0 | 0 | 0 | 0 | 0 | 2392
1479 |  |  | Total General Plant Accumulated Depr |  |  |  | -2064375.5305 | -906893.1285 | -257327.6682 | -424712.0977 | -168301.9072 | -226841.718 | -77982.4876 | -2316.5234 | 0
1480
1481 |  | 108MP | Mining Plant Accumulated Depr. |  | F30 |  | -9060459.7672 | -3537887.0419 | -1187845.0919 | -2021826.2251 | -814204.0587 | -1152178.1876 | -331441.5371 | -15077.625 | 0 | 2399
1482
1483 |  | 1081390 | Accum Depr - Capital Lease |  | F30 |  | 0 | 0 | 0 | 0 | 0 | 0 | 0 | 0 | 0 | 2406
1484 |  |  | Remove Capital Lease |  | F30 |  | 0 | 0 | 0 | 0 | 0 | 0 | 0 | 0 | 0 | 2409
1485
1486 |  | 1081399L | Accum Depr - Capital Lease |  | F30 |  | 0 | 0 | 0 | 0 | 0 | 0 | 0 | 0 | 0 | 2413
1487 |  |  |  | SE | F30 |  | 0 | 0 | 0 | 0 | 0 | 0 | 0 | 0 | 0 | 2414
1488 |  |  | Remove Capital Lease |  | F30 |  | 0 | 0 | 0 | 0 | 0 | 0 | 0 | 0 | 0 | 2417
1489
1490 |  | TOTAL GENERAL PLANT ACCUM DEPR |  |  |  |  | -11124835.2977 | -4444780.1704 | -1445172.76 | -2446538.3228 | -982505.9658 | -1379019.9056 | -409424.0247 | -17394.1483 | 0
1491
1492
1493 |  | TOTAL ACCUM DEPR - PLANT IN SERVICE |  |  |  |  | -124016887.7392 | -48526354.3648 | -16245555.2848 | -27638208.2924 | -11127373.8478 | -15734997.8277 | -4539138.8902 | -205259.2315 | 0
1494
1495
1496 | [6 empty] | D: ACCUMULATED AMORTIZATION
1497
1498 |  | 111CLS | Accum Prov for Amort-Steam |  | F30 |  | 0 | 0 | 0 | 0 | 0 | 0 | 0 | 0 | 0 | 2430
1499
1500 |  | 111CLG | Accum Prov for Amort-General
1501 |  |  |  | S | F108 |  | 0 | 0 | 0 | 0 | 0 | 0 | 0 | 0 | 0 | 2434
1502 |  |  |  | CN | F108 |  | 0 | 0 | 0 | 0 | 0 | 0 | 0 | 0 | 0 | 2435
1503 |  |  |  | SG | F108 |  | 0 | 0 | 0 | 0 | 0 | 0 | 0 | 0 | 0 | 2436
1504 |  |  |  | SO | F108 |  | -11625.9148 | -5702.5816 | -1623.2729 | -2058.6596 | -796.1022 | -916.7271 | -485.7829 | -42.7884 | 0 | 2437
1505 |  |  |  | SE | F108 |  | 0 | 0 | 0 | 0 | 0 | 0 | 0 | 0 | 0 | 2438
1506 |  |  | Total Accum Prov for Amort-General |  |  |  | -11625.9148 | -5702.5816 | -1623.2729 | -2058.6596 | -796.1022 | -916.7271 | -485.7829 | -42.7884 | 0 | 2439
1507
1508 |  | 111CLH | Accum Prov for Amort-Hydro |  | F30 |  | -84818.3337 | -33119.4764 | -11119.8597 | -18927.0673 | -7622.067 | -10785.9685 | -3102.7475 | -141.1473 | 0 | 2449
1509
1510 |  | 111IP | Accum Prov for Amort-Intangible
1511 |  |  |  | S | F107G |  | 0 | 0 | 0 | 0 | 0 | 0 | 0 | 0 | 0 | 2453
1512 |  |  |  | DGP | F105G |  | 0 | 0 | 0 | 0 | 0 | 0 | 0 | 0 | 0 | 2454
1513 |  |  |  | DGU | F105G |  | 0 | 0 | 0 | 0 | 0 | 0 | 0 | 0 | 0 | 2455
1514 |  |  |  | CAEW | F105G |  | 0 | 0 | 0 | 0 | 0 | 0 | 0 | 0 | 0 | 2456
1515 |  |  |  | CAEE | F105G |  | 0 | 0 | 0 | 0 | 0 | 0 | 0 | 0 | 0 | 2457
1516 |  |  |  | SE | F30 |  | 0 | 0 | 0 | 0 | 0 | 0 | 0 | 0 | 0 | 2458
1517 |  |  |  | SG | F105G |  | -1134870.2836 | -498555.6391 | -141463.3721 | -233481.3273 | -92522.3295 | -124704.0187 | -42870.1109 | -1273.4861 | 0 | 2459
1518 |  |  |  | SG-P | F105G |  | -2093944.7203 | -919883.0591 | -261013.5143 | -430795.4835 | -170712.5882 | -230090.8971 | -79099.4738 | -2349.7042 | 0 | 2460
1519 |  |  |  | SG-U | F105G |  | -115212.7987 | -50613.7056 | -14361.4572 | -23703.1822 | -9392.9295 | -12660.0363 | -4352.2026 | -129.2852 | 0 | 2461
1520 |  |  |  | CN | F42 |  | 0 | 0 | 0 | 0 | 0 | 0 | 0 | 0 | 0 | 2462
1521 |  |  |  | CAGE | F105G |  | 0 | 0 | 0 | 0 | 0 | 0 | 0 | 0 | 0 | 2463
1522 |  |  |  | CAGE | F105G |  | 0 | 0 | 0 | 0 | 0 | 0 | 0 | 0 | 0 | 2464
1523 |  |  |  | CAGW | F105G |  | -1049496.3019 | -461050.313 | -130821.3705 | -215917.0022 | -85562.063 | -115322.7892 | -39645.0797 | -1177.6843 | 0 | 2465
1524 |  |  |  | CAGE | F105G |  | 0 | 0 | 0 | 0 | 0 | 0 | 0 | 0 | 0 | 2466
1525 |  |  |  | JBG | F105G |  | -65733.7079 | -28877.2305 | -8193.8104 | -13523.6543 | -5359.0581 | -7223.0789 | -2483.1132 | -73.7626 | 0 | 2467
1526 |  |  |  | SO | F102G |  | -3066898.5908 | -1347307.8016 | -382293.75 | -630965.1102 | -250034.3926 | -337002.9023 | -115853.1371 | -3441.497 | 0 | 2468
1527 |  |  | Total Accum Prov for Amort-Intangible |  |  |  | -7526156.4032 | -3306287.749 | -938147.2745 | -1548385.7596 | -613583.3609 | -827003.7224 | -284303.1173 | -8445.4194 | 0
1528
1529 |  | 111390 | Accum Prov for Amort-Capital Lease |  | F30 |  | 0 | 0 | 0 | 0 | 0 | 0 | 0 | 0 | 0 | 2479
1530
1531
1532 |  | TOTAL ACCUM PROV FOR AMORTIZATION |  |  |  |  | -7622600.6516 | -3345109.8071 | -950890.4072 | -1569371.4865 | -622001.5301 | -838706.4181 | -287891.6477 | -8629.355 | 0

## Transmission-Demand
Transmission Demand |  |  | - | Transmission - Demand - Unbundled
PacifiCorp
3 | Cost Of Service By Rate Schedule
4 | State of Washington
5 | WCA
6 | 12 Months Ending June 2022
7
8
9 |  | A |  | B | C |  | D | E | F | G | H | I | J | K | Chk Total
12 |  |  |  | DESCRIPTION |  |  | Washington Jurisdiction Normalized | Residential Schedule 16 | Small General Service Schedule 24 | Large General Service < 1,000 kW Schedule 36 | Large General Service > 1,000 kW Schedule 48 | Large General Dedicated Facilities Schedule 48 | Agricultural Pumping Schedule 40 | Street & Area Lighting Sch. 15, 51-54, 57 | 0
13
12 |  |  |  | Operating Revenues |  |  | 72428380.8438 | 29542010.4723 | 11047319.0235 | 17153018.8328 | 5870908.4413 | 6372754.3354 | 2332058.6877 | 110311.0508 | 0
13
14 |  |  |  | Operating Expenses
15 |  |  |  | Operation & Maintenance Expenses |  |  | 19982104.8919 | 8341975.5442 | 2603368.246 | 4284618.7219 | 1721052.0416 | 2261243.5745 | 737078.1204 | 32768.6432 | 0
16 |  |  |  | Depreciation Expense |  |  | 13236523.1268 | 5525881.9234 | 1724520.2236 | 2838212.2459 | 1140057.33 | 1497890.389 | 488254.4477 | 21706.5673 | 0
17 |  |  |  | Amortization Expense |  |  | 985093.3189 | 411249.1862 | 128342.8688 | 211226.4599 | 84845.7596 | 111476.5411 | 36337.0494 | 1615.454 | 0
18 |  |  |  | Taxes Other Than Income |  |  | 7114170.9333 | 2969343.1124 | 926789.5607 | 1525760.6599 | 612892.5536 | 805358.2289 | 262377.7907 | 11649.0272 | 0
19 |  |  |  | Income Taxes - Federal |  |  | 3067189.2418 | 1280196.5731 | 399574.1734 | 657813.3595 | 264241.2538 | 347220.515 | 113121.029 | 5022.338 | 0
20 |  |  |  | Income Taxes - State |  |  | 0 | 0 | 0 | 0 | 0 | 0 | 0 | 0 | 0
21 |  |  |  | Income Taxes Deferred |  |  | 232762.7164 | 97151.4988 | 30322.8665 | 49920.11 | 20052.7281 | 26349.8545 | 8584.5235 | 381.135 | 0
22 |  |  |  | Investment Tax Credit Adj |  |  | 0 | 0 | 0 | 0 | 0 | 0 | 0 | 0 | 0
23 |  |  |  | Misc Revenues & Expense |  |  | 2.5321 | 1.0571 | 0.3299 | 0.54295 | 0.21809 | 0.28654 | 0.093402 | 0.0041524 | 0
24
25 |  |  |  | Total Operating Expenses |  |  | 44617846.7612 | 18625798.8952 | 5812918.2689 | 9567552.0999 | 3843141.8848 | 5049539.3895 | 1645753.054 | 73143.1688 | 0
26
27 |  |  |  | Operating Revenue For Return |  |  | 27810534.0826 | 10916211.5771 | 5234400.7545 | 7585466.7329 | 2027766.5565 | 1323214.9459 | 686305.6336 | 37167.882 | 0
28
29
30 |  |  |  | Rate Base :
31 |  |  |  | Electric Plant In Service |  |  | 750134243.4413 | 313160277.5332 | 97731229.0269 | 160845878.8901 | 64608812.641 | 84887765.6868 | 27670134.9141 | 1230144.7491 | 0
32 |  |  |  | Plant Held For Future Use |  |  | 0 | 0 | 0 | 0 | 0 | 0 | 0 | 0 | 0
33 |  |  |  | Electric Plant Acquisition Adj |  |  | 0 | 0 | 0 | 0 | 0 | 0 | 0 | 0 | 0
34 |  |  |  | Pensions |  |  | 0 | 0 | 0 | 0 | 0 | 0 | 0 | 0 | 0
35 |  |  |  | Prepayments |  |  | 1.5426e-09 | 6.44e-10 | 2.0098e-10 | 3.3077e-10 | 1.3286e-10 | 1.7457e-10 | 5.6902e-11 | 2.5297e-12 | 0
36 |  |  |  | Fuel Stock |  |  | 0 | 0 | 0 | 0 | 0 | 0 | 0 | 0 | 0
37 |  |  |  | Materials & Supplies |  |  | 9.0414e-07 | 3.7745e-07 | 1.178e-07 | 1.9387e-07 | 7.7873e-08 | 1.0232e-07 | 3.3351e-08 | 1.4827e-09 | 0
38 |  |  |  | Misc Deferred Debits |  |  | 0 | 0 | 0 | 0 | 0 | 0 | 0 | 0 | 0
39 |  |  |  | Cash Working Capital |  |  | 0 | 0 | 0 | 0 | 0 | 0 | 0 | 0 | 0
40 |  |  |  | Weatherization Loans |  |  | 0 | 0 | 0 | 0 | 0 | 0 | 0 | 0 | 0
41 |  |  |  | Miscellaneous Rate Base |  |  | 0 | 0 | 0 | 0 | 0 | 0 | 0 | 0 | 0
42
43 |  |  |  | Total Rate Base Additions |  |  | 750134243.4413 | 313160277.5332 | 97731229.0269 | 160845878.8901 | 64608812.641 | 84887765.6868 | 27670134.9141 | 1230144.7491 | 0
44
45 |  |  |  | Rate Base Deductions :
46 |  |  |  | Accum Provision For Depreciation |  |  | -200149472.6368 | -83556863.2509 | -26076471.1396 | -42916608.7499 | -17238807.4413 | -22649601.3001 | -7382895.7407 | -328225.0143 | 0
47 |  |  |  | Accum Provision For Amortization |  |  | -12931870.5334 | -5445984.3029 | -1690876.1034 | -2748706.6408 | -1102388.0042 | -1441199.6141 | -480187.74 | -22528.128 | 0
48 |  |  |  | Accum Deferred Income Taxes |  |  | -51134896.4238 | -21342890.164 | -6661532.0238 | -10966795.263 | -4405322.5268 | -5788720.753 | -1885905.7036 | -83729.9897 | 0
49 |  |  |  | Unamortized ITC |  |  | -4500.2978 | -1878.3535 | -586.2706 | -965.169 | -387.7049 | -509.4553 | -165.9755 | -7.369 | 0
50 |  |  |  | Customer Advance For Construction |  |  | 0 | 0 | 0 | 0 | 0 | 0 | 0 | 0 | 0
51 |  |  |  | Customer Service Deposits |  |  | 0 | 0 | 0 | 0 | 0 | 0 | 0 | 0 | 0
52 |  |  |  | Misc Rate Base Deductions |  |  | -41661.1663 | -17392.3834 | -5427.8244 | -8933.1036 | -3588.2624 | -4714.5206 | -1536.7517 | -68.3201 | 0
53 | [14 empty] | 0
54 |  |  |  | Total Rate Base Deductions |  |  | -264262401.058 | -110365008.4547 | -34434893.3617 | -56642008.9263 | -22750493.9395 | -29884745.643 | -9750691.9115 | -434558.8212 | 0
55 | [14 empty] | 0
56 |  |  |  | Total Rate Base |  |  | 485871842.3832 | 202795269.0784 | 63296335.6652 | 104203869.9638 | 41858318.7015 | 55003020.0437 | 17919443.0026 | 795585.9279 | 0
57
58
59 |  |  |  | Return On Rate Base |  |  | 5.724% | 5.383% | 8.27% | 7.279% | 4.844% | 2.406% | 3.83% | 4.672%
60
61 |  |  |  | Return On Equity |  |  | 6.48% | 5.818% | 11.42% | 9.498% | 4.773% | 0.04038% | 2.804% | 4.438%
PacifiCorp
Cost Of Service By Rate Schedule
State of Washington
WCA
12 Months Ending June 2022
|  | A |  | B | C |  | D | E | F | G | H | I | J | K
|  |  |  | DESCRIPTION | COS Factor |  | Washington Jurisdiction Normalized | Residential Schedule 16 | Small General Service Schedule 24 | Large General Service < 1,000 kW Schedule 36 | Large General Service > 1,000 kW Schedule 48 | Large General Dedicated Facilities Schedule 48 | Agricultural Pumping Schedule 40 | Street & Area Lighting Sch. 15, 51-54, 57
79 |  |  |  | Total Rate Base |  |  | 485871842.3832 | 202795269.0784 | 63296335.6652 | 104203869.9638 | 41858318.7015 | 55003020.0437 | 17919443.0026 | 795585.9279 | 0
80
81
82 |  |  |  | Return On Ratebase ($$) | 5.772% |  | 28042153.5268 | 11704354.0579 | 3653155.8481 | 6014139.2538 | 2415858.0453 | 3174506.1104 | 1034222.8711 | 45917.3403 | 0
83 |  |  |  | Operating & Maintenance Expense |  |  | 19982104.8919 | 8341975.5442 | 2603368.246 | 4284618.7219 | 1721052.0416 | 2261243.5745 | 737078.1204 | 32768.6432 | 0
84 |  |  |  | Bad Debt to Produce ROR | F80 |  | 0 | 0 | 0 | 0 | 0 | 0 | 0 | 0 | 0
85 |  |  |  | Depreciation Expense |  |  | 13236523.1268 | 5525881.9234 | 1724520.2236 | 2838212.2459 | 1140057.33 | 1497890.389 | 488254.4477 | 21706.5673 | 0
86 |  |  |  | Amortization Expense |  |  | 985093.3189 | 411249.1862 | 128342.8688 | 211226.4599 | 84845.7596 | 111476.5411 | 36337.0494 | 1615.454 | 0
87 |  |  |  | Taxes Other Than Income |  |  | 7114170.9333 | 2969343.1124 | 926789.5607 | 1525760.6599 | 612892.5536 | 805358.2289 | 262377.7907 | 11649.0272 | 0
88 |  |  |  | Federal Income Taxes |  |  | 3067189.2418 | 1280196.5731 | 399574.1734 | 657813.3595 | 264241.2538 | 347220.515 | 113121.029 | 5022.338 | 0
89 |  |  |  | FIT Adj to Produce Target ROR | F101 |  | 0 | 0 | 0 | 0 | 0 | 0 | 0 | 0 | 0
90 |  |  |  | State Income Taxes |  |  | 0 | 0 | 0 | 0 | 0 | 0 | 0 | 0 | 0
91 |  |  |  | SIT Adj to Produce Target ROR | F101 |  | 0 | 0 | 0 | 0 | 0 | 0 | 0 | 0 | 0
92 |  |  |  | Deferred Income Taxes |  |  | 232762.7164 | 97151.4988 | 30322.8665 | 49920.11 | 20052.7281 | 26349.8545 | 8584.5235 | 381.135 | 0
93 |  |  |  | Investment Tax Credit |  |  | 0 | 0 | 0 | 0 | 0 | 0 | 0 | 0 | 0
94 |  |  |  | Misc Revenue & Expenses |  |  | 2.5321 | 1.0571 | 0.3299 | 0.54295 | 0.21809 | 0.28654 | 0.093402 | 0.0041524 | 0
95 |  |  |  | Revenue Credits |  |  | -13521906.2823 | -9865358.0636 | -1964764.7155 | -544166.0102 | -189115.6542 | -241480.4418 | -495316.264 | -221705.1331 | 0
96
97 |  |  |  | Total Revenue Requirements |  |  | 59138094.0057 | 20464794.8894 | 7501309.4015 | 15037525.3436 | 6069884.2759 | 7982565.0581 | 2184659.6611 | -102644.624 | 0
98 |  |  |  | Operating Revenues |  |  | 58906474.5614 | 19676652.4087 | 9082554.308 | 16608852.8227 | 5681792.7871 | 6131273.8936 | 1836742.4237 | -111394.0823 | 0
99
100 |  |  |  | Increase / (Decrease) Required to
101 |  |  |  | Earn Equal Rates of Return |  |  | 231619.4442 | 788142.4808 | -1581244.9065 | -1571327.479 | 388091.4888 | 1851291.1645 | 347917.2374 | 8749.4583 | 0
102
103 |  |  |  | Existing Revenues |  |  | 58906474.5614 | 19676652.4087 | 9082554.308 | 16608852.8227 | 5681792.7871 | 6131273.8936 | 1836742.4237 | -111394.0823 | 0
104 |  |  |  | check |  |  | 0 | 0 | 0 | 0 | 0 | 0 | 0 | 0 | 0
105 |  |  |  | Percent Increase / (Decrease)
106 |  |  |  | Over Existing Rates To
107 |  |  |  | Equal Authorized RoE & RoR |  |  | 0.3932% | 4.005% | -17.41% | -9.461% | 6.83% | 30.19% | 18.94% | -7.855%
[5 empty] | WCA |  | E: ELECTRIC REVENUES
|  | Transmission - Demand - Unbundled |  |  | Method
|  | A |  | B | 0 |  | D | E | F | G | H | I | J | K
|  | FERC ACCT |  | DESCRIPTION | COS Factor |  | Washington Jurisdiction Normalized | Residential Schedule 16 | Small General Service Schedule 24 | Large General Service < 1,000 kW Schedule 36 | Large General Service > 1,000 kW Schedule 48 | Large General Dedicated Facilities Schedule 48 | Agricultural Pumping Schedule 40 | Street & Area Lighting Sch. 15, 51-54, 57 |  | Func Study Row
120 |  | 440 | Residential Sales |  | A |  | 19676652.4087 | 19676652.4087 | 0 | 0 | 0 | 0 | 0 | 0 | 0
121
122 |  | 442 | Commercial & Industrial Sales |  | A |  | 33659423.4479 | 0 | 9082554.308 | 16608852.8227 | 0 | 6131273.8936 | 1836742.4237 | 0 | 0
123 |  |  |  | Interruptible Demand | F12 |  | 0 | 0 | 0 | 0 | 0 | 0 | 0 | 0 | 0 | 100
124 |  |  |  | Interruptible Energy | F12 |  | 0 | 0 | 0 | 0 | 0 | 0 | 0 | 0 | 0 | 101
125 | [6 empty] | 33659423.4479 | 0 | 9082554.308 | 16608852.8227 | 0 | 6131273.8936 | 1836742.4237 | 0 | 0
126
127 |  | 444 | Public Street & Highway Lighting |  | A |  | 5570398.7048 | 0 | 0 | 0 | 5681792.7871 | 0 | 0 | -111394.0823 | 0
128
129 |  | 445 | Other Sales to Public Authority |  | A |  | 0 | 0 | 0 | 0 | 0 | 0 | 0 | 0 | 0
130
131 |  | 448 | Interdepartmental |  | A | 0 | 0 | 0 | 0 | 0 | 0 | 0 | 0 | 0 | 0 | 114
132 |  |  |  | Demand | F12 |  | 0 | 0 | 0 | 0 | 0 | 0 | 0 | 0 | 0 | 115
133 | [6 empty] | 0 | 0 | 0 | 0 | 0 | 0 | 0 | 0 | 0
134
135 |  | Total Sales to Ultimate Customers |  |  |  |  | 58906474.5614 | 19676652.4087 | 9082554.308 | 16608852.8227 | 5681792.7871 | 6131273.8936 | 1836742.4237 | -111394.0823 | 0
136
137 |  | 447 | Sales for Resale |  | F30 |  | 0 | 0 | 0 | 0 | 0 | 0 | 0 | 0 | 0 | 121
138 | [6 empty] | 0 | 0 | 0 | 0 | 0 | 0 | 0 | 0 | 0
139
140 |  | 447NPC | Sales for Resale - NPC
141 |  |  |  | Demand | F30 |  | 0 | 0 | 0 | 0 | 0 | 0 | 0 | 0 | 0 | 0
142 |  |  |  | Energy | F30 |  | 0 | 0 | 0 | 0 | 0 | 0 | 0 | 0 | 0 | 127
143 | [6 empty] | 0 | 0 | 0 | 0 | 0 | 0 | 0 | 0 | 0
144
145 |  | 449 | Provision for Rate Refund |  | F11 |  | 0 | 0 | 0 | 0 | 0 | 0 | 0 | 0 | 0 | 133
146 |  |  |  |  | F12 |  | 0 | 0 | 0 | 0 | 0 | 0 | 0 | 0 |  | 134
147
148 |  | State Specific Revenue Credit |  |  | F140T |  | 54047.9695 | 22561.7071 | 7041.1377 | 11590.1279 | 4655.5959 | 6117.3325 | 1993.522 | 88.5464 | 0 | 136
149
150 |  | AGA Revenue |  |  | A | 0 | 0 | 0 | 0 | 0 | 0 | 0 | 0 | 0 | 0 | 137
151
152 |  | Autopay Bill Credit |  |  | F40 | 0 | 0 | 0 | 0 | 0 | 0 | 0 | 0 | 0 | 0 | 139
153
154 |  | Paperless Bill Credit |  |  | F40 | 0 | 0 | 0 | 0 | 0 | 0 | 0 | 0 | 0 | 0 | 141
155
156
157 |  | Total Sales from Electricity |  |  |  |  | 58960522.5309 | 19699214.1158 | 9089595.4457 | 16620442.9506 | 5686448.383 | 6137391.2261 | 1838735.9457 | -111305.5359 | 0
158
159 |  | Other Electric Operating Revenues
160 |  | 450 | Forfeited Discounts & Interest |  | A | 0 | 0 | 0 | 0 | 0 | 0 | 0 | 0 | 0 | 0 | 147
161 |  |  |  | Customers | F40 |  | 0 | 0 | 0 | 0 | 0 | 0 | 0 | 0 | 0 | 148
162 | [6 empty] | 0 | 0 | 0 | 0 | 0 | 0 | 0 | 0 | 0
163
164 |  | 451 | Misc Electric Revenue |  | A | 0 | 0 | 0 | 0 | 0 | 0 | 0 | 0 | 0 | 0 | 152
165 |  |  |  | Demand | F12 |  | 0 | 0 | 0 | 0 | 0 | 0 | 0 | 0 | 0 | 153
166 |  |  |  | Customer | F40 |  | 0.70283 | 0.55386 | 0.1041 | 0.0053543 | 0.00033231 | 5.0014e-06 | 0.025711 | 0.013466 | 0 | 154
167 | [6 empty] | 0.70283 | 0.55386 | 0.1041 | 0.0053543 | 0.00033231 | 5.0014e-06 | 0.025711 | 0.013466 | 0
168
169 |  | 453 | Water Sales |  | F12 |  | 0 | 0 | 0 | 0 | 0 | 0 | 0 | 0 | 0 | 162
170
171 |  | 454 | Rent of Electric Property |  | A | 0 | 0 | 0 | 0 | 0 | 0 | 0 | 0 | 0 | 0 | 165
172 |  |  |  | Demand | F12 |  | 0 | 0 | 0 | 0 | 0 | 0 | 0 | 0 | 0 | 166
173 |  |  |  | Demand | F12 |  | 0 | 0 | 0 | 0 | 0 | 0 | 0 | 0 | 0 | 167
174 |  |  |  | Jim Bridger Generation | F12 |  | 0 | 0 | 0 | 0 | 0 | 0 | 0 | 0 | 0 | 168
175 |  |  |  | Customer | F40 |  | 53657.8966 | 42284.7836 | 7947.5523 | 408.7783 | 25.3707 | 0.38183 | 1962.949 | 1028.081 | 0 | 169
176 | [6 empty] | 53657.8966 | 42284.7836 | 7947.5523 | 408.7783 | 25.3707 | 0.38183 | 1962.949 | 1028.081 | 0
177
178 |  | 456 | Other Electric Revenue |  | A | 0 | 0 | 0 | 0 | 0 | 0 | 0 | 0 | 0 | 0 | 173
179 |  |  |  | CAGE | F12 |  | 0 | 0 | 0 | 0 | 0 | 0 | 0 | 0 | 0 | 174
180 |  |  |  | CAGW | F12 |  | 167324.1337 | 69853.1931 | 21799.8223 | 35878.1079 | 14411.5719 | 18934.9733 | 6172.0704 | 274.3948 | 0 | 175
181 |  |  |  | SO | F12 |  | 0 | 0 | 0 | 0 | 0 | 0 | 0 | 0 | 0 | 176
182 |  |  |  | SG | F40 |  | 11335064.5922 | 8932529.6713 | 1678895.8323 | 86353.1409 | 5359.4715 | 80.6609 | 414666.8956 | 217178.9197 | 0 | 177
183 |  |  |  | JBG | F12 |  | 1911810.9875 | 798128.1546 | 249080.2668 | 409935.8498 | 164663.6438 | 216347.0933 | 70520.8013 | 3135.1778 | 0 | 178
184 |  |  |  | WRG | F12 |  | 0 | 0 | 0 | 0 | 0 | 0 | 0 | 0 | 0 | 179
185 |  |  |  | WRE | F12 |  | 0 | 0 | 0 | 0 | 0 | 0 | 0 | 0 | 0 | 180
186 |  |  |  | CN | F12 |  | 0 | 0 | 0 | 0 | 0 | 0 | 0 | 0 | 0 | 181
187 |  |  |  | SE | F12 |  | 0 | 0 | 0 | 0 | 0 | 0 | 0 | 0 | 0 | 182
188 | [6 empty] | 13414199.7134 | 9800511.019 | 1949775.9214 | 532167.0986 | 184434.6873 | 235362.7275 | 491359.7673 | 220588.4922 | 0
189 | [14 empty] | 0
190 |  | Total Other Electric Operating Revenues |  |  |  |  | 13467858.3128 | 9842796.3565 | 1957723.5778 | 532575.8823 | 184460.0583 | 235363.1093 | 493322.742 | 221616.5867 | 0
191 | [14 empty] | 0
192 |  | Total Electric Operating Revenues |  |  |  |  | 72428380.8438 | 29542010.4723 | 11047319.0235 | 17153018.8328 | 5870908.4413 | 6372754.3354 | 2332058.6877 | 110311.0508 | 0
193
194 |  | Miscellaneous Revenues
195 |  | 41160 | Gain on Sale of Utility Plant - CR |  | F12 |  | 0 | 0 | 0 | 0 | 0 | 0 | 0 | 0 | 0 | 196
196 |  | 41170 | Loss on Sale of Utility Plant |  | F12 |  | 0 | 0 | 0 | 0 | 0 | 0 | 0 | 0 | 0 | 201
197 |  | 4118 | Gain from Emission Allowances |  | F12 |  | 0 | 0 | 0 | 0 | 0 | 0 | 0 | 0 | 0 | 203
198 |  | 41181 | Gain from Disposition of NOX Credits |  | F12 |  | 0 | 0 | 0 | 0 | 0 | 0 | 0 | 0 | 0 | 208
199 |  | 4194 | Impact Housing Interest Income |  | F12 |  | 0 | 0 | 0 | 0 | 0 | 0 | 0 | 0 | 0 | 212
200 |  | 421 | (Gain)/Loss on Sale of Utility Plant |  | F12 |  | 2.5321 | 1.0571 | 0.3299 | 0.54295 | 0.21809 | 0.28654 | 0.093402 | 0.0041524 | 0 | 223
201
202 |  | Total Miscellaneous Revenues |  |  |  |  | 2.5321 | 1.0571 | 0.3299 | 0.54295 | 0.21809 | 0.28654 | 0.093402 | 0.0041524 | 0
203
204 |  | Miscellaneous Expenses
205 |  | 4311 | Interest on Customer Deposits |  | F80 |  | 0 | 0 | 0 | 0 | 0 | 0 | 0 | 0 | 0 | 229
206
207 |  | Net Miscellaneous Revenues And Expense |  |  |  |  | 2.5321 | 1.0571 | 0.3299 | 0.54295 | 0.21809 | 0.28654 | 0.093402 | 0.0041524 | 0
208
209 |  | Distribution - METER - Unbundled
210 | [6 empty] | E: STEAM POWER GENERATION
211
212 |  | A |  | B | C |  | D | E | F | G | H | I | J | K
213 |  | FERC ACCT |  | DESCRIPTION | COS Factor |  | Washington Jurisdiction Normalized | Residential Schedule 16 | Small General Service Schedule 24 | Large General Service < 1,000 kW Schedule 36 | Large General Service > 1,000 kW Schedule 48 | Large General Dedicated Facilities Schedule 48 | Agricultural Pumping Schedule 40 | Street & Area Lighting Sch. 15, 51-54, 57
214 |  | 500 | Operation Suprvn & Engineering |  | F12 |  | 0 | 0 | 0 | 0 | 0 | 0 | 0 | 0 | 0 | 237
|  |  |  | JBG | F12 |  | 0 | 0 | 0 | 0 | 0 | 0 | 0 | 0 | 0 | 238
216 |  |  |  | CAGW | F12 |  | 0 | 0 | 0 | 0 | 0 | 0 | 0 | 0 | 0 | 239
217 |  |  |  | Total 500 |  |  | 0 | 0 | 0 | 0 | 0 | 0 | 0 | 0 | 0
218
219 |  | 501 | Fuel Related |  | F12 |  | 0 | 0 | 0 | 0 | 0 | 0 | 0 | 0 | 0 | 243
220 |  |  |  | S | F12 |  | 0 | 0 | 0 | 0 | 0 | 0 | 0 | 0 | 0 | 244
221 |  |  |  | SE | F12 |  | 0 | 0 | 0 | 0 | 0 | 0 | 0 | 0 | 0 | 245
222 |  |  |  | CAGW | F12 |  | 0 | 0 | 0 | 0 | 0 | 0 | 0 | 0 | 0 | 246
223 |  |  |  | CAGE | F12 |  | 0 | 0 | 0 | 0 | 0 | 0 | 0 | 0 | 0 | 247
224 |  |  |  | CAEW | F12 |  | 0 | 0 | 0 | 0 | 0 | 0 | 0 | 0 | 0 | 248
225 |  |  |  | CAEE | F12 |  | 0 | 0 | 0 | 0 | 0 | 0 | 0 | 0 | 0 | 249
226 |  |  |  | JBE | F12 |  | 0 | 0 | 0 | 0 | 0 | 0 | 0 | 0 | 0 | 250
227 |  |  |  | CAEE | F12 |  | 0 | 0 | 0 | 0 | 0 | 0 | 0 | 0 | 0 | 251
228 |  |  |  | JBG | F12 |  | 0 | 0 | 0 | 0 | 0 | 0 | 0 | 0 | 0 | 252
229 |  |  |  | Total 501 |  |  | 0 | 0 | 0 | 0 | 0 | 0 | 0 | 0 | 0
230
231 |  | 501NPC | Fuel Related - NPC
232 |  |  |  | S | F30 |  | 0 | 0 | 0 | 0 | 0 | 0 | 0 | 0 | 0 | 256
233 |  |  |  | CAEW | F30 |  | 0 | 0 | 0 | 0 | 0 | 0 | 0 | 0 | 0 | 257
234 |  |  | Total Fuel Related |  |  |  | 0 | 0 | 0 | 0 | 0 | 0 | 0 | 0 | 0
235
236
237 |  | 502 | Steam Expenses |  | F12 |  | 0 | 0 | 0 | 0 | 0 | 0 | 0 | 0 | 0 | 262
238 |  |  |  | SE/CAEW/CAEE | F12 |  | 0 | 0 | 0 | 0 | 0 | 0 | 0 | 0 | 0 | 263
239 |  |  |  | JBG | F12 |  | 0 | 0 | 0 | 0 | 0 | 0 | 0 | 0 | 0 | 265
240 |  |  |  | Total 502 |  |  | 0 | 0 | 0 | 0 | 0 | 0 | 0 | 0 | 0
241
242 |  | 503 | Steam From Other Sources |  | F12 |  | 0 | 0 | 0 | 0 | 0 | 0 | 0 | 0 | 0 | 270
243
244 |  | 503NPC | Steam From Other Sources-NPC
245 |  |  |  | S | F30 |  | 0 | 0 | 0 | 0 | 0 | 0 | 0 | 0 | 0 | 272
246 |  |  |  | SE | F30 |  | 0 | 0 | 0 | 0 | 0 | 0 | 0 | 0 | 0 | 273
247 |  |  |  | CAEE | F30 |  | 0 | 0 | 0 | 0 | 0 | 0 | 0 | 0 | 0 | 274
248 |  |  |  | Total Steam From Other Sources |  |  | 0 | 0 | 0 | 0 | 0 | 0 | 0 | 0 | 0
249
250 |  | 505 | Electric Expenses |  | F12 |  | 0 | 0 | 0 | 0 | 0 | 0 | 0 | 0 | 0 | 279
251 |  |  |  | JBG | F12 |  | 0 | 0 | 0 | 0 | 0 | 0 | 0 | 0 | 0 | 280
252 |  |  |  | Total 505 |  |  | 0 | 0 | 0 | 0 | 0 | 0 | 0 | 0 | 0
253
254 |  | 506 | Misc. Steam Expense |  | F12 |  | 0 | 0 | 0 | 0 | 0 | 0 | 0 | 0 | 0 | 284
255 |  |  |  | SE | F12 |  | 0 | 0 | 0 | 0 | 0 | 0 | 0 | 0 | 0 | 285
256 |  |  |  | JBG | F12 |  | 0 | 0 | 0 | 0 | 0 | 0 | 0 | 0 | 0 | 286
257 |  |  |  | Total 506 |  |  | 0 | 0 | 0 | 0 | 0 | 0 | 0 | 0 | 0
258
259 |  | 507 | Rents |  | F12 |  | 0 | 0 | 0 | 0 | 0 | 0 | 0 | 0 | 0 | 290
260 |  |  |  | CAGW | F12 |  | 0 | 0 | 0 | 0 | 0 | 0 | 0 | 0 | 0 | 292
261 |  |  |  | CAGE | F12 |  | 0 | 0 | 0 | 0 | 0 | 0 | 0 | 0 | 0 | 293
262 |  |  |  | JBG | F12 |  | 0 | 0 | 0 | 0 | 0 | 0 | 0 | 0 | 0 | 294
263 |  |  |  | CAGE | F12 |  | 0 | 0 | 0 | 0 | 0 | 0 | 0 | 0 | 0 | 295
264 |  |  |  | Total 507 |  |  | 0 | 0 | 0 | 0 | 0 | 0 | 0 | 0 | 0
265
266 |  | 510 | Maint Supervision & Engineering |  | F12 |  | 0 | 0 | 0 | 0 | 0 | 0 | 0 | 0 | 0 | 298
267 |  |  |  | JBG | F12 |  | 0 | 0 | 0 | 0 | 0 | 0 | 0 | 0 | 0 | 299
268 |  |  |  | Total 510 |  |  | 0 | 0 | 0 | 0 | 0 | 0 | 0 | 0 | 0
269
270 |  | 511 | Maintenance of Structures |  | F12 |  | 0 | 0 | 0 | 0 | 0 | 0 | 0 | 0 | 0 | 303
271 |  |  |  | CAGW | F12 |  | 0 | 0 | 0 | 0 | 0 | 0 | 0 | 0 | 0 | 304
272 |  |  |  | CAGE | F12 |  | 0 | 0 | 0 | 0 | 0 | 0 | 0 | 0 | 0 | 305
273 |  |  |  | JBG | F12 |  | 0 | 0 | 0 | 0 | 0 | 0 | 0 | 0 | 0 | 306
274 |  |  |  | CAGE | F12 |  | 0 | 0 | 0 | 0 | 0 | 0 | 0 | 0 | 0 | 307
275 |  |  |  | Total 511 |  |  | 0 | 0 | 0 | 0 | 0 | 0 | 0 | 0 | 0
276
277 |  | 512 | Maintenance of Boiler Plant |  | F12 |  | 0 | 0 | 0 | 0 | 0 | 0 | 0 | 0 | 0 | 311
278 |  |  |  |  | F12 |  | 0 | 0 | 0 | 0 | 0 | 0 | 0 | 0 | 0 | 312
279 |  |  |  | JBG | F12 |  | 0 | 0 | 0 | 0 | 0 | 0 | 0 | 0 | 0 | 313
280 |  |  |  | Total 512 |  |  | 0 | 0 | 0 | 0 | 0 | 0 | 0 | 0 | 0
281
282 |  | 513 | Maintenance of Electric Plant |  | F12 |  | 0 | 0 | 0 | 0 | 0 | 0 | 0 | 0 | 0 | 317
283 |  |  |  | CAGW | F12 |  | 0 | 0 | 0 | 0 | 0 | 0 | 0 | 0 | 0 | 318
284 |  |  |  | CAGE | F12 |  | 0 | 0 | 0 | 0 | 0 | 0 | 0 | 0 | 0 | 319
285 |  |  |  | JBG | F12 |  | 0 | 0 | 0 | 0 | 0 | 0 | 0 | 0 | 0 | 320
286 |  |  |  | CAGE | F12 |  | 0 | 0 | 0 | 0 | 0 | 0 | 0 | 0 | 0 | 321
287 |  |  |  | Total 513 |  |  | 0 | 0 | 0 | 0 | 0 | 0 | 0 | 0 | 0
288
289 |  | 514 | Maint of Misc. Steam Plant |  | F12 |  | 0 | 0 | 0 | 0 | 0 | 0 | 0 | 0 | 0 | 325
290 |  |  |  | CAGW | F12 |  | 0 | 0 | 0 | 0 | 0 | 0 | 0 | 0 | 0 | 326
291 |  |  |  | CAGE | F12 |  | 0 | 0 | 0 | 0 | 0 | 0 | 0 | 0 | 0 | 327
292 |  |  |  | JBG | F12 |  | 0 | 0 | 0 | 0 | 0 | 0 | 0 | 0 | 0 | 328
293 |  |  |  | CAGE | F12 |  | 0 | 0 | 0 | 0 | 0 | 0 | 0 | 0 | 0 | 329
294 |  |  |  | Total 514 |  |  | 0 | 0 | 0 | 0 | 0 | 0 | 0 | 0 | 0
295
296 |  | Total Steam Power Generation |  |  |  |  | 0 | 0 | 0 | 0 | 0 | 0 | 0 | 0 | 0
297
298
299 | [6 empty] | D: NUCLEAR POWER GENERATION
300
301
302 |  | 517 | Operation Super & Engineering |  | F12 |  | 0 | 0 | 0 | 0 | 0 | 0 | 0 | 0 | 0 | 336
303
304 |  | 518 | Nuclear Fuel Expense |  | F12 |  | 0 | 0 | 0 | 0 | 0 | 0 | 0 | 0 | 0 | 340
305
306 |  | 519 | Coolants and Water |  | F12 |  | 0 | 0 | 0 | 0 | 0 | 0 | 0 | 0 | 0 | 345
307
308 |  | 520 | Steam Expenses |  | F12 |  | 0 | 0 | 0 | 0 | 0 | 0 | 0 | 0 | 0 | 349
309
310 |  | 523 | Electric Expenses |  | F12 |  | 0 | 0 | 0 | 0 | 0 | 0 | 0 | 0 | 0 | 353
311
312 |  | 524 | Misc. Nuclear Expenses |  | F12 |  | 0 | 0 | 0 | 0 | 0 | 0 | 0 | 0 | 0 | 357
313
314 |  | 528 | Maint Supervision & Eng |  | F12 |  | 0 | 0 | 0 | 0 | 0 | 0 | 0 | 0 | 0 | 361
315
316 |  | 529 | Maintenance of Structures |  | F12 |  | 0 | 0 | 0 | 0 | 0 | 0 | 0 | 0 | 0 | 365
317
318 |  | 530 | Maintenance of Reactor Plant |  | F12 |  | 0 | 0 | 0 | 0 | 0 | 0 | 0 | 0 | 0 | 369
319
320 |  | 531 | Maintenance of Electric Plant |  | F12 |  | 0 | 0 | 0 | 0 | 0 | 0 | 0 | 0 | 0 | 373
321
322 |  | 532 | Maintenance of Misc Nuclear |  | F12 |  | 0 | 0 | 0 | 0 | 0 | 0 | 0 | 0 | 0 | 377
323
324 |  | Total Nuclear Power Generation |  |  |  |  | 0 | 0 | 0 | 0 | 0 | 0 | 0 | 0 | 0 | 380
325
326
327
328 |  | Distribution - METER - Unbundled |  |  |  |  | D: HYDRAULIC POWER GENERATION
329
330 |  | A |  | B | C |  | D | E | F | G | H | I | J | K
331 |  | FERC ACCT |  | DESCRIPTION | COS Factor |  | Washington Jurisdiction Normalized | Residential Schedule 16 | Small General Service Schedule 24 | Large General Service < 1,000 kW Schedule 36 | Large General Service > 1,000 kW Schedule 48 | Large General Dedicated Facilities Schedule 48 | Agricultural Pumping Schedule 40 | Street & Area Lighting Sch. 15, 51-54, 57
332 |  | 535 | Operation Super & Engineering
333 |  |  |  | DGP | F12 |  | 0 | 0 | 0 | 0 | 0 | 0 | 0 | 0 | 0 | 385
334 |  |  |  | CN | F12 |  | 0 | 0 | 0 | 0 | 0 | 0 | 0 | 0 | 0 | 386
335 |  |  |  | SG | F12 |  | 0 | 0 | 0 | 0 | 0 | 0 | 0 | 0 | 0 | 387
336 |  |  |  | SG-P | F12 |  | 0 | 0 | 0 | 0 | 0 | 0 | 0 | 0 | 0 | 388
337 |  |  |  | SG-U | F12 |  | 0 | 0 | 0 | 0 | 0 | 0 | 0 | 0 | 0 | 389
338
339 |  | 536 | Water For Power |  | F12 |  | 0 | 0 | 0 | 0 | 0 | 0 | 0 | 0 | 0 | 398
340
341 |  | 537 | Hydraulic Expenses |  | F12 |  | 0 | 0 | 0 | 0 | 0 | 0 | 0 | 0 | 0 | 406
342
343 |  | 538 | Electric Expenses |  | F12 |  | 0 | 0 | 0 | 0 | 0 | 0 | 0 | 0 | 0 | 410
344
345 |  | 539 | Misc. Hydro Expenses |  | F12 |  | 0 | 0 | 0 | 0 | 0 | 0 | 0 | 0 | 0 | 418
346
347 |  | 540 | Rents (Hydro Generation) |  | F12 |  | 0 | 0 | 0 | 0 | 0 | 0 | 0 | 0 | 0 | 426
348
349 |  | 541 | Maint Supervision & Engineering |  | F12 |  | 0 | 0 | 0 | 0 | 0 | 0 | 0 | 0 | 0 | 434
350
351 |  | 542 | Maintenance of Structures |  | F12 |  | 0 | 0 | 0 | 0 | 0 | 0 | 0 | 0 | 0 | 442
352
353 |  | 543 | Maint of Dams & Waterways |  | F12 |  | 0 | 0 | 0 | 0 | 0 | 0 | 0 | 0 | 0 | 450
354
355 |  | 544 | Maintenance of Electric Plant |  | F12 |  | 0 | 0 | 0 | 0 | 0 | 0 | 0 | 0 | 0 | 458
356
357 |  | 545 | Maint of Misc. Hydro Plant |  | F12
|  |  |  | SG | F12 |  | 0 | 0 | 0 | 0 | 0 | 0 | 0 | 0 | 0 | 461
|  |  |  | SG-P | F12 |  | 0 | 0 | 0 | 0 | 0 | 0 | 0 | 0 | 0 | 462
|  |  |  | SG-U | F12 |  | 0 | 0 | 0 | 0 | 0 | 0 | 0 | 0 | 0 | 463
|  |  |  | CAGW | F12 |  | 0 | 0 | 0 | 0 | 0 | 0 | 0 | 0 | 0 | 464
|  |  |  | CAGE | F12 |  | 0 | 0 | 0 | 0 | 0 | 0 | 0 | 0 | 0 | 465
363
364 |  | Total Hydraulic Power Generation |  |  |  |  | 0 | 0 | 0 | 0 | 0 | 0 | 0 | 0 | 0
365
366
367 | [6 empty] | D: OTHER POWER GENERATION
368
369
370 |  | 546 | Operation Super & Engineering |  | F12 |  | 0 | 0 | 0 | 0 | 0 | 0 | 0 | 0 | 0 | 472
371
372 |  | 547 | Fuel |  | F30 |  | 0 | 0 | 0 | 0 | 0 | 0 | 0 | 0 | 0 | 476
373 |  |  |  | CAEW/CAEE | F30 |  | 0 | 0 | 0 | 0 | 0 | 0 | 0 | 0 | 0 | 477
374
375
376 |  | 547NPC | Fuel-NPC |  | F30
377 |  |  |  | CAEW | F30 |  | 0 | 0 | 0 | 0 | 0 | 0 | 0 | 0 | 0 | 480
378 |  |  |  | S | F30 |  | 0 | 0 | 0 | 0 | 0 | 0 | 0 | 0 | 0 | 481
379 |  |  |  | Total 547 |  |  | 0 | 0 | 0 | 0 | 0 | 0 | 0 | 0 | 0
380
381 |  | 548 | Generation Expense |  | F12 |  | 0 | 0 | 0 | 0 | 0 | 0 | 0 | 0 | 0 | 486
382 |  |  |  | CAGW | F12 |  | 0 | 0 | 0 | 0 | 0 | 0 | 0 | 0 | 0 | 488
383 |  |  |  | Total 548 |  |  | 0 | 0 | 0 | 0 | 0 | 0 | 0 | 0 | 0
384
385 |  | 549 | Miscellaneous Other |  | F12 |  | 0 | 0 | 0 | 0 | 0 | 0 | 0 | 0 | 0 | 492
386 |  |  |  | CAGE/CAGW | F12 |  | 0 | 0 | 0 | 0 | 0 | 0 | 0 | 0 | 0 | 493
387
388 |  | 550/551 | Maint Supervision & Engineering
389 |  |  |  | CAGW | F12 |  | 0 | 0 | 0 | 0 | 0 | 0 | 0 | 0 | 0 | 498
390 |  |  |  | SG | F12 |  | 0 | 0 | 0 | 0 | 0 | 0 | 0 | 0 | 0 | 499
391 |  |  |  | Total 550 |  |  | 0 | 0 | 0 | 0 | 0 | 0 | 0 | 0 | 0
392
393 |  | 552 | Maintenance of Structures |  | F12 |  | 0 | 0 | 0 | 0 | 0 | 0 | 0 | 0 | 0 | 505
394
395 |  | 553 | Maint of Generation & Elect Plant |  | F12 |  | 0 | 0 | 0 | 0 | 0 | 0 | 0 | 0 | 0 | 509
396 |  |  |  | CAGW | F12 |  | 0 | 0 | 0 | 0 | 0 | 0 | 0 | 0 | 0 | 510
397 |  |  |  | Total 553 |  |  | 0 | 0 | 0 | 0 | 0 | 0 | 0 | 0 | 0
398
399 |  | 554 | Maintenance of Misc. Other |  | F12 |  | 0 | 0 | 0 | 0 | 0 | 0 | 0 | 0 | 0 | 514
400 |  |  |  | CAGW | F12 |  | 0 | 0 | 0 | 0 | 0 | 0 | 0 | 0 | 0 | 515
401 |  |  |  | Total 554 |  |  | 0 | 0 | 0 | 0 | 0 | 0 | 0 | 0 | 0
402
403 |  | Total Other Power Generation |  |  |  |  | 0 | 0 | 0 | 0 | 0 | 0 | 0 | 0 | 0
404
405
406 | [6 empty] | D: OTHER POWER SUPPLY
407
408
409 |  | 555 | Purchased Power |  | F12 |  | 0 | 0 | 0 | 0 | 0 | 0 | 0 | 0 | 0 | 520
410 |  |  |  | SG | F12 |  | 0 | 0 | 0 | 0 | 0 | 0 | 0 | 0 | 0 | 521
411 |  |  |  | SE | F12 |  | 0 | 0 | 0 | 0 | 0 | 0 | 0 | 0 | 0 | 522
412
413 |  | 555NPC | Purchased Power-NPC
414 |  |  |  | CAGW | F30 |  | 0 | 0 | 0 | 0 | 0 | 0 | 0 | 0 | 0 | 525
415 |  |  |  | CAEW | F30 |  | 0 | 0 | 0 | 0 | 0 | 0 | 0 | 0 | 0 | 526
416 |  |  |  | DGP | F30 |  | 0 | 0 | 0 | 0 | 0 | 0 | 0 | 0 | 0 | 527
417 |  |  |  | DGP | F30 |  | 0 | 0 | 0 | 0 | 0 | 0 | 0 | 0 | 0 | 528
418 |  |  |  | Total 555 |  |  | 0 | 0 | 0 | 0 | 0 | 0 | 0 | 0 | 0
419
420
421 |  | 556 | System Control & Load Dispatch |  | F12 |  | 0 | 0 | 0 | 0 | 0 | 0 | 0 | 0 | 0 | 532
422
423 |  | 557 | Other Expenses |  | F12 |  | 0 | 0 | 0 | 0 | 0 | 0 | 0 | 0 | 0 | 541
424
425
426 |  | Embedded Cost Differentials
427 |  |  |  | Company Owned Hydro | F12 |  | 0 | 0 | 0 | 0 | 0 | 0 | 0 | 0 | 0 | 544
428 |  |  |  | Company Owned Hydro | F12 |  | 0 | 0 | 0 | 0 | 0 | 0 | 0 | 0 | 0 | 545
|  |  |  | Mid-C Contract | F12 |  | 0 | 0 | 0 | 0 | 0 | 0 | 0 | 0 | 0 | 546
430 |  |  |  | Mid-C Contract | F12 |  | 0 | 0 | 0 | 0 | 0 | 0 | 0 | 0 | 0 | 547
431 |  |  |  | Existing QF Contracts | F12 |  | 0 | 0 | 0 | 0 | 0 | 0 | 0 | 0 | 0 | 548
432 |  |  |  | Existing QF Contracts | F12 |  | 0 | 0 | 0 | 0 | 0 | 0 | 0 | 0 | 0 | 548
433 | [6 empty] | 0 | 0 | 0 | 0 | 0 | 0 | 0 | 0 | 0
434
435 |  | Total Other Power Supply |  |  |  |  | 0 | 0 | 0 | 0 | 0 | 0 | 0 | 0 | 0
436
437 |  | TOTAL GENERATION EXPENSE |  |  |  |  | 0 | 0 | 0 | 0 | 0 | 0 | 0 | 0 | 0
438
439 |  | Distribution - METER - Unbundled |  |  |  |  | D: TRANSMISSION EXPENSE
440
441
442 |  | A |  | B | C |  | D | E | F | G | H | I | J | K
443 |  | FERC ACCT |  | DESCRIPTION | COS Factor |  | Washington Jurisdiction Normalized | Residential Schedule 16 | Small General Service Schedule 24 | Large General Service < 1,000 kW Schedule 36 | Large General Service > 1,000 kW Schedule 48 | Large General Dedicated Facilities Schedule 48 | Agricultural Pumping Schedule 40 | Street & Area Lighting Sch. 15, 51-54, 57
444 |  | 560 | Operation Supervision & Eng |  | F12 |  | 1045607.5622 | 436512.2073 | 136226.9661 | 224202.0929 | 90057.8312 | 118324.5406 | 38569.2329 | 1714.6913 | 0 | 560
445
446 |  | 561 | Load Dispatching |  | F12 |  | 1360282.7971 | 567880.4054 | 177224.4245 | 291675.6353 | 117160.7044 | 153934.2702 | 50176.6302 | 2230.727 | 0 | 565
447
448 |  | 562 | Station Expense |  | F12 |  | 273174.8554 | 114042.9387 | 35590.5821 | 58574.9152 | 23528.4594 | 30913.4043 | 10076.5765 | 447.9793 | 0 | 571
449
450 |  | 563 | Overhead Line Expense |  | F12 |  | 94317.0181 | 39374.7437 | 12288.0913 | 20223.7184 | 8123.4934 | 10673.2375 | 3479.0634 | 154.6704 | 0 | 576
451
452 |  | 564 | Underground Line Expense |  | F12 |  | 0 | 0 | 0 | 0 | 0 | 0 | 0 | 0 | 0 | 580
453
454 |  | 565 | Transm of Electricity by Others |  | F12 |  | 0 | 0 | 0 | 0 | 0 | 0 | 0 | 0 | 0 | 584
455
456 |  | 565NPC | Transmission of Electricity by Others-NPC
457 |  |  | CAGW |  | F12 |  | 0 | 0 | 0 | 0 | 0 | 0 | 0 | 0 | 0 | 587
458 |  |  | SE |  | F12 |  | 13425892.2365 | 5604938.2836 | 1749192.1753 | 2878817.2991 | 1156367.6284 | 1519320.0474 | 495239.6891 | 22017.1136 | 0 | 588
459 |  |  | SE |  | F12 |  | 0 | 0 | 0 | 0 | 0 | 0 | 0 | 0 | 0 | 589
460 | [6 empty] | 13425892.2365 | 5604938.2836 | 1749192.1753 | 2878817.2991 | 1156367.6284 | 1519320.0474 | 495239.6891 | 22017.1136 | 0
461
462 |  | 566 | Misc. Transmission Expense |  | F12 |  | 181305.8794 | 75690.1848 | 23621.4339 | 38876.1129 | 15615.815 | 20517.1956 | 6687.8138 | 297.3234 | 0 | 595
463
464 |  | 567 | Rents - Transmission |  | F12 |  | 206689.5269 | 86287.1548 | 26928.542 | 44318.9454 | 17802.1001 | 23389.6963 | 7624.1381 | 338.95 | 0 | 600
465
466 |  | 568 | Maint Supervision & Engineering |  | F12 |  | 87713.1372 | 36617.8063 | 11427.7048 | 18807.6958 | 7554.7033 | 9925.9197 | 3235.4667 | 143.8407 | 0 | 605
467
468 |  | 569 | Maintenance of Structures |  | F12 |  | 493043.1206 | 205831.8519 | 64236.1158 | 105719.6825 | 42465.6398 | 55794.4518 | 18186.8376 | 808.5412 | 0 | 610
469
470 |  | 570 | Maint of Station Equipment |  | F12 |  | 1021467.1882 | 426434.2695 | 133081.8378 | 219025.8465 | 87978.6288 | 115592.733 | 37678.769 | 1675.1035 | 0 | 616
471
472 |  | 571 | Maintenance of Overhead Lines |  | F12 |  | 1773602.0316 | 740429.7422 | 231073.715 | 380300.6996 | 152759.7525 | 200706.8935 | 65422.6999 | 2908.529 | 0 | 622
473
474 |  | 572 | Maint of Underground Lines |  | F12 |  | 9234.5277 | 3855.1596 | 1203.1203 | 1980.0932 | 795.3668 | 1045.0109 | 340.6332 | 15.1437 | 0 | 628
475
476 |  | 573 | Maint of Misc Transmission Plant |  | F12 |  | 9775.0109 | 4080.7964 | 1273.5372 | 2095.9851 | 841.9184 | 1106.1738 | 360.57 | 16.03 | 0 | 631
477
478
479 |  | TOTAL TRANSMISSION EXPENSE |  |  |  |  | 19982104.8919 | 8341975.5442 | 2603368.246 | 4284618.7219 | 1721052.0416 | 2261243.5745 | 737078.1204 | 32768.6432 | 0
480
481
482
483
484
485
486
487
488
489
490
491 |  | Distribution - METER - Unbundled |  |  |  |  | D: DISTRIBUTION EXPENSE
492
493
494 |  | A |  | B | C |  | D | E | F | G | H | I | J | K
495 |  | FERC ACCT |  | DESCRIPTION | COS Factor |  | Washington Jurisdiction Normalized | Residential Schedule 16 | Small General Service Schedule 24 | Large General Service < 1,000 kW Schedule 36 | Large General Service > 1,000 kW Schedule 48 | Large General Dedicated Facilities Schedule 48 | Agricultural Pumping Schedule 40 | Street & Area Lighting Sch. 15, 51-54, 57
496 |  | 580 | Operation Supervision & Eng |  | F131 |  | 0 | 0 | 0 | 0 | 0 | 0 | 0 | 0 | 0 | 639
497
498 |  | 581 | Load Dispatching |  | F20 |  | 0 | 0 | 0 | 0 | 0 | 0 | 0 | 0 | 0 | 644
499
500 |  | 582 | Station Expense |  | F120 |  | 0 | 0 | 0 | 0 | 0 | 0 | 0 | 0 | 0 | 649
501
502 |  | 583 | Overhead Line Expenses |  | F132 |  | 0 | 0 | 0 | 0 | 0 | 0 | 0 | 0 | 0 | 654
503
504 |  | 584 | Underground Line Expense |  | F133 |  | 0 | 0 | 0 | 0 | 0 | 0 | 0 | 0 | 0 | 659
505
506 |  | 585 | Street Lighting & Signal Systems |  | F130 |  | 0 | 0 | 0 | 0 | 0 | 0 | 0 | 0 | 0 | 664
507
508 |  | 586 | Meter Expenses |  | F127 |  | 0 | 0 | 0 | 0 | 0 | 0 | 0 | 0 | 0 | 669
509
510 |  | 587 | Customer Installation Expenses |  | F20 |  | 0 | 0 | 0 | 0 | 0 | 0 | 0 | 0 | 0 | 674
511
512 |  | 588 | Misc. Distribution Expenses |  | F131 |  | 0 | 0 | 0 | 0 | 0 | 0 | 0 | 0 | 0 | 680
513
514 |  | 589 | Rents |  | F131 |  | 0 | 0 | 0 | 0 | 0 | 0 | 0 | 0 | 0 | 685
515
516 |  | 590 | Maint Supervision & Engineering |  | F131 |  | 0 | 0 | 0 | 0 | 0 | 0 | 0 | 0 | 0 | 690
517
518 |  | 591 | Maintenance of Structures |  | F119 |  | 0 | 0 | 0 | 0 | 0 | 0 | 0 | 0 | 0 | 695
519
520 |  | 592 | Maint of Station Equipment |  | F120 |  | 0 | 0 | 0 | 0 | 0 | 0 | 0 | 0 | 0 | 700
521
522 |  | 593 | Maintenance of Overhead Lines |  | F134 |  | 0 | 0 | 0 | 0 | 0 | 0 | 0 | 0 | 0 | 705
523
524 |  | 594 | Maint of Underground Lines |  | F135 |  | 0 | 0 | 0 | 0 | 0 | 0 | 0 | 0 | 0 | 710
525
526 |  | 595 | Maint of Line Transformers |  | F125 |  | 0 | 0 | 0 | 0 | 0 | 0 | 0 | 0 | 0 | 715
527
528 |  | 596 | Maint of Street Lighting & Signals |  | F130 |  | 0 | 0 | 0 | 0 | 0 | 0 | 0 | 0 | 0 | 720
529
530 |  | 597 | Maintenance of Meters |  | F127 |  | 0 | 0 | 0 | 0 | 0 | 0 | 0 | 0 | 0 | 725
531
532 |  | 598 | Maint of Misc. Distribution Plant |  | F131 |  | 0 | 0 | 0 | 0 | 0 | 0 | 0 | 0 | 0 | 730
533
534 |  | TOTAL DISTRIBUTION EXPENSE |  |  |  |  | 0 | 0 | 0 | 0 | 0 | 0 | 0 | 0 | 0
535
536
537 | [6 empty] | D: CUSTOMER ACCOUNTS EXPENSE
538
539
540 |  | 901 | Supervision |  | F136 |  | 0 | 0 | 0 | 0 | 0 | 0 | 0 | 0 | 0 | 737
541
542 |  | 902 | Meter Reading Expense |  | F41 |  | 0 | 0 | 0 | 0 | 0 | 0 | 0 | 0 | 0 | 742
543
544 |  | 903 | Customer Receipts & Collections |  | F42 |  | 0 | 0 | 0 | 0 | 0 | 0 | 0 | 0 | 0 | 747
545
546 |  | 904 | Uncollectible Accounts |  | F80 |  | 0 | 0 | 0 | 0 | 0 | 0 | 0 | 0 | 0 | 753
547
548 |  | 905 | Misc. Customer Accounts Exp |  | F136 |  | 0 | 0 | 0 | 0 | 0 | 0 | 0 | 0 | 0 | 758
549
550 |  | TOTAL CUSTOMER ACCOUNTS EXPENSE |  |  |  |  | 0 | 0 | 0 | 0 | 0 | 0 | 0 | 0 | 0
551
552 |  | Distribution - METER - Unbundled |  |  |  |  | D: CUSTOMER SERVICE EXPENSE
553
554 |  | A |  | B | C |  | D | E | F | G | H | I | J | K
555 |  | FERC ACCT |  | DESCRIPTION | COS Factor |  | Washington Jurisdiction Normalized | Residential Schedule 16 | Small General Service Schedule 24 | Large General Service < 1,000 kW Schedule 36 | Large General Service > 1,000 kW Schedule 48 | Large General Dedicated Facilities Schedule 48 | Agricultural Pumping Schedule 40 | Street & Area Lighting Sch. 15, 51-54, 57
556 |  | 907 | Supervision |  | F40 |  | 0 | 0 | 0 | 0 | 0 | 0 | 0 | 0 | 0 | 765
557
558 |  | 908 | Customer Assistance |  | F40 |  | 0 | 0 | 0 | 0 | 0 | 0 | 0 | 0 | 0 | 770
559
560 |  | 909 | Informational & Instructional Adv |  | F40 |  | 0 | 0 | 0 | 0 | 0 | 0 | 0 | 0 | 0 | 776
561
562 |  | 910 | Misc. Customer Service |  | F40 |  | 0 | 0 | 0 | 0 | 0 | 0 | 0 | 0 | 0 | 781
563
564 |  | TOTAL CUSTOMER SERVICE EXPENSE |  |  |  |  | 0 | 0 | 0 | 0 | 0 | 0 | 0 | 0 | 0
565
566
567 | [6 empty] | D: SALES EXPENSE
568
569
570 |  | 911 | Supervision |  | F40 |  | 0 | 0 | 0 | 0 | 0 | 0 | 0 | 0 | 0 | 788
571
572 |  | 912 | Demonstration & Selling Expense |  | F40 |  | 0 | 0 | 0 | 0 | 0 | 0 | 0 | 0 | 0 | 793
573
574 |  | 913 | Advertising Expense |  | F40 |  | 0 | 0 | 0 | 0 | 0 | 0 | 0 | 0 | 0 | 798
575
576 |  | 916 | Misc. Sales Expense |  | F40 |  | 0 | 0 | 0 | 0 | 0 | 0 | 0 | 0 | 0 | 803
577
578 |  | TOTAL SALES EXPENSE |  |  |  |  | 0 | 0 | 0 | 0 | 0 | 0 | 0 | 0 | 0
579
580
581 | [6 empty] | D: ADMINISTRATION & GENERAL EXPENSE
582
583
584 |  | 920 | Administrative & General Salaries |  | F102T |  | 0 | 0 | 0 | 0 | 0 | 0 | 0 | 0 | 0 | 809
585 |  |  |  | Customer - System | F42 |  | 0 | 0 | 0 | 0 | 0 | 0 | 0 | 0 | 0 | 810
586 |  |  |  | System Overheads | F102T |  | 0 | 0 | 0 | 0 | 0 | 0 | 0 | 0 | 0 | 811
587 |  |  |  | Administrative & General Salaries |  |  | 0 | 0 | 0 | 0 | 0 | 0 | 0 | 0 | 0
588
589 |  | 921 | Office Supplies & expenses |  | F102T |  | 0 | 0 | 0 | 0 | 0 | 0 | 0 | 0 | 0 | 815
590 |  |  |  | Customer - System | F42 |  | 0 | 0 | 0 | 0 | 0 | 0 | 0 | 0 | 0 | 816
591 |  |  |  | System Overheads | F102T |  | 0 | 0 | 0 | 0 | 0 | 0 | 0 | 0 | 0 | 817
592 |  |  |  | Office Supplies & expenses |  |  | 0 | 0 | 0 | 0 | 0 | 0 | 0 | 0 | 0
593
594 |  | 922 | A&G Expenses Transferred |  | F102T |  | 0 | 0 | 0 | 0 | 0 | 0 | 0 | 0 | 0 | 821
595
596 |  | 923 | Outside Services |  | F102T |  | 0 | 0 | 0 | 0 | 0 | 0 | 0 | 0 | 0 | 825
597 |  |  |  | Customer - System | F42 |  | 0 | 0 | 0 | 0 | 0 | 0 | 0 | 0 | 0 | 826
598 |  |  |  | System Overheads | F102T |  | 0 | 0 | 0 | 0 | 0 | 0 | 0 | 0 | 0 | 827
599 |  |  |  | JBG | F102T |  | 0 | 0 | 0 | 0 | 0 | 0 | 0 | 0 | 0 | 828
600 |  |  |  | System Overheads | F102T |  | 0 | 0 | 0 | 0 | 0 | 0 | 0 | 0 | 0 | 829
601 |  |  |  | Outside Services |  |  | 0 | 0 | 0 | 0 | 0 | 0 | 0 | 0 | 0
602
603 |  | 924 | Property Insurance
604 |  |  |  | S | F102T |  | 0 | 0 | 0 | 0 | 0 | 0 | 0 | 0 |  | 833
605 |  |  |  | CAGW | F102T |  | 0 | 0 | 0 | 0 | 0 | 0 | 0 | 0 |  | 834
606 |  |  |  | SO | F102T |  | 0 | 0 | 0 | 0 | 0 | 0 | 0 | 0 |  | 835
607
608 |  | 925 | Injuries & Damages |  | F102T |  | 0 | 0 | 0 | 0 | 0 | 0 | 0 | 0 | 0 | 839
609 |  |  | Injuries & Damages |  | F102T |  | 0 | 0 | 0 | 0 | 0 | 0 | 0 | 0 | 0 | 840
610
611 |  | 926 | Employee Pensions & Benefits |  | F138T |  | 0 | 0 | 0 | 0 | 0 | 0 | 0 | 0 | 0 | 847
612
613 |  | 927 | Franchise Requirements |  | F102 |  | 0 | 0 | 0 | 0 | 0 | 0 | 0 | 0 | 0 | 852
614
615 |  | 928 | Regulatory Commission Expense |  | F141 |  | 0 | 0 | 0 | 0 | 0 | 0 | 0 | 0 | 0 | 859
616 |  |  |  | Regulatory Expense | F141 |  | 0 | 0 | 0 | 0 | 0 | 0 | 0 | 0 | 0 | 860
617
618 |  | 929 | Duplicate Charges |  | F138T |  | 0 | 0 | 0 | 0 | 0 | 0 | 0 | 0 | 0 | 868
619
620 |  | 930 | Misc General Expenses
621 |  |  |  | Situs | F138T |  | 0 | 0 | 0 | 0 | 0 | 0 | 0 | 0 | 0 | 871
622 |  |  |  | Customer | F138T |  | 0 | 0 | 0 | 0 | 0 | 0 | 0 | 0 | 0 | 872
623 |  |  |  | Labor | F138T |  | 0 | 0 | 0 | 0 | 0 | 0 | 0 | 0 | 0 | 873
624 |  |  |  | Labor | F138T |  | 0 | 0 | 0 | 0 | 0 | 0 | 0 | 0 | 0 | 874
625 |  |  |  | Customer | F138T |  | 0 | 0 | 0 | 0 | 0 | 0 | 0 | 0 | 0 | 875
626
627 |  | 931 | Rents |  | F102T |  | 0 | 0 | 0 | 0 | 0 | 0 | 0 | 0 | 0 | 881
628
629 |  | 935 | Maintenance of General Plant |  | F108 |  | 0 | 0 | 0 | 0 | 0 | 0 | 0 | 0 | 0 | 887
630
631 |  | TOTAL ADMINISTRATIVE & GEN EXPENSE |  |  |  |  | 0 | 0 | 0 | 0 | 0 | 0 | 0 | 0 | 0
632
633
634 |  | TOTAL O & M EXPENSE |  |  |  |  | 19982104.8919 | 8341975.5442 | 2603368.246 | 4284618.7219 | 1721052.0416 | 2261243.5745 | 737078.1204 | 32768.6432 | 0
635
636 |  | Distribution - METER - Unbundled |  |  |  |  | D: DEPRECIATION EXPENSE
637
638 |  | A |  | B | C |  | D | E | F | G | H | I | J | K
639 |  | FERC ACCT |  | DESCRIPTION | COS Factor |  | Washington Jurisdiction Normalized | Residential Schedule 16 | Small General Service Schedule 24 | Large General Service < 1,000 kW Schedule 36 | Large General Service > 1,000 kW Schedule 48 | Large General Dedicated Facilities Schedule 48 | Agricultural Pumping Schedule 40 | Street & Area Lighting Sch. 15, 51-54, 57
640 |  | 403SP | Steam Depreciation |  | F12 |  | 0 | 0 | 0 | 0 | 0 | 0 | 0 | 0 | 0 | 900
641
642 |  | 403NP | Nuclear Depreciation |  | F12 |  | 0 | 0 | 0 | 0 | 0 | 0 | 0 | 0 | 0 | 904
643
644 |  | 403HP | Hydro Depreciation |  | F12 |  | 0 | 0 | 0 | 0 | 0 | 0 | 0 | 0 | 0 | 913
645
646 |  | 403OP | Other Generation Depreciation |  | F12 |  | 0 | 0 | 0 | 0 | 0 | 0 | 0 | 0 | 0 | 916
647 |  |  |  | SG | F12 |  | 0 | 0 | 0 | 0 | 0 | 0 | 0 | 0 | 0 | 917
648 |  |  |  | CAGW | F12 |  | 0 | 0 | 0 | 0 | 0 | 0 | 0 | 0 | 0 | 918
649 |  |  |  | CAGE | F12 |  | 0 | 0 | 0 | 0 | 0 | 0 | 0 | 0 | 0 | 919
650 |  |  |  | SG | F12 |  | 0 | 0 | 0 | 0 | 0 | 0 | 0 | 0 | 0 | 920
651 |  |  |  | CAGE | F12 |  | 0 | 0 | 0 | 0 | 0 | 0 | 0 | 0 | 0 | 921
652 |  |  |  | Total 403OP |  |  | 0 | 0 | 0 | 0 | 0 | 0 | 0 | 0 | 0
653
654 |  | 403TP | Transmission Depreciation |  | F106 |  | 11914194.5469 | 4973846.3529 | 1552240.6637 | 2554674.8598 | 1026165.6097 | 1348251.1482 | 439477.8313 | 19538.0813 | 0 | 929
655
656 |  | 403 | Distribution Depreciation
657 |  |  |  | Land Rights | F118 |  | 0 | 0 | 0 | 0 | 0 | 0 | 0 | 0 | 0 | 932
658 |  |  |  | Structures | F119 |  | 0 | 0 | 0 | 0 | 0 | 0 | 0 | 0 | 0 | 933
659 |  |  |  | Station Equip | F120 |  | 0 | 0 | 0 | 0 | 0 | 0 | 0 | 0 | 0 | 934
660 |  |  |  | Poles & Towers | F121 |  | 0 | 0 | 0 | 0 | 0 | 0 | 0 | 0 | 0 | 936
661 |  |  |  | OH Conductors | F122 |  | 0 | 0 | 0 | 0 | 0 | 0 | 0 | 0 | 0 | 937
662 |  |  |  | UG Conduit | F123 |  | 0 | 0 | 0 | 0 | 0 | 0 | 0 | 0 | 0 | 938
663 |  |  |  | UG Conductor | F124 |  | 0 | 0 | 0 | 0 | 0 | 0 | 0 | 0 | 0 | 939
664 |  |  |  | Line Transformer | F125 |  | 0 | 0 | 0 | 0 | 0 | 0 | 0 | 0 | 0 | 940
665 |  |  |  | Services | F126 |  | 0 | 0 | 0 | 0 | 0 | 0 | 0 | 0 | 0 | 941
666 |  |  |  | Meters | F127 |  | 0 | 0 | 0 | 0 | 0 | 0 | 0 | 0 | 0 | 942
667 |  |  |  | Inst Cust Premises | F128 |  | 0 | 0 | 0 | 0 | 0 | 0 | 0 | 0 | 0 | 943
668 |  |  |  | Leased Property | F129 |  | 0 | 0 | 0 | 0 | 0 | 0 | 0 | 0 | 0 | 944
669 |  |  |  | Street Lighting | F130 |  | 0 | 0 | 0 | 0 | 0 | 0 | 0 | 0 | 0 | 945
670 |  |  | Total Distribution Expense |  |  |  | 0 | 0 | 0 | 0 | 0 | 0 | 0 | 0 | 0
671
672 |  | 403GP | General Depreciation
673 |  |  |  | S | F107T |  | 334419.3452 | 139610.8175 | 43569.8195 | 71707.1297 | 28803.4269 | 37844.0409 | 12335.6966 | 548.4141 | 0 | 949
674 |  |  |  | DGP | F105T |  | 0 | 0 | 0 | 0 | 0 | 0 | 0 | 0 | 0 | 950
675 |  |  |  | DGU | F105T |  | 0 | 0 | 0 | 0 | 0 | 0 | 0 | 0 | 0 | 951
676 |  |  |  | SE | F12 |  | 0 | 0 | 0 | 0 | 0 | 0 | 0 | 0 | 0 | 952
677 |  |  |  | CN | F42 |  | 0 | 0 | 0 | 0 | 0 | 0 | 0 | 0 | 0 | 953
678 |  |  |  | SG/CAGW/CAGE | F105T |  | 45034.8267 | 18800.7933 | 5867.3617 | 9656.4933 | 3878.8346 | 5096.2956 | 1661.1956 | 73.8526 | 0 | 954
679 |  |  |  | SO | F102T |  | 539576.3894 | 225258.2032 | 70298.7021 | 115697.4759 | 46473.5348 | 61060.3162 | 19903.3061 | 884.851 | 0 | 955
680 |  |  |  | CAEW | F105T |  | 352154.7799 | 147014.8704 | 45880.4804 | 75510.0111 | 30330.9739 | 39851.0436 | 12989.9019 | 577.4984 | 0 | 956
681 |  |  |  | JBG | F105T |  | 51143.2386 | 21350.8861 | 6663.1961 | 10966.276 | 4404.9501 | 5787.5444 | 1886.5161 | 83.8698 | 0 | 957
682 |  |  |  | JBE | F12 |  | 0 | 0 | 0 | 0 | 0 | 0 | 0 | 0 | 0 | 958
683 |  |  | Total General Expense |  |  |  | 1322328.5799 | 552035.5705 | 172279.5598 | 283537.3861 | 113891.7203 | 149639.2407 | 48776.6164 | 2168.4859 | 0
684
685 |  | 403GV0 | General Vehicles |  | F105T |  | 0 | 0 | 0 | 0 | 0 | 0 | 0 | 0 | 0 | 962
686
687 |  | 403MP | Mining Depreciation |  | F12 |  | 0 | 0 | 0 | 0 | 0 | 0 | 0 | 0 | 0 | 966
688
689 |  | 403EP | Experimental Plant Depreciation |  | F12 |  | 0 | 0 | 0 | 0 | 0 | 0 | 0 | 0 | 0 | 972
690
691
692 |  | TOTAL DEPRECIATION EXPENSE |  |  |  |  | 13236523.1268 | 5525881.9234 | 1724520.2236 | 2838212.2459 | 1140057.33 | 1497890.389 | 488254.4477 | 21706.5673 | 0
693
694 | [6 empty] | D: AMORTIZATION EXPENSE
695
696
697 |  | 404CLG | Amort of LT Plant - Cap. Lease Gen
698 |  |  |  | S | F12 |  | 10583.8576 | 4418.4675 | 1378.9177 | 2269.4203 | 911.5841 | 1197.7057 | 390.4058 | 17.3565 | 0 | 977
699 |  |  |  | SG/CAGW | F12 |  | 0 | 0 | 0 | 0 | 0 | 0 | 0 | 0 | 0 | 978
700 |  |  |  | SO | F102T |  | 2310.491 | 964.566 | 301.0223 | 495.4219 | 199.0018 | 261.4631 | 85.2269 | 3.789 | 0 | 979
701 |  |  |  | DGU | F12 | [10 empty] | 980
702 |  |  |  | CN | F42 |  | 0 | 0 | 0 | 0 | 0 | 0 | 0 | 0 | 0 | 981
703 |  |  |  | DGP | F12 |  | 0 | 0 | 0 | 0 | 0 | 0 | 0 | 0 | 0 | 982
704 |  |  |  | SG | F12 |  | 0 | 0 | 0 | 0 | 0 | 0 | 0 | 0 | 0 | 983
705 |  |  | Total Amort. Cap. Lease General |  |  |  | 12894.3486 | 5383.0335 | 1679.94 | 2764.8422 | 1110.5859 | 1459.1687 | 475.6327 | 21.1454 | 0
706
707 |  | 404CLS | Amort of LT Plant - Cap Lease Steam |  | F12 |  | 0 | 0 | 0 | 0 | 0 | 0 | 0 | 0 | 0 | 989
708
709 |  | 404IP | Amort of LT Plant - Intangible Plant
710 |  |  |  | S | F107T |  | 13.7105 | 5.7237 | 1.7863 | 2.9398 | 1.1809 | 1.5515 | 0.50574 | 0.022484 | 0 | 992
711 |  |  |  | SE | F12 |  | 0 | 0 | 0 | 0 | 0 | 0 | 0 | 0 | 0 | 993
712 |  |  |  | SG | F105T |  | 50783.347 | 21200.6413 | 6616.3076 | 10889.1071 | 4373.9528 | 5746.8179 | 1873.2408 | 83.2796 | 0 | 994
713 |  |  |  | SO | F102T |  | 857995.3887 | 358189.3193 | 111783.9168 | 183973.7668 | 73898.8572 | 97093.7031 | 31648.7994 | 1407.0262 | 0 | 995
714 |  |  |  | CN | F42 |  | 0 | 0 | 0 | 0 | 0 | 0 | 0 | 0 | 0 | 996
715 |  |  |  | SG-P | F12 |  | 38167.8901 | 15934.0373 | 4972.703 | 8184.0656 | 3287.3877 | 4319.2094 | 1407.8956 | 62.5915 | 0 | 997
716 |  |  |  | SG-U | F12 |  | 4595.7673 | 1918.6056 | 598.7595 | 985.4373 | 395.8319 | 520.0728 | 169.5237 | 7.5366 | 0 | 998
717 |  |  |  | DGP | F12 |  | 0 | 0 | 0 | 0 | 0 | 0 | 0 | 0 | 0 | 999
718 |  |  |  | CAGE | F105T |  | 0 | 0 | 0 | 0 | 0 | 0 | 0 | 0 | 0 | 1000
719 |  |  |  | CAGE | F105T |  | 0 | 0 | 0 | 0 | 0 | 0 | 0 | 0 | 0 | 1001
720 |  |  |  | CAGW | F105T |  | 20642.8667 | 8617.8253 | 2689.4556 | 4426.3011 | 1777.9632 | 2336.0177 | 761.4516 | 33.8522 | 0 | 1002
721 |  |  |  | CAGE | F105T |  | 0 | 0 | 0 | 0 | 0 | 0 | 0 | 0 | 0 | 1003
722 |  |  |  | JBG | F105T |  | 0 | 0 | 0 | 0 | 0 | 0 | 0 | 0 | 0 | 1004
723 |  |  |  | CAEW | F12 |  | 0 | 0 | 0 | 0 | 0 | 0 | 0 | 0 | 0 | 1005
724 |  |  |  | CAEE | F12 |  | 0 | 0 | 0 | 0 | 0 | 0 | 0 | 0 | 0 | 1006
725 |  |  |  | DGU | F12 |  | 0 | 0 | 0 | 0 | 0 | 0 | 0 | 0 | 0 | 1007
726 |  |  | Total Amort. Intangible Plant |  |  |  | 972198.9703 | 405866.1526 | 126662.9287 | 208461.6176 | 83735.1736 | 110017.3724 | 35861.4167 | 1594.3086 | 0
727
728 |  | Distribution - METER - Unbundled |  |  |  |  | D: AMORTIZATION EXPENSE (continued)
729
730
731 |  | A |  | B | C |  | D | E | F | G | H | I | J | K
732 |  | FERC ACCT |  | DESCRIPTION | COS Factor |  | Washington Jurisdiction Normalized | Residential Schedule 16 | Small General Service Schedule 24 | Large General Service < 1,000 kW Schedule 36 | Large General Service > 1,000 kW Schedule 48 | Large General Dedicated Facilities Schedule 48 | Agricultural Pumping Schedule 40 | Street & Area Lighting Sch. 15, 51-54, 57
733 |  | 404O | Amort of LT Plant - Other Plant |  | F12 |  | 0 | 0 | 0 | 0 | 0 | 0 | 0 | 0 | 0 | 1012
734
735 |  | 404HP | Amort of Other Electric Plant |  | F110 |  | 0 | 0 | 0 | 0 | 0 | 0 | 0 | 0 | 0 | 1020
736
737 |  | 405 | Amort of Other Electric Plant |  | F110 |  | 0 | 0 | 0 | 0 | 0 | 0 | 0 | 0 | 0 | 1028
738
739 |  | 406 | Amort of Plant Acquisition Adj |  | F12 |  | 0 | 0 | 0 | 0 | 0 | 0 | 0 | 0 | 0 | 1036
740
741 |  | 407 | Amort of Prop Losses, Unrec Plant, |  | F110 |  | 0 | 0 | 0 | 0 | 0 | 0 | 0 | 0 | 0 | 1049
742
743
744 |  | TOTAL AMORTIZATION EXPENSE |  |  |  |  | 985093.3189 | 411249.1862 | 128342.8688 | 211226.4599 | 84845.7596 | 111476.5411 | 36337.0494 | 1615.454 | 0
745
746
747 | [6 empty] | D: TAX OTHER THAN INCOME
748
749
750 |  | 408 | Total Taxes Other Than Income |  | F101T |  | 7114170.9333 | 2969343.1124 | 926789.5607 | 1525760.6599 | 612892.5536 | 805358.2289 | 262377.7907 | 11649.0272 | 0 | 1062
751
752
753 | [6 empty] | D: DEFERRED ITC
754
755
756 |  | 41140 | Deferred I T C - Federal |  | F101T |  | 0 | 0 | 0 | 0 | 0 | 0 | 0 | 0 | 0 | 1067
757
758 |  | 41141 | Deferred I T C - Idaho |  | F101T |  | 0 | 0 | 0 | 0 | 0 | 0 | 0 | 0 | 0 | 1072
759
760 |  | TOTAL DEFERRED ITC |  |  |  |  | 0 | 0 | 0 | 0 | 0 | 0 | 0 | 0 | 0
761
762
763 | [6 empty] | D: DEFERRED INCOME TAXES
764
765
766 |  | 41010 | Deferred Income Tax - Federal-DR |  | F101T |  | 7188468.106 | 3000353.5843 | 936468.5303 | 1541695.0118 | 619293.3253 | 813769.0247 | 265117.9452 | 11770.6843 | 0 | 1120
767
768 |  | 41011 | Deferred Income Tax - State-DR |  | F101T |  | 0 | 0 | 0 | 0 | 0 | 0 | 0 | 0 | 0 | 1135
769
770 |  | 41110 | Deferred Income Tax - Federal-CR |  | F101T |  | -6955705.3896 | -2903202.0855 | -906145.6638 | -1491774.9017 | -599240.5972 | -787419.1702 | -256533.4218 | -11389.5494 | 0 | 1151
771
772 |  | 41111 | Deferred Income Tax - State-CR |  | F101T |  | 0 | 0 | 0 | 0 | 0 | 0 | 0 | 0 | 0 | 1166
773
774 |  | TOTAL DEFERRED INCOME TAXES |  |  |  |  | 232762.7164 | 97151.4988 | 30322.8665 | 49920.11 | 20052.7281 | 26349.8545 | 8584.5235 | 381.135 | 0
775
776
777
778
779
780 |  | 40911 | State Income Taxes |  | F101T |  | 0 | 0 | 0 | 0 | 0 | 0 | 0 | 0 | 0 | 1263
781
782 |  | 40910 | Federal Income Tax |  | F101T |  | 3067189.2418 | 1280196.5731 | 399574.1734 | 657813.3595 | 264241.2538 | 347220.515 | 113121.029 | 5022.338 | 0 | 1296
783
784
785 |  | TOTAL OPERATING EXPENSES |  |  |  |  | 44617846.7612 | 18625798.8952 | 5812918.2689 | 9567552.0999 | 3843141.8848 | 5049539.3895 | 1645753.054 | 73143.1688 | 0
786
787
788 |  | Distribution - METER - Unbundled |  |  |  |  | D: STEAM GENERATION PLANT
789
790 |  | A |  | B | C |  | D | E | F | G | H | I | J | K
791 |  | FERC ACCT |  | DESCRIPTION | COS Factor |  | Washington Jurisdiction Normalized | Residential Schedule 16 | Small General Service Schedule 24 | Large General Service < 1,000 kW Schedule 36 | Large General Service > 1,000 kW Schedule 48 | Large General Dedicated Facilities Schedule 48 | Agricultural Pumping Schedule 40 | Street & Area Lighting Sch. 15, 51-54, 57
792 |  | 310 | Land and Land Rights |  | F12 |  | 0 | 0 | 0 | 0 | 0 | 0 | 0 | 0 | 0 | 1305
793 |  |  |  |  | F12 |  | 0 | 0 | 0 | 0 | 0 | 0 | 0 | 0 | 0 | 1306
794 |  |  |  | JBG | F12 |  | 0 | 0 | 0 | 0 | 0 | 0 | 0 | 0 | 0 | 1308
795 |  |  |  | Total 310 |  |  | 0 | 0 | 0 | 0 | 0 | 0 | 0 | 0 | 0
796
797 |  | 311 | Structures and Improvements |  | F12 |  | 0 | 0 | 0 | 0 | 0 | 0 | 0 | 0 | 0 | 1316
798 |  |  |  |  | F12 |  | 0 | 0 | 0 | 0 | 0 | 0 | 0 | 0 | 0 | 1317
799 |  |  |  | JBG | F12 |  | 0 | 0 | 0 | 0 | 0 | 0 | 0 | 0 | 0 | 1319
800 |  |  |  | Total 311 |  |  | 0 | 0 | 0 | 0 | 0 | 0 | 0 | 0 | 0
801
802 |  | 312 | Boiler Plant Equipment
803 |  |  |  | SG | F12 |  | 0 | 0 | 0 | 0 | 0 | 0 | 0 | 0 | 0 | 1324
804 |  |  |  | S | F12 |  | 0 | 0 | 0 | 0 | 0 | 0 | 0 | 0 | 0 | 1325
805 |  |  |  | CAGW | F12 |  | 0 | 0 | 0 | 0 | 0 | 0 | 0 | 0 | 0 | 1326
806 |  |  |  | JBG | F12 |  | 0 | 0 | 0 | 0 | 0 | 0 | 0 | 0 | 0 | 1327
807 |  |  |  | Total 312 |  |  | 0 | 0 | 0 | 0 | 0 | 0 | 0 | 0 | 0
808
809 |  | 314 | Turbogenerator Units |  | F12 |  | 0 | 0 | 0 | 0 | 0 | 0 | 0 | 0 | 0 | 1333
810 |  |  |  |  | F12 |  | 0 | 0 | 0 | 0 | 0 | 0 | 0 | 0 | 0 | 1334
811 |  |  |  | JBG | F12 |  | 0 | 0 | 0 | 0 | 0 | 0 | 0 | 0 | 0 | 1336
812 |  |  |  | Total 314 |  |  | 0 | 0 | 0 | 0 | 0 | 0 | 0 | 0 | 0
813
814 |  | 315 | Accessory Electric Equipment |  | F12 |  | 0 | 0 | 0 | 0 | 0 | 0 | 0 | 0 | 0 | 1343
[5 empty] | F12 |  | 0 | 0 | 0 | 0 | 0 | 0 | 0 | 0 | 0 | 1344
816 |  |  |  | JBG | F12 |  | 0 | 0 | 0 | 0 | 0 | 0 | 0 | 0 | 0 | 1346
817 |  |  |  | Total 316 |  |  | 0 | 0 | 0 | 0 | 0 | 0 | 0 | 0 | 0
818
819 |  | 316 | Misc Power Plant Equipment |  | F12 |  | 0 | 0 | 0 | 0 | 0 | 0 | 0 | 0 | 0 | 1353
[5 empty] | F12 |  | 0 | 0 | 0 | 0 | 0 | 0 | 0 | 0 | 0 | 1354
821 |  |  |  | JBG | F12 |  | 0 | 0 | 0 | 0 | 0 | 0 | 0 | 0 | 0 | 1356
822 |  |  |  | Total 316 |  |  | 0 | 0 | 0 | 0 | 0 | 0 | 0 | 0 | 0
823
824 |  | S00 | Unclassified Steam Plant - Acct 300 |  | F12 |  | 0 | 0 | 0 | 0 | 0 | 0 | 0 | 0 | 0 | 1364
825
826
827
828 |  | Total Steam Generation Plant |  |  |  |  | 0 | 0 | 0 | 0 | 0 | 0 | 0 | 0 | 0
829
830
831 | [6 empty] | D: NUCLEAR GENERATION
832
833
834 |  | 320 | Land and Land Rights |  | F12 |  | 0 | 0 | 0 | 0 | 0 | 0 | 0 | 0 | 0 | 1370
835
836 |  | 321 | Structures and Improvements |  | F12 |  | 0 | 0 | 0 | 0 | 0 | 0 | 0 | 0 | 0 | 1374
837
838 |  | 322 | Reactor Plant Equipment |  | F12 |  | 0 | 0 | 0 | 0 | 0 | 0 | 0 | 0 | 0 | 1378
839
840 |  | 323 | Turbogenerator Units |  | F12 |  | 0 | 0 | 0 | 0 | 0 | 0 | 0 | 0 | 0 | 1382
841
842 |  | 324 | Land and Land Rights |  | F12 |  | 0 | 0 | 0 | 0 | 0 | 0 | 0 | 0 | 0 | 1386
843
844 |  | 325 | Misc. Power Plant Equipment |  | F12 |  | 0 | 0 | 0 | 0 | 0 | 0 | 0 | 0 | 0 | 1390
845
846 |  | N00 | Unclassified Nuclear Plt - Acct 300 |  | F12 |  | 0 | 0 | 0 | 0 | 0 | 0 | 0 | 0 | 0 | 1396
847
848 |  | Total Nuclear Generation Plant |  |  |  |  | 0 | 0 | 0 | 0 | 0 | 0 | 0 | 0 | 0
849
850
851 | [6 empty] | D: HYDRAULIC GENERATION PLANT
852
853
854 |  | 330 | Land and Land Rights |  | F12 |  | 0 | 0 | 0 | 0 | 0 | 0 | 0 | 0 | 0 | 1408
855
856 |  | 331 | Structures and Improvements |  | F12 |  | 0 | 0 | 0 | 0 | 0 | 0 | 0 | 0 | 0 | 1417
857
858 |  | 332 | Reservoirs, Dams & Waterways |  | F12 |  | 0 | 0 | 0 | 0 | 0 | 0 | 0 | 0 | 0 | 1426
859
860 |  | 333 | Water Wheel, Turbines, & Generators |  | F12 |  | 0 | 0 | 0 | 0 | 0 | 0 | 0 | 0 | 0 | 1435
861
862 |  | 334 | Accessory Electric Equipment |  | F12 |  | 0 | 0 | 0 | 0 | 0 | 0 | 0 | 0 | 0 | 1444
863
864 |  | 335 | Misc. Power Plant Equipment |  | F12 |  | 0 | 0 | 0 | 0 | 0 | 0 | 0 | 0 | 0 | 1453
865
866 |  | 336 | Roads, Railroads & Bridges |  | F12 |  | 0 | 0 | 0 | 0 | 0 | 0 | 0 | 0 | 0 | 1462
867
868 |  | H00 | Unclassified Hydro Plant - Acct 300 |  | F12 |  | 0 | 0 | 0 | 0 | 0 | 0 | 0 | 0 | 0 | 1468
869
870 |  | Total Hydraulic Plant |  |  |  |  | 0 | 0 | 0 | 0 | 0 | 0 | 0 | 0 | 0
871
872 |  | Distribution - METER - Unbundled
873 |  | A |  | B | C |  | D | E | F | G | H | I | J | K
874 |  | FERC ACCT |  | DESCRIPTION | COS Factor |  | Washington Jurisdiction Normalized | Residential Schedule 16 | Small General Service Schedule 24 | Large General Service < 1,000 kW Schedule 36 | Large General Service > 1,000 kW Schedule 48 | Large General Dedicated Facilities Schedule 48 | Agricultural Pumping Schedule 40 | Street & Area Lighting Sch. 15, 51-54, 57
875 |  | 340 | Land and Land Rights |  | F12 |  | 0 | 0 | 0 | 0 | 0 | 0 | 0 | 0 | 0 | 1480
876 |  |  |  | Total 340 |  |  | 0 | 0 | 0 | 0 | 0 | 0 | 0 | 0 | 0
877
878 |  | 341 | Structures and Improvements |  | F12 |  | 0 | 0 | 0 | 0 | 0 | 0 | 0 | 0 | 0 | 1488
879 |  |  |  | Total 341 |  |  | 0 | 0 | 0 | 0 | 0 | 0 | 0 | 0 | 0
880
881 |  | 342 | Fuel Holders, Producers & Access |  | F12 |  | 0 | 0 | 0 | 0 | 0 | 0 | 0 | 0 | 0 | 1496
882 |  |  |  | Total 342 |  |  | 0 | 0 | 0 | 0 | 0 | 0 | 0 | 0 | 0
883
884 |  | 343 | Prime Movers |  | F12 |  | 0 | 0 | 0 | 0 | 0 | 0 | 0 | 0 | 0 | 1505
885 |  |  |  | Total 343 |  |  | 0 | 0 | 0 | 0 | 0 | 0 | 0 | 0 | 0
886
887 |  | 344 | Generators |  | F12 |  | 0 | 0 | 0 | 0 | 0 | 0 | 0 | 0 | 0 | 1514
888 |  |  |  | Total 344 |  |  | 0 | 0 | 0 | 0 | 0 | 0 | 0 | 0 | 0
889
890 |  | 345 | Accessory Electric Plant |  | F12 |  | 0 | 0 | 0 | 0 | 0 | 0 | 0 | 0 | 0 | 1522
891 |  |  |  | Total 345 |  |  | 0 | 0 | 0 | 0 | 0 | 0 | 0 | 0 | 0
892
893 |  | 346 | Misc. Power Plant Equipment |  | F12 |  | 0 | 0 | 0 | 0 | 0 | 0 | 0 | 0 | 0 | 1529
894
895 |  | O00 | Unclassified Other Prod - Acct 300 |  | F12 |  | 0 | 0 | 0 | 0 | 0 | 0 | 0 | 0 | 0 | 1534
896
897 |  | Total Other Generation Plant |  |  |  |  | 0 | 0 | 0 | 0 | 0 | 0 | 0 | 0 | 0
898
899 |  | Experimental Plant
900 |  | 103 | Experimental Plant |  | F12 |  | 0 | 0 | 0 | 0 | 0 | 0 | 0 | 0 | 0 | 1540
901
902 |  | TOTAL GENERATION PLANT |  |  |  |  | 0 | 0 | 0 | 0 | 0 | 0 | 0 | 0 | 0
903
904 | [6 empty] | D: TRANSMISSION PLANT
905 |  | 350 | Land and Land Rights
906 |  |  |  | Demand | F12 |  | 26889660.5387 | 11225688.776 | 3503319.0333 | 5765756.0899 | 2315997.5097 | 3042926.2804 | 991876.5093 | 44096.3401 | 0 | 1549
907 |  |  |  | Direct Assigned | A | 1 | 0 | 0 | 0 | 0 | 0 | 0 | 0 | 0 | 0
908 | [6 empty] | 26889660.5387 | 11225688.776 | 3503319.0333 | 5765756.0899 | 2315997.5097 | 3042926.2804 | 991876.5093 | 44096.3401 | 0
909 |  | 352 | Structures and Improvements
910 |  |  |  | Demand | F12 |  | 29797790.5334 | 12439752.5308 | 3882204.7075 | 6389325.4431 | 2566473.7779 | 3372020.2522 | 1099148.441 | 48865.3809 | 0 | 1556
911 |  |  |  | Direct Assigned | A | 1 | 0 | 0 | 0 | 0 | 0 | 0 | 0 | 0 | 0
912 | [6 empty] | 29797790.5334 | 12439752.5308 | 3882204.7075 | 6389325.4431 | 2566473.7779 | 3372020.2522 | 1099148.441 | 48865.3809 | 0
913 |  | 353 | Station Equipment
914 |  |  |  | Demand | F12 |  | 202134228.9385 | 84385444.0546 | 26335055.0855 | 43342185.7376 | 17409753.8407 | 22874203.1355 | 7456107.2693 | 331479.8151 | 0 | 1562
915 |  |  |  | Direct Assigned | A | 1 | 0 | 0 | 0 | 0 | 0 | 0 | 0 | 0 | 0
916 | [6 empty] | 202134228.9385 | 84385444.0546 | 26335055.0855 | 43342185.7376 | 17409753.8407 | 22874203.1355 | 7456107.2693 | 331479.8151 | 0
917 |  | 354 | Towers and Fixtures
918 |  |  |  | Demand | F12 |  | 119720428.8845 | 49979964.338 | 15597774.3408 | 25670788.6267 | 10311480.6806 | 13547974.6511 | 4416116.7793 | 196329.468 | 0 | 1568
919 |  |  |  | Direct Assigned | A | 1 | 0 | 0 | 0 | 0 | 0 | 0 | 0 | 0 | 0
920 | [6 empty] | 119720428.8845 | 49979964.338 | 15597774.3408 | 25670788.6267 | 10311480.6806 | 13547974.6511 | 4416116.7793 | 196329.468 | 0
921 |  | 355 | Poles and Fixtures
922 |  |  |  | Demand | F12 |  | 171958598.0531 | 71787953.6381 | 22403623.4533 | 36871842.7114 | 14810736.7991 | 19459425.1722 | 6343021.465 | 281994.814 | 0 | 1575
923 |  |  |  | Direct Assigned | A | 1 | 0 | 0 | 0 | 0 | 0 | 0 | 0 | 0 | 0
924 | [6 empty] | 171958598.0531 | 71787953.6381 | 22403623.4533 | 36871842.7114 | 14810736.7991 | 19459425.1722 | 6343021.465 | 281994.814 | 0
925 |  | 356 | Overhead Conductors
926 |  |  |  | Demand | F12 |  | 129324588.4795 | 53989435.0567 | 16849052.1344 | 27730139.3423 | 11138683.749 | 14634814.3154 | 4770384.5575 | 212079.3243 | 0 | 1581
927 |  |  |  | Direct Assigned | A | 1 | 0 | 0 | 0 | 0 | 0 | 0 | 0 | 0 | 0
928 | [6 empty] | 129324588.4795 | 53989435.0567 | 16849052.1344 | 27730139.3423 | 11138683.749 | 14634814.3154 | 4770384.5575 | 212079.3243 | 0
929 |  | 357 | Underground Conduit
930 |  |  |  | Demand | F12 |  | 307821.6736 | 128507.026 | 40104.5423 | 66003.9827 | 26512.5783 | 34834.1571 | 11354.5906 | 504.7966 | 0 | 1587
931 |  |  |  | Direct Assigned | A | 1 | 0 | 0 | 0 | 0 | 0 | 0 | 0 | 0 | 0
932 | [6 empty] | 307821.6736 | 128507.026 | 40104.5423 | 66003.9827 | 26512.5783 | 34834.1571 | 11354.5906 | 504.7966 | 0
933 |  | 358 | Underground Conductors
934 |  |  |  | Demand | F12 |  | 724522.2462 | 302467.9778 | 94394.3703 | 155354.0829 | 62402.8598 | 81989.4242 | 26725.3875 | 1188.1436 | 0 | 1593
935 |  |  |  | Direct Assigned | A | 1 | 0 | 0 | 0 | 0 | 0 | 0 | 0 | 0 | 0
936 | [6 empty] | 724522.2462 | 302467.9778 | 94394.3703 | 155354.0829 | 62402.8598 | 81989.4242 | 26725.3875 | 1188.1436 | 0
937 |  | 359 | Roads and Trails
938 |  |  |  | Demand | F12 |  | 968740.7364 | 404422.4357 | 126212.3728 | 207720.0935 | 83437.3171 | 109626.0268 | 35733.8531 | 1588.6374 | 0 | 1599
939 |  |  |  | Direct Assigned | A | 1 | 0 | 0 | 0 | 0 | 0 | 0 | 0 | 0 | 0
940 | [6 empty] | 968740.7364 | 404422.4357 | 126212.3728 | 207720.0935 | 83437.3171 | 109626.0268 | 35733.8531 | 1588.6374 | 0
941
942 |  | T00 | Unclassified Trans Plant - Acct 300 |  | F12 |  | 16815557.354 | 7020029.6199 | 2190814.646 | 3605638.7577 | 1448318.3564 | 1902906.1865 | 620273.9639 | 27575.8236 | 0 | 1604
943 |  | TS0 | Unclassified Trans Sub - Acct 300 |  | F12 |  | 0 | 0 | 0 | 0 | 0 | 0 | 0 | 0 | 0 | 1608
944
945 |  | TOTAL TRANSMISSION PLANT |  |  |  |  | 698641937.438 | 291663665.4537 | 91022554.6861 | 149804754.8679 | 60173797.4686 | 79060719.6015 | 25770742.8165 | 1145702.5437 | 0
946 |  | Distribution - METER - Unbundled |  |  |  |  | D: DISTRIBUTION PLANT
947 |  | A |  | B | C |  | D | E | F | G | H | I | J | K
948 |  | FERC ACCT |  | DESCRIPTION | COS Factor |  | Washington Jurisdiction Normalized | Residential Schedule 16 | Small General Service Schedule 24 | Large General Service < 1,000 kW Schedule 36 | Large General Service > 1,000 kW Schedule 48 | Large General Dedicated Facilities Schedule 48 | Agricultural Pumping Schedule 40 | Street & Area Lighting Sch. 15, 51-54, 57
949
950 |  | 360 | Land and Land Rights
951 |  |  |  | Demand Primary | F20A |  | 0 | 0 | 0 | 0 | 0 | 0 | 0 | 0 | 0 | 1614
952 |  |  |  | Assigned | A | 0 | 0 | 0 | 0 | 0 | 0 | 0 | 0 | 0 | 0
953 | [6 empty] | 0 | 0 | 0 | 0 | 0 | 0 | 0 | 0 | 0
954 |  | 361 | Structures and Improvements
955 |  |  |  | Demand Primary | F20 |  | 0 | 0 | 0 | 0 | 0 | 0 | 0 | 0 | 0 | 1620
956 |  |  |  | Assigned | A | 0 | 0 | 0 | 0 | 0 | 0 | 0 | 0 | 0 | 0
957 | [6 empty] | 0 | 0 | 0 | 0 | 0 | 0 | 0 | 0 | 0
958 |  | 362 | Station Equipment
959 |  |  |  | Demand Primary | F20A |  | 0 | 0 | 0 | 0 | 0 | 0 | 0 | 0 | 0 | 1626
960 |  |  |  | Assigned | A | 0 | 0 | 0 | 0 | 0 | 0 | 0 | 0 | 0 | 0
961 | [6 empty] | 0 | 0 | 0 | 0 | 0 | 0 | 0 | 0 | 0
962 |  | 364 | Poles, Towers & Fixtures
963 |  |  |  | Demand Primary | F20A | 0 | 0 | 0 | 0 | 0 | 0 | 0 | 0 | 0 | 0 | 1632
964 |  |  |  | Demand Secondary | F22 | 0 | 0 | 0 | 0 | 0 | 0 | 0 | 0 | 0 | 0
965 |  |  |  | Assigned | A | 0 | 0 | 0 | 0 | 0 | 0 | 0 | 0 | 0 | 0
966 | [6 empty] | 0 | 0 | 0 | 0 | 0 | 0 | 0 | 0 | 0
967 |  | 365 | Overhead Conductors
968 |  |  |  | Demand Primary | F20A | 0 | 0 | 0 | 0 | 0 | 0 | 0 | 0 | 0 | 0 | 1639
969 |  |  |  | Demand Secondary | F22 | 0 | 0 | 0 | 0 | 0 | 0 | 0 | 0 | 0 | 0
970 |  |  |  | Assigned | A | 0 | 0 | 0 | 0 | 0 | 0 | 0 | 0 | 0 | 0
971 | [6 empty] | 0 | 0 | 0 | 0 | 0 | 0 | 0 | 0 | 0
972 |  | 366 | Underground Conduit
973 |  |  |  | Demand Primary | F20A | 0 | 0 | 0 | 0 | 0 | 0 | 0 | 0 | 0 | 0 | 1646
974 |  |  |  | Demand Secondary | F22 | 0 | 0 | 0 | 0 | 0 | 0 | 0 | 0 | 0 | 0
975 |  |  |  | Assigned | A | 0 | 0 | 0 | 0 | 0 | 0 | 0 | 0 | 0 | 0
976 | [6 empty] | 0 | 0 | 0 | 0 | 0 | 0 | 0 | 0 | 0
977 |  | 367 | Underground Conductors
978 |  |  |  | Demand Primary | F20A | 0 | 0 | 0 | 0 | 0 | 0 | 0 | 0 | 0 | 0 | 1653
979 |  |  |  | Demand Secondary | F22 | 0 | 0 | 0 | 0 | 0 | 0 | 0 | 0 | 0 | 0
980 |  |  |  | Assigned | A | 0 | 0 | 0 | 0 | 0 | 0 | 0 | 0 | 0 | 0
981 | [6 empty] | 0 | 0 | 0 | 0 | 0 | 0 | 0 | 0 | 0
982 |  | 368 | Line Transformers
983 |  |  |  | Demand Secondary | F21 |  | 0 | 0 | 0 | 0 | 0 | 0 | 0 | 0 | 0 | 1660
984 |  |  |  | Assigned | A | 0 | 0 | 0 | 0 | 0 | 0 | 0 | 0 | 0 | 0
985 | [6 empty] | 0 | 0 | 0 | 0 | 0 | 0 | 0 | 0 | 0
986 |  | 369 | Services
987 |  |  |  | Customer | F70 |  | 0 | 0 | 0 | 0 | 0 | 0 | 0 | 0 | 0 | 1666
988 |  |  |  | Assigned | A | 0 | 0 | 0 | 0 | 0 | 0 | 0 | 0 | 0 | 0
989 | [6 empty] | 0 | 0 | 0 | 0 | 0 | 0 | 0 | 0 | 0
990 |  | 370 | Meters
991 |  |  |  | Customer | F60A |  | 0 | 0 | 0 | 0 | 0 | 0 | 0 | 0 | 0 | 1673
992 |  |  |  | Assigned | A | 0 | 0 | 0 | 0 | 0 | 0 | 0 | 0 | 0 | 0
993 | [6 empty] | 0 | 0 | 0 | 0 | 0 | 0 | 0 | 0 | 0
994 |  | 371 | Install on Customers' Premises
995 |  |  |  | Demand Primary | F20 | 0 | 0 | 0 | 0 | 0 | 0 | 0 | 0 | 0 | 0 | 1679
996 |  |  |  | Demand Secondary | F22 | 0 | 0 | 0 | 0 | 0 | 0 | 0 | 0 | 0 | 0
997 |  |  |  | Assigned | A | 0 | 0 | 0 | 0 | 0 | 0 | 0 | 0 | 0 | 0
998 | [6 empty] | 0 | 0 | 0 | 0 | 0 | 0 | 0 | 0 | 0
999 |  | 372 | Leased Property
1000 |  |  |  | Demand Primary | F20 | 0 | 0 | 0 | 0 | 0 | 0 | 0 | 0 | 0 | 0 | 1686
1001 |  |  |  | Demand Secondary | F22 | 0 | 0 | 0 | 0 | 0 | 0 | 0 | 0 | 0 | 0
1002 |  |  |  | Assigned | A | 0 | 0 | 0 | 0 | 0 | 0 | 0 | 0 | 0 | 0
1003 | [6 empty] | 0 | 0 | 0 | 0 | 0 | 0 | 0 | 0 | 0
1004
1005 |  | 373 | Street Lights |  | A | 0 | 0 | 0 | 0 | 0 | 0 | 0 | 0 | 0 | 0 | 1695
1006
1007
1008 |  | D00 | Unclassified Dist Plant - Acct 300 |  | F22 |  | 0 | 0 | 0 | 0 | 0 | 0 | 0 | 0 | 0 | 1698
1009 |  | DS0 | Unclassified Dist Sub - Acct 300 |  | F20 |  | 0 | 0 | 0 | 0 | 0 | 0 | 0 | 0 | 0 | 1702
1010 |  | TOTAL DISTRIBUTION PLANT |  |  |  |  | 0 | 0 | 0 | 0 | 0 | 0 | 0 | 0 | 0
1011
1012 |  | Distribution - METER - Unbundled |  |  |  |  | DISTRIBUTION PLANT D: GENERAL PLANT
1013
1014 |  | A |  | B | C |  | D | E | F | G | H | I | J | K
1015 |  | FERC ACCT |  | DESCRIPTION | COS Factor |  | Washington Jurisdiction Normalized | Residential Schedule 16 | Small General Service Schedule 24 | Large General Service < 1,000 kW Schedule 36 | Large General Service > 1,000 kW Schedule 48 | Large General Dedicated Facilities Schedule 48 | Agricultural Pumping Schedule 40 | Street & Area Lighting Sch. 15, 51-54, 57
1016 |  | 389 | Land and Land Rights
1017 |  |  |  | S | F107T |  | 315393.6194 | 131668.1037 | 41091.0531 | 67627.5805 | 27164.7474 | 35691.0245 | 11633.8963 | 517.2138 | 0 | 1709
1018 |  |  |  | CN | F42 |  | 0 | 0 | 0 | 0 | 0 | 0 | 0 | 0 | 0 | 1710
1019 |  |  |  | DGU | F105T |  | 0 | 0 | 0 | 0 | 0 | 0 | 0 | 0 | 0 | 1711
1020 |  |  |  | SG | F105T |  | 57.2864 | 23.9155 | 7.4636 | 12.2835 | 4.9341 | 6.4827 | 2.1131 | 0.093944 | 0 | 1712
1021 |  |  |  | CAGW | F105T |  | 0 | 0 | 0 | 0 | 0 | 0 | 0 | 0 | 0 | 1713
1022 |  |  |  | CAGE | F105T |  | 0 | 0 | 0 | 0 | 0 | 0 | 0 | 0 | 0 | 1714
1023 |  |  |  | SO | F102T |  | 162399.5116 | 67797.2997 | 21158.218 | 34822.1567 | 13987.4159 | 18377.6861 | 5990.4163 | 266.3189 | 0 | 1715
1024 |  |  | Total Land & Land Rights |  |  |  | 477850.4174 | 199489.3189 | 62256.7347 | 102462.0207 | 41157.0974 | 54075.1934 | 17626.4257 | 783.6266 | 0
1025
1026 |  | 390 | Structures and Improvements
1027 |  |  |  | S | F107T |  | 4102769.329 | 1712792.6008 | 534529.2425 | 879727.2547 | 353370.1564 | 464283.4593 | 151338.4862 | 6728.1293 | 0 | 1719
1028 |  |  |  | CAEE | F105T |  | 0 | 0 | 0 | 0 | 0 | 0 | 0 | 0 | 0 | 1720
1029 |  |  |  | SE | F105T |  | 0 | 0 | 0 | 0 | 0 | 0 | 0 | 0 | 0 | 1721
1030 |  |  |  | CN | F42 |  | 0 | 0 | 0 | 0 | 0 | 0 | 0 | 0 | 0 | 1722
1031 |  |  |  | SG/CAGE/CAGW | F105T |  | 533716.3952 | 222811.8179 | 69535.2328 | 114440.9596 | 45968.8154 | 60397.1792 | 19687.1491 | 875.2412 | 0 | 1723
1032 |  |  |  | CAGW | F105T |  | 1379.7888 | 576.0236 | 179.7658 | 295.8582 | 118.8407 | 156.1416 | 50.8961 | 2.2627 | 0 | 1724
1033 |  |  |  | CAGE | F105T |  | 0 | 0 | 0 | 0 | 0 | 0 | 0 | 0 | 0 | 1725
1034 |  |  |  | JBG | F105T |  | 0 | 0 | 0 | 0 | 0 | 0 | 0 | 0 | 0 | 1726
1035 |  |  |  | SO | F102T |  | 2302716.2169 | 961320.2648 | 300009.3489 | 493754.8405 | 198332.1811 | 260583.2708 | 84940.0877 | 3776.2231 | 0 | 1727
1036
1037 |  |  | Total Structures and Improvements |  |  |  | 6940581.7299 | 2897500.7071 | 904253.59 | 1488218.913 | 597789.9936 | 785420.0508 | 256016.6191 | 11381.8563 | 0
1038
1039 |  | 391 | Office Furniture & Equipment
1040 |  |  |  | S | F107T |  | 124056.1121 | 51789.992 | 16162.6488 | 26600.4579 | 10684.9116 | 14038.6154 | 4576.0467 | 203.4396 | 0 | 1731
1041 |  |  |  | DGP | F105T |  | 0 | 0 | 0 | 0 | 0 | 0 | 0 | 0 | 0 | 1732
1042 |  |  |  | DGU | F105T |  | 0 | 0 | 0 | 0 | 0 | 0 | 0 | 0 | 0 | 1733
1043 |  |  |  | CN | F42 |  | 0 | 0 | 0 | 0 | 0 | 0 | 0 | 0 | 0 | 1734
1044 |  |  |  | SG | F105T |  | 48659.1457 | 20313.8461 | 6339.5561 | 10433.6299 | 4190.996 | 5506.4359 | 1794.8856 | 79.7961 | 0 | 1735
1045 |  |  |  | SE | F12 |  | 0 | 0 | 0 | 0 | 0 | 0 | 0 | 0 | 0 | 1736
1046 |  |  |  | SO | F102T |  | 1578119.9927 | 658821.4033 | 205605.3404 | 338384.895 | 135922.9496 | 178585.475 | 58211.9714 | 2587.9581 | 0 | 1737
1047 |  |  |  | CAGW | F105T |  | 31258.3992 | 13049.5162 | 4072.5001 | 6702.5132 | 2692.2755 | 3537.3077 | 1153.0258 | 51.2606 | 0 | 1738
1048 |  |  |  | CAGE | F105T |  | 0 | 0 | 0 | 0 | 0 | 0 | 0 | 0 | 0 | 1739
1049 |  |  |  | JBG | F105T |  | 0 | 0 | 0 | 0 | 0 | 0 | 0 | 0 | 0 | 1740
1050 |  |  |  | JBE | F12 |  | 0 | 0 | 0 | 0 | 0 | 0 | 0 | 0 | 0 | 1741
1051 |  |  |  | CAEE | F105T |  | 0 | 0 | 0 | 0 | 0 | 0 | 0 | 0 | 0 | 1742
1052 |  |  |  | CAGE | F105T |  | 0 | 0 | 0 | 0 | 0 | 0 | 0 | 0 | 0 | 1743
1053 |  |  |  | CAGE | F105T |  | 0 | 0 | 0 | 0 | 0 | 0 | 0 | 0 | 0 | 1744
1054 |  |  | Total Office Furniture & Equipment |  |  |  | 1782093.6497 | 743974.7576 | 232180.0453 | 382121.4961 | 153491.1327 | 201667.8341 | 65735.9295 | 2922.4544 | 0
1055
1056 |  | 392 | Transportation Equipment
1057 |  |  |  | S | F107T |  | 1826086.893 | 762340.7186 | 237911.7044 | 391554.6501 | 157280.2561 | 206646.2605 | 67358.7043 | 2994.5989 | 0 | 1748
1058 |  |  |  | SO | F102T |  | 145438.1825 | 60716.4144 | 18948.4115 | 31185.2612 | 12526.5422 | 16458.2839 | 5364.7653 | 238.504 | 0 | 1749
1059 |  |  |  | SG | F105T |  | 554499.878 | 231488.3465 | 72243.0086 | 118897.412 | 47758.8899 | 62749.1094 | 20453.7875 | 909.3241 | 0 | 1750
1060 |  |  |  | CN | F42 |  | 0 | 0 | 0 | 0 | 0 | 0 | 0 | 0 | 0 | 1751
1061 |  |  |  | DGU | F105T |  | 0 | 0 | 0 | 0 | 0 | 0 | 0 | 0 | 0 | 1752
1062 |  |  |  | SE | F12 |  | 0 | 0 | 0 | 0 | 0 | 0 | 0 | 0 | 0 | 1753
1063 |  |  |  | DGP | F105T |  | 0 | 0 | 0 | 0 | 0 | 0 | 0 | 0 | 0 | 1754
1064 |  |  |  | CAGW | F105T |  | 27711.8392 | 11568.9256 | 3610.4366 | 5942.0499 | 2386.8115 | 3135.9668 | 1022.2041 | 45.4446 | 0 | 1755
1065 |  |  |  | CAGE | F105T |  | 0 | 0 | 0 | 0 | 0 | 0 | 0 | 0 | 0 | 1756
1066 |  |  |  | JBG | F105T |  | 0 | 0 | 0 | 0 | 0 | 0 | 0 | 0 | 0 | 1757
1067 |  |  |  | CAEW | F105T |  | 0 | 0 | 0 | 0 | 0 | 0 | 0 | 0 | 0 | 1758
1068 |  |  |  | CAEE | F105T |  | 0 | 0 | 0 | 0 | 0 | 0 | 0 | 0 | 0 | 1759
1069 |  |  |  | CAGE | F105T |  | 0 | 0 | 0 | 0 | 0 | 0 | 0 | 0 | 0 | 1760
1070 |  |  |  | CAGE | F12 |  | 0 | 0 | 0 | 0 | 0 | 0 | 0 | 0 | 0 | 1761
1071 |  |  | Total Transportation Equipment |  |  |  | 2553736.7927 | 1066114.4052 | 332713.561 | 547579.3733 | 219952.4997 | 288989.6207 | 94199.4612 | 4187.8716 | 0
1072
1073 |  | 393 | Stores Equipment
1074 |  |  |  | S | F107T |  | 200154.9156 | 83559.1355 | 26077.1803 | 42917.7758 | 17239.2762 | 22650.2172 | 7383.0965 | 328.2339 | 0 | 1765
1075 |  |  |  | DGP | F105T |  | 0 | 0 | 0 | 0 | 0 | 0 | 0 | 0 | 0 | 1766
1076 |  |  |  | DGU | F105T |  | 0 | 0 | 0 | 0 | 0 | 0 | 0 | 0 | 0 | 1767
1077 |  |  |  | SO | F102T |  | 4655.149 | 1943.3958 | 606.496 | 998.17 | 400.9464 | 526.7926 | 171.7141 | 7.634 | 0 | 1768
1078 |  |  |  | SG | F105T |  | 90068.766 | 37601.2161 | 11734.6079 | 19312.7963 | 7757.5928 | 10192.4907 | 3322.3585 | 147.7037 | 0 | 1769
1079 |  |  |  | CAGW | F105T |  | 24056.4734 | 10042.9116 | 3134.1973 | 5158.2562 | 2071.976 | 2722.3131 | 887.369 | 39.4502 | 0 | 1770
1080 |  |  |  | CAGE | F105T |  | 0 | 0 | 0 | 0 | 0 | 0 | 0 | 0 | 0 | 1771
1081 |  |  |  | JBG | F105T |  | 124745.1799 | 52077.6588 | 16252.424 | 26748.2098 | 10744.2608 | 14116.5927 | 4601.4643 | 204.5696 | 0 | 1772
1082 |  |  |  | CAGE | F105T |  | 0 | 0 | 0 | 0 | 0 | 0 | 0 | 0 | 0 | 1773
1083 |  |  | Total Stores Equipment |  |  |  | 443680.484 | 185224.3178 | 57804.9054 | 95135.2082 | 38214.0524 | 50208.4064 | 16366.0024 | 727.5914 | 0 | 1774
1084
1085 |  | 394 | Tools, Shop & Garage Equipment
1086 |  |  |  | S | F107T |  | 788619.1453 | 329226.6585 | 102745.2339 | 169097.919 | 67923.5044 | 89242.8493 | 29089.7241 | 1293.2561 | 0 | 1777
1087 |  |  |  | DGP | F105T |  | 0 | 0 | 0 | 0 | 0 | 0 | 0 | 0 | 0 | 1778
1088 |  |  |  | SG | F105T |  | 159427.1914 | 66556.4383 | 20770.9693 | 34184.8235 | 13731.4109 | 18041.3282 | 5880.7766 | 261.4446 | 0 | 1779
1089 |  |  |  | SO | F102T |  | 39140.0037 | 16339.8679 | 5099.3548 | 8392.5089 | 3371.1155 | 4429.2172 | 1443.7538 | 64.1857 | 0 | 1780
1090 |  |  |  | SE | F12 |  | 0 | 0 | 0 | 0 | 0 | 0 | 0 | 0 | 0 | 1781
1091 |  |  |  | DGU | F105T |  | 0 | 0 | 0 | 0 | 0 | 0 | 0 | 0 | 0 | 1782
1092 |  |  |  | CAGW | F105T |  | 95927.3957 | 40047.0317 | 12497.8994 | 20569.02 | 8262.1947 | 10855.4733 | 3538.4653 | 157.3113 | 0 | 1783
1093 |  |  |  | CAGE | F105T |  | 0 | 0 | 0 | 0 | 0 | 0 | 0 | 0 | 0 | 1784
1094 |  |  |  | JBG | F105T |  | 0 | 0 | 0 | 0 | 0 | 0 | 0 | 0 | 0 | 1785
1095 |  |  |  | CAEW | F105T |  | 0 | 0 | 0 | 0 | 0 | 0 | 0 | 0 | 0 | 1786
1096 |  |  |  | CAEE | F105T |  | 0 | 0 | 0 | 0 | 0 | 0 | 0 | 0 | 0 | 1787
1097 |  |  |  | CAGE | F105T |  | 0 | 0 | 0 | 0 | 0 | 0 | 0 | 0 | 0 | 1788
1098 |  |  |  | CAGE | F102T |  | 0 | 0 | 0 | 0 | 0 | 0 | 0 | 0 | 0 | 1789
1099 |  |  | Total Tools, Shop & Garage Equipment |  |  |  | 1083113.736 | 452169.9964 | 141113.4574 | 232244.2714 | 93288.2255 | 122568.868 | 39952.7197 | 1776.1976 | 0
1100
1101 |  | 395 | Laboratory Equipment
1102 |  |  |  | S | F107T |  | 413529.9518 | 172637.3054 | 53876.7438 | 88670.2469 | 35617.1971 | 46796.4687 | 15253.8424 | 678.1475 | 0 | 1793
1103 |  |  |  | DGP | F105T |  | 0 | 0 | 0 | 0 | 0 | 0 | 0 | 0 | 0 | 1794
1104 |  |  |  | DGU | F105T |  | 0 | 0 | 0 | 0 | 0 | 0 | 0 | 0 | 0 | 1795
1105 |  |  |  | SO | F102T |  | 110029.689 | 45934.3487 | 14335.2164 | 23592.8731 | 9476.8205 | 12451.3373 | 4058.6553 | 180.4376 | 0 | 1796
1106 |  |  |  | SE | F12 |  | 0 | 0 | 0 | 0 | 0 | 0 | 0 | 0 | 0 | 1797
1107 |  |  |  | SG | F105T |  | 112952.0021 | 47154.3335 | 14715.9499 | 24219.4836 | 9728.5183 | 12782.0362 | 4166.4504 | 185.2299 | 0 | 1798
1108 |  |  |  | CAGW | F105T |  | 28716.0328 | 11988.1486 | 3741.2679 | 6157.3719 | 2473.3023 | 3249.6048 | 1059.2457 | 47.0914 | 0 | 1799
1109 |  |  |  | CAGE | F105T |  | 0 | 0 | 0 | 0 | 0 | 0 | 0 | 0 | 0 | 1800
1110 |  |  |  | JBG | F105T |  | 0 | 0 | 0 | 0 | 0 | 0 | 0 | 0 | 0 | 1801
1111 |  |  |  | CAEW | F105T |  | 0 | 0 | 0 | 0 | 0 | 0 | 0 | 0 | 0 | 1802
1112 |  |  |  | CAEE | F105T |  | 0 | 0 | 0 | 0 | 0 | 0 | 0 | 0 | 0 | 1803
1113 |  |  |  | CAGE | F105T |  | 0 | 0 | 0 | 0 | 0 | 0 | 0 | 0 | 0 | 1804
1114 |  |  |  | CAGE | F102T |  | 0 | 0 | 0 | 0 | 0 | 0 | 0 | 0 | 0 | 1805
1115 |  |  | Total Laboratory Equipment |  |  |  | 665227.6757 | 277714.1363 | 86669.1781 | 142639.9756 | 57295.8382 | 75279.447 | 24538.1939 | 1090.9065 | 0
1116
1117 |  | 396 | Power Operated Equipment
1118 |  |  |  | S | F107T |  | 2751687.4591 | 1148753.3277 | 358503.5607 | 590024.5078 | 237001.9247 | 311390.3975 | 101501.2498 | 4512.4908 | 0 | 1809
1119 |  |  |  | DGP | F105T |  | 0 | 0 | 0 | 0 | 0 | 0 | 0 | 0 | 0 | 1810
1120 |  |  |  | DGU | F105T |  | 0 | 0 | 0 | 0 | 0 | 0 | 0 | 0 | 0 | 1811
1121 |  |  |  | SO | F102T |  | 91140.9266 | 38048.8134 | 11874.2943 | 19542.6919 | 7849.9377 | 10313.8201 | 3361.9072 | 149.462 | 0 | 1812
1122 |  |  |  | SE | F12 |  | 0 | 0 | 0 | 0 | 0 | 0 | 0 | 0 | 0 | 1813
1123 |  |  |  | SG | F105T |  | 0 | 0 | 0 | 0 | 0 | 0 | 0 | 0 | 0 | 1814
1124 |  |  |  | CAGW | F105T |  | 24842.7779 | 10371.1719 | 3236.641 | 5326.8578 | 2139.7002 | 2811.294 | 916.3733 | 40.7397 | 0 | 1815
1125 |  |  |  | CAGE | F105T |  | 0 | 0 | 0 | 0 | 0 | 0 | 0 | 0 | 0 | 1816
1126 |  |  |  | JBG | F105T |  | 0 | 0 | 0 | 0 | 0 | 0 | 0 | 0 | 0 | 1817
1127 |  |  |  | CAEW | F105T |  | 0 | 0 | 0 | 0 | 0 | 0 | 0 | 0 | 0 | 1818
1128 |  |  |  | CAEE | F105T |  | 0 | 0 | 0 | 0 | 0 | 0 | 0 | 0 | 0 | 1819
1129 |  |  |  | CAGE | F105T |  | 0 | 0 | 0 | 0 | 0 | 0 | 0 | 0 | 0 | 1820
1130 |  |  |  | CAGE | F102T |  | 0 | 0 | 0 | 0 | 0 | 0 | 0 | 0 | 0 | 1821
1131 |  |  | Total Power Operated Equipment |  |  |  | 2867671.1636 | 1197173.3131 | 373614.496 | 614894.0576 | 246991.5626 | 324515.5116 | 105779.5304 | 4702.6924 | 0
1132
1133 |  | 397 | Communication Equipment
1134 |  |  |  | S | F107T |  | 4291324.5396 | 1791509.1806 | 559095.1554 | 920157.7894 | 369610.3539 | 485621.0141 | 158293.7054 | 7037.3408 | 0 | 1825
1135 |  |  |  | SGP | F105T |  | 0 | 0 | 0 | 0 | 0 | 0 | 0 | 0 | 0 | 1826
1136 |  |  |  | SGU | F105T |  | 0 | 0 | 0 | 0 | 0 | 0 | 0 | 0 | 0 | 1827
1137 |  |  |  | SO | F102T |  | 3013341.0016 | 1257986.4373 | 392593.0887 | 646128.991 | 259538.0572 | 341000.0105 | 111152.8407 | 4941.5763 | 0 | 1828
1138 |  |  |  | CN | F42 |  | 0 | 0 | 0 | 0 | 0 | 0 | 0 | 0 | 0 | 1829
1139 |  |  |  | SG/CAGE/CAGW | F105T |  | 708717.427 | 295869.9034 | 92335.2397 | 151965.1695 | 61041.596 | 80200.8966 | 26142.3965 | 1162.2253 | 0 | 1830
1140 |  |  |  | SE | F12 |  | 0 | 0 | 0 | 0 | 0 | 0 | 0 | 0 | 0 | 1831
1141 |  |  |  | JBG | F105T |  | 0 | 0 | 0 | 0 | 0 | 0 | 0 | 0 | 0 | 1832
|  |  |  | CAGE | F105T |  | 7276599.5832 | 3037778.8574 | 948031.6712 | 1560268.7992 | 626731.0995 | 823444.9844 | 268411.2796 | 11932.8918 | 0 | 1833
1143 |  |  |  | CAGE | F105T |  | 0 | 0 | 0 | 0 | 0 | 0 | 0 | 0 | 0 | 1834
1144 |  |  | Total Communication Equipment |  |  |  | 15289982.5514 | 6383144.3787 | 1992055.1549 | 3278520.749 | 1316921.1066 | 1730266.9056 | 564000.2223 | 25074.0343 | 0
1145
1146 |  | Distribution - METER - Unbundled |  |  |  |  | D: GENERAL PLANT
1147
1148 |  | A |  | B | C |  | D | E | F | G | H | I | J | K
1149 |  | FERC ACCT |  | DESCRIPTION | COS Factor |  | Washington Jurisdiction Normalized | Residential Schedule 16 | Small General Service Schedule 24 | Large General Service < 1,000 kW Schedule 36 | Large General Service > 1,000 kW Schedule 48 | Large General Dedicated Facilities Schedule 48 | Agricultural Pumping Schedule 40 | Street & Area Lighting Sch. 15, 51-54, 57
1150 |  | 398 | Misc. Equipment
1151 |  |  |  | S | F107T |  | 54174.6706 | 22616.425 | 7058.1462 | 11616.2841 | 4666.0463 | 6130.5917 | 1998.3362 | 88.841 | 0 | 1838
1152 |  |  |  | SGP | F105T |  | 37270.1387 | 15559.251 | 4855.7395 | 7991.5672 | 3210.0646 | 4217.6168 | 1374.7803 | 61.1193 | 0 | 1844
1153 |  |  |  | SGU | F105T |  | 0 | 0 | 0 | 0 | 0 | 0 | 0 | 0 | 0 | 1840
|  |  |  | CN | F42 |  | 0 | 0 | 0 | 0 | 0 | 0 | 0 | 0 | 0 | 1841
1155 |  |  |  | SO | F102T |  | 43559.4552 | 18184.8665 | 5675.143 | 9340.14 | 3751.7614 | 4929.3375 | 1606.7737 | 71.4331 | 0 | 1842
1156 |  |  |  | SE | F12 |  | 0 | 0 | 0 | 0 | 0 | 0 | 0 | 0 | 0 | 1843
1157 |  |  |  | SG | F105T |  | 3119.9581 | 1302.4961 | 406.4837 | 668.9901 | 268.721 | 353.0652 | 115.0856 | 5.1164 | 0 | 1845
1158 |  |  |  | JBG | F105T |  | 0 | 0 | 0 | 0 | 0 | 0 | 0 | 0 | 0 | 1847
1159 |  |  | Total Misc. Equipment |  |  |  | 138124.2226 | 57663.0387 | 17995.5123 | 29616.9815 | 11896.5933 | 15630.6111 | 5094.9759 | 226.5098 | 0
1160
1161 |  | 399 | Coal Mine |  | F12 |  | 0 | 0 | 0 | 0 | 0 | 0 | 0 | 0 | 0 | 1858
1162 |  | 399L | WIDCO Capital Lease |  | F12 |  | 0 | 0 | 0 | 0 | 0 | 0 | 0 | 0 | 0 | 1861
1163 |  |  | Remove Capital Lease |  | F12 |  | 0 | 0 | 0 | 0 | 0 | 0 | 0 | 0 | 0 | 1864
1164
1165 |  | 390L | General Capital Lease
1166 |  |  |  | S | F12 |  | 0 | 0 | 0 | 0 | 0 | 0 | 0 | 0 | 0 | 1869
1167 |  |  |  | SG | F12 |  | 0 | 0 | 0 | 0 | 0 | 0 | 0 | 0 | 0 | 1870
1168 |  |  |  | SO-U | F12 |  | 0 | 0 | 0 | 0 | 0 | 0 | 0 | 0 | 0 | 1871
1170 |  |  | Remove Capital Lease |  |  |  | 0 | 0 | 0 | 0 | 0 | 0 | 0 | 0
1171
1172 |  | 392L | General Vehicles Capital Lease |  | F12 |  | 0 | 0 | 0 | 0 | 0 | 0 | 0 | 0 | 0 | 1878
1173 |  |  | Remove Capital Lease |  | F12 |  | 0 | 0 | 0 | 0 | 0 | 0 | 0 | 0 | 0 | 1881
1174
1175 |  | G00 | Unclassified Gen Plant - Acct 300 |  | F102T |  | 1421820.1528 | 593570.5476 | 185241.818 | 304870.6469 | 122460.8964 | 160898.0486 | 52446.5531 | 2331.6421 | 0 | 1891
1176 |  | GV0 | Unclassified Gen Veh - Acct 300 |  | F102T |  | 0 | 0 | 0 | 0 | 0 | 0 | 0 | 0 | 0 | 1899
1177
1178 |  | TOTAL GENERAL PLANT |  |  |  |  | 33663882.5757 | 14053738.9173 | 4385898.4531 | 7218303.6931 | 2899458.9983 | 3809520.4974 | 1241756.6332 | 55205.3832 | 0
1179
1180
1181
1182 | [6 empty] | D: INTANGIBLE PLANT
1183
1184 |  | 301 | Organization
1185 |  |  |  | S | F107T |  | 0 | 0 | 0 | 0 | 0 | 0 | 0 | 0 | 0 | 1904
1186 |  |  |  | SO | F102T |  | 0 | 0 | 0 | 0 | 0 | 0 | 0 | 0 | 0 | 1905
1187 |  |  |  | SG/CAGE/CAGW | F105T |  | 0 | 0 | 0 | 0 | 0 | 0 | 0 | 0 | 0 | 1906
1188 |  |  | Total Organization |  |  |  | 0 | 0 | 0 | 0 | 0 | 0 | 0 | 0 | 0
1189
1190 |  | 302 | Franchise & Consent
1191 |  |  |  | S | F107T |  | 0 | 0 | 0 | 0 | 0 | 0 | 0 | 0 | 0 | 1909
1192 |  |  |  | SG/CAGE/CAGW | F105T |  | 187451.3645 | 78255.7547 | 24422.0983 | 40193.845 | 16145.1236 | 21212.6398 | 6914.5018 | 307.4014 | 0 | 1910
1193 |  |  |  | DGP | F105T |  | 2527702.0264 | 1055245.6111 | 329321.6218 | 541996.926 | 217710.134 | 286043.4372 | 93239.1191 | 4145.1772 | 0 | 1911
1194 |  |  |  | DGU | F105T |  | 143755.9118 | 60014.113 | 18729.2369 | 30824.544 | 12381.6488 | 16267.9124 | 5302.7115 | 235.7452 | 0 | 1912
1195 |  |  | Total Franchise & Consent |  |  |  | 2858909.3027 | 1193515.4787 | 372472.957 | 613015.3149 | 246236.9064 | 323523.9894 | 105456.3324 | 4688.3239 | 0
1196
1197 |  | 303 | Miscellaneous Intangible Plant
1198 |  |  |  | S | F107T |  | 224015.835 | 93520.4088 | 29185.8998 | 48034.1008 | 19294.4093 | 25350.4008 | 8263.2521 | 367.3634 | 0 | 1920
1199 |  |  |  | SG/CAGW | F105T |  | 1157830.2831 | 483362.0861 | 150847.9016 | 248265.202 | 99723.5368 | 131024.0489 | 42708.7824 | 1898.7253 | 0 | 1921
1200 |  |  |  | SO | F102T |  | 12109955.6108 | 5055571.177 | 1577745.3911 | 2596650.4937 | 1043026.4449 | 1370404.1421 | 446698.8522 | 19859.1098 | 0 | 1922
1201 |  |  |  | SE | F105T |  | 1373479.487 | 573389.658 | 178943.755 | 294505.3064 | 118297.3309 | 155427.653 | 50663.4153 | 2252.3683 | 0 | 1923
1202 |  |  |  | CN | F42 |  | 0 | 0 | 0 | 0 | 0 | 0 | 0 | 0 | 0 | 1924
1203 |  |  |  | DGU | F12 |  | 0 | 0 | 0 | 0 | 0 | 0 | 0 | 0 | 0 | 1925
1204 |  |  |  | DGP | F105T |  | 0 | 0 | 0 | 0 | 0 | 0 | 0 | 0 | 0 | 1926
1205 |  |  |  | JBG | F105T |  | 104232.909 | 43514.3536 | 13579.983 | 22349.9114 | 8977.5457 | 11795.3537 | 3844.83 | 170.9315 | 0 | 1927
1206 |  |  | Total Miscellaneous Intangible Plant |  |  |  | 14969514.1249 | 6249357.6835 | 1950302.9306 | 3209805.0143 | 1289319.2677 | 1694001.5985 | 552179.132 | 24548.4983 | 0
1207
1208 |  | I00 | Unclass Intangible Plant - Acct 300 |  | F102T |  | 0 | 0 | 0 | 0 | 0 | 0 | 0 | 0 | 0 | 1938
1209
1210 |  | TOTAL INTANGIBLE PLANT |  |  |  |  | 17828423.4276 | 7442873.1622 | 2322775.8877 | 3822820.3292 | 1535556.1741 | 2017525.5879 | 657635.4644 | 29236.8222 | 0
1211
1212
1213 |  | TOTAL ELECTRIC PLANT IN SERVICE |  |  |  |  | 750134243.4413 | 313160277.5332 | 97731229.0269 | 160845878.8901 | 64608812.641 | 84887765.6868 | 27670134.9141 | 1230144.7491 | 0
1214
1215
1216 |  | Distribution - METER - Unbundled |  |  |  |  | D: MISC RATE BASE
1217
1218 |  | A |  | B | C |  | D | E | F | G | H | I | J | K
1219 |  | FERC ACCT |  | DESCRIPTION | COS Factor |  | Washington Jurisdiction Normalized | Residential Schedule 16 | Small General Service Schedule 24 | Large General Service < 1,000 kW Schedule 36 | Large General Service > 1,000 kW Schedule 48 | Large General Dedicated Facilities Schedule 48 | Agricultural Pumping Schedule 40 | Street & Area Lighting Sch. 15, 51-54, 57
1220 |  | 105 | Plant Held For Future Use
1221 |  |  |  | S | F20 |  | 0 | 0 | 0 | 0 | 0 | 0 | 0 | 0 | 0 | 1946
1222 |  |  |  | SG | F12 |  | 0 | 0 | 0 | 0 | 0 | 0 | 0 | 0 | 0 | 1947
1223 |  |  |  | SG | F12 |  | 0 | 0 | 0 | 0 | 0 | 0 | 0 | 0 | 0 | 1948
1224 |  |  |  | SG | F12 |  | 0 | 0 | 0 | 0 | 0 | 0 | 0 | 0 | 0 | 1949
1225 |  |  |  | SE | F12 |  | 0 | 0 | 0 | 0 | 0 | 0 | 0 | 0 | 0 | 1950
1226 |  |  |  | SG | F12 |  | 0 | 0 | 0 | 0 | 0 | 0 | 0 | 0 | 0 | 1951
1227 |  |  |  | SG | F12 |  | 0 | 0 | 0 | 0 | 0 | 0 | 0 | 0 | 0 | 1952
1228 |  |  |  | CAGE | F102 |  | 0 | 0 | 0 | 0 | 0 | 0 | 0 | 0 | 0 | 1953
1229 |  |  |  | CAEW | F102 |  | 0 | 0 | 0 | 0 | 0 | 0 | 0 | 0 | 0 | 1954
1230 |  |  |  | CAEE | F102 |  | 0 | 0 | 0 | 0 | 0 | 0 | 0 | 0 | 0 | 1955
1231 |  |  | Total Plant Held For Future Use |  |  |  | 0 | 0 | 0 | 0 | 0 | 0 | 0 | 0 | 0
1232
1233 |  | 114 | Electric Plant Acquisition Adjust |  | F12 |  | 0 | 0 | 0 | 0 | 0 | 0 | 0 | 0 | 0 | 1964
1234
1235 |  | 115 | Accum Provision for Asset Acquisition Adjustments |  | F12 |  | 0 | 0 | 0 | 0 | 0 | 0 | 0 | 0 | 0 | 1972
1236
1237 |  | 128 | Pensions |  | F102T |  | 0 | 0 | 0 | 0 | 0 | 0 | 0 | 0 | 0 | 1976
1238
1239 |  | 124 | Weatherization |  | F12 |  | 0 | 0 | 0 | 0 | 0 | 0 | 0 | 0 | 0 | 1998
1240
1241 |  | 151 | Fuel Stock |  | F12 |  | 0 | 0 | 0 | 0 | 0 | 0 | 0 | 0 | 0 | 2001
1242 |  |  |  | SE | F12 |  | 0 | 0 | 0 | 0 | 0 | 0 | 0 | 0 | 0 | 2002
1243 |  |  |  | CAEW | F12 |  | 0 | 0 | 0 | 0 | 0 | 0 | 0 | 0 | 0 | 2003
1244 |  |  |  | CAEE | F12 |  | 0 | 0 | 0 | 0 | 0 | 0 | 0 | 0 | 0 | 2004
1245 |  |  |  | JBE | F12 |  | 0 | 0 | 0 | 0 | 0 | 0 | 0 | 0 | 0 | 2005
1246 |  |  |  | CAEE | F12 |  | 0 | 0 | 0 | 0 | 0 | 0 | 0 | 0 | 0 | 2006
1247 |  |  |  | CAEE | F12 |  | 0 | 0 | 0 | 0 | 0 | 0 | 0 | 0 | 0 | 2007
1248 |  |  |  | Total Fuel Stock |  |  | 0 | 0 | 0 | 0 | 0 | 0 | 0 | 0 | 0
1249
1250 |  | 152 | Fuel Stock - Undistributed |  | F12 |  | 0 | 0 | 0 | 0 | 0 | 0 | 0 | 0 | 0 | 2011
1251
1252 |  | 25316 | DG&T Working Capital Deposit |  | F12 |  | 0 | 0 | 0 | 0 | 0 | 0 | 0 | 0 | 0 | 2016
1253
1254 |  | 25317 | DG&T Working Capital Deposit |  | F12 |  | 0 | 0 | 0 | 0 | 0 | 0 | 0 | 0 | 0 | 2020
1255
1256 |  | 25319 | Provo Working Capital Deposit |  | F12 |  | 0 | 0 | 0 | 0 | 0 | 0 | 0 | 0 | 0 | 2024
1257
1258 |  | 154 | Materials and Supplies |  | F102T |  | 0 | 0 | 0 | 0 | 0 | 0 | 0 | 0 | 0 | 2029
1259 |  |  |  | SG | F102T |  | 0 | 0 | 0 | 0 | 0 | 0 | 0 | 0 | 0 | 2030
1260 |  |  |  | SE | F102T |  | 0 | 0 | 0 | 0 | 0 | 0 | 0 | 0 | 0 | 2031
1261 |  |  |  | SO | F102T |  | 0 | 0 | 0 | 0 | 0 | 0 | 0 | 0 | 0 | 2032
1262 |  |  |  | SNPPS | F102T |  | 0 | 0 | 0 | 0 | 0 | 0 | 0 | 0 | 0 | 2033
1263 |  |  |  | SNPPH | F102T |  | 0 | 0 | 0 | 0 | 0 | 0 | 0 | 0 | 0 | 2034
1264 |  |  |  | SNPD | F102T |  | 9.0414e-07 | 3.7745e-07 | 1.178e-07 | 1.9387e-07 | 7.7873e-08 | 1.0232e-07 | 3.3351e-08 | 1.4827e-09 | 0 | 2035
1265 |  |  |  | SNPT | F102T |  | 0 | 0 | 0 | 0 | 0 | 0 | 0 | 0 | 0 | 2036
1266 |  |  |  | DGU | F102T |  | 0 | 0 | 0 | 0 | 0 | 0 | 0 | 0 | 0 | 2037
1267 |  |  |  | DGP | F102T |  | 0 | 0 | 0 | 0 | 0 | 0 | 0 | 0 | 0 | 2038
1268 |  |  |  | JBE | F12 |  | 0 | 0 | 0 | 0 | 0 | 0 | 0 | 0 | 0 | 2039
1269 |  |  |  | SNPP | F102T |  | 0 | 0 | 0 | 0 | 0 | 0 | 0 | 0 | 0 | 2040
1270 |  |  |  | CAGW | F102T |  | 0 | 0 | 0 | 0 | 0 | 0 | 0 | 0 | 0 | 2041
1271 |  |  |  | CAGE | F102T |  | 0 | 0 | 0 | 0 | 0 | 0 | 0 | 0 | 0 | 2042
1272 |  |  |  | JBG | F12 |  | 0 | 0 | 0 | 0 | 0 | 0 | 0 | 0 | 0 | 2043
1273 |  |  |  | CAEW | F102T |  | 0 | 0 | 0 | 0 | 0 | 0 | 0 | 0 | 0 | 2044
1274 |  |  |  | CAEE | F102T |  | 0 | 0 | 0 | 0 | 0 | 0 | 0 | 0 | 0 | 2045
1275 |  |  |  | CAGE | F102T |  | 0 | 0 | 0 | 0 | 0 | 0 | 0 | 0 | 0 | 2046
1276 |  |  | Total Materials and Supplies |  |  |  | 9.0414e-07 | 3.7745e-07 | 1.178e-07 | 1.9387e-07 | 7.7873e-08 | 1.0232e-07 | 3.3351e-08 | 1.4827e-09 | 0
1277
1278 |  | 163 | Stores Expense Undistributed |  | F102T |  | 0 | 0 | 0 | 0 | 0 | 0 | 0 | 0 | 0 | 2050
1279
1280 |  | 25318 | Provo Working Capital Deposit |  | F102T |  | 0 | 0 | 0 | 0 | 0 | 0 | 0 | 0 | 0 | 2055
1281
1282 |  | 165 | Prepayments |  | F102T |  | 0 | 0 | 0 | 0 | 0 | 0 | 0 | 0 | 0 | 2062
1283 |  |  |  | GPS | F42 |  | 0 | 0 | 0 | 0 | 0 | 0 | 0 | 0 | 0 | 2063
1284 |  |  |  | SG | F102T |  | 0 | 0 | 0 | 0 | 0 | 0 | 0 | 0 | 0 | 2064
1285 |  |  |  | SE | F102T |  | 0 | 0 | 0 | 0 | 0 | 0 | 0 | 0 | 0 | 2065
1286 |  |  |  | SO | F102T |  | 1.5426e-09 | 6.44e-10 | 2.0098e-10 | 3.3077e-10 | 1.3286e-10 | 1.7457e-10 | 5.6902e-11 | 2.5297e-12 | 0 | 2066
1287 |  |  |  | Total Prepayments |  |  | 1.5426e-09 | 6.44e-10 | 2.0098e-10 | 3.3077e-10 | 1.3286e-10 | 1.7457e-10 | 5.6902e-11 | 2.5297e-12 | 0
1288
1289 |  | 182 | Misc Regulatory Assets |  | F102T |  | 0 | 0 | 0 | 0 | 0 | 0 | 0 | 0 | 0 | 2070
1290 |  |  |  | SG | F102T |  | 0 | 0 | 0 | 0 | 0 | 0 | 0 | 0 | 0 | 2071
1291 |  |  |  | CAGE | F102T |  | 0 | 0 | 0 | 0 | 0 | 0 | 0 | 0 | 0 | 2072
1292 |  |  |  | CAGE | F102T |  | 0 | 0 | 0 | 0 | 0 | 0 | 0 | 0 | 0 | 2073
1293 |  |  |  | CAGW | F102T |  | 0 | 0 | 0 | 0 | 0 | 0 | 0 | 0 | 0 | 2074
1294 |  |  |  | JBG | F102T |  | 0 | 0 | 0 | 0 | 0 | 0 | 0 | 0 | 0 | 2075
1295 |  |  |  | SE | F102T |  | 0 | 0 | 0 | 0 | 0 | 0 | 0 | 0 | 0 | 2076
1296 |  |  |  | CAEW | F102T |  | 0 | 0 | 0 | 0 | 0 | 0 | 0 | 0 | 0 | 2077
1297 |  |  |  | CAEE | F12 |  | 0 | 0 | 0 | 0 | 0 | 0 | 0 | 0 | 0 | 2078
1298 |  |  |  | SO | F102T |  | 0 | 0 | 0 | 0 | 0 | 0 | 0 | 0 | 0 | 2079
1299 |  |  |  | Total Misc Regulatory Assets |  |  | 0 | 0 | 0 | 0 | 0 | 0 | 0 | 0 | 0
1300
1301 |  | 186 | Misc Deferred Debits |  | F102T |  | 0 | 0 | 0 | 0 | 0 | 0 | 0 | 0 | 0 | 2083
1302 |  |  |  | CAEW | F102T |  | 0 | 0 | 0 | 0 | 0 | 0 | 0 | 0 | 0 | 2084
1303 |  |  |  | CAEE | F102T |  | 0 | 0 | 0 | 0 | 0 | 0 | 0 | 0 | 0 | 2085
1304 |  |  |  | SG | F102T |  | 0 | 0 | 0 | 0 | 0 | 0 | 0 | 0 | 0 | 2086
1305 |  |  |  | SO | F102T |  | 0 | 0 | 0 | 0 | 0 | 0 | 0 | 0 | 0 | 2087
1306 |  |  |  | SE | F12 |  | 0 | 0 | 0 | 0 | 0 | 0 | 0 | 0 | 0 | 2088
1307 |  |  |  | CAGW | F102T |  | 0 | 0 | 0 | 0 | 0 | 0 | 0 | 0 | 0 | 2089
|  |  |  | CAGE | F102T |  | 0 | 0 | 0 | 0 | 0 | 0 | 0 | 0 | 0 | 2090
|  |  |  | CAEW | F102T |  | 0 | 0 | 0 | 0 | 0 | 0 | 0 | 0 | 0 | 2091
|  |  |  | CAEE | F102T |  | 0 | 0 | 0 | 0 | 0 | 0 | 0 | 0 | 0 | 2092
|  |  |  | JBE | F102T |  | 0 | 0 | 0 | 0 | 0 | 0 | 0 | 0 | 0 | 2093
1312 |  |  |  | EXCTAX | F102T |  | 0 | 0 | 0 | 0 | 0 | 0 | 0 | 0 | 0 | 2094
1313 |  |  |  | Total Misc Deferred Debits |  |  | 0 | 0 | 0 | 0 | 0 | 0 | 0 | 0 | 0
1314
1315 |  | CWC | Cash Working Capital |  | F137T |  | 0 | 0 | 0 | 0 | 0 | 0 | 0 | 0 | 0 | 2102
1316
1317 |  | OWC | Other Working Capital |  | F137T |  | 0 | 0 | 0 | 0 | 0 | 0 | 0 | 0 | 0 | 2115
1318 |  |  |  | Total Other Working Capital |  |  | 0 | 0 | 0 | 0 | 0 | 0 | 0 | 0 | 0
1319
1320 |  | 18222 | Nuclear Plant |  | F12 |  | 0 | 0 | 0 | 0 | 0 | 0 | 0 | 0 | 0 | 2129
1321
1322 |  | 1869 | Misc Deferred Debits-Trojan |  | F12 |  | 0 | 0 | 0 | 0 | 0 | 0 | 0 | 0 | 0 | 2134
1323
1324 |  | 141 | Impact Housing - Notes Receivable |  | F12 |  | 0 | 0 | 0 | 0 | 0 | 0 | 0 | 0 | 0 | 2137
1325 |  | TOTAL RATE BASE ADDITIONS |  |  |  |  | 9.0568e-07 | 3.781e-07 | 1.18e-07 | 1.942e-07 | 7.8006e-08 | 1.0249e-07 | 3.3408e-08 | 1.4852e-09 | 0
1326
1327 |  | Distribution - METER - Unbundled
1328
1329 |  | A |  | B | C |  | D | E | F | G | H | I | J | K
1330 |  | FERC ACCT |  | DESCRIPTION | COS Factor |  | Washington Jurisdiction Normalized | Residential Schedule 16 | Small General Service Schedule 24 | Large General Service < 1,000 kW Schedule 36 | Large General Service > 1,000 kW Schedule 48 | Large General Dedicated Facilities Schedule 48 | Agricultural Pumping Schedule 40 | Street & Area Lighting Sch. 15, 51-54, 57
1331
1332 |  | 235 | Customer Service Deposits |  | F51 |  | 0 | 0 | 0 | 0 | 0 | 0 | 0 | 0 | 0 | 2149
1333
1334 |  | 2281 | Accum Prov for Property Insurance |  | F102T |  | 2462.2865 | 1027.9364 | 320.799 | 527.9703 | 212.0759 | 278.6408 | 90.8261 | 4.0379 | 0 | 2154
1335
1336 |  | 2282 | Accum Prov for Injuries & Damages |  | F102T |  | 0 | 0 | 0 | 0 | 0 | 0 | 0 | 0 | 0 | 2158
1337
1338 |  | 2283 | Accum Prov for Pension & Benefits |  | F102T |  | -44123.4528 | -18420.3199 | -5748.6234 | -9461.0739 | -3800.3383 | -4993.1614 | -1627.5779 | -72.358 | 0 | 2163
1339
1340 |  | 254 | Reg Liabilities - Insurance Provision |  | F12 |  | 0 | 0 | 0 | 0 | 0 | 0 | 0 | 0 | 0 | 2169
1341
1342 |  | 22844 | Accum Hydro Relicensing Obligation |  | F12 |  | 0 | 0 | 0 | 0 | 0 | 0 | 0 | 0 | 0 | 2173
1343
1344
1345 |  | 22842 | Accum Misc Oper Prov - Trojan |  | F12 |  | 0 | 0 | 0 | 0 | 0 | 0 | 0 | 0 | 0 | 2178
1346
1347 |  | 252 | Customer Advances for Const |  | F50 |  | 0 | 0 | 0 | 0 | 0 | 0 | 0 | 0 | 0 | 2186
1348
1349 |  | 25398 | SO2 Emissions |  | F12 |  | 0 | 0 | 0 | 0 | 0 | 0 | 0 | 0 | 0 | 2189
1350
1351 |  | 25399 | Other Deferred Credits |  | F12 |  | 0 | 0 | 0 | 0 | 0 | 0 | 0 | 0 | 0 | 2198
1352
1353 |  | 190 | Accum Deferred Income Taxes |  | F104T |  | 0 | 0 | 0 | 0 | 0 | 0 | 0 | 0 | 0 | 2201
1354 |  |  |  | SG/CAGW | F104T |  | 0 | 0 | 0 | 0 | 0 | 0 | 0 | 0 | 0 | 2202
1355 |  |  |  | DOP | F138T |  | 101948.9405 | 42560.86 | 13282.4162 | 21860.1765 | 8780.8283 | 11536.892 | 3760.5815 | 167.186 | 0 | 2203
1356 |  |  |  | CN | F104T |  | 0 | 0 | 0 | 0 | 0 | 0 | 0 | 0 | 0 | 2204
1357 |  |  |  | BADDEBT | F42 |  | 0 | 0 | 0 | 0 | 0 | 0 | 0 | 0 | 0 | 2205
1358 |  |  |  | JBG | F104T |  | 0 | 0 | 0 | 0 | 0 | 0 | 0 | 0 | 0 | 2206
1359 |  |  |  | JBE | F104T |  | 0 | 0 | 0 | 0 | 0 | 0 | 0 | 0 | 0 | 2207
1360 |  |  |  | SE/CAEW | F104T |  | 0 | 0 | 0 | 0 | 0 | 0 | 0 | 0 | 0 | 2208
1361 |  |  |  | SNP | F104T |  | 0 | 0 | 0 | 0 | 0 | 0 | 0 | 0 | 0 | 2209
1362 |  |  |  | SNPD | F104T |  | 0 | 0 | 0 | 0 | 0 | 0 | 0 | 0 | 0 | 2210
1363 |  |  |  | Total Accum Deferred Income Taxes |  |  | 101948.9405 | 42560.86 | 13282.4162 | 21860.1765 | 8780.8283 | 11536.892 | 3760.5815 | 167.186 | 0
1364
1365 |  | 281 | Accum Deferred Income Taxes |  | F104T |  | -0.01078 | -0.0044995 | -0.0014044 | -0.002312 | -0.00092873 | -0.0012204 | -0.00039759 | -1.7652e-05 | 0 | 2217
1366
1367 |  | 282 | Accum Deferred Income Taxes |  | F104T |  | -51060245.2509 | -21311742.9284 | -6651808.3429 | -10950779.3691 | -4398888.6011 | -5780264.7192 | -1883153.2301 | -83608.06 | 0 | 2220
1368 |  |  |  |  | F104T |  | 0 | 0 | 0 | 0 | 0 | 0 | 0 | 0 | 0 | 2221
1369 |  |  |  |  | F104T |  | 0 | 0 | 0 | 0 | 0 | 0 | 0 | 0 | 0 | 2222
1370 |  |  |  |  | F104T |  | -403.0724 | -168.2361 | -52.5097 | -86.446 | -34.7251 | -45.6297 | -14.8657 | -0.66001 | 0 | 2223
1371 |  |  |  |  | F104T |  | 0 | 0 | 0 | 0 | 0 | 0 | 0 | 0 | 0 | 2224
1372 |  |  |  | DITBAL | F104T |  | 0 | 0 | 0 | 0 | 0 | 0 | 0 | 0 | 0 | 2225
1373 |  |  |  | DGP | F42 |  | 0 | 0 | 0 | 0 | 0 | 0 | 0 | 0 | 0 | 2226
1374 |  |  |  | SO | F138T |  | 27016.6682 | 11278.711 | 3519.8662 | 5792.9894 | 2326.9366 | 3057.2989 | 996.5614 | 44.3046 | 0 | 2227
1375 |  |  |  | JBE | F104T |  | -83755.4658 | -34958.2135 | -10911.1365 | -17962.852 | -7215.6129 | -9481.5205 | -3088.9859 | -137.1445 | 0 | 2228
1376 |  |  |  | SE | F104T |  | 0 | 0 | 0 | 0 | 0 | 0 | 0 | 0 | 0 | 2229
1377 |  |  |  | SG | F104T |  | 0 | 0 | 0 | 0 | 0 | 0 | 0 | 0 | 0 | 2230
1378 |  |  |  | Total Accum Deferred Income Taxes |  |  | -51117387.1208 | -21335590.6671 | -6659252.1229 | -10963035.6777 | -4403812.0024 | -5786734.5706 | -1885260.5203 | -83701.5599 | 0
1379
1380
1381 |  | 283 | Accum Deferred Income Taxes |  | F104T |  | -8236.754 | -3437.8915 | -1073.0326 | -1766.5186 | -709.6042 | -932.4401 | -303.7798 | -13.4872 | 0 | 2234
1382 |  |  |  | SG/CAGW | F104T |  | 0 | 0 | 0 | 0 | 0 | 0 | 0 | 0 | 0 | 2235
1383 |  |  |  | SE | F104T |  | 0 | 0 | 0 | 0 | 0 | 0 | 0 | 0 | 0 | 2236
1384 |  |  |  | SO | F138T |  | -4154.5513 | -1734.4102 | -541.2757 | -890.8305 | -357.8301 | -470.1433 | -153.2486 | -6.813 | 0 | 2237
1385 |  |  |  | GPS | F104T |  | -92661.2379 | -38675.3427 | -12071.3246 | -19872.8535 | -7982.8536 | -10489.6967 | -3417.4397 | -151.7272 | 0 | 2238
1386 |  |  |  | SNP | F104T |  | -14405.6895 | -6012.7081 | -1876.6828 | -3089.5568 | -1241.0638 | -1630.7932 | -531.2963 | -23.5884 | 0 | 2239
1387 |  |  |  | TROJD | F104T |  | 0 | 0 | 0 | 0 | 0 | 0 | 0 | 0 | 0 | 2240
1388 |  |  |  | SNPD | F104T |  | 0 | 0 | 0 | 0 | 0 | 0 | 0 | 0 | 0 | 2241
1389 |  |  |  | JBE | F104T |  | 0 | 0 | 0 | 0 | 0 | 0 | 0 | 0 | 0 | 2242
1390 |  |  |  | Total Accum Deferred Income Taxes |  |  | -119458.2327 | -49860.3524 | -15562.3157 | -25619.7594 | -10291.3517 | -13523.0732 | -4405.7644 | -195.6158 | 0
1391
1392 |  | 255 | Accum Investment Tax Credit |  | F104T |  | -4500.2978 | -1878.3535 | -586.2706 | -965.169 | -387.7049 | -509.4553 | -165.9755 | -7.369 | 0 | 2256
1393 |  | TOTAL RATE BASE DEDUCTIONS |  |  |  |  | -51181057.8878 | -21362160.9009 | -6667546.1188 | -10976693.5356 | -4409298.4941 | -5793944.7288 | -1887608.4308 | -83805.6788 | 0
1394
1395 | [6 empty] | D: ACCUMULATED DEPRECIATION
1396 | [6 empty] | D: GENERATION PLANT
1397
1398 |  | 108SP | Steam Prod Accumulated Depr |  | F12 |  | 0 | 0 | 0 | 0 | 0 | 0 | 0 | 0 | 0 | 2270
1399
1400 |  | 108NP | Nuclear Prod Accumulated Depr |  | F12 |  | 0 | 0 | 0 | 0 | 0 | 0 | 0 | 0 | 0 | 2276
1401
1402 |  | 108HP | Hydraulic Prod Accum Depr |  | F12 |  | 0 | 0 | 0 | 0 | 0 | 0 | 0 | 0 | 0 | 2287
1403
1404 |  | 108OP | Other Generation - Accum Depr |  | F12 |  | 0 | 0 | 0 | 0 | 0 | 0 | 0 | 0 | 0 | 2290
1405 |  |  |  | DGU | F12 |  | 0 | 0 | 0 | 0 | 0 | 0 | 0 | 0 | 0 | 2291
1406 |  |  |  | DGP | F12 |  | 0 | 0 | 0 | 0 | 0 | 0 | 0 | 0 | 0 | 2292
1407 |  |  |  | SG | F12 |  | 0 | 0 | 0 | 0 | 0 | 0 | 0 | 0 | 0 | 2293
1408 |  |  |  | CAGW | F12 |  | 0 | 0 | 0 | 0 | 0 | 0 | 0 | 0 | 0 | 2294
1409 |  |  |  | CAGE | F12 |  | 0 | 0 | 0 | 0 | 0 | 0 | 0 | 0 | 0 | 2295
1410 |  |  |  | SG | F12 |  | 0 | 0 | 0 | 0 | 0 | 0 | 0 | 0 | 0 | 2296
1411 |  |  |  | Total Other Generation - Accum Depr |  |  | 0 | 0 | 0 | 0 | 0 | 0 | 0 | 0 | 0
1412
1413 |  | 108EP | Experimental Plant - Accum Depr |  | F12 |  | 0 | 0 | 0 | 0 | 0 | 0 | 0 | 0 | 0 | 2302
1414
1415
1416
1417 |  | TOTAL GENERATION PLANT DEPRECIATION |  |  |  |  | 0 | 0 | 0 | 0 | 0 | 0 | 0 | 0 | 0
1418
1419
1420 | [6 empty] | D: TRANSMISSION PLANT
1421
1422 |  | 108TP | Transmission Plant Accum Depr |  | F106 |  | -183989867.546 | -76810675.5394 | -23971117.2247 | -39451621.1079 | -15846986.0349 | -20820924.9232 | -6786817.8294 | -301724.8865 | 0 | 2313
1423
1424
1425 | [6 empty] | D: DISTRIBUTION PLANT
1426
1427 |  | 108360 | Land and Land Rights |  | F118 |  | 0 | 0 | 0 | 0 | 0 | 0 | 0 | 0 | 0 | 2317
1428
1429 |  | 108361 | Structures and Improvements |  | F119 |  | 0 | 0 | 0 | 0 | 0 | 0 | 0 | 0 | 0 | 2321
1430
1431 |  | 108362 | Station Equipment |  | F120 |  | 0 | 0 | 0 | 0 | 0 | 0 | 0 | 0 | 0 | 2325
1432
1433 |  | Distribution - METER - Unbundled
1434
1435 |  | A |  | B | C |  | D | E | F | G | H | I | J | K
1436 |  | FERC ACCT |  | DESCRIPTION | COS Factor |  | Washington Jurisdiction Normalized | Residential Schedule 16 | Small General Service Schedule 24 | Large General Service < 1,000 kW Schedule 36 | Large General Service > 1,000 kW Schedule 48 | Large General Dedicated Facilities Schedule 48 | Agricultural Pumping Schedule 40 | Street & Area Lighting Sch. 15, 51-54, 57
1437
1438 |  | 108364 | Poles, Towers & Fixtures |  | F121 |  | 0 | 0 | 0 | 0 | 0 | 0 | 0 | 0 | 0 | 2329
1439
1440 |  | 108365 | Overhead Conductors |  | F122 |  | 0 | 0 | 0 | 0 | 0 | 0 | 0 | 0 | 0 | 2333
1441
1442 |  | 108366 | Underground Conduit |  | F123 |  | 0 | 0 | 0 | 0 | 0 | 0 | 0 | 0 | 0 | 2337
1443
1444 |  | 108367 | Underground Conductors |  | F124 |  | 0 | 0 | 0 | 0 | 0 | 0 | 0 | 0 | 0 | 2341
1445
1446 |  | 108368 | Line Transformers |  | F125 |  | 0 | 0 | 0 | 0 | 0 | 0 | 0 | 0 | 0 | 2345
1447
1448 |  | 108369 | Services |  | F126 |  | 0 | 0 | 0 | 0 | 0 | 0 | 0 | 0 | 0 | 2349
1449
1450 |  | 108370 | Meters |  | F127 |  | 0 | 0 | 0 | 0 | 0 | 0 | 0 | 0 | 0 | 2353
1451
1452 |  | 108371 | Install on Customers' Premises |  | F128 |  | 0 | 0 | 0 | 0 | 0 | 0 | 0 | 0 | 0 | 2357
1453
1454 |  | 108372 | Leased Property |  | F129 |  | 0 | 0 | 0 | 0 | 0 | 0 | 0 | 0 | 0 | 2361
1455
1456 |  | 108373 | Street Lights |  | F130 |  | 0 | 0 | 0 | 0 | 0 | 0 | 0 | 0 | 0 | 2365
1457
1458 |  | 108D00 | Unclassified Dist Plant - Acct 300 |  | F121 |  | 0 | 0 | 0 | 0 | 0 | 0 | 0 | 0 | 0 | 2369
1459
1460 |  | 108DS | Unclassified Dist Sub - Acct 300 |  | F120 |  | 0 | 0 | 0 | 0 | 0 | 0 | 0 | 0 | 0 | 2373
1461
1462 |  | 108D | Unclassified Dist Sub - Acct 300 |  | F102T |  | 0 | 0 | 0 | 0 | 0 | 0 | 0 | 0 | 0 | 2377
1463
1464
1465 |  | TOTAL DISTRIBUTION PLANT DEPR |  |  |  |  | 0 | 0 | 0 | 0 | 0 | 0 | 0 | 0 | 0
1466
1467 | [6 empty] | D: GENERAL PLANT
1468 |  | 108GP | General Plant Accumulated Depr
1469 |  |  |  | S | F107T |  | -7799690.6857 | -3256154.9098 | -1016182.5879 | -1672431.454 | -671784.762 | -882639.769 | -287706.4945 | -12790.7086 | 0 | 2383
1470 |  |  |  | SG-P | F105T |  | -4219808.4914 | -1761653.2106 | -549777.6881 | -904823.1186 | -363450.7004 | -477528.0126 | -155655.6994 | -6920.0617 | 0 | 2384
1471 |  |  |  | SG-U | F105T |  | 0 | 0 | 0 | 0 | 0 | 0 | 0 | 0 | 0 | 2385
1472 |  |  |  | CAGW | F105T |  | -229837.4039 | -95950.7526 | -29944.3628 | -49282.3779 | -19795.8191 | -26009.1895 | -8477.9918 | -376.9102 | 0 | 2386
1473 |  |  |  | CN | F42 |  | 0 | 0 | 0 | 0 | 0 | 0 | 0 | 0 | 0 | 2387
1474 |  |  |  | SO | F102T |  | -2900352.7472 | -1210816.9694 | -377872.4156 | -621901.734 | -249806.4165 | -328213.8718 | -106985.053 | -4756.2869 | 0 | 2388
1475 |  |  |  | SE | F12 |  | 0 | 0 | 0 | 0 | 0 | 0 | 0 | 0 | 0 | 2389
1476 |  |  |  | JBG | F105T |  | -1009915.7625 | -421611.8691 | -131576.8605 | -216548.9575 | -86983.7084 | -114285.534 | -37252.6726 | -1656.1603 | 0 | 2390
1477 |  |  |  | CAGE | F105T |  | 0 | 0 | 0 | 0 | 0 | 0 | 0 | 0 | 0 | 2391
1478 |  |  |  | CAGE | F105T |  | 0 | 0 | 0 | 0 | 0 | 0 | 0 | 0 | 0 | 2392
1479 |  |  | Total General Plant Accumulated Depr |  |  |  | -16159605.0908 | -6746187.7115 | -2105353.9149 | -3464987.642 | -1391821.4064 | -1828676.377 | -596077.9113 | -26500.1278 | 0
1480
1481 |  | 108MP | Mining Plant Accumulated Depr. |  | F12 |  | 0 | 0 | 0 | 0 | 0 | 0 | 0 | 0 | 0 | 2399
1482
1483 |  | 1081390 | Accum Depr - Capital Lease |  | F12 |  | 0 | 0 | 0 | 0 | 0 | 0 | 0 | 0 | 0 | 2406
1484 |  |  | Remove Capital Lease |  | F12 |  | 0 | 0 | 0 | 0 | 0 | 0 | 0 | 0 | 0 | 2409
1485
1486 |  | 1081399L | Accum Depr - Capital Lease |  | F12 |  | 0 | 0 | 0 | 0 | 0 | 0 | 0 | 0 | 0 | 2413
1487 |  |  |  | SE | F12 |  | 0 | 0 | 0 | 0 | 0 | 0 | 0 | 0 | 0 | 2414
1488 |  |  | Remove Capital Lease |  | F12 |  | 0 | 0 | 0 | 0 | 0 | 0 | 0 | 0 | 0 | 2417
1489
1490 |  | TOTAL GENERAL PLANT ACCUM DEPR |  |  |  |  | -16159605.0908 | -6746187.7115 | -2105353.9149 | -3464987.642 | -1391821.4064 | -1828676.377 | -596077.9113 | -26500.1278 | 0
1491
1492
1493 |  | TOTAL ACCUM DEPR - PLANT IN SERVICE |  |  |  |  | -200149472.6368 | -83556863.2509 | -26076471.1396 | -42916608.7499 | -17238807.4413 | -22649601.3001 | -7382895.7407 | -328225.0143 | 0
1494
1495
1496 | [6 empty] | D: ACCUMULATED AMORTIZATION
1497
1498 |  | 111CLS | Accum Prov for Amort-Steam |  | F12 |  | 0 | 0 | 0 | 0 | 0 | 0 | 0 | 0 | 0 | 2430
1499
1500 |  | 111CLG | Accum Prov for Amort-General
1501 |  |  |  | S | F108 |  | -615461.7239 | -301887.7042 | -85934.0866 | -108982.9252 | -42144.6778 | -48530.4123 | -25716.7548 | -2265.163 | 0 | 2434
1502 |  |  |  | CN | F108 |  | 0 | 0 | 0 | 0 | 0 | 0 | 0 | 0 | 0 | 2435
1503 |  |  |  | SG | F108 |  | 0 | 0 | 0 | 0 | 0 | 0 | 0 | 0 | 0 | 2436
1504 |  |  |  | SO | F108 |  | -31997.9126 | -15695.17 | -4467.7212 | -5666.0325 | -2191.1057 | -2523.1007 | -1337.0165 | -117.766 | 0 | 2437
1505 |  |  |  | SE | F108 |  | 0 | 0 | 0 | 0 | 0 | 0 | 0 | 0 | 0 | 2438
1506 |  |  | Total Accum Prov for Amort-General |  |  |  | -647459.6365 | -317582.8742 | -90401.8079 | -114648.9577 | -44335.7835 | -51053.513 | -27053.7712 | -2382.9291 | 0 | 2439
1507
1508 |  | 111CLH | Accum Prov for Amort-Hydro |  | F12 |  | 0 | 0 | 0 | 0 | 0 | 0 | 0 | 0 | 0 | 2449
1509
1510 |  | 111IP | Accum Prov for Amort-Intangible
1511 |  |  |  | S | F107T |  | -1549.4576 | -646.8556 | -201.8711 | -332.239 | -133.4543 | -175.3419 | -57.1547 | -2.541 | 0 | 2453
1512 |  |  |  | DGP | F105T |  | 0 | 0 | 0 | 0 | 0 | 0 | 0 | 0 | 0 | 2454
1513 |  |  |  | DGU | F105T |  | 0 | 0 | 0 | 0 | 0 | 0 | 0 | 0 | 0 | 2455
1514 |  |  |  | CAEW | F105T |  | 0 | 0 | 0 | 0 | 0 | 0 | 0 | 0 | 0 | 2456
1515 |  |  |  | CAEE | F105T |  | 0 | 0 | 0 | 0 | 0 | 0 | 0 | 0 | 0 | 2457
1516 |  |  |  | SE | F12 |  | 0 | 0 | 0 | 0 | 0 | 0 | 0 | 0 | 0 | 2458
1517 |  |  |  | SG | F105T |  | -945640.6229 | -394778.7779 | -123202.7748 | -202766.9026 | -81447.712 | -107011.9386 | -34881.7613 | -1550.7556 | 0 | 2459
1518 |  |  |  | SG-P | F105T |  | -1744797.8136 | -728404.7787 | -227320.9578 | -374124.4188 | -150278.8548 | -197447.3093 | -64360.2013 | -2861.293 | 0 | 2460
1519 |  |  |  | SG-U | F105T |  | -96002.0755 | -40078.2085 | -12507.629 | -20585.0331 | -8268.6268 | -10863.9244 | -3541.22 | -157.4338 | 0 | 2461
1520 |  |  |  | CN | F42 |  | 0 | 0 | 0 | 0 | 0 | 0 | 0 | 0 | 0 | 2462
1521 |  |  |  | CAGE | F105T |  | 0 | 0 | 0 | 0 | 0 | 0 | 0 | 0 | 0 | 2463
1522 |  |  |  | CAGE | F105T |  | 0 | 0 | 0 | 0 | 0 | 0 | 0 | 0 | 0 | 2464
1523 |  |  |  | CAGW | F105T |  | -874502.0034 | -365080.3739 | -113934.4808 | -187513.1612 | -75320.5664 | -98961.6483 | -32257.6774 | -1434.0954 | 0 | 2465
1524 |  |  |  | CAGE | F105T |  | 0 | 0 | 0 | 0 | 0 | 0 | 0 | 0 | 0 | 2466
1525 |  |  |  | JBG | F105T |  | -180918.3608 | -75528.4065 | -23570.946 | -38793.0201 | -15582.4382 | -20473.3427 | -6673.5194 | -296.6879 | 0 | 2467
1526 |  |  |  | SO | F102T |  | -8441000.563 | -3523884.0275 | -1099735.6359 | -1809942.9084 | -727020.5682 | -955212.5959 | -311362.4347 | -13842.3924 | 0 | 2468
1527 |  |  | Total Accum Prov for Amort-Intangible |  |  |  | -12284410.8969 | -5128401.4287 | -1600474.2955 | -2634057.6832 | -1058052.2206 | -1390146.1011 | -453133.9688 | -20145.1989 | 0
1528
1529 |  | 111390 | Accum Prov for Amort-Capital Lease |  | F12 |  | 0 | 0 | 0 | 0 | 0 | 0 | 0 | 0 | 0 | 2479
1530
1531
1532 |  | TOTAL ACCUM PROV FOR AMORTIZATION |  |  |  |  | -12931870.5334 | -5445984.3029 | -1690876.1034 | -2748706.6408 | -1102388.0042 | -1441199.6141 | -480187.74 | -22528.128 | 0

## Transmission-Energy
Transmission Energy |  |  | - | Transmission - Energy - Unbundled
PacifiCorp
3 | Cost Of Service By Rate Schedule
4 | State of Washington
5 | WCA
6 | 12 Months Ending June 2022
7
8
9 |  | A |  | B | C |  | D | E | F | G | H | I | J | K | Chk Total
12 |  |  |  | DESCRIPTION |  |  | Washington Jurisdiction Normalized | Residential Schedule 16 | Small General Service Schedule 24 | Large General Service < 1,000 kW Schedule 36 | Large General Service > 1,000 kW Schedule 48 | Large General Dedicated Facilities Schedule 48 | Agricultural Pumping Schedule 40 | Street & Area Lighting Sch. 15, 51-54, 57 | 0
13
12 |  |  |  | Operating Revenues |  |  | 1.0456 | 0.43651 | 0.13623 | 0.2242 | 0.090058 | 0.11832 | 0.038569 | 0.0017147 | 0
13
14 |  |  |  | Operating Expenses
15 |  |  |  | Operation & Maintenance Expenses |  |  | 1.0456 | 0.43651 | 0.13623 | 0.2242 | 0.090058 | 0.11832 | 0.038569 | 0.0017147 | 0
16 |  |  |  | Depreciation Expense |  |  | 0 | 0 | 0 | 0 | 0 | 0 | 0 | 0 | 0
17 |  |  |  | Amortization Expense |  |  | 0 | 0 | 0 | 0 | 0 | 0 | 0 | 0 | 0
18 |  |  |  | Taxes Other Than Income |  |  | 0 | 0 | 0 | 0 | 0 | 0 | 0 | 0 | 0
19 |  |  |  | Income Taxes - Federal |  |  | 0 | 0 | 0 | 0 | 0 | 0 | 0 | 0 | 0
20 |  |  |  | Income Taxes - State |  |  | 0 | 0 | 0 | 0 | 0 | 0 | 0 | 0 | 0
21 |  |  |  | Income Taxes Deferred |  |  | 0 | 0 | 0 | 0 | 0 | 0 | 0 | 0 | 0
22 |  |  |  | Investment Tax Credit Adj |  |  | 0 | 0 | 0 | 0 | 0 | 0 | 0 | 0 | 0
23 |  |  |  | Misc Revenues & Expense |  |  | 0 | 0 | 0 | 0 | 0 | 0 | 0 | 0 | 0
24
25 |  |  |  | Total Operating Expenses |  |  | 1.0456 | 0.43651 | 0.13623 | 0.2242 | 0.090058 | 0.11832 | 0.038569 | 0.0017147 | 0
26
27 |  |  |  | Operating Revenue For Return |  |  | 0 | 0 | 0 | 0 | 0 | 0 | 0 | 0 | 0
28
29
30 |  |  |  | Rate Base :
31 |  |  |  | Electric Plant In Service |  |  | 0 | 0 | 0 | 0 | 0 | 0 | 0 | 0 | 0
32 |  |  |  | Plant Held For Future Use |  |  | 0 | 0 | 0 | 0 | 0 | 0 | 0 | 0 | 0
33 |  |  |  | Electric Plant Acquisition Adj |  |  | 0 | 0 | 0 | 0 | 0 | 0 | 0 | 0 | 0
34 |  |  |  | Pensions |  |  | 0 | 0 | 0 | 0 | 0 | 0 | 0 | 0 | 0
35 |  |  |  | Prepayments |  |  | 0 | 0 | 0 | 0 | 0 | 0 | 0 | 0 | 0
36 |  |  |  | Fuel Stock |  |  | 0 | 0 | 0 | 0 | 0 | 0 | 0 | 0 | 0
37 |  |  |  | Materials & Supplies |  |  | 0 | 0 | 0 | 0 | 0 | 0 | 0 | 0 | 0
38 |  |  |  | Misc Deferred Debits |  |  | 0 | 0 | 0 | 0 | 0 | 0 | 0 | 0 | 0
39 |  |  |  | Cash Working Capital |  |  | 0 | 0 | 0 | 0 | 0 | 0 | 0 | 0 | 0
40 |  |  |  | Weatherization Loans |  |  | 0 | 0 | 0 | 0 | 0 | 0 | 0 | 0 | 0
41 |  |  |  | Miscellaneous Rate Base |  |  | 0 | 0 | 0 | 0 | 0 | 0 | 0 | 0 | 0
42
43 |  |  |  | Total Rate Base Additions |  |  | 0 | 0 | 0 | 0 | 0 | 0 | 0 | 0 | 0
44
45 |  |  |  | Rate Base Deductions :
46 |  |  |  | Accum Provision For Depreciation |  |  | 0 | 0 | 0 | 0 | 0 | 0 | 0 | 0 | 0
47 |  |  |  | Accum Provision For Amortization |  |  | 0 | 0 | 0 | 0 | 0 | 0 | 0 | 0 | 0
48 |  |  |  | Accum Deferred Income Taxes |  |  | 0 | 0 | 0 | 0 | 0 | 0 | 0 | 0 | 0
49 |  |  |  | Unamortized ITC |  |  | 0 | 0 | 0 | 0 | 0 | 0 | 0 | 0 | 0
50 |  |  |  | Customer Advance For Construction |  |  | 0 | 0 | 0 | 0 | 0 | 0 | 0 | 0 | 0
51 |  |  |  | Customer Service Deposits |  |  | 0 | 0 | 0 | 0 | 0 | 0 | 0 | 0 | 0
52 |  |  |  | Misc Rate Base Deductions |  |  | 0 | 0 | 0 | 0 | 0 | 0 | 0 | 0 | 0
53 | [14 empty] | 0
54 |  |  |  | Total Rate Base Deductions |  |  | 0 | 0 | 0 | 0 | 0 | 0 | 0 | 0 | 0
55 | [14 empty] | 0
56 |  |  |  | Total Rate Base |  |  | 0 | 0 | 0 | 0 | 0 | 0 | 0 | 0 | 0
57
58
59 |  |  |  | Return On Rate Base |  |  | #DIV/0! | 5.383% | 8.27% | 7.279% | 4.844% | 2.406% | 3.83% | 4.672%
60
61 |  |  |  | Return On Equity |  |  | #DIV/0! | 5.818% | 11.42% | 9.498% | 4.773% | 0.04038% | 2.804% | 4.438%
PacifiCorp
Cost Of Service By Rate Schedule
State of Washington
WCA
12 Months Ending June 2022
|  | A |  | B | C |  | D | E | F | G | H | I | J | K
|  |  |  | DESCRIPTION | COS Factor |  | Washington Jurisdiction Normalized | Residential Schedule 16 | Small General Service Schedule 24 | Large General Service < 1,000 kW Schedule 36 | Large General Service > 1,000 kW Schedule 48 | Large General Dedicated Facilities Schedule 48 | Agricultural Pumping Schedule 40 | Street & Area Lighting Sch. 15, 51-54, 57
79 |  |  |  | Total Rate Base |  |  | 0 | 0 | 0 | 0 | 0 | 0 | 0 | 0 | 0
80
81
82 |  |  |  | Return On Ratebase ($$) | 5.772% |  | 0 | 0 | 0 | 0 | 0 | 0 | 0 | 0 | 0
83 |  |  |  | Operating & Maintenance Expense |  |  | 1.0456 | 0.43651 | 0.13623 | 0.2242 | 0.090058 | 0.11832 | 0.038569 | 0.0017147 | 0
84 |  |  |  | Bad Debt to Produce ROR | F80 |  | 0 | 0 | 0 | 0 | 0 | 0 | 0 | 0 | 0
85 |  |  |  | Depreciation Expense |  |  | 0 | 0 | 0 | 0 | 0 | 0 | 0 | 0 | 0
86 |  |  |  | Amortization Expense |  |  | 0 | 0 | 0 | 0 | 0 | 0 | 0 | 0 | 0
87 |  |  |  | Taxes Other Than Income |  |  | 0 | 0 | 0 | 0 | 0 | 0 | 0 | 0 | 0
88 |  |  |  | Federal Income Taxes |  |  | 0 | 0 | 0 | 0 | 0 | 0 | 0 | 0 | 0
89 |  |  |  | FIT Adj to Produce Target ROR | F101 |  | 0 | 0 | 0 | 0 | 0 | 0 | 0 | 0 | 0
90 |  |  |  | State Income Taxes |  |  | 0 | 0 | 0 | 0 | 0 | 0 | 0 | 0 | 0
91 |  |  |  | SIT Adj to Produce Target ROR | F101 |  | 0 | 0 | 0 | 0 | 0 | 0 | 0 | 0 | 0
92 |  |  |  | Deferred Income Taxes |  |  | 0 | 0 | 0 | 0 | 0 | 0 | 0 | 0 | 0
93 |  |  |  | Investment Tax Credit |  |  | 0 | 0 | 0 | 0 | 0 | 0 | 0 | 0 | 0
94 |  |  |  | Misc Revenue & Expenses |  |  | 0 | 0 | 0 | 0 | 0 | 0 | 0 | 0 | 0
95 |  |  |  | Revenue Credits |  |  | 0 | 0 | 0 | 0 | 0 | 0 | 0 | 0 | 0
96
97 |  |  |  | Total Revenue Requirements |  |  | 1.0456 | 0.43651 | 0.13623 | 0.2242 | 0.090058 | 0.11832 | 0.038569 | 0.0017147 | 0
98 |  |  |  | Operating Revenues |  |  | 1.0456 | 0.43651 | 0.13623 | 0.2242 | 0.090058 | 0.11832 | 0.038569 | 0.0017147 | 0
99
100 |  |  |  | Increase / (Decrease) Required to
101 |  |  |  | Earn Equal Rates of Return |  |  | 0 | 0 | 0 | 0 | 0 | 0 | 0 | 0 | 0
102
103 |  |  |  | Existing Revenues |  |  | 1.0456 | 0.43651 | 0.13623 | 0.2242 | 0.090058 | 0.11832 | 0.038569 | 0.0017147 | 0
104 |  |  |  | check |  |  | 0 | 0 | 0 | 0 | 0 | 0 | 0 | 0 | 0
105 |  |  |  | Percent Increase / (Decrease)
106 |  |  |  | Over Existing Rates To
107 |  |  |  | Equal Authorized RoE & RoR | bar: D to K
[5 empty] | WCA |  | E: ELECTRIC REVENUES
|  | Transmission - Energy - Unbundled |  |  | Method
|  | A |  | B | 0 |  | D | E | F | G | H | I | J | K
|  | FERC ACCT |  | DESCRIPTION | COS Factor |  | Washington Jurisdiction Normalized | Residential Schedule 16 | Small General Service Schedule 24 | Large General Service < 1,000 kW Schedule 36 | Large General Service > 1,000 kW Schedule 48 | Large General Dedicated Facilities Schedule 48 | Agricultural Pumping Schedule 40 | Street & Area Lighting Sch. 15, 51-54, 57 |  | Func Study Row
120 |  | 440 | Residential Sales |  | A |  | 0.43651 | 0.43651 | 0 | 0 | 0 | 0 | 0 | 0 | 0
121
122 |  | 442 | Commercial & Industrial Sales |  | A |  | 0.51732 | 0 | 0.13623 | 0.2242 | 0 | 0.11832 | 0.038569 | 0 | 0
123 |  |  |  | Interruptible Demand | F30 |  | 0 | 0 | 0 | 0 | 0 | 0 | 0 | 0 | 0 | 100
124 |  |  |  | Interruptible Energy | F30 |  | 0 | 0 | 0 | 0 | 0 | 0 | 0 | 0 | 0 | 101
125 | [6 empty] | 0.51732 | 0 | 0.13623 | 0.2242 | 0 | 0.11832 | 0.038569 | 0 | 0
126
127 |  | 444 | Public Street & Highway Lighting |  | A |  | 0.091773 | 0 | 0 | 0 | 0.090058 | 0 | 0 | 0.0017147 | 0
128
129 |  | 445 | Other Sales to Public Authority |  | A |  | 0 | 0 | 0 | 0 | 0 | 0 | 0 | 0 | 0
130
131 |  | 448 | Interdepartmental |  | A | 0 | 0 | 0 | 0 | 0 | 0 | 0 | 0 | 0 | 0 | 114
132 |  |  |  | Demand | F30 |  | 0 | 0 | 0 | 0 | 0 | 0 | 0 | 0 | 0 | 115
133 | [6 empty] | 0 | 0 | 0 | 0 | 0 | 0 | 0 | 0 | 0
134
135 |  | Total Sales to Ultimate Customers |  |  |  |  | 1.0456 | 0.43651 | 0.13623 | 0.2242 | 0.090058 | 0.11832 | 0.038569 | 0.0017147 | 0
136
137 |  | 447 | Sales for Resale |  | F30 |  | 0 | 0 | 0 | 0 | 0 | 0 | 0 | 0 | 0 | 121
138 | [6 empty] | 0 | 0 | 0 | 0 | 0 | 0 | 0 | 0 | 0
139
140 |  | 447NPC | Sales for Resale - NPC
141 |  |  |  | Demand | F30 |  | 0 | 0 | 0 | 0 | 0 | 0 | 0 | 0 | 0 | 0
142 |  |  |  | Energy | F30 |  | 0 | 0 | 0 | 0 | 0 | 0 | 0 | 0 | 0 | 127
143 | [6 empty] | 0 | 0 | 0 | 0 | 0 | 0 | 0 | 0 | 0
144
145 |  | 449 | Provision for Rate Refund |  | F11 |  | 0 | 0 | 0 | 0 | 0 | 0 | 0 | 0 | 0 | 133
146 |  |  |  |  | F30 |  | 0 | 0 | 0 | 0 | 0 | 0 | 0 | 0 |  | 134
147
148 |  | State Specific Revenue Credit |  |  | F140T |  | 0 | 0 | 0 | 0 | 0 | 0 | 0 | 0 | 0 | 136
149
150 |  | AGA Revenue |  |  | A | 0 | 0 | 0 | 0 | 0 | 0 | 0 | 0 | 0 | 0 | 137
151
152 |  | Autopay Bill Credit |  |  | F40 | 0 | 0 | 0 | 0 | 0 | 0 | 0 | 0 | 0 | 0 | 139
153
154 |  | Paperless Bill Credit |  |  | F40 | 0 | 0 | 0 | 0 | 0 | 0 | 0 | 0 | 0 | 0 | 141
155
156
157 |  | Total Sales from Electricity |  |  |  |  | 1.0456 | 0.43651 | 0.13623 | 0.2242 | 0.090058 | 0.11832 | 0.038569 | 0.0017147 | 0
158
159 |  | Other Electric Operating Revenues
160 |  | 450 | Forfeited Discounts & Interest |  | A | 0 | 0 | 0 | 0 | 0 | 0 | 0 | 0 | 0 | 0 | 147
161 |  |  |  | Customers | F40 |  | 0 | 0 | 0 | 0 | 0 | 0 | 0 | 0 | 0 | 148
162 | [6 empty] | 0 | 0 | 0 | 0 | 0 | 0 | 0 | 0 | 0
163
164 |  | 451 | Misc Electric Revenue |  | A | 0 | 0 | 0 | 0 | 0 | 0 | 0 | 0 | 0 | 0 | 152
165 |  |  |  | Demand | F30 |  | 0 | 0 | 0 | 0 | 0 | 0 | 0 | 0 | 0 | 153
166 |  |  |  | Customer | F40 |  | 0 | 0 | 0 | 0 | 0 | 0 | 0 | 0 | 0 | 154
167 | [6 empty] | 0 | 0 | 0 | 0 | 0 | 0 | 0 | 0 | 0
168
169 |  | 453 | Water Sales |  | F12 |  | 0 | 0 | 0 | 0 | 0 | 0 | 0 | 0 | 0 | 162
170
171 |  | 454 | Rent of Electric Property |  | A | 0 | 0 | 0 | 0 | 0 | 0 | 0 | 0 | 0 | 0 | 165
172 |  |  |  | Demand | F30 |  | 0 | 0 | 0 | 0 | 0 | 0 | 0 | 0 | 0 | 166
173 |  |  |  | Demand | F30 |  | 0 | 0 | 0 | 0 | 0 | 0 | 0 | 0 | 0 | 167
174 |  |  |  | Jim Bridger Generation | F30 |  | 0 | 0 | 0 | 0 | 0 | 0 | 0 | 0 | 0 | 168
175 |  |  |  | Customer | F40 |  | 0 | 0 | 0 | 0 | 0 | 0 | 0 | 0 | 0 | 169
176 | [6 empty] | 0 | 0 | 0 | 0 | 0 | 0 | 0 | 0 | 0
177
178 |  | 456 | Other Electric Revenue |  | A | 0 | 0 | 0 | 0 | 0 | 0 | 0 | 0 | 0 | 0 | 173
179 |  |  |  | CAGE | F12 |  | 0 | 0 | 0 | 0 | 0 | 0 | 0 | 0 | 0 | 174
180 |  |  |  | CAGW | F12 |  | 0 | 0 | 0 | 0 | 0 | 0 | 0 | 0 | 0 | 175
181 |  |  |  | SO | F12 |  | 0 | 0 | 0 | 0 | 0 | 0 | 0 | 0 | 0 | 176
182 |  |  |  | SG | F40 |  | 0 | 0 | 0 | 0 | 0 | 0 | 0 | 0 | 0 | 177
183 |  |  |  | JBG | F12 |  | 0 | 0 | 0 | 0 | 0 | 0 | 0 | 0 | 0 | 178
184 |  |  |  | WRG | F12 |  | 0 | 0 | 0 | 0 | 0 | 0 | 0 | 0 | 0 | 179
185 |  |  |  | WRE | F12 |  | 0 | 0 | 0 | 0 | 0 | 0 | 0 | 0 | 0 | 180
186 |  |  |  | CN | F12 |  | 0 | 0 | 0 | 0 | 0 | 0 | 0 | 0 | 0 | 181
187 |  |  |  | SE | F12 |  | 0 | 0 | 0 | 0 | 0 | 0 | 0 | 0 | 0 | 182
188 | [6 empty] | 0 | 0 | 0 | 0 | 0 | 0 | 0 | 0 | 0
189 | [14 empty] | 0
190 |  | Total Other Electric Operating Revenues |  |  |  |  | 0 | 0 | 0 | 0 | 0 | 0 | 0 | 0 | 0
191 | [14 empty] | 0
192 |  | Total Electric Operating Revenues |  |  |  |  | 1.0456 | 0.43651 | 0.13623 | 0.2242 | 0.090058 | 0.11832 | 0.038569 | 0.0017147 | 0
193
194 |  | Miscellaneous Revenues
195 |  | 41160 | Gain on Sale of Utility Plant - CR |  | F12 |  | 0 | 0 | 0 | 0 | 0 | 0 | 0 | 0 | 0 | 196
196 |  | 41170 | Loss on Sale of Utility Plant |  | F12 |  | 0 | 0 | 0 | 0 | 0 | 0 | 0 | 0 | 0 | 201
197 |  | 4118 | Gain from Emission Allowances |  | F12 |  | 0 | 0 | 0 | 0 | 0 | 0 | 0 | 0 | 0 | 203
198 |  | 41181 | Gain from Disposition of NOX Credits |  | F12 |  | 0 | 0 | 0 | 0 | 0 | 0 | 0 | 0 | 0 | 208
199 |  | 4194 | Impact Housing Interest Income |  | F12 |  | 0 | 0 | 0 | 0 | 0 | 0 | 0 | 0 | 0 | 212
200 |  | 421 | (Gain)/Loss on Sale of Utility Plant |  | F12 |  | 0 | 0 | 0 | 0 | 0 | 0 | 0 | 0 | 0 | 223
201
202 |  | Total Miscellaneous Revenues |  |  |  |  | 0 | 0 | 0 | 0 | 0 | 0 | 0 | 0 | 0
203
204 |  | Miscellaneous Expenses
205 |  | 4311 | Interest on Customer Deposits |  | F80 |  | 0 | 0 | 0 | 0 | 0 | 0 | 0 | 0 | 0 | 229
206
207 |  | Net Miscellaneous Revenues And Expense |  |  |  |  | 0 | 0 | 0 | 0 | 0 | 0 | 0 | 0 | 0
208
209 |  | Distribution - METER - Unbundled
210 | [6 empty] | E: STEAM POWER GENERATION
211
212 |  | A |  | B | C |  | D | E | F | G | H | I | J | K
213 |  | FERC ACCT |  | DESCRIPTION | COS Factor |  | Washington Jurisdiction Normalized | Residential Schedule 16 | Small General Service Schedule 24 | Large General Service < 1,000 kW Schedule 36 | Large General Service > 1,000 kW Schedule 48 | Large General Dedicated Facilities Schedule 48 | Agricultural Pumping Schedule 40 | Street & Area Lighting Sch. 15, 51-54, 57
214 |  | 500 | Operation Suprvn & Engineering |  | F30 |  | 0 | 0 | 0 | 0 | 0 | 0 | 0 | 0 | 0 | 237
|  |  |  | JBG | F30 |  | 0 | 0 | 0 | 0 | 0 | 0 | 0 | 0 | 0 | 238
216 |  |  |  | CAGW | F30 |  | 0 | 0 | 0 | 0 | 0 | 0 | 0 | 0 | 0 | 239
217 |  |  |  | Total 500 |  |  | 0 | 0 | 0 | 0 | 0 | 0 | 0 | 0 | 0
218
219 |  | 501 | Fuel Related |  | F30 |  | 0 | 0 | 0 | 0 | 0 | 0 | 0 | 0 | 0 | 243
220 |  |  |  | S | F30 |  | 0 | 0 | 0 | 0 | 0 | 0 | 0 | 0 | 0 | 244
221 |  |  |  | SE | F30 |  | 0 | 0 | 0 | 0 | 0 | 0 | 0 | 0 | 0 | 245
222 |  |  |  | CAGW | F30 |  | 0 | 0 | 0 | 0 | 0 | 0 | 0 | 0 | 0 | 246
223 |  |  |  | CAGE | F30 |  | 0 | 0 | 0 | 0 | 0 | 0 | 0 | 0 | 0 | 247
224 |  |  |  | CAEW | F30 |  | 0 | 0 | 0 | 0 | 0 | 0 | 0 | 0 | 0 | 248
225 |  |  |  | CAEE | F30 |  | 0 | 0 | 0 | 0 | 0 | 0 | 0 | 0 | 0 | 249
226 |  |  |  | JBE | F30 |  | 0 | 0 | 0 | 0 | 0 | 0 | 0 | 0 | 0 | 250
227 |  |  |  | CAEE | F30 |  | 0 | 0 | 0 | 0 | 0 | 0 | 0 | 0 | 0 | 251
228 |  |  |  | JBG | F30 |  | 0 | 0 | 0 | 0 | 0 | 0 | 0 | 0 | 0 | 252
229 |  |  |  | Total 501 |  |  | 0 | 0 | 0 | 0 | 0 | 0 | 0 | 0 | 0
230
231 |  | 501NPC | Fuel Related - NPC
232 |  |  |  | S | F30 |  | 0 | 0 | 0 | 0 | 0 | 0 | 0 | 0 | 0 | 256
233 |  |  |  | CAEW | F30 |  | 0 | 0 | 0 | 0 | 0 | 0 | 0 | 0 | 0 | 257
234 |  |  | Total Fuel Related |  |  |  | 0 | 0 | 0 | 0 | 0 | 0 | 0 | 0 | 0
235
236
237 |  | 502 | Steam Expenses |  | F30 |  | 0 | 0 | 0 | 0 | 0 | 0 | 0 | 0 | 0 | 262
238 |  |  |  | SE/CAEW/CAEE | F30 |  | 0 | 0 | 0 | 0 | 0 | 0 | 0 | 0 | 0 | 263
239 |  |  |  | JBG | F30 |  | 0 | 0 | 0 | 0 | 0 | 0 | 0 | 0 | 0 | 265
240 |  |  |  | Total 502 |  |  | 0 | 0 | 0 | 0 | 0 | 0 | 0 | 0 | 0
241
242 |  | 503 | Steam From Other Sources |  | F30 |  | 0 | 0 | 0 | 0 | 0 | 0 | 0 | 0 | 0 | 270
243
244 |  | 503NPC | Steam From Other Sources-NPC
245 |  |  |  | S | F30 |  | 0 | 0 | 0 | 0 | 0 | 0 | 0 | 0 | 0 | 272
246 |  |  |  | SE | F30 |  | 0 | 0 | 0 | 0 | 0 | 0 | 0 | 0 | 0 | 273
247 |  |  |  | CAEE | F30 |  | 0 | 0 | 0 | 0 | 0 | 0 | 0 | 0 | 0 | 274
248 |  |  |  | Total Steam From Other Sources |  |  | 0 | 0 | 0 | 0 | 0 | 0 | 0 | 0 | 0
249
250 |  | 505 | Electric Expenses |  | F30 |  | 0 | 0 | 0 | 0 | 0 | 0 | 0 | 0 | 0 | 279
251 |  |  |  | JBG | F30 |  | 0 | 0 | 0 | 0 | 0 | 0 | 0 | 0 | 0 | 280
252 |  |  |  | Total 505 |  |  | 0 | 0 | 0 | 0 | 0 | 0 | 0 | 0 | 0
253
254 |  | 506 | Misc. Steam Expense |  | F30 |  | 0 | 0 | 0 | 0 | 0 | 0 | 0 | 0 | 0 | 284
255 |  |  |  | SE | F30 |  | 0 | 0 | 0 | 0 | 0 | 0 | 0 | 0 | 0 | 285
256 |  |  |  | JBG | F30 |  | 0 | 0 | 0 | 0 | 0 | 0 | 0 | 0 | 0 | 286
257 |  |  |  | Total 506 |  |  | 0 | 0 | 0 | 0 | 0 | 0 | 0 | 0 | 0
258
259 |  | 507 | Rents |  | F30 |  | 0 | 0 | 0 | 0 | 0 | 0 | 0 | 0 | 0 | 290
260 |  |  |  | CAGW | F30 |  | 0 | 0 | 0 | 0 | 0 | 0 | 0 | 0 | 0 | 292
261 |  |  |  | CAGE | F30 |  | 0 | 0 | 0 | 0 | 0 | 0 | 0 | 0 | 0 | 293
262 |  |  |  | JBG | F30 |  | 0 | 0 | 0 | 0 | 0 | 0 | 0 | 0 | 0 | 294
263 |  |  |  | CAGE | F30 |  | 0 | 0 | 0 | 0 | 0 | 0 | 0 | 0 | 0 | 295
264 |  |  |  | Total 507 |  |  | 0 | 0 | 0 | 0 | 0 | 0 | 0 | 0 | 0
265
266 |  | 510 | Maint Supervision & Engineering |  | F30 |  | 0 | 0 | 0 | 0 | 0 | 0 | 0 | 0 | 0 | 298
267 |  |  |  | JBG | F30 |  | 0 | 0 | 0 | 0 | 0 | 0 | 0 | 0 | 0 | 299
268 |  |  |  | Total 510 |  |  | 0 | 0 | 0 | 0 | 0 | 0 | 0 | 0 | 0
269
270 |  | 511 | Maintenance of Structures |  | F30 |  | 0 | 0 | 0 | 0 | 0 | 0 | 0 | 0 | 0 | 303
271 |  |  |  | CAGW | F30 |  | 0 | 0 | 0 | 0 | 0 | 0 | 0 | 0 | 0 | 304
272 |  |  |  | CAGE | F30 |  | 0 | 0 | 0 | 0 | 0 | 0 | 0 | 0 | 0 | 305
273 |  |  |  | JBG | F30 |  | 0 | 0 | 0 | 0 | 0 | 0 | 0 | 0 | 0 | 306
274 |  |  |  | CAGE | F30 |  | 0 | 0 | 0 | 0 | 0 | 0 | 0 | 0 | 0 | 307
275 |  |  |  | Total 511 |  |  | 0 | 0 | 0 | 0 | 0 | 0 | 0 | 0 | 0
276
277 |  | 512 | Maintenance of Boiler Plant |  | F30 |  | 0 | 0 | 0 | 0 | 0 | 0 | 0 | 0 | 0 | 311
278 |  |  |  |  | F30 |  | 0 | 0 | 0 | 0 | 0 | 0 | 0 | 0 | 0 | 312
279 |  |  |  | JBG | F30 |  | 0 | 0 | 0 | 0 | 0 | 0 | 0 | 0 | 0 | 313
280 |  |  |  | Total 512 |  |  | 0 | 0 | 0 | 0 | 0 | 0 | 0 | 0 | 0
281
282 |  | 513 | Maintenance of Electric Plant |  | F30 |  | 0 | 0 | 0 | 0 | 0 | 0 | 0 | 0 | 0 | 317
283 |  |  |  | CAGW | F30 |  | 0 | 0 | 0 | 0 | 0 | 0 | 0 | 0 | 0 | 318
284 |  |  |  | CAGE | F30 |  | 0 | 0 | 0 | 0 | 0 | 0 | 0 | 0 | 0 | 319
285 |  |  |  | JBG | F30 |  | 0 | 0 | 0 | 0 | 0 | 0 | 0 | 0 | 0 | 320
286 |  |  |  | CAGE | F30 |  | 0 | 0 | 0 | 0 | 0 | 0 | 0 | 0 | 0 | 321
287 |  |  |  | Total 513 |  |  | 0 | 0 | 0 | 0 | 0 | 0 | 0 | 0 | 0
288
289 |  | 514 | Maint of Misc. Steam Plant |  | F30 |  | 0 | 0 | 0 | 0 | 0 | 0 | 0 | 0 | 0 | 325
290 |  |  |  | CAGW | F30 |  | 0 | 0 | 0 | 0 | 0 | 0 | 0 | 0 | 0 | 326
291 |  |  |  | CAGE | F30 |  | 0 | 0 | 0 | 0 | 0 | 0 | 0 | 0 | 0 | 327
292 |  |  |  | JBG | F30 |  | 0 | 0 | 0 | 0 | 0 | 0 | 0 | 0 | 0 | 328
293 |  |  |  | CAGE | F30 |  | 0 | 0 | 0 | 0 | 0 | 0 | 0 | 0 | 0 | 329
294 |  |  |  | Total 514 |  |  | 0 | 0 | 0 | 0 | 0 | 0 | 0 | 0 | 0
295
296 |  | Total Steam Power Generation |  |  |  |  | 0 | 0 | 0 | 0 | 0 | 0 | 0 | 0 | 0
297
298
299 | [6 empty] | D: NUCLEAR POWER GENERATION
300
301
302 |  | 517 | Operation Super & Engineering |  | F30 |  | 0 | 0 | 0 | 0 | 0 | 0 | 0 | 0 | 0 | 336
303
304 |  | 518 | Nuclear Fuel Expense |  | F30 |  | 0 | 0 | 0 | 0 | 0 | 0 | 0 | 0 | 0 | 340
305
306 |  | 519 | Coolants and Water |  | F30 |  | 0 | 0 | 0 | 0 | 0 | 0 | 0 | 0 | 0 | 345
307
308 |  | 520 | Steam Expenses |  | F30 |  | 0 | 0 | 0 | 0 | 0 | 0 | 0 | 0 | 0 | 349
309
310 |  | 523 | Electric Expenses |  | F30 |  | 0 | 0 | 0 | 0 | 0 | 0 | 0 | 0 | 0 | 353
311
312 |  | 524 | Misc. Nuclear Expenses |  | F30 |  | 0 | 0 | 0 | 0 | 0 | 0 | 0 | 0 | 0 | 357
313
314 |  | 528 | Maint Supervision & Eng |  | F30 |  | 0 | 0 | 0 | 0 | 0 | 0 | 0 | 0 | 0 | 361
315
316 |  | 529 | Maintenance of Structures |  | F30 |  | 0 | 0 | 0 | 0 | 0 | 0 | 0 | 0 | 0 | 365
317
318 |  | 530 | Maintenance of Reactor Plant |  | F30 |  | 0 | 0 | 0 | 0 | 0 | 0 | 0 | 0 | 0 | 369
319
320 |  | 531 | Maintenance of Electric Plant |  | F30 |  | 0 | 0 | 0 | 0 | 0 | 0 | 0 | 0 | 0 | 373
321
322 |  | 532 | Maintenance of Misc Nuclear |  | F30 |  | 0 | 0 | 0 | 0 | 0 | 0 | 0 | 0 | 0 | 377
323
324 |  | Total Nuclear Power Generation |  |  |  |  | 0 | 0 | 0 | 0 | 0 | 0 | 0 | 0 | 0 | 380
325
326
327
328 |  | Distribution - METER - Unbundled |  |  |  |  | D: HYDRAULIC POWER GENERATION
329
330 |  | A |  | B | C |  | D | E | F | G | H | I | J | K
331 |  | FERC ACCT |  | DESCRIPTION | COS Factor |  | Washington Jurisdiction Normalized | Residential Schedule 16 | Small General Service Schedule 24 | Large General Service < 1,000 kW Schedule 36 | Large General Service > 1,000 kW Schedule 48 | Large General Dedicated Facilities Schedule 48 | Agricultural Pumping Schedule 40 | Street & Area Lighting Sch. 15, 51-54, 57
332 |  | 535 | Operation Super & Engineering
333 |  |  |  | DGP | F30 |  | 0 | 0 | 0 | 0 | 0 | 0 | 0 | 0 | 0 | 385
334 |  |  |  | CN | F30 |  | 0 | 0 | 0 | 0 | 0 | 0 | 0 | 0 | 0 | 386
335 |  |  |  | SG | F30 |  | 0 | 0 | 0 | 0 | 0 | 0 | 0 | 0 | 0 | 387
336 |  |  |  | SG-P | F30 |  | 0 | 0 | 0 | 0 | 0 | 0 | 0 | 0 | 0 | 388
337 |  |  |  | SG-U | F30 |  | 0 | 0 | 0 | 0 | 0 | 0 | 0 | 0 | 0 | 389
338
339 |  | 536 | Water For Power |  | F30 |  | 0 | 0 | 0 | 0 | 0 | 0 | 0 | 0 | 0 | 398
340
341 |  | 537 | Hydraulic Expenses |  | F30 |  | 0 | 0 | 0 | 0 | 0 | 0 | 0 | 0 | 0 | 406
342
343 |  | 538 | Electric Expenses |  | F30 |  | 0 | 0 | 0 | 0 | 0 | 0 | 0 | 0 | 0 | 410
344
345 |  | 539 | Misc. Hydro Expenses |  | F30 |  | 0 | 0 | 0 | 0 | 0 | 0 | 0 | 0 | 0 | 418
346
347 |  | 540 | Rents (Hydro Generation) |  | F30 |  | 0 | 0 | 0 | 0 | 0 | 0 | 0 | 0 | 0 | 426
348
349 |  | 541 | Maint Supervision & Engineering |  | F30 |  | 0 | 0 | 0 | 0 | 0 | 0 | 0 | 0 | 0 | 434
350
351 |  | 542 | Maintenance of Structures |  | F30 |  | 0 | 0 | 0 | 0 | 0 | 0 | 0 | 0 | 0 | 442
352
353 |  | 543 | Maint of Dams & Waterways |  | F30 |  | 0 | 0 | 0 | 0 | 0 | 0 | 0 | 0 | 0 | 450
354
355 |  | 544 | Maintenance of Electric Plant |  | F30 |  | 0 | 0 | 0 | 0 | 0 | 0 | 0 | 0 | 0 | 458
356
357 |  | 545 | Maint of Misc. Hydro Plant |  | F30
|  |  |  | SG | F30 |  | 0 | 0 | 0 | 0 | 0 | 0 | 0 | 0 | 0 | 461
|  |  |  | SG-P | F30 |  | 0 | 0 | 0 | 0 | 0 | 0 | 0 | 0 | 0 | 462
|  |  |  | SG-U | F30 |  | 0 | 0 | 0 | 0 | 0 | 0 | 0 | 0 | 0 | 463
|  |  |  | CAGW | F30 |  | 0 | 0 | 0 | 0 | 0 | 0 | 0 | 0 | 0 | 464
|  |  |  | CAGE | F30 |  | 0 | 0 | 0 | 0 | 0 | 0 | 0 | 0 | 0 | 465
363
364 |  | Total Hydraulic Power Generation |  |  |  |  | 0 | 0 | 0 | 0 | 0 | 0 | 0 | 0 | 0
365
366
367 | [6 empty] | D: OTHER POWER GENERATION
368
369
370 |  | 546 | Operation Super & Engineering |  | F30 |  | 0 | 0 | 0 | 0 | 0 | 0 | 0 | 0 | 0 | 472
371
372 |  | 547 | Fuel |  | F30 |  | 0 | 0 | 0 | 0 | 0 | 0 | 0 | 0 | 0 | 476
373 |  |  |  | CAEW/CAEE | F30 |  | 0 | 0 | 0 | 0 | 0 | 0 | 0 | 0 | 0 | 477
374
375
376 |  | 547NPC | Fuel-NPC |  | F30
377 |  |  |  | CAEW | F30 |  | 0 | 0 | 0 | 0 | 0 | 0 | 0 | 0 | 0 | 480
378 |  |  |  | S | F30 |  | 0 | 0 | 0 | 0 | 0 | 0 | 0 | 0 | 0 | 481
379 |  |  |  | Total 547 |  |  | 0 | 0 | 0 | 0 | 0 | 0 | 0 | 0 | 0
380
381 |  | 548 | Generation Expense |  | F30 |  | 0 | 0 | 0 | 0 | 0 | 0 | 0 | 0 | 0 | 486
382 |  |  |  | CAGW | F30 |  | 0 | 0 | 0 | 0 | 0 | 0 | 0 | 0 | 0 | 488
383 |  |  |  | Total 548 |  |  | 0 | 0 | 0 | 0 | 0 | 0 | 0 | 0 | 0
384
385 |  | 549 | Miscellaneous Other |  | F30 |  | 0 | 0 | 0 | 0 | 0 | 0 | 0 | 0 | 0 | 492
386 |  |  |  | CAGE/CAGW | F30 |  | 0 | 0 | 0 | 0 | 0 | 0 | 0 | 0 | 0 | 493
387
388 |  | 550/551 | Maint Supervision & Engineering
389 |  |  |  | CAGW | F30 |  | 0 | 0 | 0 | 0 | 0 | 0 | 0 | 0 | 0 | 498
390 |  |  |  | SG | F30 |  | 0 | 0 | 0 | 0 | 0 | 0 | 0 | 0 | 0 | 499
391 |  |  |  | Total 550 |  |  | 0 | 0 | 0 | 0 | 0 | 0 | 0 | 0 | 0
392
393 |  | 552 | Maintenance of Structures |  | F30 |  | 0 | 0 | 0 | 0 | 0 | 0 | 0 | 0 | 0 | 505
394
395 |  | 553 | Maint of Generation & Elect Plant |  | F30 |  | 0 | 0 | 0 | 0 | 0 | 0 | 0 | 0 | 0 | 509
396 |  |  |  | CAGW | F30 |  | 0 | 0 | 0 | 0 | 0 | 0 | 0 | 0 | 0 | 510
397 |  |  |  | Total 553 |  |  | 0 | 0 | 0 | 0 | 0 | 0 | 0 | 0 | 0
398
399 |  | 554 | Maintenance of Misc. Other |  | F30 |  | 0 | 0 | 0 | 0 | 0 | 0 | 0 | 0 | 0 | 514
400 |  |  |  | CAGW | F30 |  | 0 | 0 | 0 | 0 | 0 | 0 | 0 | 0 | 0 | 515
401 |  |  |  | Total 554 |  |  | 0 | 0 | 0 | 0 | 0 | 0 | 0 | 0 | 0
402
403 |  | Total Other Power Generation |  |  |  |  | 0 | 0 | 0 | 0 | 0 | 0 | 0 | 0 | 0
404
405
406 | [6 empty] | D: OTHER POWER SUPPLY
407
408
409 |  | 555 | Purchased Power |  | F30 |  | 0 | 0 | 0 | 0 | 0 | 0 | 0 | 0 | 0 | 520
410 |  |  |  | SG | F30 |  | 0 | 0 | 0 | 0 | 0 | 0 | 0 | 0 | 0 | 521
411 |  |  |  | SE | F30 |  | 0 | 0 | 0 | 0 | 0 | 0 | 0 | 0 | 0 | 522
412
413 |  | 555NPC | Purchased Power-NPC
414 |  |  |  | CAGW | F30 |  | 0 | 0 | 0 | 0 | 0 | 0 | 0 | 0 | 0 | 525
415 |  |  |  | CAEW | F30 |  | 0 | 0 | 0 | 0 | 0 | 0 | 0 | 0 | 0 | 526
416 |  |  |  | DGP | F30 |  | 0 | 0 | 0 | 0 | 0 | 0 | 0 | 0 | 0 | 527
417 |  |  |  | DGP | F30 |  | 0 | 0 | 0 | 0 | 0 | 0 | 0 | 0 | 0 | 528
418 |  |  |  | Total 555 |  |  | 0 | 0 | 0 | 0 | 0 | 0 | 0 | 0 | 0
419
420
421 |  | 556 | System Control & Load Dispatch |  | F30 |  | 0 | 0 | 0 | 0 | 0 | 0 | 0 | 0 | 0 | 532
422
423 |  | 557 | Other Expenses |  | F30 |  | 0 | 0 | 0 | 0 | 0 | 0 | 0 | 0 | 0 | 541
424
425
426 |  | Embedded Cost Differentials
427 |  |  |  | Company Owned Hydro | F30 |  | 0 | 0 | 0 | 0 | 0 | 0 | 0 | 0 | 0 | 544
428 |  |  |  | Company Owned Hydro | F30 |  | 0 | 0 | 0 | 0 | 0 | 0 | 0 | 0 | 0 | 545
|  |  |  | Mid-C Contract | F30 |  | 0 | 0 | 0 | 0 | 0 | 0 | 0 | 0 | 0 | 546
430 |  |  |  | Mid-C Contract | F30 |  | 0 | 0 | 0 | 0 | 0 | 0 | 0 | 0 | 0 | 547
431 |  |  |  | Existing QF Contracts | F30 |  | 0 | 0 | 0 | 0 | 0 | 0 | 0 | 0 | 0 | 548
432 |  |  |  | Existing QF Contracts | F30 |  | 0 | 0 | 0 | 0 | 0 | 0 | 0 | 0 | 0 | 548
433 | [6 empty] | 0 | 0 | 0 | 0 | 0 | 0 | 0 | 0 | 0
434
435 |  | Total Other Power Supply |  |  |  |  | 0 | 0 | 0 | 0 | 0 | 0 | 0 | 0 | 0
436
437 |  | TOTAL GENERATION EXPENSE |  |  |  |  | 0 | 0 | 0 | 0 | 0 | 0 | 0 | 0 | 0
438
439 |  | Distribution - METER - Unbundled |  |  |  |  | D: TRANSMISSION EXPENSE
440
441
442 |  | A |  | B | C |  | D | E | F | G | H | I | J | K
443 |  | FERC ACCT |  | DESCRIPTION | COS Factor |  | Washington Jurisdiction Normalized | Residential Schedule 16 | Small General Service Schedule 24 | Large General Service < 1,000 kW Schedule 36 | Large General Service > 1,000 kW Schedule 48 | Large General Dedicated Facilities Schedule 48 | Agricultural Pumping Schedule 40 | Street & Area Lighting Sch. 15, 51-54, 57
444 |  | 560 | Operation Supervision & Eng |  | F12 |  | 1.0456 | 0.43651 | 0.13623 | 0.2242 | 0.090058 | 0.11832 | 0.038569 | 0.0017147 | 0 | 560
445
446 |  | 561 | Load Dispatching |  | F12 |  | 0 | 0 | 0 | 0 | 0 | 0 | 0 | 0 | 0 | 565
447
448 |  | 562 | Station Expense |  | F12 |  | 0 | 0 | 0 | 0 | 0 | 0 | 0 | 0 | 0 | 571
449
450 |  | 563 | Overhead Line Expense |  | F12 |  | 0 | 0 | 0 | 0 | 0 | 0 | 0 | 0 | 0 | 576
451
452 |  | 564 | Underground Line Expense |  | F12 |  | 0 | 0 | 0 | 0 | 0 | 0 | 0 | 0 | 0 | 580
453
454 |  | 565 | Transm of Electricity by Others |  | F12 |  | 0 | 0 | 0 | 0 | 0 | 0 | 0 | 0 | 0 | 584
455
456 |  | 565NPC | Transmission of Electricity by Others-NPC
457 |  |  | CAGW |  | F12 |  | 0 | 0 | 0 | 0 | 0 | 0 | 0 | 0 | 0 | 587
458 |  |  | SE |  | F12 |  | 0 | 0 | 0 | 0 | 0 | 0 | 0 | 0 | 0 | 588
459 |  |  | SE |  | F12 |  | 0 | 0 | 0 | 0 | 0 | 0 | 0 | 0 | 0 | 589
460 | [6 empty] | 0 | 0 | 0 | 0 | 0 | 0 | 0 | 0 | 0
461
462 |  | 566 | Misc. Transmission Expense |  | F12 |  | 0 | 0 | 0 | 0 | 0 | 0 | 0 | 0 | 0 | 595
463
464 |  | 567 | Rents - Transmission |  | F12 |  | 0 | 0 | 0 | 0 | 0 | 0 | 0 | 0 | 0 | 600
465
466 |  | 568 | Maint Supervision & Engineering |  | F12 |  | 0 | 0 | 0 | 0 | 0 | 0 | 0 | 0 | 0 | 605
467
468 |  | 569 | Maintenance of Structures |  | F12 |  | 0 | 0 | 0 | 0 | 0 | 0 | 0 | 0 | 0 | 610
469
470 |  | 570 | Maint of Station Equipment |  | F12 |  | 0 | 0 | 0 | 0 | 0 | 0 | 0 | 0 | 0 | 616
471
472 |  | 571 | Maintenance of Overhead Lines |  | F12 |  | 0 | 0 | 0 | 0 | 0 | 0 | 0 | 0 | 0 | 622
473
474 |  | 572 | Maint of Underground Lines |  | F12 |  | 0 | 0 | 0 | 0 | 0 | 0 | 0 | 0 | 0 | 628
475
476 |  | 573 | Maint of Misc Transmission Plant |  | F12 |  | 0 | 0 | 0 | 0 | 0 | 0 | 0 | 0 | 0 | 631
477
478
479 |  | TOTAL TRANSMISSION EXPENSE |  |  |  |  | 1.0456 | 0.43651 | 0.13623 | 0.2242 | 0.090058 | 0.11832 | 0.038569 | 0.0017147 | 0
480
481
482
483
484
485
486
487
488
489
490
491 |  | Distribution - METER - Unbundled |  |  |  |  | D: DISTRIBUTION EXPENSE
492
493
494 |  | A |  | B | C |  | D | E | F | G | H | I | J | K
495 |  | FERC ACCT |  | DESCRIPTION | COS Factor |  | Washington Jurisdiction Normalized | Residential Schedule 16 | Small General Service Schedule 24 | Large General Service < 1,000 kW Schedule 36 | Large General Service > 1,000 kW Schedule 48 | Large General Dedicated Facilities Schedule 48 | Agricultural Pumping Schedule 40 | Street & Area Lighting Sch. 15, 51-54, 57
496 |  | 580 | Operation Supervision & Eng |  | F131 |  | 0 | 0 | 0 | 0 | 0 | 0 | 0 | 0 | 0 | 639
497
498 |  | 581 | Load Dispatching |  | F20 |  | 0 | 0 | 0 | 0 | 0 | 0 | 0 | 0 | 0 | 644
499
500 |  | 582 | Station Expense |  | F120 |  | 0 | 0 | 0 | 0 | 0 | 0 | 0 | 0 | 0 | 649
501
502 |  | 583 | Overhead Line Expenses |  | F132 |  | 0 | 0 | 0 | 0 | 0 | 0 | 0 | 0 | 0 | 654
503
504 |  | 584 | Underground Line Expense |  | F133 |  | 0 | 0 | 0 | 0 | 0 | 0 | 0 | 0 | 0 | 659
505
506 |  | 585 | Street Lighting & Signal Systems |  | F130 |  | 0 | 0 | 0 | 0 | 0 | 0 | 0 | 0 | 0 | 664
507
508 |  | 586 | Meter Expenses |  | F127 |  | 0 | 0 | 0 | 0 | 0 | 0 | 0 | 0 | 0 | 669
509
510 |  | 587 | Customer Installation Expenses |  | F20 |  | 0 | 0 | 0 | 0 | 0 | 0 | 0 | 0 | 0 | 674
511
512 |  | 588 | Misc. Distribution Expenses |  | F131 |  | 0 | 0 | 0 | 0 | 0 | 0 | 0 | 0 | 0 | 680
513
514 |  | 589 | Rents |  | F131 |  | 0 | 0 | 0 | 0 | 0 | 0 | 0 | 0 | 0 | 685
515
516 |  | 590 | Maint Supervision & Engineering |  | F131 |  | 0 | 0 | 0 | 0 | 0 | 0 | 0 | 0 | 0 | 690
517
518 |  | 591 | Maintenance of Structures |  | F119 |  | 0 | 0 | 0 | 0 | 0 | 0 | 0 | 0 | 0 | 695
519
520 |  | 592 | Maint of Station Equipment |  | F120 |  | 0 | 0 | 0 | 0 | 0 | 0 | 0 | 0 | 0 | 700
521
522 |  | 593 | Maintenance of Overhead Lines |  | F134 |  | 0 | 0 | 0 | 0 | 0 | 0 | 0 | 0 | 0 | 705
523
524 |  | 594 | Maint of Underground Lines |  | F135 |  | 0 | 0 | 0 | 0 | 0 | 0 | 0 | 0 | 0 | 710
525
526 |  | 595 | Maint of Line Transformers |  | F125 |  | 0 | 0 | 0 | 0 | 0 | 0 | 0 | 0 | 0 | 715
527
528 |  | 596 | Maint of Street Lighting & Signals |  | F130 |  | 0 | 0 | 0 | 0 | 0 | 0 | 0 | 0 | 0 | 720
529
530 |  | 597 | Maintenance of Meters |  | F127 |  | 0 | 0 | 0 | 0 | 0 | 0 | 0 | 0 | 0 | 725
531
532 |  | 598 | Maint of Misc. Distribution Plant |  | F131 |  | 0 | 0 | 0 | 0 | 0 | 0 | 0 | 0 | 0 | 730
533
534 |  | TOTAL DISTRIBUTION EXPENSE |  |  |  |  | 0 | 0 | 0 | 0 | 0 | 0 | 0 | 0 | 0
535
536
537 | [6 empty] | D: CUSTOMER ACCOUNTS EXPENSE
538
539
540 |  | 901 | Supervision |  | F136 |  | 0 | 0 | 0 | 0 | 0 | 0 | 0 | 0 | 0 | 737
541
542 |  | 902 | Meter Reading Expense |  | F41 |  | 0 | 0 | 0 | 0 | 0 | 0 | 0 | 0 | 0 | 742
543
544 |  | 903 | Customer Receipts & Collections |  | F42 |  | 0 | 0 | 0 | 0 | 0 | 0 | 0 | 0 | 0 | 747
545
546 |  | 904 | Uncollectible Accounts |  | F80 |  | 0 | 0 | 0 | 0 | 0 | 0 | 0 | 0 | 0 | 753
547
548 |  | 905 | Misc. Customer Accounts Exp |  | F136 |  | 0 | 0 | 0 | 0 | 0 | 0 | 0 | 0 | 0 | 758
549
550 |  | TOTAL CUSTOMER ACCOUNTS EXPENSE |  |  |  |  | 0 | 0 | 0 | 0 | 0 | 0 | 0 | 0 | 0
551
552 |  | Distribution - METER - Unbundled |  |  |  |  | D: CUSTOMER SERVICE EXPENSE
553
554 |  | A |  | B | C |  | D | E | F | G | H | I | J | K
555 |  | FERC ACCT |  | DESCRIPTION | COS Factor |  | Washington Jurisdiction Normalized | Residential Schedule 16 | Small General Service Schedule 24 | Large General Service < 1,000 kW Schedule 36 | Large General Service > 1,000 kW Schedule 48 | Large General Dedicated Facilities Schedule 48 | Agricultural Pumping Schedule 40 | Street & Area Lighting Sch. 15, 51-54, 57
556 |  | 907 | Supervision |  | F40 |  | 0 | 0 | 0 | 0 | 0 | 0 | 0 | 0 | 0 | 765
557
558 |  | 908 | Customer Assistance |  | F40 |  | 0 | 0 | 0 | 0 | 0 | 0 | 0 | 0 | 0 | 770
559
560 |  | 909 | Informational & Instructional Adv |  | F40 |  | 0 | 0 | 0 | 0 | 0 | 0 | 0 | 0 | 0 | 776
561
562 |  | 910 | Misc. Customer Service |  | F40 |  | 0 | 0 | 0 | 0 | 0 | 0 | 0 | 0 | 0 | 781
563
564 |  | TOTAL CUSTOMER SERVICE EXPENSE |  |  |  |  | 0 | 0 | 0 | 0 | 0 | 0 | 0 | 0 | 0
565
566
567 | [6 empty] | D: SALES EXPENSE
568
569
570 |  | 911 | Supervision |  | F40 |  | 0 | 0 | 0 | 0 | 0 | 0 | 0 | 0 | 0 | 788
571
572 |  | 912 | Demonstration & Selling Expense |  | F40 |  | 0 | 0 | 0 | 0 | 0 | 0 | 0 | 0 | 0 | 793
573
574 |  | 913 | Advertising Expense |  | F40 |  | 0 | 0 | 0 | 0 | 0 | 0 | 0 | 0 | 0 | 798
575
576 |  | 916 | Misc. Sales Expense |  | F40 |  | 0 | 0 | 0 | 0 | 0 | 0 | 0 | 0 | 0 | 803
577
578 |  | TOTAL SALES EXPENSE |  |  |  |  | 0 | 0 | 0 | 0 | 0 | 0 | 0 | 0 | 0
579
580
581 | [6 empty] | D: ADMINISTRATION & GENERAL EXPENSE
582
583
584 |  | 920 | Administrative & General Salaries |  | F102T |  | 0 | 0 | 0 | 0 | 0 | 0 | 0 | 0 | 0 | 809
585 |  |  |  | Customer - System | F42 |  | 0 | 0 | 0 | 0 | 0 | 0 | 0 | 0 | 0 | 810
586 |  |  |  | System Overheads | F102T |  | 0 | 0 | 0 | 0 | 0 | 0 | 0 | 0 | 0 | 811
587 |  |  |  | Administrative & General Salaries |  |  | 0 | 0 | 0 | 0 | 0 | 0 | 0 | 0 | 0
588
589 |  | 921 | Office Supplies & expenses |  | F102T |  | 0 | 0 | 0 | 0 | 0 | 0 | 0 | 0 | 0 | 815
590 |  |  |  | Customer - System | F42 |  | 0 | 0 | 0 | 0 | 0 | 0 | 0 | 0 | 0 | 816
591 |  |  |  | System Overheads | F102T |  | 0 | 0 | 0 | 0 | 0 | 0 | 0 | 0 | 0 | 817
592 |  |  |  | Office Supplies & expenses |  |  | 0 | 0 | 0 | 0 | 0 | 0 | 0 | 0 | 0
593
594 |  | 922 | A&G Expenses Transferred |  | F102T |  | 0 | 0 | 0 | 0 | 0 | 0 | 0 | 0 | 0 | 821
595
596 |  | 923 | Outside Services |  | F102T |  | 0 | 0 | 0 | 0 | 0 | 0 | 0 | 0 | 0 | 825
597 |  |  |  | Customer - System | F42 |  | 0 | 0 | 0 | 0 | 0 | 0 | 0 | 0 | 0 | 826
598 |  |  |  | System Overheads | F102T |  | 0 | 0 | 0 | 0 | 0 | 0 | 0 | 0 | 0 | 827
599 |  |  |  | JBG | F102T |  | 0 | 0 | 0 | 0 | 0 | 0 | 0 | 0 | 0 | 828
600 |  |  |  | System Overheads | F102T |  | 0 | 0 | 0 | 0 | 0 | 0 | 0 | 0 | 0 | 829
601 |  |  |  | Outside Services |  |  | 0 | 0 | 0 | 0 | 0 | 0 | 0 | 0 | 0
602
603 |  | 924 | Property Insurance
604 |  |  |  | S | F102T |  | 0 | 0 | 0 | 0 | 0 | 0 | 0 | 0 |  | 833
605 |  |  |  | CAGW | F102T |  | 0 | 0 | 0 | 0 | 0 | 0 | 0 | 0 |  | 834
606 |  |  |  | SO | F102T |  | 0 | 0 | 0 | 0 | 0 | 0 | 0 | 0 |  | 835
607
608 |  | 925 | Injuries & Damages |  | F102T |  | 0 | 0 | 0 | 0 | 0 | 0 | 0 | 0 | 0 | 839
609 |  |  | Injuries & Damages |  | F102T |  | 0 | 0 | 0 | 0 | 0 | 0 | 0 | 0 | 0 | 840
610
611 |  | 926 | Employee Pensions & Benefits |  | F138T |  | 0 | 0 | 0 | 0 | 0 | 0 | 0 | 0 | 0 | 847
612
613 |  | 927 | Franchise Requirements |  | F102 |  | 0 | 0 | 0 | 0 | 0 | 0 | 0 | 0 | 0 | 852
614
615 |  | 928 | Regulatory Commission Expense |  | F141 |  | 0 | 0 | 0 | 0 | 0 | 0 | 0 | 0 | 0 | 859
616 |  |  |  | Regulatory Expense | F141 |  | 0 | 0 | 0 | 0 | 0 | 0 | 0 | 0 | 0 | 860
617
618 |  | 929 | Duplicate Charges |  | F138T |  | 0 | 0 | 0 | 0 | 0 | 0 | 0 | 0 | 0 | 868
619
620 |  | 930 | Misc General Expenses
621 |  |  |  | Situs | F138T |  | 0 | 0 | 0 | 0 | 0 | 0 | 0 | 0 | 0 | 871
622 |  |  |  | Customer | F138T |  | 0 | 0 | 0 | 0 | 0 | 0 | 0 | 0 | 0 | 872
623 |  |  |  | Labor | F138T |  | 0 | 0 | 0 | 0 | 0 | 0 | 0 | 0 | 0 | 873
624 |  |  |  | Labor | F138T |  | 0 | 0 | 0 | 0 | 0 | 0 | 0 | 0 | 0 | 874
625 |  |  |  | Customer | F138T |  | 0 | 0 | 0 | 0 | 0 | 0 | 0 | 0 | 0 | 875
626
627 |  | 931 | Rents |  | F102T |  | 0 | 0 | 0 | 0 | 0 | 0 | 0 | 0 | 0 | 881
628
629 |  | 935 | Maintenance of General Plant |  | F108 |  | 0 | 0 | 0 | 0 | 0 | 0 | 0 | 0 | 0 | 887
630
631 |  | TOTAL ADMINISTRATIVE & GEN EXPENSE |  |  |  |  | 0 | 0 | 0 | 0 | 0 | 0 | 0 | 0 | 0
632
633
634 |  | TOTAL O & M EXPENSE |  |  |  |  | 1.0456 | 0.43651 | 0.13623 | 0.2242 | 0.090058 | 0.11832 | 0.038569 | 0.0017147 | 0
635
636 |  | Distribution - METER - Unbundled |  |  |  |  | D: DEPRECIATION EXPENSE
637
638 |  | A |  | B | C |  | D | E | F | G | H | I | J | K
639 |  | FERC ACCT |  | DESCRIPTION | COS Factor |  | Washington Jurisdiction Normalized | Residential Schedule 16 | Small General Service Schedule 24 | Large General Service < 1,000 kW Schedule 36 | Large General Service > 1,000 kW Schedule 48 | Large General Dedicated Facilities Schedule 48 | Agricultural Pumping Schedule 40 | Street & Area Lighting Sch. 15, 51-54, 57
640 |  | 403SP | Steam Depreciation |  | F30 |  | 0 | 0 | 0 | 0 | 0 | 0 | 0 | 0 | 0 | 900
641
642 |  | 403NP | Nuclear Depreciation |  | F30 |  | 0 | 0 | 0 | 0 | 0 | 0 | 0 | 0 | 0 | 904
643
644 |  | 403HP | Hydro Depreciation |  | F30 |  | 0 | 0 | 0 | 0 | 0 | 0 | 0 | 0 | 0 | 913
645
646 |  | 403OP | Other Generation Depreciation |  | F30 |  | 0 | 0 | 0 | 0 | 0 | 0 | 0 | 0 | 0 | 916
647 |  |  |  | SG | F30 |  | 0 | 0 | 0 | 0 | 0 | 0 | 0 | 0 | 0 | 917
648 |  |  |  | CAGW | F30 |  | 0 | 0 | 0 | 0 | 0 | 0 | 0 | 0 | 0 | 918
649 |  |  |  | CAGE | F30 |  | 0 | 0 | 0 | 0 | 0 | 0 | 0 | 0 | 0 | 919
650 |  |  |  | SG | F30 |  | 0 | 0 | 0 | 0 | 0 | 0 | 0 | 0 | 0 | 920
651 |  |  |  | CAGE | F30 |  | 0 | 0 | 0 | 0 | 0 | 0 | 0 | 0 | 0 | 921
652 |  |  |  | Total 403OP |  |  | 0 | 0 | 0 | 0 | 0 | 0 | 0 | 0 | 0
653
654 |  | 403TP | Transmission Depreciation |  | F106 |  | 0 | 0 | 0 | 0 | 0 | 0 | 0 | 0 | 0 | 929
655
656 |  | 403 | Distribution Depreciation
657 |  |  |  | Land Rights | F118 |  | 0 | 0 | 0 | 0 | 0 | 0 | 0 | 0 | 0 | 932
658 |  |  |  | Structures | F119 |  | 0 | 0 | 0 | 0 | 0 | 0 | 0 | 0 | 0 | 933
659 |  |  |  | Station Equip | F120 |  | 0 | 0 | 0 | 0 | 0 | 0 | 0 | 0 | 0 | 934
660 |  |  |  | Poles & Towers | F121 |  | 0 | 0 | 0 | 0 | 0 | 0 | 0 | 0 | 0 | 936
661 |  |  |  | OH Conductors | F122 |  | 0 | 0 | 0 | 0 | 0 | 0 | 0 | 0 | 0 | 937
662 |  |  |  | UG Conduit | F123 |  | 0 | 0 | 0 | 0 | 0 | 0 | 0 | 0 | 0 | 938
663 |  |  |  | UG Conductor | F124 |  | 0 | 0 | 0 | 0 | 0 | 0 | 0 | 0 | 0 | 939
664 |  |  |  | Line Transformer | F125 |  | 0 | 0 | 0 | 0 | 0 | 0 | 0 | 0 | 0 | 940
665 |  |  |  | Services | F126 |  | 0 | 0 | 0 | 0 | 0 | 0 | 0 | 0 | 0 | 941
666 |  |  |  | Meters | F127 |  | 0 | 0 | 0 | 0 | 0 | 0 | 0 | 0 | 0 | 942
667 |  |  |  | Inst Cust Premises | F128 |  | 0 | 0 | 0 | 0 | 0 | 0 | 0 | 0 | 0 | 943
668 |  |  |  | Leased Property | F129 |  | 0 | 0 | 0 | 0 | 0 | 0 | 0 | 0 | 0 | 944
669 |  |  |  | Street Lighting | F130 |  | 0 | 0 | 0 | 0 | 0 | 0 | 0 | 0 | 0 | 945
670 |  |  | Total Distribution Expense |  |  |  | 0 | 0 | 0 | 0 | 0 | 0 | 0 | 0 | 0
671
672 |  | 403GP | General Depreciation
673 |  |  |  | S | F107T |  | 0 | 0 | 0 | 0 | 0 | 0 | 0 | 0 | 0 | 949
674 |  |  |  | DGP | F105T |  | 0 | 0 | 0 | 0 | 0 | 0 | 0 | 0 | 0 | 950
675 |  |  |  | DGU | F105T |  | 0 | 0 | 0 | 0 | 0 | 0 | 0 | 0 | 0 | 951
676 |  |  |  | SE | F30 |  | 0 | 0 | 0 | 0 | 0 | 0 | 0 | 0 | 0 | 952
677 |  |  |  | CN | F42 |  | 0 | 0 | 0 | 0 | 0 | 0 | 0 | 0 | 0 | 953
678 |  |  |  | SG/CAGW/CAGE | F105T |  | 0 | 0 | 0 | 0 | 0 | 0 | 0 | 0 | 0 | 954
679 |  |  |  | SO | F102T |  | 0 | 0 | 0 | 0 | 0 | 0 | 0 | 0 | 0 | 955
680 |  |  |  | CAEW | F105T |  | 0 | 0 | 0 | 0 | 0 | 0 | 0 | 0 | 0 | 956
681 |  |  |  | JBG | F105T |  | 0 | 0 | 0 | 0 | 0 | 0 | 0 | 0 | 0 | 957
682 |  |  |  | JBE | F30 |  | 0 | 0 | 0 | 0 | 0 | 0 | 0 | 0 | 0 | 958
683 |  |  | Total General Expense |  |  |  | 0 | 0 | 0 | 0 | 0 | 0 | 0 | 0 | 0
684
685 |  | 403GV0 | General Vehicles |  | F105T |  | 0 | 0 | 0 | 0 | 0 | 0 | 0 | 0 | 0 | 962
686
687 |  | 403MP | Mining Depreciation |  | F30 |  | 0 | 0 | 0 | 0 | 0 | 0 | 0 | 0 | 0 | 966
688
689 |  | 403EP | Experimental Plant Depreciation |  | F30 |  | 0 | 0 | 0 | 0 | 0 | 0 | 0 | 0 | 0 | 972
690
691
692 |  | TOTAL DEPRECIATION EXPENSE |  |  |  |  | 0 | 0 | 0 | 0 | 0 | 0 | 0 | 0 | 0
693
694 | [6 empty] | D: AMORTIZATION EXPENSE
695
696
697 |  | 404CLG | Amort of LT Plant - Cap. Lease Gen
698 |  |  |  | S | F12 |  | 0 | 0 | 0 | 0 | 0 | 0 | 0 | 0 | 0 | 977
699 |  |  |  | SG/CAGW | F30 |  | 0 | 0 | 0 | 0 | 0 | 0 | 0 | 0 | 0 | 978
700 |  |  |  | SO | F102T |  | 0 | 0 | 0 | 0 | 0 | 0 | 0 | 0 | 0 | 979
701 |  |  |  | DGU | F30 | [10 empty] | 980
702 |  |  |  | CN | F42 |  | 0 | 0 | 0 | 0 | 0 | 0 | 0 | 0 | 0 | 981
703 |  |  |  | DGP | F30 |  | 0 | 0 | 0 | 0 | 0 | 0 | 0 | 0 | 0 | 982
704 |  |  |  | SG | F30 |  | 0 | 0 | 0 | 0 | 0 | 0 | 0 | 0 | 0 | 983
705 |  |  | Total Amort. Cap. Lease General |  |  |  | 0 | 0 | 0 | 0 | 0 | 0 | 0 | 0 | 0
706
707 |  | 404CLS | Amort of LT Plant - Cap Lease Steam |  | F30 |  | 0 | 0 | 0 | 0 | 0 | 0 | 0 | 0 | 0 | 989
708
709 |  | 404IP | Amort of LT Plant - Intangible Plant
710 |  |  |  | S | F107T |  | 0 | 0 | 0 | 0 | 0 | 0 | 0 | 0 | 0 | 992
711 |  |  |  | SE | F30 |  | 0 | 0 | 0 | 0 | 0 | 0 | 0 | 0 | 0 | 993
712 |  |  |  | SG | F105T |  | 0 | 0 | 0 | 0 | 0 | 0 | 0 | 0 | 0 | 994
713 |  |  |  | SO | F102T |  | 0 | 0 | 0 | 0 | 0 | 0 | 0 | 0 | 0 | 995
714 |  |  |  | CN | F42 |  | 0 | 0 | 0 | 0 | 0 | 0 | 0 | 0 | 0 | 996
715 |  |  |  | SG-P | F30 |  | 0 | 0 | 0 | 0 | 0 | 0 | 0 | 0 | 0 | 997
716 |  |  |  | SG-U | F30 |  | 0 | 0 | 0 | 0 | 0 | 0 | 0 | 0 | 0 | 998
717 |  |  |  | DGP | F30 |  | 0 | 0 | 0 | 0 | 0 | 0 | 0 | 0 | 0 | 999
718 |  |  |  | CAGE | F105T |  | 0 | 0 | 0 | 0 | 0 | 0 | 0 | 0 | 0 | 1000
719 |  |  |  | CAGE | F105T |  | 0 | 0 | 0 | 0 | 0 | 0 | 0 | 0 | 0 | 1001
720 |  |  |  | CAGW | F105T |  | 0 | 0 | 0 | 0 | 0 | 0 | 0 | 0 | 0 | 1002
721 |  |  |  | CAGE | F105T |  | 0 | 0 | 0 | 0 | 0 | 0 | 0 | 0 | 0 | 1003
722 |  |  |  | JBG | F105T |  | 0 | 0 | 0 | 0 | 0 | 0 | 0 | 0 | 0 | 1004
723 |  |  |  | CAEW | F30 |  | 0 | 0 | 0 | 0 | 0 | 0 | 0 | 0 | 0 | 1005
724 |  |  |  | CAEE | F30 |  | 0 | 0 | 0 | 0 | 0 | 0 | 0 | 0 | 0 | 1006
725 |  |  |  | DGU | F30 |  | 0 | 0 | 0 | 0 | 0 | 0 | 0 | 0 | 0 | 1007
726 |  |  | Total Amort. Intangible Plant |  |  |  | 0 | 0 | 0 | 0 | 0 | 0 | 0 | 0 | 0
727
728 |  | Distribution - METER - Unbundled |  |  |  |  | D: AMORTIZATION EXPENSE (continued)
729
730
731 |  | A |  | B | C |  | D | E | F | G | H | I | J | K
732 |  | FERC ACCT |  | DESCRIPTION | COS Factor |  | Washington Jurisdiction Normalized | Residential Schedule 16 | Small General Service Schedule 24 | Large General Service < 1,000 kW Schedule 36 | Large General Service > 1,000 kW Schedule 48 | Large General Dedicated Facilities Schedule 48 | Agricultural Pumping Schedule 40 | Street & Area Lighting Sch. 15, 51-54, 57
733 |  | 404O | Amort of LT Plant - Other Plant |  | F30 |  | 0 | 0 | 0 | 0 | 0 | 0 | 0 | 0 | 0 | 1012
734
735 |  | 404HP | Amort of Other Electric Plant |  | F110 |  | 0 | 0 | 0 | 0 | 0 | 0 | 0 | 0 | 0 | 1020
736
737 |  | 405 | Amort of Other Electric Plant |  | F110 |  | 0 | 0 | 0 | 0 | 0 | 0 | 0 | 0 | 0 | 1028
738
739 |  | 406 | Amort of Plant Acquisition Adj |  | F30 |  | 0 | 0 | 0 | 0 | 0 | 0 | 0 | 0 | 0 | 1036
740
741 |  | 407 | Amort of Prop Losses, Unrec Plant, |  | F110 |  | 0 | 0 | 0 | 0 | 0 | 0 | 0 | 0 | 0 | 1049
742
743
744 |  | TOTAL AMORTIZATION EXPENSE |  |  |  |  | 0 | 0 | 0 | 0 | 0 | 0 | 0 | 0 | 0
745
746
747 | [6 empty] | D: TAX OTHER THAN INCOME
748
749
750 |  | 408 | Total Taxes Other Than Income |  | F101T |  | 0 | 0 | 0 | 0 | 0 | 0 | 0 | 0 | 0 | 1062
751
752
753 | [6 empty] | D: DEFERRED ITC
754
755
756 |  | 41140 | Deferred I T C - Federal |  | F101T |  | 0 | 0 | 0 | 0 | 0 | 0 | 0 | 0 | 0 | 1067
757
758 |  | 41141 | Deferred I T C - Idaho |  | F101T |  | 0 | 0 | 0 | 0 | 0 | 0 | 0 | 0 | 0 | 1072
759
760 |  | TOTAL DEFERRED ITC |  |  |  |  | 0 | 0 | 0 | 0 | 0 | 0 | 0 | 0 | 0
761
762
763 | [6 empty] | D: DEFERRED INCOME TAXES
764
765
766 |  | 41010 | Deferred Income Tax - Federal-DR |  | F101T |  | 0 | 0 | 0 | 0 | 0 | 0 | 0 | 0 | 0 | 1120
767
768 |  | 41011 | Deferred Income Tax - State-DR |  | F101T |  | 0 | 0 | 0 | 0 | 0 | 0 | 0 | 0 | 0 | 1135
769
770 |  | 41110 | Deferred Income Tax - Federal-CR |  | F101T |  | 0 | 0 | 0 | 0 | 0 | 0 | 0 | 0 | 0 | 1151
771
772 |  | 41111 | Deferred Income Tax - State-CR |  | F101T |  | 0 | 0 | 0 | 0 | 0 | 0 | 0 | 0 | 0 | 1166
773
774 |  | TOTAL DEFERRED INCOME TAXES |  |  |  |  | 0 | 0 | 0 | 0 | 0 | 0 | 0 | 0 | 0
775
776
777
778
779
780 |  | 40911 | State Income Taxes |  | F101T |  | 0 | 0 | 0 | 0 | 0 | 0 | 0 | 0 | 0 | 1263
781
782 |  | 40910 | Federal Income Tax |  | F101T |  | 0 | 0 | 0 | 0 | 0 | 0 | 0 | 0 | 0 | 1296
783
784
785 |  | TOTAL OPERATING EXPENSES |  |  |  |  | 1.0456 | 0.43651 | 0.13623 | 0.2242 | 0.090058 | 0.11832 | 0.038569 | 0.0017147 | 0
786
787
788 |  | Distribution - METER - Unbundled |  |  |  |  | D: STEAM GENERATION PLANT
789
790 |  | A |  | B | C |  | D | E | F | G | H | I | J | K
791 |  | FERC ACCT |  | DESCRIPTION | COS Factor |  | Washington Jurisdiction Normalized | Residential Schedule 16 | Small General Service Schedule 24 | Large General Service < 1,000 kW Schedule 36 | Large General Service > 1,000 kW Schedule 48 | Large General Dedicated Facilities Schedule 48 | Agricultural Pumping Schedule 40 | Street & Area Lighting Sch. 15, 51-54, 57
792 |  | 310 | Land and Land Rights |  | F30 |  | 0 | 0 | 0 | 0 | 0 | 0 | 0 | 0 | 0 | 1305
793 |  |  |  |  | F30 |  | 0 | 0 | 0 | 0 | 0 | 0 | 0 | 0 | 0 | 1306
794 |  |  |  | JBG | F30 |  | 0 | 0 | 0 | 0 | 0 | 0 | 0 | 0 | 0 | 1308
795 |  |  |  | Total 310 |  |  | 0 | 0 | 0 | 0 | 0 | 0 | 0 | 0 | 0
796
797 |  | 311 | Structures and Improvements |  | F30 |  | 0 | 0 | 0 | 0 | 0 | 0 | 0 | 0 | 0 | 1316
798 |  |  |  |  | F30 |  | 0 | 0 | 0 | 0 | 0 | 0 | 0 | 0 | 0 | 1317
799 |  |  |  | JBG | F30 |  | 0 | 0 | 0 | 0 | 0 | 0 | 0 | 0 | 0 | 1319
800 |  |  |  | Total 311 |  |  | 0 | 0 | 0 | 0 | 0 | 0 | 0 | 0 | 0
801
802 |  | 312 | Boiler Plant Equipment
803 |  |  |  | SG | F30 |  | 0 | 0 | 0 | 0 | 0 | 0 | 0 | 0 | 0 | 1324
804 |  |  |  | S | F30 |  | 0 | 0 | 0 | 0 | 0 | 0 | 0 | 0 | 0 | 1325
805 |  |  |  | CAGW | F30 |  | 0 | 0 | 0 | 0 | 0 | 0 | 0 | 0 | 0 | 1326
806 |  |  |  | JBG | F30 |  | 0 | 0 | 0 | 0 | 0 | 0 | 0 | 0 | 0 | 1327
807 |  |  |  | Total 312 |  |  | 0 | 0 | 0 | 0 | 0 | 0 | 0 | 0 | 0
808
809 |  | 314 | Turbogenerator Units |  | F30 |  | 0 | 0 | 0 | 0 | 0 | 0 | 0 | 0 | 0 | 1333
810 |  |  |  |  | F30 |  | 0 | 0 | 0 | 0 | 0 | 0 | 0 | 0 | 0 | 1334
811 |  |  |  | JBG | F30 |  | 0 | 0 | 0 | 0 | 0 | 0 | 0 | 0 | 0 | 1336
812 |  |  |  | Total 314 |  |  | 0 | 0 | 0 | 0 | 0 | 0 | 0 | 0 | 0
813
814 |  | 315 | Accessory Electric Equipment |  | F30 |  | 0 | 0 | 0 | 0 | 0 | 0 | 0 | 0 | 0 | 1343
[5 empty] | F30 |  | 0 | 0 | 0 | 0 | 0 | 0 | 0 | 0 | 0 | 1344
816 |  |  |  | JBG | F30 |  | 0 | 0 | 0 | 0 | 0 | 0 | 0 | 0 | 0 | 1346
817 |  |  |  | Total 316 |  |  | 0 | 0 | 0 | 0 | 0 | 0 | 0 | 0 | 0
818
819 |  | 316 | Misc Power Plant Equipment |  | F30 |  | 0 | 0 | 0 | 0 | 0 | 0 | 0 | 0 | 0 | 1353
[5 empty] | F30 |  | 0 | 0 | 0 | 0 | 0 | 0 | 0 | 0 | 0 | 1354
821 |  |  |  | JBG | F30 |  | 0 | 0 | 0 | 0 | 0 | 0 | 0 | 0 | 0 | 1356
822 |  |  |  | Total 316 |  |  | 0 | 0 | 0 | 0 | 0 | 0 | 0 | 0 | 0
823
824 |  | S00 | Unclassified Steam Plant - Acct 300 |  | F30 |  | 0 | 0 | 0 | 0 | 0 | 0 | 0 | 0 | 0 | 1364
825
826
827
828 |  | Total Steam Generation Plant |  |  |  |  | 0 | 0 | 0 | 0 | 0 | 0 | 0 | 0 | 0
829
830
831 | [6 empty] | D: NUCLEAR GENERATION
832
833
834 |  | 320 | Land and Land Rights |  | F30 |  | 0 | 0 | 0 | 0 | 0 | 0 | 0 | 0 | 0 | 1370
835
836 |  | 321 | Structures and Improvements |  | F30 |  | 0 | 0 | 0 | 0 | 0 | 0 | 0 | 0 | 0 | 1374
837
838 |  | 322 | Reactor Plant Equipment |  | F30 |  | 0 | 0 | 0 | 0 | 0 | 0 | 0 | 0 | 0 | 1378
839
840 |  | 323 | Turbogenerator Units |  | F30 |  | 0 | 0 | 0 | 0 | 0 | 0 | 0 | 0 | 0 | 1382
841
842 |  | 324 | Land and Land Rights |  | F30 |  | 0 | 0 | 0 | 0 | 0 | 0 | 0 | 0 | 0 | 1386
843
844 |  | 325 | Misc. Power Plant Equipment |  | F30 |  | 0 | 0 | 0 | 0 | 0 | 0 | 0 | 0 | 0 | 1390
845
846 |  | N00 | Unclassified Nuclear Plt - Acct 300 |  | F30 |  | 0 | 0 | 0 | 0 | 0 | 0 | 0 | 0 | 0 | 1396
847
848 |  | Total Nuclear Generation Plant |  |  |  |  | 0 | 0 | 0 | 0 | 0 | 0 | 0 | 0 | 0
849
850
851 | [6 empty] | D: HYDRAULIC GENERATION PLANT
852
853
854 |  | 330 | Land and Land Rights |  | F30 |  | 0 | 0 | 0 | 0 | 0 | 0 | 0 | 0 | 0 | 1408
855
856 |  | 331 | Structures and Improvements |  | F30 |  | 0 | 0 | 0 | 0 | 0 | 0 | 0 | 0 | 0 | 1417
857
858 |  | 332 | Reservoirs, Dams & Waterways |  | F30 |  | 0 | 0 | 0 | 0 | 0 | 0 | 0 | 0 | 0 | 1426
859
860 |  | 333 | Water Wheel, Turbines, & Generators |  | F30 |  | 0 | 0 | 0 | 0 | 0 | 0 | 0 | 0 | 0 | 1435
861
862 |  | 334 | Accessory Electric Equipment |  | F30 |  | 0 | 0 | 0 | 0 | 0 | 0 | 0 | 0 | 0 | 1444
863
864 |  | 335 | Misc. Power Plant Equipment |  | F30 |  | 0 | 0 | 0 | 0 | 0 | 0 | 0 | 0 | 0 | 1453
865
866 |  | 336 | Roads, Railroads & Bridges |  | F30 |  | 0 | 0 | 0 | 0 | 0 | 0 | 0 | 0 | 0 | 1462
867
868 |  | H00 | Unclassified Hydro Plant - Acct 300 |  | F30 |  | 0 | 0 | 0 | 0 | 0 | 0 | 0 | 0 | 0 | 1468
869
870 |  | Total Hydraulic Plant |  |  |  |  | 0 | 0 | 0 | 0 | 0 | 0 | 0 | 0 | 0
871
872 |  | Distribution - METER - Unbundled
873 |  | A |  | B | C |  | D | E | F | G | H | I | J | K
874 |  | FERC ACCT |  | DESCRIPTION | COS Factor |  | Washington Jurisdiction Normalized | Residential Schedule 16 | Small General Service Schedule 24 | Large General Service < 1,000 kW Schedule 36 | Large General Service > 1,000 kW Schedule 48 | Large General Dedicated Facilities Schedule 48 | Agricultural Pumping Schedule 40 | Street & Area Lighting Sch. 15, 51-54, 57
875 |  | 340 | Land and Land Rights |  | F30 |  | 0 | 0 | 0 | 0 | 0 | 0 | 0 | 0 | 0 | 1480
876 |  |  |  | Total 340 |  |  | 0 | 0 | 0 | 0 | 0 | 0 | 0 | 0 | 0
877
878 |  | 341 | Structures and Improvements |  | F30 |  | 0 | 0 | 0 | 0 | 0 | 0 | 0 | 0 | 0 | 1488
879 |  |  |  | Total 341 |  |  | 0 | 0 | 0 | 0 | 0 | 0 | 0 | 0 | 0
880
881 |  | 342 | Fuel Holders, Producers & Access |  | F30 |  | 0 | 0 | 0 | 0 | 0 | 0 | 0 | 0 | 0 | 1496
882 |  |  |  | Total 342 |  |  | 0 | 0 | 0 | 0 | 0 | 0 | 0 | 0 | 0
883
884 |  | 343 | Prime Movers |  | F30 |  | 0 | 0 | 0 | 0 | 0 | 0 | 0 | 0 | 0 | 1505
885 |  |  |  | Total 343 |  |  | 0 | 0 | 0 | 0 | 0 | 0 | 0 | 0 | 0
886
887 |  | 344 | Generators |  | F30 |  | 0 | 0 | 0 | 0 | 0 | 0 | 0 | 0 | 0 | 1514
888 |  |  |  | Total 344 |  |  | 0 | 0 | 0 | 0 | 0 | 0 | 0 | 0 | 0
889
890 |  | 345 | Accessory Electric Plant |  | F30 |  | 0 | 0 | 0 | 0 | 0 | 0 | 0 | 0 | 0 | 1522
891 |  |  |  | Total 345 |  |  | 0 | 0 | 0 | 0 | 0 | 0 | 0 | 0 | 0
892
893 |  | 346 | Misc. Power Plant Equipment |  | F30 |  | 0 | 0 | 0 | 0 | 0 | 0 | 0 | 0 | 0 | 1529
894
895 |  | O00 | Unclassified Other Prod - Acct 300 |  | F30 |  | 0 | 0 | 0 | 0 | 0 | 0 | 0 | 0 | 0 | 1534
896
897 |  | Total Other Generation Plant |  |  |  |  | 0 | 0 | 0 | 0 | 0 | 0 | 0 | 0 | 0
898
899 |  | Experimental Plant
900 |  | 103 | Experimental Plant |  | F30 |  | 0 | 0 | 0 | 0 | 0 | 0 | 0 | 0 | 0 | 1540
901
902 |  | TOTAL GENERATION PLANT |  |  |  |  | 0 | 0 | 0 | 0 | 0 | 0 | 0 | 0 | 0
903
904 | [6 empty] | D: TRANSMISSION PLANT
905 |  | 350 | Land and Land Rights
906 |  |  |  | Demand | F12 |  | 0 | 0 | 0 | 0 | 0 | 0 | 0 | 0 | 0 | 1549
907 |  |  |  | Direct Assigned | A | 0 | 0 | 0 | 0 | 0 | 0 | 0 | 0 | 0 | 0
908 | [6 empty] | 0 | 0 | 0 | 0 | 0 | 0 | 0 | 0 | 0
909 |  | 352 | Structures and Improvements
910 |  |  |  | Demand | F12 |  | 0 | 0 | 0 | 0 | 0 | 0 | 0 | 0 | 0 | 1556
911 |  |  |  | Direct Assigned | A | 0 | 0 | 0 | 0 | 0 | 0 | 0 | 0 | 0 | 0
912 | [6 empty] | 0 | 0 | 0 | 0 | 0 | 0 | 0 | 0 | 0
913 |  | 353 | Station Equipment
914 |  |  |  | Demand | F12 |  | 0 | 0 | 0 | 0 | 0 | 0 | 0 | 0 | 0 | 1562
915 |  |  |  | Direct Assigned | A | 0 | 0 | 0 | 0 | 0 | 0 | 0 | 0 | 0 | 0
916 | [6 empty] | 0 | 0 | 0 | 0 | 0 | 0 | 0 | 0 | 0
917 |  | 354 | Towers and Fixtures
918 |  |  |  | Demand | F12 |  | 0 | 0 | 0 | 0 | 0 | 0 | 0 | 0 | 0 | 1568
919 |  |  |  | Direct Assigned | A | 0 | 0 | 0 | 0 | 0 | 0 | 0 | 0 | 0 | 0
920 | [6 empty] | 0 | 0 | 0 | 0 | 0 | 0 | 0 | 0 | 0
921 |  | 355 | Poles and Fixtures
922 |  |  |  | Demand | F12 |  | 0 | 0 | 0 | 0 | 0 | 0 | 0 | 0 | 0 | 1575
923 |  |  |  | Direct Assigned | A | 0 | 0 | 0 | 0 | 0 | 0 | 0 | 0 | 0 | 0
924 | [6 empty] | 0 | 0 | 0 | 0 | 0 | 0 | 0 | 0 | 0
925 |  | 356 | Overhead Conductors
926 |  |  |  | Demand | F12 |  | 0 | 0 | 0 | 0 | 0 | 0 | 0 | 0 | 0 | 1581
927 |  |  |  | Direct Assigned | A | 0 | 0 | 0 | 0 | 0 | 0 | 0 | 0 | 0 | 0
928 | [6 empty] | 0 | 0 | 0 | 0 | 0 | 0 | 0 | 0 | 0
929 |  | 357 | Underground Conduit
930 |  |  |  | Demand | F12 |  | 0 | 0 | 0 | 0 | 0 | 0 | 0 | 0 | 0 | 1587
931 |  |  |  | Direct Assigned | A | 0 | 0 | 0 | 0 | 0 | 0 | 0 | 0 | 0 | 0
932 | [6 empty] | 0 | 0 | 0 | 0 | 0 | 0 | 0 | 0 | 0
933 |  | 358 | Underground Conductors
934 |  |  |  | Demand | F12 |  | 0 | 0 | 0 | 0 | 0 | 0 | 0 | 0 | 0 | 1593
935 |  |  |  | Direct Assigned | A | 0 | 0 | 0 | 0 | 0 | 0 | 0 | 0 | 0 | 0
936 | [6 empty] | 0 | 0 | 0 | 0 | 0 | 0 | 0 | 0 | 0
937 |  | 359 | Roads and Trails
938 |  |  |  | Demand | F12 |  | 0 | 0 | 0 | 0 | 0 | 0 | 0 | 0 | 0 | 1599
939 |  |  |  | Direct Assigned | A | 0 | 0 | 0 | 0 | 0 | 0 | 0 | 0 | 0 | 0
940 | [6 empty] | 0 | 0 | 0 | 0 | 0 | 0 | 0 | 0 | 0
941
942 |  | T00 | Unclassified Trans Plant - Acct 300 |  | F30 |  | 0 | 0 | 0 | 0 | 0 | 0 | 0 | 0 | 0 | 1604
943 |  | TS0 | Unclassified Trans Sub - Acct 300 |  | F30 |  | 0 | 0 | 0 | 0 | 0 | 0 | 0 | 0 | 0 | 1608
944
945 |  | TOTAL TRANSMISSION PLANT |  |  |  |  | 0 | 0 | 0 | 0 | 0 | 0 | 0 | 0 | 0
946 |  | Distribution - METER - Unbundled |  |  |  |  | D: DISTRIBUTION PLANT
947 |  | A |  | B | C |  | D | E | F | G | H | I | J | K
948 |  | FERC ACCT |  | DESCRIPTION | COS Factor |  | Washington Jurisdiction Normalized | Residential Schedule 16 | Small General Service Schedule 24 | Large General Service < 1,000 kW Schedule 36 | Large General Service > 1,000 kW Schedule 48 | Large General Dedicated Facilities Schedule 48 | Agricultural Pumping Schedule 40 | Street & Area Lighting Sch. 15, 51-54, 57
949
950 |  | 360 | Land and Land Rights
951 |  |  |  | Demand Primary | F20A |  | 0 | 0 | 0 | 0 | 0 | 0 | 0 | 0 | 0 | 1614
952 |  |  |  | Assigned | A | 0 | 0 | 0 | 0 | 0 | 0 | 0 | 0 | 0 | 0
953 | [6 empty] | 0 | 0 | 0 | 0 | 0 | 0 | 0 | 0 | 0
954 |  | 361 | Structures and Improvements
955 |  |  |  | Demand Primary | F20 |  | 0 | 0 | 0 | 0 | 0 | 0 | 0 | 0 | 0 | 1620
956 |  |  |  | Assigned | A | 0 | 0 | 0 | 0 | 0 | 0 | 0 | 0 | 0 | 0
957 | [6 empty] | 0 | 0 | 0 | 0 | 0 | 0 | 0 | 0 | 0
958 |  | 362 | Station Equipment
959 |  |  |  | Demand Primary | F20A |  | 0 | 0 | 0 | 0 | 0 | 0 | 0 | 0 | 0 | 1626
960 |  |  |  | Assigned | A | 0 | 0 | 0 | 0 | 0 | 0 | 0 | 0 | 0 | 0
961 | [6 empty] | 0 | 0 | 0 | 0 | 0 | 0 | 0 | 0 | 0
962 |  | 364 | Poles, Towers & Fixtures
963 |  |  |  | Demand Primary | F20A | 0 | 0 | 0 | 0 | 0 | 0 | 0 | 0 | 0 | 0 | 1632
964 |  |  |  | Demand Secondary | F22 | 0 | 0 | 0 | 0 | 0 | 0 | 0 | 0 | 0 | 0
965 |  |  |  | Assigned | A | 0 | 0 | 0 | 0 | 0 | 0 | 0 | 0 | 0 | 0
966 | [6 empty] | 0 | 0 | 0 | 0 | 0 | 0 | 0 | 0 | 0
967 |  | 365 | Overhead Conductors
968 |  |  |  | Demand Primary | F20A | 0 | 0 | 0 | 0 | 0 | 0 | 0 | 0 | 0 | 0 | 1639
969 |  |  |  | Demand Secondary | F22 | 0 | 0 | 0 | 0 | 0 | 0 | 0 | 0 | 0 | 0
970 |  |  |  | Assigned | A | 0 | 0 | 0 | 0 | 0 | 0 | 0 | 0 | 0 | 0
971 | [6 empty] | 0 | 0 | 0 | 0 | 0 | 0 | 0 | 0 | 0
972 |  | 366 | Underground Conduit
973 |  |  |  | Demand Primary | F20A | 0 | 0 | 0 | 0 | 0 | 0 | 0 | 0 | 0 | 0 | 1646
974 |  |  |  | Demand Secondary | F22 | 0 | 0 | 0 | 0 | 0 | 0 | 0 | 0 | 0 | 0
975 |  |  |  | Assigned | A | 0 | 0 | 0 | 0 | 0 | 0 | 0 | 0 | 0 | 0
976 | [6 empty] | 0 | 0 | 0 | 0 | 0 | 0 | 0 | 0 | 0
977 |  | 367 | Underground Conductors
978 |  |  |  | Demand Primary | F20A | 0 | 0 | 0 | 0 | 0 | 0 | 0 | 0 | 0 | 0 | 1653
979 |  |  |  | Demand Secondary | F22 | 0 | 0 | 0 | 0 | 0 | 0 | 0 | 0 | 0 | 0
980 |  |  |  | Assigned | A | 0 | 0 | 0 | 0 | 0 | 0 | 0 | 0 | 0 | 0
981 | [6 empty] | 0 | 0 | 0 | 0 | 0 | 0 | 0 | 0 | 0
982 |  | 368 | Line Transformers
983 |  |  |  | Demand Secondary | F21 |  | 0 | 0 | 0 | 0 | 0 | 0 | 0 | 0 | 0 | 1660
984 |  |  |  | Assigned | A | 0 | 0 | 0 | 0 | 0 | 0 | 0 | 0 | 0 | 0
985 | [6 empty] | 0 | 0 | 0 | 0 | 0 | 0 | 0 | 0 | 0
986 |  | 369 | Services
987 |  |  |  | Customer | F70 |  | 0 | 0 | 0 | 0 | 0 | 0 | 0 | 0 | 0 | 1666
988 |  |  |  | Assigned | A | 0 | 0 | 0 | 0 | 0 | 0 | 0 | 0 | 0 | 0
989 | [6 empty] | 0 | 0 | 0 | 0 | 0 | 0 | 0 | 0 | 0
990 |  | 370 | Meters
991 |  |  |  | Customer | F60A |  | 0 | 0 | 0 | 0 | 0 | 0 | 0 | 0 | 0 | 1673
992 |  |  |  | Assigned | A | 0 | 0 | 0 | 0 | 0 | 0 | 0 | 0 | 0 | 0
993 | [6 empty] | 0 | 0 | 0 | 0 | 0 | 0 | 0 | 0 | 0
994 |  | 371 | Install on Customers' Premises
995 |  |  |  | Demand Primary | F20 | 0 | 0 | 0 | 0 | 0 | 0 | 0 | 0 | 0 | 0 | 1679
996 |  |  |  | Demand Secondary | F22 | 0 | 0 | 0 | 0 | 0 | 0 | 0 | 0 | 0 | 0
997 |  |  |  | Assigned | A | 0 | 0 | 0 | 0 | 0 | 0 | 0 | 0 | 0 | 0
998 | [6 empty] | 0 | 0 | 0 | 0 | 0 | 0 | 0 | 0 | 0
999 |  | 372 | Leased Property
1000 |  |  |  | Demand Primary | F20 | 0 | 0 | 0 | 0 | 0 | 0 | 0 | 0 | 0 | 0 | 1686
1001 |  |  |  | Demand Secondary | F22 | 0 | 0 | 0 | 0 | 0 | 0 | 0 | 0 | 0 | 0
1002 |  |  |  | Assigned | A | 0 | 0 | 0 | 0 | 0 | 0 | 0 | 0 | 0 | 0
1003 | [6 empty] | 0 | 0 | 0 | 0 | 0 | 0 | 0 | 0 | 0
1004
1005 |  | 373 | Street Lights |  | A | 0 | 0 | 0 | 0 | 0 | 0 | 0 | 0 | 0 | 0 | 1695
1006
1007
1008 |  | D00 | Unclassified Dist Plant - Acct 300 |  | F22 |  | 0 | 0 | 0 | 0 | 0 | 0 | 0 | 0 | 0 | 1698
1009 |  | DS0 | Unclassified Dist Sub - Acct 300 |  | F20 |  | 0 | 0 | 0 | 0 | 0 | 0 | 0 | 0 | 0 | 1702
1010 |  | TOTAL DISTRIBUTION PLANT |  |  |  |  | 0 | 0 | 0 | 0 | 0 | 0 | 0 | 0 | 0
1011
1012 |  | Distribution - METER - Unbundled |  |  |  |  | DISTRIBUTION PLANT D: GENERAL PLANT
1013
1014 |  | A |  | B | C |  | D | E | F | G | H | I | J | K
1015 |  | FERC ACCT |  | DESCRIPTION | COS Factor |  | Washington Jurisdiction Normalized | Residential Schedule 16 | Small General Service Schedule 24 | Large General Service < 1,000 kW Schedule 36 | Large General Service > 1,000 kW Schedule 48 | Large General Dedicated Facilities Schedule 48 | Agricultural Pumping Schedule 40 | Street & Area Lighting Sch. 15, 51-54, 57
1016 |  | 389 | Land and Land Rights
1017 |  |  |  | S | F107T |  | 0 | 0 | 0 | 0 | 0 | 0 | 0 | 0 | 0 | 1709
1018 |  |  |  | CN | F42 |  | 0 | 0 | 0 | 0 | 0 | 0 | 0 | 0 | 0 | 1710
1019 |  |  |  | DGU | F105T |  | 0 | 0 | 0 | 0 | 0 | 0 | 0 | 0 | 0 | 1711
1020 |  |  |  | SG | F105T |  | 0 | 0 | 0 | 0 | 0 | 0 | 0 | 0 | 0 | 1712
1021 |  |  |  | CAGW | F105T |  | 0 | 0 | 0 | 0 | 0 | 0 | 0 | 0 | 0 | 1713
1022 |  |  |  | CAGE | F105T |  | 0 | 0 | 0 | 0 | 0 | 0 | 0 | 0 | 0 | 1714
1023 |  |  |  | SO | F102T |  | 0 | 0 | 0 | 0 | 0 | 0 | 0 | 0 | 0 | 1715
1024 |  |  | Total Land & Land Rights |  |  |  | 0 | 0 | 0 | 0 | 0 | 0 | 0 | 0 | 0
1025
1026 |  | 390 | Structures and Improvements
1027 |  |  |  | S | F107T |  | 0 | 0 | 0 | 0 | 0 | 0 | 0 | 0 | 0 | 1719
1028 |  |  |  | CAEE | F105T |  | 0 | 0 | 0 | 0 | 0 | 0 | 0 | 0 | 0 | 1720
1029 |  |  |  | SE | F105T |  | 0 | 0 | 0 | 0 | 0 | 0 | 0 | 0 | 0 | 1721
1030 |  |  |  | CN | F42 |  | 0 | 0 | 0 | 0 | 0 | 0 | 0 | 0 | 0 | 1722
1031 |  |  |  | SG/CAGE/CAGW | F105T |  | 0 | 0 | 0 | 0 | 0 | 0 | 0 | 0 | 0 | 1723
1032 |  |  |  | CAGW | F105T |  | 0 | 0 | 0 | 0 | 0 | 0 | 0 | 0 | 0 | 1724
1033 |  |  |  | CAGE | F105T |  | 0 | 0 | 0 | 0 | 0 | 0 | 0 | 0 | 0 | 1725
1034 |  |  |  | JBG | F105T |  | 0 | 0 | 0 | 0 | 0 | 0 | 0 | 0 | 0 | 1726
1035 |  |  |  | SO | F102T |  | 0 | 0 | 0 | 0 | 0 | 0 | 0 | 0 | 0 | 1727
1036
1037 |  |  | Total Structures and Improvements |  |  |  | 0 | 0 | 0 | 0 | 0 | 0 | 0 | 0 | 0
1038
1039 |  | 391 | Office Furniture & Equipment
1040 |  |  |  | S | F107T |  | 0 | 0 | 0 | 0 | 0 | 0 | 0 | 0 | 0 | 1731
1041 |  |  |  | DGP | F105T |  | 0 | 0 | 0 | 0 | 0 | 0 | 0 | 0 | 0 | 1732
1042 |  |  |  | DGU | F105T |  | 0 | 0 | 0 | 0 | 0 | 0 | 0 | 0 | 0 | 1733
1043 |  |  |  | CN | F42 |  | 0 | 0 | 0 | 0 | 0 | 0 | 0 | 0 | 0 | 1734
1044 |  |  |  | SG | F105T |  | 0 | 0 | 0 | 0 | 0 | 0 | 0 | 0 | 0 | 1735
1045 |  |  |  | SE | F30 |  | 0 | 0 | 0 | 0 | 0 | 0 | 0 | 0 | 0 | 1736
1046 |  |  |  | SO | F102T |  | 0 | 0 | 0 | 0 | 0 | 0 | 0 | 0 | 0 | 1737
1047 |  |  |  | CAGW | F105T |  | 0 | 0 | 0 | 0 | 0 | 0 | 0 | 0 | 0 | 1738
1048 |  |  |  | CAGE | F105T |  | 0 | 0 | 0 | 0 | 0 | 0 | 0 | 0 | 0 | 1739
1049 |  |  |  | JBG | F105T |  | 0 | 0 | 0 | 0 | 0 | 0 | 0 | 0 | 0 | 1740
1050 |  |  |  | JBE | F30 |  | 0 | 0 | 0 | 0 | 0 | 0 | 0 | 0 | 0 | 1741
1051 |  |  |  | CAEE | F105T |  | 0 | 0 | 0 | 0 | 0 | 0 | 0 | 0 | 0 | 1742
1052 |  |  |  | CAGE | F105T |  | 0 | 0 | 0 | 0 | 0 | 0 | 0 | 0 | 0 | 1743
1053 |  |  |  | CAGE | F105T |  | 0 | 0 | 0 | 0 | 0 | 0 | 0 | 0 | 0 | 1744
1054 |  |  | Total Office Furniture & Equipment |  |  |  | 0 | 0 | 0 | 0 | 0 | 0 | 0 | 0 | 0
1055
1056 |  | 392 | Transportation Equipment
1057 |  |  |  | S | F107T |  | 0 | 0 | 0 | 0 | 0 | 0 | 0 | 0 | 0 | 1748
1058 |  |  |  | SO | F102T |  | 0 | 0 | 0 | 0 | 0 | 0 | 0 | 0 | 0 | 1749
1059 |  |  |  | SG | F105T |  | 0 | 0 | 0 | 0 | 0 | 0 | 0 | 0 | 0 | 1750
1060 |  |  |  | CN | F42 |  | 0 | 0 | 0 | 0 | 0 | 0 | 0 | 0 | 0 | 1751
1061 |  |  |  | DGU | F105T |  | 0 | 0 | 0 | 0 | 0 | 0 | 0 | 0 | 0 | 1752
1062 |  |  |  | SE | F30 |  | 0 | 0 | 0 | 0 | 0 | 0 | 0 | 0 | 0 | 1753
1063 |  |  |  | DGP | F105T |  | 0 | 0 | 0 | 0 | 0 | 0 | 0 | 0 | 0 | 1754
1064 |  |  |  | CAGW | F105T |  | 0 | 0 | 0 | 0 | 0 | 0 | 0 | 0 | 0 | 1755
1065 |  |  |  | CAGE | F105T |  | 0 | 0 | 0 | 0 | 0 | 0 | 0 | 0 | 0 | 1756
1066 |  |  |  | JBG | F105T |  | 0 | 0 | 0 | 0 | 0 | 0 | 0 | 0 | 0 | 1757
1067 |  |  |  | CAEW | F105T |  | 0 | 0 | 0 | 0 | 0 | 0 | 0 | 0 | 0 | 1758
1068 |  |  |  | CAEE | F105T |  | 0 | 0 | 0 | 0 | 0 | 0 | 0 | 0 | 0 | 1759
1069 |  |  |  | CAGE | F105T |  | 0 | 0 | 0 | 0 | 0 | 0 | 0 | 0 | 0 | 1760
1070 |  |  |  | CAGE | F30 |  | 0 | 0 | 0 | 0 | 0 | 0 | 0 | 0 | 0 | 1761
1071 |  |  | Total Transportation Equipment |  |  |  | 0 | 0 | 0 | 0 | 0 | 0 | 0 | 0 | 0
1072
1073 |  | 393 | Stores Equipment
1074 |  |  |  | S | F107T |  | 0 | 0 | 0 | 0 | 0 | 0 | 0 | 0 | 0 | 1765
1075 |  |  |  | DGP | F105T |  | 0 | 0 | 0 | 0 | 0 | 0 | 0 | 0 | 0 | 1766
1076 |  |  |  | DGU | F105T |  | 0 | 0 | 0 | 0 | 0 | 0 | 0 | 0 | 0 | 1767
1077 |  |  |  | SO | F102T |  | 0 | 0 | 0 | 0 | 0 | 0 | 0 | 0 | 0 | 1768
1078 |  |  |  | SG | F105T |  | 0 | 0 | 0 | 0 | 0 | 0 | 0 | 0 | 0 | 1769
1079 |  |  |  | CAGW | F105T |  | 0 | 0 | 0 | 0 | 0 | 0 | 0 | 0 | 0 | 1770
1080 |  |  |  | CAGE | F105T |  | 0 | 0 | 0 | 0 | 0 | 0 | 0 | 0 | 0 | 1771
1081 |  |  |  | JBG | F105T |  | 0 | 0 | 0 | 0 | 0 | 0 | 0 | 0 | 0 | 1772
1082 |  |  |  | CAGE | F105T |  | 0 | 0 | 0 | 0 | 0 | 0 | 0 | 0 | 0 | 1773
1083 |  |  | Total Stores Equipment |  |  |  | 0 | 0 | 0 | 0 | 0 | 0 | 0 | 0 | 0 | 1774
1084
1085 |  | 394 | Tools, Shop & Garage Equipment
1086 |  |  |  | S | F107T |  | 0 | 0 | 0 | 0 | 0 | 0 | 0 | 0 | 0 | 1777
1087 |  |  |  | DGP | F105T |  | 0 | 0 | 0 | 0 | 0 | 0 | 0 | 0 | 0 | 1778
1088 |  |  |  | SG | F105T |  | 0 | 0 | 0 | 0 | 0 | 0 | 0 | 0 | 0 | 1779
1089 |  |  |  | SO | F102T |  | 0 | 0 | 0 | 0 | 0 | 0 | 0 | 0 | 0 | 1780
1090 |  |  |  | SE | F30 |  | 0 | 0 | 0 | 0 | 0 | 0 | 0 | 0 | 0 | 1781
1091 |  |  |  | DGU | F105T |  | 0 | 0 | 0 | 0 | 0 | 0 | 0 | 0 | 0 | 1782
1092 |  |  |  | CAGW | F105T |  | 0 | 0 | 0 | 0 | 0 | 0 | 0 | 0 | 0 | 1783
1093 |  |  |  | CAGE | F105T |  | 0 | 0 | 0 | 0 | 0 | 0 | 0 | 0 | 0 | 1784
1094 |  |  |  | JBG | F105T |  | 0 | 0 | 0 | 0 | 0 | 0 | 0 | 0 | 0 | 1785
1095 |  |  |  | CAEW | F105T |  | 0 | 0 | 0 | 0 | 0 | 0 | 0 | 0 | 0 | 1786
1096 |  |  |  | CAEE | F105T |  | 0 | 0 | 0 | 0 | 0 | 0 | 0 | 0 | 0 | 1787
1097 |  |  |  | CAGE | F105T |  | 0 | 0 | 0 | 0 | 0 | 0 | 0 | 0 | 0 | 1788
1098 |  |  |  | CAGE | F102T |  | 0 | 0 | 0 | 0 | 0 | 0 | 0 | 0 | 0 | 1789
1099 |  |  | Total Tools, Shop & Garage Equipment |  |  |  | 0 | 0 | 0 | 0 | 0 | 0 | 0 | 0 | 0
1100
1101 |  | 395 | Laboratory Equipment
1102 |  |  |  | S | F107T |  | 0 | 0 | 0 | 0 | 0 | 0 | 0 | 0 | 0 | 1793
1103 |  |  |  | DGP | F105T |  | 0 | 0 | 0 | 0 | 0 | 0 | 0 | 0 | 0 | 1794
1104 |  |  |  | DGU | F105T |  | 0 | 0 | 0 | 0 | 0 | 0 | 0 | 0 | 0 | 1795
1105 |  |  |  | SO | F102T |  | 0 | 0 | 0 | 0 | 0 | 0 | 0 | 0 | 0 | 1796
1106 |  |  |  | SE | F30 |  | 0 | 0 | 0 | 0 | 0 | 0 | 0 | 0 | 0 | 1797
1107 |  |  |  | SG | F105T |  | 0 | 0 | 0 | 0 | 0 | 0 | 0 | 0 | 0 | 1798
1108 |  |  |  | CAGW | F105T |  | 0 | 0 | 0 | 0 | 0 | 0 | 0 | 0 | 0 | 1799
1109 |  |  |  | CAGE | F105T |  | 0 | 0 | 0 | 0 | 0 | 0 | 0 | 0 | 0 | 1800
1110 |  |  |  | JBG | F105T |  | 0 | 0 | 0 | 0 | 0 | 0 | 0 | 0 | 0 | 1801
1111 |  |  |  | CAEW | F105T |  | 0 | 0 | 0 | 0 | 0 | 0 | 0 | 0 | 0 | 1802
1112 |  |  |  | CAEE | F105T |  | 0 | 0 | 0 | 0 | 0 | 0 | 0 | 0 | 0 | 1803
1113 |  |  |  | CAGE | F105T |  | 0 | 0 | 0 | 0 | 0 | 0 | 0 | 0 | 0 | 1804
1114 |  |  |  | CAGE | F102T |  | 0 | 0 | 0 | 0 | 0 | 0 | 0 | 0 | 0 | 1805
1115 |  |  | Total Laboratory Equipment |  |  |  | 0 | 0 | 0 | 0 | 0 | 0 | 0 | 0 | 0
1116
1117 |  | 396 | Power Operated Equipment
1118 |  |  |  | S | F107T |  | 0 | 0 | 0 | 0 | 0 | 0 | 0 | 0 | 0 | 1809
1119 |  |  |  | DGP | F105T |  | 0 | 0 | 0 | 0 | 0 | 0 | 0 | 0 | 0 | 1810
1120 |  |  |  | DGU | F105T |  | 0 | 0 | 0 | 0 | 0 | 0 | 0 | 0 | 0 | 1811
1121 |  |  |  | SO | F102T |  | 0 | 0 | 0 | 0 | 0 | 0 | 0 | 0 | 0 | 1812
1122 |  |  |  | SE | F30 |  | 0 | 0 | 0 | 0 | 0 | 0 | 0 | 0 | 0 | 1813
1123 |  |  |  | SG | F105T |  | 0 | 0 | 0 | 0 | 0 | 0 | 0 | 0 | 0 | 1814
1124 |  |  |  | CAGW | F105T |  | 0 | 0 | 0 | 0 | 0 | 0 | 0 | 0 | 0 | 1815
1125 |  |  |  | CAGE | F105T |  | 0 | 0 | 0 | 0 | 0 | 0 | 0 | 0 | 0 | 1816
1126 |  |  |  | JBG | F105T |  | 0 | 0 | 0 | 0 | 0 | 0 | 0 | 0 | 0 | 1817
1127 |  |  |  | CAEW | F105T |  | 0 | 0 | 0 | 0 | 0 | 0 | 0 | 0 | 0 | 1818
1128 |  |  |  | CAEE | F105T |  | 0 | 0 | 0 | 0 | 0 | 0 | 0 | 0 | 0 | 1819
1129 |  |  |  | CAGE | F105T |  | 0 | 0 | 0 | 0 | 0 | 0 | 0 | 0 | 0 | 1820
1130 |  |  |  | CAGE | F102T |  | 0 | 0 | 0 | 0 | 0 | 0 | 0 | 0 | 0 | 1821
1131 |  |  | Total Power Operated Equipment |  |  |  | 0 | 0 | 0 | 0 | 0 | 0 | 0 | 0 | 0
1132
1133 |  | 397 | Communication Equipment
1134 |  |  |  | S | F107T |  | 0 | 0 | 0 | 0 | 0 | 0 | 0 | 0 | 0 | 1825
1135 |  |  |  | SGP | F105T |  | 0 | 0 | 0 | 0 | 0 | 0 | 0 | 0 | 0 | 1826
1136 |  |  |  | SGU | F105T |  | 0 | 0 | 0 | 0 | 0 | 0 | 0 | 0 | 0 | 1827
1137 |  |  |  | SO | F102T |  | 0 | 0 | 0 | 0 | 0 | 0 | 0 | 0 | 0 | 1828
1138 |  |  |  | CN | F42 |  | 0 | 0 | 0 | 0 | 0 | 0 | 0 | 0 | 0 | 1829
1139 |  |  |  | SG/CAGE/CAGW | F105T |  | 0 | 0 | 0 | 0 | 0 | 0 | 0 | 0 | 0 | 1830
1140 |  |  |  | SE | F30 |  | 0 | 0 | 0 | 0 | 0 | 0 | 0 | 0 | 0 | 1831
1141 |  |  |  | JBG | F105T |  | 0 | 0 | 0 | 0 | 0 | 0 | 0 | 0 | 0 | 1832
|  |  |  | CAGE | F105T |  | 0 | 0 | 0 | 0 | 0 | 0 | 0 | 0 | 0 | 1833
1143 |  |  |  | CAGE | F105T |  | 0 | 0 | 0 | 0 | 0 | 0 | 0 | 0 | 0 | 1834
1144 |  |  | Total Communication Equipment |  |  |  | 0 | 0 | 0 | 0 | 0 | 0 | 0 | 0 | 0
1145
1146 |  | Distribution - METER - Unbundled |  |  |  |  | D: GENERAL PLANT
1147
1148 |  | A |  | B | C |  | D | E | F | G | H | I | J | K
1149 |  | FERC ACCT |  | DESCRIPTION | COS Factor |  | Washington Jurisdiction Normalized | Residential Schedule 16 | Small General Service Schedule 24 | Large General Service < 1,000 kW Schedule 36 | Large General Service > 1,000 kW Schedule 48 | Large General Dedicated Facilities Schedule 48 | Agricultural Pumping Schedule 40 | Street & Area Lighting Sch. 15, 51-54, 57
1150 |  | 398 | Misc. Equipment
1151 |  |  |  | S | F107T |  | 0 | 0 | 0 | 0 | 0 | 0 | 0 | 0 | 0 | 1838
1152 |  |  |  | SGP | F105T |  | 0 | 0 | 0 | 0 | 0 | 0 | 0 | 0 | 0 | 1844
1153 |  |  |  | SGU | F105T |  | 0 | 0 | 0 | 0 | 0 | 0 | 0 | 0 | 0 | 1840
|  |  |  | CN | F42 |  | 0 | 0 | 0 | 0 | 0 | 0 | 0 | 0 | 0 | 1841
1155 |  |  |  | SO | F102T |  | 0 | 0 | 0 | 0 | 0 | 0 | 0 | 0 | 0 | 1842
1156 |  |  |  | SE | F30 |  | 0 | 0 | 0 | 0 | 0 | 0 | 0 | 0 | 0 | 1843
1157 |  |  |  | SG | F105T |  | 0 | 0 | 0 | 0 | 0 | 0 | 0 | 0 | 0 | 1845
1158 |  |  |  | JBG | F105T |  | 0 | 0 | 0 | 0 | 0 | 0 | 0 | 0 | 0 | 1847
1159 |  |  | Total Misc. Equipment |  |  |  | 0 | 0 | 0 | 0 | 0 | 0 | 0 | 0 | 0
1160
1161 |  | 399 | Coal Mine |  | F30 |  | 0 | 0 | 0 | 0 | 0 | 0 | 0 | 0 | 0 | 1858
1162 |  | 399L | WIDCO Capital Lease |  | F30 |  | 0 | 0 | 0 | 0 | 0 | 0 | 0 | 0 | 0 | 1861
1163 |  |  | Remove Capital Lease |  | F30 |  | 0 | 0 | 0 | 0 | 0 | 0 | 0 | 0 | 0 | 1864
1164
1165 |  | 390L | General Capital Lease
1166 |  |  |  | S | F30 |  | 0 | 0 | 0 | 0 | 0 | 0 | 0 | 0 | 0 | 1869
1167 |  |  |  | SG | F30 |  | 0 | 0 | 0 | 0 | 0 | 0 | 0 | 0 | 0 | 1870
1168 |  |  |  | SO-U | F30 |  | 0 | 0 | 0 | 0 | 0 | 0 | 0 | 0 | 0 | 1871
1170 |  |  | Remove Capital Lease |  |  |  | 0 | 0 | 0 | 0 | 0 | 0 | 0 | 0
1171
1172 |  | 392L | General Vehicles Capital Lease |  | F30 |  | 0 | 0 | 0 | 0 | 0 | 0 | 0 | 0 | 0 | 1878
1173 |  |  | Remove Capital Lease |  | F30 |  | 0 | 0 | 0 | 0 | 0 | 0 | 0 | 0 | 0 | 1881
1174
1175 |  | G00 | Unclassified Gen Plant - Acct 300 |  | F102T |  | 0 | 0 | 0 | 0 | 0 | 0 | 0 | 0 | 0 | 1891
1176 |  | GV0 | Unclassified Gen Veh - Acct 300 |  | F102T |  | 0 | 0 | 0 | 0 | 0 | 0 | 0 | 0 | 0 | 1899
1177
1178 |  | TOTAL GENERAL PLANT |  |  |  |  | 0 | 0 | 0 | 0 | 0 | 0 | 0 | 0 | 0
1179
1180
1181
1182 | [6 empty] | D: INTANGIBLE PLANT
1183
1184 |  | 301 | Organization
1185 |  |  |  | S | F107T |  | 0 | 0 | 0 | 0 | 0 | 0 | 0 | 0 | 0 | 1904
1186 |  |  |  | SO | F102T |  | 0 | 0 | 0 | 0 | 0 | 0 | 0 | 0 | 0 | 1905
1187 |  |  |  | SG/CAGE/CAGW | F105T |  | 0 | 0 | 0 | 0 | 0 | 0 | 0 | 0 | 0 | 1906
1188 |  |  | Total Organization |  |  |  | 0 | 0 | 0 | 0 | 0 | 0 | 0 | 0 | 0
1189
1190 |  | 302 | Franchise & Consent
1191 |  |  |  | S | F107T |  | 0 | 0 | 0 | 0 | 0 | 0 | 0 | 0 | 0 | 1909
1192 |  |  |  | SG/CAGE/CAGW | F105T |  | 0 | 0 | 0 | 0 | 0 | 0 | 0 | 0 | 0 | 1910
1193 |  |  |  | DGP | F105T |  | 0 | 0 | 0 | 0 | 0 | 0 | 0 | 0 | 0 | 1911
1194 |  |  |  | DGU | F105T |  | 0 | 0 | 0 | 0 | 0 | 0 | 0 | 0 | 0 | 1912
1195 |  |  | Total Franchise & Consent |  |  |  | 0 | 0 | 0 | 0 | 0 | 0 | 0 | 0 | 0
1196
1197 |  | 303 | Miscellaneous Intangible Plant
1198 |  |  |  | S | F107T |  | 0 | 0 | 0 | 0 | 0 | 0 | 0 | 0 | 0 | 1920
1199 |  |  |  | SG/CAGW | F105T |  | 0 | 0 | 0 | 0 | 0 | 0 | 0 | 0 | 0 | 1921
1200 |  |  |  | SO | F102T |  | 0 | 0 | 0 | 0 | 0 | 0 | 0 | 0 | 0 | 1922
1201 |  |  |  | SE | F105T |  | 0 | 0 | 0 | 0 | 0 | 0 | 0 | 0 | 0 | 1923
1202 |  |  |  | CN | F42 |  | 0 | 0 | 0 | 0 | 0 | 0 | 0 | 0 | 0 | 1924
1203 |  |  |  | DGU | F30 |  | 0 | 0 | 0 | 0 | 0 | 0 | 0 | 0 | 0 | 1925
1204 |  |  |  | DGP | F105T |  | 0 | 0 | 0 | 0 | 0 | 0 | 0 | 0 | 0 | 1926
1205 |  |  |  | JBG | F105T |  | 0 | 0 | 0 | 0 | 0 | 0 | 0 | 0 | 0 | 1927
1206 |  |  | Total Miscellaneous Intangible Plant |  |  |  | 0 | 0 | 0 | 0 | 0 | 0 | 0 | 0 | 0
1207
1208 |  | I00 | Unclass Intangible Plant - Acct 300 |  | F102T |  | 0 | 0 | 0 | 0 | 0 | 0 | 0 | 0 | 0 | 1938
1209
1210 |  | TOTAL INTANGIBLE PLANT |  |  |  |  | 0 | 0 | 0 | 0 | 0 | 0 | 0 | 0 | 0
1211
1212
1213 |  | TOTAL ELECTRIC PLANT IN SERVICE |  |  |  |  | 0 | 0 | 0 | 0 | 0 | 0 | 0 | 0 | 0
1214
1215
1216 |  | Distribution - METER - Unbundled |  |  |  |  | D: MISC RATE BASE
1217
1218 |  | A |  | B | C |  | D | E | F | G | H | I | J | K
1219 |  | FERC ACCT |  | DESCRIPTION | COS Factor |  | Washington Jurisdiction Normalized | Residential Schedule 16 | Small General Service Schedule 24 | Large General Service < 1,000 kW Schedule 36 | Large General Service > 1,000 kW Schedule 48 | Large General Dedicated Facilities Schedule 48 | Agricultural Pumping Schedule 40 | Street & Area Lighting Sch. 15, 51-54, 57
1220 |  | 105 | Plant Held For Future Use
1221 |  |  |  | S | F20 |  | 0 | 0 | 0 | 0 | 0 | 0 | 0 | 0 | 0 | 1946
1222 |  |  |  | SG | F30 |  | 0 | 0 | 0 | 0 | 0 | 0 | 0 | 0 | 0 | 1947
1223 |  |  |  | SG | F30 |  | 0 | 0 | 0 | 0 | 0 | 0 | 0 | 0 | 0 | 1948
1224 |  |  |  | SG | F30 |  | 0 | 0 | 0 | 0 | 0 | 0 | 0 | 0 | 0 | 1949
1225 |  |  |  | SE | F30 |  | 0 | 0 | 0 | 0 | 0 | 0 | 0 | 0 | 0 | 1950
1226 |  |  |  | SG | F30 |  | 0 | 0 | 0 | 0 | 0 | 0 | 0 | 0 | 0 | 1951
1227 |  |  |  | SG | F30 |  | 0 | 0 | 0 | 0 | 0 | 0 | 0 | 0 | 0 | 1952
1228 |  |  |  | CAGE | F102 |  | 0 | 0 | 0 | 0 | 0 | 0 | 0 | 0 | 0 | 1953
1229 |  |  |  | CAEW | F102 |  | 0 | 0 | 0 | 0 | 0 | 0 | 0 | 0 | 0 | 1954
1230 |  |  |  | CAEE | F102 |  | 0 | 0 | 0 | 0 | 0 | 0 | 0 | 0 | 0 | 1955
1231 |  |  | Total Plant Held For Future Use |  |  |  | 0 | 0 | 0 | 0 | 0 | 0 | 0 | 0 | 0
1232
1233 |  | 114 | Electric Plant Acquisition Adjust |  | F30 |  | 0 | 0 | 0 | 0 | 0 | 0 | 0 | 0 | 0 | 1964
1234
1235 |  | 115 | Accum Provision for Asset Acquisition Adjustments |  | F30 |  | 0 | 0 | 0 | 0 | 0 | 0 | 0 | 0 | 0 | 1972
1236
1237 |  | 128 | Pensions |  | F102T |  | 0 | 0 | 0 | 0 | 0 | 0 | 0 | 0 | 0 | 1976
1238
1239 |  | 124 | Weatherization |  | F30 |  | 0 | 0 | 0 | 0 | 0 | 0 | 0 | 0 | 0 | 1998
1240
1241 |  | 151 | Fuel Stock |  | F30 |  | 0 | 0 | 0 | 0 | 0 | 0 | 0 | 0 | 0 | 2001
1242 |  |  |  | SE | F30 |  | 0 | 0 | 0 | 0 | 0 | 0 | 0 | 0 | 0 | 2002
1243 |  |  |  | CAEW | F30 |  | 0 | 0 | 0 | 0 | 0 | 0 | 0 | 0 | 0 | 2003
1244 |  |  |  | CAEE | F30 |  | 0 | 0 | 0 | 0 | 0 | 0 | 0 | 0 | 0 | 2004
1245 |  |  |  | JBE | F30 |  | 0 | 0 | 0 | 0 | 0 | 0 | 0 | 0 | 0 | 2005
1246 |  |  |  | CAEE | F30 |  | 0 | 0 | 0 | 0 | 0 | 0 | 0 | 0 | 0 | 2006
1247 |  |  |  | CAEE | F30 |  | 0 | 0 | 0 | 0 | 0 | 0 | 0 | 0 | 0 | 2007
1248 |  |  |  | Total Fuel Stock |  |  | 0 | 0 | 0 | 0 | 0 | 0 | 0 | 0 | 0
1249
1250 |  | 152 | Fuel Stock - Undistributed |  | F30 |  | 0 | 0 | 0 | 0 | 0 | 0 | 0 | 0 | 0 | 2011
1251
1252 |  | 25316 | DG&T Working Capital Deposit |  | F30 |  | 0 | 0 | 0 | 0 | 0 | 0 | 0 | 0 | 0 | 2016
1253
1254 |  | 25317 | DG&T Working Capital Deposit |  | F30 |  | 0 | 0 | 0 | 0 | 0 | 0 | 0 | 0 | 0 | 2020
1255
1256 |  | 25319 | Provo Working Capital Deposit |  | F30 |  | 0 | 0 | 0 | 0 | 0 | 0 | 0 | 0 | 0 | 2024
1257
1258 |  | 154 | Materials and Supplies |  | F102T |  | 0 | 0 | 0 | 0 | 0 | 0 | 0 | 0 | 0 | 2029
1259 |  |  |  | SG | F102T |  | 0 | 0 | 0 | 0 | 0 | 0 | 0 | 0 | 0 | 2030
1260 |  |  |  | SE | F102T |  | 0 | 0 | 0 | 0 | 0 | 0 | 0 | 0 | 0 | 2031
1261 |  |  |  | SO | F102T |  | 0 | 0 | 0 | 0 | 0 | 0 | 0 | 0 | 0 | 2032
1262 |  |  |  | SNPPS | F102T |  | 0 | 0 | 0 | 0 | 0 | 0 | 0 | 0 | 0 | 2033
1263 |  |  |  | SNPPH | F102T |  | 0 | 0 | 0 | 0 | 0 | 0 | 0 | 0 | 0 | 2034
1264 |  |  |  | SNPD | F102T |  | 0 | 0 | 0 | 0 | 0 | 0 | 0 | 0 | 0 | 2035
1265 |  |  |  | SNPT | F102T |  | 0 | 0 | 0 | 0 | 0 | 0 | 0 | 0 | 0 | 2036
1266 |  |  |  | DGU | F102T |  | 0 | 0 | 0 | 0 | 0 | 0 | 0 | 0 | 0 | 2037
1267 |  |  |  | DGP | F102T |  | 0 | 0 | 0 | 0 | 0 | 0 | 0 | 0 | 0 | 2038
1268 |  |  |  | JBE | F30 |  | 0 | 0 | 0 | 0 | 0 | 0 | 0 | 0 | 0 | 2039
1269 |  |  |  | SNPP | F102T |  | 0 | 0 | 0 | 0 | 0 | 0 | 0 | 0 | 0 | 2040
1270 |  |  |  | CAGW | F102T |  | 0 | 0 | 0 | 0 | 0 | 0 | 0 | 0 | 0 | 2041
1271 |  |  |  | CAGE | F102T |  | 0 | 0 | 0 | 0 | 0 | 0 | 0 | 0 | 0 | 2042
1272 |  |  |  | JBG | F30 |  | 0 | 0 | 0 | 0 | 0 | 0 | 0 | 0 | 0 | 2043
1273 |  |  |  | CAEW | F102T |  | 0 | 0 | 0 | 0 | 0 | 0 | 0 | 0 | 0 | 2044
1274 |  |  |  | CAEE | F102T |  | 0 | 0 | 0 | 0 | 0 | 0 | 0 | 0 | 0 | 2045
1275 |  |  |  | CAGE | F102T |  | 0 | 0 | 0 | 0 | 0 | 0 | 0 | 0 | 0 | 2046
1276 |  |  | Total Materials and Supplies |  |  |  | 0 | 0 | 0 | 0 | 0 | 0 | 0 | 0 | 0
1277
1278 |  | 163 | Stores Expense Undistributed |  | F102T |  | 0 | 0 | 0 | 0 | 0 | 0 | 0 | 0 | 0 | 2050
1279
1280 |  | 25318 | Provo Working Capital Deposit |  | F102T |  | 0 | 0 | 0 | 0 | 0 | 0 | 0 | 0 | 0 | 2055
1281
1282 |  | 165 | Prepayments |  | F102T |  | 0 | 0 | 0 | 0 | 0 | 0 | 0 | 0 | 0 | 2062
1283 |  |  |  | GPS | F42 |  | 0 | 0 | 0 | 0 | 0 | 0 | 0 | 0 | 0 | 2063
1284 |  |  |  | SG | F102T |  | 0 | 0 | 0 | 0 | 0 | 0 | 0 | 0 | 0 | 2064
1285 |  |  |  | SE | F102T |  | 0 | 0 | 0 | 0 | 0 | 0 | 0 | 0 | 0 | 2065
1286 |  |  |  | SO | F102T |  | 0 | 0 | 0 | 0 | 0 | 0 | 0 | 0 | 0 | 2066
1287 |  |  |  | Total Prepayments |  |  | 0 | 0 | 0 | 0 | 0 | 0 | 0 | 0 | 0
1288
1289 |  | 182 | Misc Regulatory Assets |  | F102T |  | 0 | 0 | 0 | 0 | 0 | 0 | 0 | 0 | 0 | 2070
1290 |  |  |  | SG | F102T |  | 0 | 0 | 0 | 0 | 0 | 0 | 0 | 0 | 0 | 2071
1291 |  |  |  | CAGE | F102T |  | 0 | 0 | 0 | 0 | 0 | 0 | 0 | 0 | 0 | 2072
1292 |  |  |  | CAGE | F102T |  | 0 | 0 | 0 | 0 | 0 | 0 | 0 | 0 | 0 | 2073
1293 |  |  |  | CAGW | F102T |  | 0 | 0 | 0 | 0 | 0 | 0 | 0 | 0 | 0 | 2074
1294 |  |  |  | JBG | F102T |  | 0 | 0 | 0 | 0 | 0 | 0 | 0 | 0 | 0 | 2075
1295 |  |  |  | SE | F102T |  | 0 | 0 | 0 | 0 | 0 | 0 | 0 | 0 | 0 | 2076
1296 |  |  |  | CAEW | F102T |  | 0 | 0 | 0 | 0 | 0 | 0 | 0 | 0 | 0 | 2077
1297 |  |  |  | CAEE | F30 |  | 0 | 0 | 0 | 0 | 0 | 0 | 0 | 0 | 0 | 2078
1298 |  |  |  | SO | F102T |  | 0 | 0 | 0 | 0 | 0 | 0 | 0 | 0 | 0 | 2079
1299 |  |  |  | Total Misc Regulatory Assets |  |  | 0 | 0 | 0 | 0 | 0 | 0 | 0 | 0 | 0
1300
1301 |  | 186 | Misc Deferred Debits |  | F102T |  | 0 | 0 | 0 | 0 | 0 | 0 | 0 | 0 | 0 | 2083
1302 |  |  |  | CAEW | F102T |  | 0 | 0 | 0 | 0 | 0 | 0 | 0 | 0 | 0 | 2084
1303 |  |  |  | CAEE | F102T |  | 0 | 0 | 0 | 0 | 0 | 0 | 0 | 0 | 0 | 2085
1304 |  |  |  | SG | F102T |  | 0 | 0 | 0 | 0 | 0 | 0 | 0 | 0 | 0 | 2086
1305 |  |  |  | SO | F102T |  | 0 | 0 | 0 | 0 | 0 | 0 | 0 | 0 | 0 | 2087
1306 |  |  |  | SE | F30 |  | 0 | 0 | 0 | 0 | 0 | 0 | 0 | 0 | 0 | 2088
1307 |  |  |  | CAGW | F102T |  | 0 | 0 | 0 | 0 | 0 | 0 | 0 | 0 | 0 | 2089
|  |  |  | CAGE | F102T |  | 0 | 0 | 0 | 0 | 0 | 0 | 0 | 0 | 0 | 2090
|  |  |  | CAEW | F102T |  | 0 | 0 | 0 | 0 | 0 | 0 | 0 | 0 | 0 | 2091
|  |  |  | CAEE | F102T |  | 0 | 0 | 0 | 0 | 0 | 0 | 0 | 0 | 0 | 2092
|  |  |  | JBE | F102T |  | 0 | 0 | 0 | 0 | 0 | 0 | 0 | 0 | 0 | 2093
1312 |  |  |  | EXCTAX | F102T |  | 0 | 0 | 0 | 0 | 0 | 0 | 0 | 0 | 0 | 2094
1313 |  |  |  | Total Misc Deferred Debits |  |  | 0 | 0 | 0 | 0 | 0 | 0 | 0 | 0 | 0
1314
1315 |  | CWC | Cash Working Capital |  | F137T |  | 0 | 0 | 0 | 0 | 0 | 0 | 0 | 0 | 0 | 2102
1316
1317 |  | OWC | Other Working Capital |  | F137T |  | 0 | 0 | 0 | 0 | 0 | 0 | 0 | 0 | 0 | 2115
1318 |  |  |  | Total Other Working Capital |  |  | 0 | 0 | 0 | 0 | 0 | 0 | 0 | 0 | 0
1319
1320 |  | 18222 | Nuclear Plant |  | F30 |  | 0 | 0 | 0 | 0 | 0 | 0 | 0 | 0 | 0 | 2129
1321
1322 |  | 1869 | Misc Deferred Debits-Trojan |  | F30 |  | 0 | 0 | 0 | 0 | 0 | 0 | 0 | 0 | 0 | 2134
1323
1324 |  | 141 | Impact Housing - Notes Receivable |  | F30 |  | 0 | 0 | 0 | 0 | 0 | 0 | 0 | 0 | 0 | 2137
1325 |  | TOTAL RATE BASE ADDITIONS |  |  |  |  | 0 | 0 | 0 | 0 | 0 | 0 | 0 | 0 | 0
1326
1327 |  | Distribution - METER - Unbundled
1328
1329 |  | A |  | B | C |  | D | E | F | G | H | I | J | K
1330 |  | FERC ACCT |  | DESCRIPTION | COS Factor |  | Washington Jurisdiction Normalized | Residential Schedule 16 | Small General Service Schedule 24 | Large General Service < 1,000 kW Schedule 36 | Large General Service > 1,000 kW Schedule 48 | Large General Dedicated Facilities Schedule 48 | Agricultural Pumping Schedule 40 | Street & Area Lighting Sch. 15, 51-54, 57
1331
1332 |  | 235 | Customer Service Deposits |  | F51 |  | 0 | 0 | 0 | 0 | 0 | 0 | 0 | 0 | 0 | 2149
1333
1334 |  | 2281 | Accum Prov for Property Insurance |  | F102T |  | 0 | 0 | 0 | 0 | 0 | 0 | 0 | 0 | 0 | 2154
1335
1336 |  | 2282 | Accum Prov for Injuries & Damages |  | F102T |  | 0 | 0 | 0 | 0 | 0 | 0 | 0 | 0 | 0 | 2158
1337
1338 |  | 2283 | Accum Prov for Pension & Benefits |  | F102T |  | 0 | 0 | 0 | 0 | 0 | 0 | 0 | 0 | 0 | 2163
1339
1340 |  | 254 | Reg Liabilities - Insurance Provision |  | F30 |  | 0 | 0 | 0 | 0 | 0 | 0 | 0 | 0 | 0 | 2169
1341
1342 |  | 22844 | Accum Hydro Relicensing Obligation |  | F30 |  | 0 | 0 | 0 | 0 | 0 | 0 | 0 | 0 | 0 | 2173
1343
1344
1345 |  | 22842 | Accum Misc Oper Prov - Trojan |  | F30 |  | 0 | 0 | 0 | 0 | 0 | 0 | 0 | 0 | 0 | 2178
1346
1347 |  | 252 | Customer Advances for Const |  | F50 |  | 0 | 0 | 0 | 0 | 0 | 0 | 0 | 0 | 0 | 2186
1348
1349 |  | 25398 | SO2 Emissions |  | F30 |  | 0 | 0 | 0 | 0 | 0 | 0 | 0 | 0 | 0 | 2189
1350
1351 |  | 25399 | Other Deferred Credits |  | F30 |  | 0 | 0 | 0 | 0 | 0 | 0 | 0 | 0 | 0 | 2198
1352
1353 |  | 190 | Accum Deferred Income Taxes |  | F104T |  | 0 | 0 | 0 | 0 | 0 | 0 | 0 | 0 | 0 | 2201
1354 |  |  |  | SG/CAGW | F104T |  | 0 | 0 | 0 | 0 | 0 | 0 | 0 | 0 | 0 | 2202
1355 |  |  |  | DOP | F138T |  | 0 | 0 | 0 | 0 | 0 | 0 | 0 | 0 | 0 | 2203
1356 |  |  |  | CN | F104T |  | 0 | 0 | 0 | 0 | 0 | 0 | 0 | 0 | 0 | 2204
1357 |  |  |  | BADDEBT | F42 |  | 0 | 0 | 0 | 0 | 0 | 0 | 0 | 0 | 0 | 2205
1358 |  |  |  | JBG | F104T |  | 0 | 0 | 0 | 0 | 0 | 0 | 0 | 0 | 0 | 2206
1359 |  |  |  | JBE | F104T |  | 0 | 0 | 0 | 0 | 0 | 0 | 0 | 0 | 0 | 2207
1360 |  |  |  | SE/CAEW | F104T |  | 0 | 0 | 0 | 0 | 0 | 0 | 0 | 0 | 0 | 2208
1361 |  |  |  | SNP | F104T |  | 0 | 0 | 0 | 0 | 0 | 0 | 0 | 0 | 0 | 2209
1362 |  |  |  | SNPD | F104T |  | 0 | 0 | 0 | 0 | 0 | 0 | 0 | 0 | 0 | 2210
1363 |  |  |  | Total Accum Deferred Income Taxes |  |  | 0 | 0 | 0 | 0 | 0 | 0 | 0 | 0 | 0
1364
1365 |  | 281 | Accum Deferred Income Taxes |  | F104T |  | 0 | 0 | 0 | 0 | 0 | 0 | 0 | 0 | 0 | 2217
1366
1367 |  | 282 | Accum Deferred Income Taxes |  | F104T |  | 0 | 0 | 0 | 0 | 0 | 0 | 0 | 0 | 0 | 2220
1368 |  |  |  |  | F104T |  | 0 | 0 | 0 | 0 | 0 | 0 | 0 | 0 | 0 | 2221
1369 |  |  |  |  | F104T |  | 0 | 0 | 0 | 0 | 0 | 0 | 0 | 0 | 0 | 2222
1370 |  |  |  |  | F104T |  | 0 | 0 | 0 | 0 | 0 | 0 | 0 | 0 | 0 | 2223
1371 |  |  |  |  | F104T |  | 0 | 0 | 0 | 0 | 0 | 0 | 0 | 0 | 0 | 2224
1372 |  |  |  | DITBAL | F104T |  | 0 | 0 | 0 | 0 | 0 | 0 | 0 | 0 | 0 | 2225
1373 |  |  |  | DGP | F42 |  | 0 | 0 | 0 | 0 | 0 | 0 | 0 | 0 | 0 | 2226
1374 |  |  |  | SO | F138T |  | 0 | 0 | 0 | 0 | 0 | 0 | 0 | 0 | 0 | 2227
1375 |  |  |  | JBE | F104T |  | 0 | 0 | 0 | 0 | 0 | 0 | 0 | 0 | 0 | 2228
1376 |  |  |  | SE | F104T |  | 0 | 0 | 0 | 0 | 0 | 0 | 0 | 0 | 0 | 2229
1377 |  |  |  | SG | F104T |  | 0 | 0 | 0 | 0 | 0 | 0 | 0 | 0 | 0 | 2230
1378 |  |  |  | Total Accum Deferred Income Taxes |  |  | 0 | 0 | 0 | 0 | 0 | 0 | 0 | 0 | 0
1379
1380
1381 |  | 283 | Accum Deferred Income Taxes |  | F104T |  | 0 | 0 | 0 | 0 | 0 | 0 | 0 | 0 | 0 | 2234
1382 |  |  |  | SG/CAGW | F104T |  | 0 | 0 | 0 | 0 | 0 | 0 | 0 | 0 | 0 | 2235
1383 |  |  |  | SE | F104T |  | 0 | 0 | 0 | 0 | 0 | 0 | 0 | 0 | 0 | 2236
1384 |  |  |  | SO | F138T |  | 0 | 0 | 0 | 0 | 0 | 0 | 0 | 0 | 0 | 2237
1385 |  |  |  | GPS | F104T |  | 0 | 0 | 0 | 0 | 0 | 0 | 0 | 0 | 0 | 2238
1386 |  |  |  | SNP | F104T |  | 0 | 0 | 0 | 0 | 0 | 0 | 0 | 0 | 0 | 2239
1387 |  |  |  | TROJD | F104T |  | 0 | 0 | 0 | 0 | 0 | 0 | 0 | 0 | 0 | 2240
1388 |  |  |  | SNPD | F104T |  | 0 | 0 | 0 | 0 | 0 | 0 | 0 | 0 | 0 | 2241
1389 |  |  |  | JBE | F104T |  | 0 | 0 | 0 | 0 | 0 | 0 | 0 | 0 | 0 | 2242
1390 |  |  |  | Total Accum Deferred Income Taxes |  |  | 0 | 0 | 0 | 0 | 0 | 0 | 0 | 0 | 0
1391
1392 |  | 255 | Accum Investment Tax Credit |  | F104T |  | 0 | 0 | 0 | 0 | 0 | 0 | 0 | 0 | 0 | 2256
1393 |  | TOTAL RATE BASE DEDUCTIONS |  |  |  |  | 0 | 0 | 0 | 0 | 0 | 0 | 0 | 0 | 0
1394
1395 | [6 empty] | D: ACCUMULATED DEPRECIATION
1396 | [6 empty] | D: GENERATION PLANT
1397
1398 |  | 108SP | Steam Prod Accumulated Depr |  | F30 |  | 0 | 0 | 0 | 0 | 0 | 0 | 0 | 0 | 0 | 2270
1399
1400 |  | 108NP | Nuclear Prod Accumulated Depr |  | F30 |  | 0 | 0 | 0 | 0 | 0 | 0 | 0 | 0 | 0 | 2276
1401
1402 |  | 108HP | Hydraulic Prod Accum Depr |  | F30 |  | 0 | 0 | 0 | 0 | 0 | 0 | 0 | 0 | 0 | 2287
1403
1404 |  | 108OP | Other Generation - Accum Depr |  | F30 |  | 0 | 0 | 0 | 0 | 0 | 0 | 0 | 0 | 0 | 2290
1405 |  |  |  | DGU | F30 |  | 0 | 0 | 0 | 0 | 0 | 0 | 0 | 0 | 0 | 2291
1406 |  |  |  | DGP | F30 |  | 0 | 0 | 0 | 0 | 0 | 0 | 0 | 0 | 0 | 2292
1407 |  |  |  | SG | F30 |  | 0 | 0 | 0 | 0 | 0 | 0 | 0 | 0 | 0 | 2293
1408 |  |  |  | CAGW | F30 |  | 0 | 0 | 0 | 0 | 0 | 0 | 0 | 0 | 0 | 2294
1409 |  |  |  | CAGE | F30 |  | 0 | 0 | 0 | 0 | 0 | 0 | 0 | 0 | 0 | 2295
1410 |  |  |  | SG | F30 |  | 0 | 0 | 0 | 0 | 0 | 0 | 0 | 0 | 0 | 2296
1411 |  |  |  | Total Other Generation - Accum Depr |  |  | 0 | 0 | 0 | 0 | 0 | 0 | 0 | 0 | 0
1412
1413 |  | 108EP | Experimental Plant - Accum Depr |  | F30 |  | 0 | 0 | 0 | 0 | 0 | 0 | 0 | 0 | 0 | 2302
1414
1415
1416
1417 |  | TOTAL GENERATION PLANT DEPRECIATION |  |  |  |  | 0 | 0 | 0 | 0 | 0 | 0 | 0 | 0 | 0
1418
1419
1420 | [6 empty] | D: TRANSMISSION PLANT
1421
1422 |  | 108TP | Transmission Plant Accum Depr |  | F106 |  | 0 | 0 | 0 | 0 | 0 | 0 | 0 | 0 | 0 | 2313
1423
1424
1425 | [6 empty] | D: DISTRIBUTION PLANT
1426
1427 |  | 108360 | Land and Land Rights |  | F118 |  | 0 | 0 | 0 | 0 | 0 | 0 | 0 | 0 | 0 | 2317
1428
1429 |  | 108361 | Structures and Improvements |  | F119 |  | 0 | 0 | 0 | 0 | 0 | 0 | 0 | 0 | 0 | 2321
1430
1431 |  | 108362 | Station Equipment |  | F120 |  | 0 | 0 | 0 | 0 | 0 | 0 | 0 | 0 | 0 | 2325
1432
1433 |  | Distribution - METER - Unbundled
1434
1435 |  | A |  | B | C |  | D | E | F | G | H | I | J | K
1436 |  | FERC ACCT |  | DESCRIPTION | COS Factor |  | Washington Jurisdiction Normalized | Residential Schedule 16 | Small General Service Schedule 24 | Large General Service < 1,000 kW Schedule 36 | Large General Service > 1,000 kW Schedule 48 | Large General Dedicated Facilities Schedule 48 | Agricultural Pumping Schedule 40 | Street & Area Lighting Sch. 15, 51-54, 57
1437
1438 |  | 108364 | Poles, Towers & Fixtures |  | F121 |  | 0 | 0 | 0 | 0 | 0 | 0 | 0 | 0 | 0 | 2329
1439
1440 |  | 108365 | Overhead Conductors |  | F122 |  | 0 | 0 | 0 | 0 | 0 | 0 | 0 | 0 | 0 | 2333
1441
1442 |  | 108366 | Underground Conduit |  | F123 |  | 0 | 0 | 0 | 0 | 0 | 0 | 0 | 0 | 0 | 2337
1443
1444 |  | 108367 | Underground Conductors |  | F124 |  | 0 | 0 | 0 | 0 | 0 | 0 | 0 | 0 | 0 | 2341
1445
1446 |  | 108368 | Line Transformers |  | F125 |  | 0 | 0 | 0 | 0 | 0 | 0 | 0 | 0 | 0 | 2345
1447
1448 |  | 108369 | Services |  | F126 |  | 0 | 0 | 0 | 0 | 0 | 0 | 0 | 0 | 0 | 2349
1449
1450 |  | 108370 | Meters |  | F127 |  | 0 | 0 | 0 | 0 | 0 | 0 | 0 | 0 | 0 | 2353
1451
1452 |  | 108371 | Install on Customers' Premises |  | F128 |  | 0 | 0 | 0 | 0 | 0 | 0 | 0 | 0 | 0 | 2357
1453
1454 |  | 108372 | Leased Property |  | F129 |  | 0 | 0 | 0 | 0 | 0 | 0 | 0 | 0 | 0 | 2361
1455
1456 |  | 108373 | Street Lights |  | F130 |  | 0 | 0 | 0 | 0 | 0 | 0 | 0 | 0 | 0 | 2365
1457
1458 |  | 108D00 | Unclassified Dist Plant - Acct 300 |  | F121 |  | 0 | 0 | 0 | 0 | 0 | 0 | 0 | 0 | 0 | 2369
1459
1460 |  | 108DS | Unclassified Dist Sub - Acct 300 |  | F120 |  | 0 | 0 | 0 | 0 | 0 | 0 | 0 | 0 | 0 | 2373
1461
1462 |  | 108D | Unclassified Dist Sub - Acct 300 |  | F102T |  | 0 | 0 | 0 | 0 | 0 | 0 | 0 | 0 | 0 | 2377
1463
1464
1465 |  | TOTAL DISTRIBUTION PLANT DEPR |  |  |  |  | 0 | 0 | 0 | 0 | 0 | 0 | 0 | 0 | 0
1466
1467 | [6 empty] | D: GENERAL PLANT
1468 |  | 108GP | General Plant Accumulated Depr
1469 |  |  |  | S | F107T |  | 0 | 0 | 0 | 0 | 0 | 0 | 0 | 0 | 0 | 2383
1470 |  |  |  | SG-P | F105T |  | 0 | 0 | 0 | 0 | 0 | 0 | 0 | 0 | 0 | 2384
1471 |  |  |  | SG-U | F105T |  | 0 | 0 | 0 | 0 | 0 | 0 | 0 | 0 | 0 | 2385
1472 |  |  |  | CAGW | F105T |  | 0 | 0 | 0 | 0 | 0 | 0 | 0 | 0 | 0 | 2386
1473 |  |  |  | CN | F42 |  | 0 | 0 | 0 | 0 | 0 | 0 | 0 | 0 | 0 | 2387
1474 |  |  |  | SO | F102T |  | 0 | 0 | 0 | 0 | 0 | 0 | 0 | 0 | 0 | 2388
1475 |  |  |  | SE | F30 |  | 0 | 0 | 0 | 0 | 0 | 0 | 0 | 0 | 0 | 2389
1476 |  |  |  | JBG | F105T |  | 0 | 0 | 0 | 0 | 0 | 0 | 0 | 0 | 0 | 2390
1477 |  |  |  | CAGE | F105T |  | 0 | 0 | 0 | 0 | 0 | 0 | 0 | 0 | 0 | 2391
1478 |  |  |  | CAGE | F105T |  | 0 | 0 | 0 | 0 | 0 | 0 | 0 | 0 | 0 | 2392
1479 |  |  | Total General Plant Accumulated Depr |  |  |  | 0 | 0 | 0 | 0 | 0 | 0 | 0 | 0 | 0
1480
1481 |  | 108MP | Mining Plant Accumulated Depr. |  | F30 |  | 0 | 0 | 0 | 0 | 0 | 0 | 0 | 0 | 0 | 2399
1482
1483 |  | 1081390 | Accum Depr - Capital Lease |  | F30 |  | 0 | 0 | 0 | 0 | 0 | 0 | 0 | 0 | 0 | 2406
1484 |  |  | Remove Capital Lease |  | F30 |  | 0 | 0 | 0 | 0 | 0 | 0 | 0 | 0 | 0 | 2409
1485
1486 |  | 1081399L | Accum Depr - Capital Lease |  | F30 |  | 0 | 0 | 0 | 0 | 0 | 0 | 0 | 0 | 0 | 2413
1487 |  |  |  | SE | F30 |  | 0 | 0 | 0 | 0 | 0 | 0 | 0 | 0 | 0 | 2414
1488 |  |  | Remove Capital Lease |  | F30 |  | 0 | 0 | 0 | 0 | 0 | 0 | 0 | 0 | 0 | 2417
1489
1490 |  | TOTAL GENERAL PLANT ACCUM DEPR |  |  |  |  | 0 | 0 | 0 | 0 | 0 | 0 | 0 | 0 | 0
1491
1492
1493 |  | TOTAL ACCUM DEPR - PLANT IN SERVICE |  |  |  |  | 0 | 0 | 0 | 0 | 0 | 0 | 0 | 0 | 0
1494
1495
1496 | [6 empty] | D: ACCUMULATED AMORTIZATION
1497
1498 |  | 111CLS | Accum Prov for Amort-Steam |  | F30 |  | 0 | 0 | 0 | 0 | 0 | 0 | 0 | 0 | 0 | 2430
1499
1500 |  | 111CLG | Accum Prov for Amort-General
1501 |  |  |  | S | F108 |  | 0 | 0 | 0 | 0 | 0 | 0 | 0 | 0 | 0 | 2434
1502 |  |  |  | CN | F108 |  | 0 | 0 | 0 | 0 | 0 | 0 | 0 | 0 | 0 | 2435
1503 |  |  |  | SG | F108 |  | 0 | 0 | 0 | 0 | 0 | 0 | 0 | 0 | 0 | 2436
1504 |  |  |  | SO | F108 |  | 0 | 0 | 0 | 0 | 0 | 0 | 0 | 0 | 0 | 2437
1505 |  |  |  | SE | F108 |  | 0 | 0 | 0 | 0 | 0 | 0 | 0 | 0 | 0 | 2438
1506 |  |  | Total Accum Prov for Amort-General |  |  |  | 0 | 0 | 0 | 0 | 0 | 0 | 0 | 0 | 0 | 2439
1507
1508 |  | 111CLH | Accum Prov for Amort-Hydro |  | F30 |  | 0 | 0 | 0 | 0 | 0 | 0 | 0 | 0 | 0 | 2449
1509
1510 |  | 111IP | Accum Prov for Amort-Intangible
1511 |  |  |  | S | F107T |  | 0 | 0 | 0 | 0 | 0 | 0 | 0 | 0 | 0 | 2453
1512 |  |  |  | DGP | F105T |  | 0 | 0 | 0 | 0 | 0 | 0 | 0 | 0 | 0 | 2454
1513 |  |  |  | DGU | F105T |  | 0 | 0 | 0 | 0 | 0 | 0 | 0 | 0 | 0 | 2455
1514 |  |  |  | CAEW | F105T |  | 0 | 0 | 0 | 0 | 0 | 0 | 0 | 0 | 0 | 2456
1515 |  |  |  | CAEE | F105T |  | 0 | 0 | 0 | 0 | 0 | 0 | 0 | 0 | 0 | 2457
1516 |  |  |  | SE | F30 |  | 0 | 0 | 0 | 0 | 0 | 0 | 0 | 0 | 0 | 2458
1517 |  |  |  | SG | F105T |  | 0 | 0 | 0 | 0 | 0 | 0 | 0 | 0 | 0 | 2459
1518 |  |  |  | SG-P | F105T |  | 0 | 0 | 0 | 0 | 0 | 0 | 0 | 0 | 0 | 2460
1519 |  |  |  | SG-U | F105T |  | 0 | 0 | 0 | 0 | 0 | 0 | 0 | 0 | 0 | 2461
1520 |  |  |  | CN | F42 |  | 0 | 0 | 0 | 0 | 0 | 0 | 0 | 0 | 0 | 2462
1521 |  |  |  | CAGE | F105T |  | 0 | 0 | 0 | 0 | 0 | 0 | 0 | 0 | 0 | 2463
1522 |  |  |  | CAGE | F105T |  | 0 | 0 | 0 | 0 | 0 | 0 | 0 | 0 | 0 | 2464
1523 |  |  |  | CAGW | F105T |  | 0 | 0 | 0 | 0 | 0 | 0 | 0 | 0 | 0 | 2465
1524 |  |  |  | CAGE | F105T |  | 0 | 0 | 0 | 0 | 0 | 0 | 0 | 0 | 0 | 2466
1525 |  |  |  | JBG | F105T |  | 0 | 0 | 0 | 0 | 0 | 0 | 0 | 0 | 0 | 2467
1526 |  |  |  | SO | F102T |  | 0 | 0 | 0 | 0 | 0 | 0 | 0 | 0 | 0 | 2468
1527 |  |  | Total Accum Prov for Amort-Intangible |  |  |  | 0 | 0 | 0 | 0 | 0 | 0 | 0 | 0 | 0
1528
1529 |  | 111390 | Accum Prov for Amort-Capital Lease |  | F30 |  | 0 | 0 | 0 | 0 | 0 | 0 | 0 | 0 | 0 | 2479
1530
1531
1532 |  | TOTAL ACCUM PROV FOR AMORTIZATION |  |  |  |  | 0 | 0 | 0 | 0 | 0 | 0 | 0 | 0 | 0

## Dist-Subs
DIS SUBS |  |  | - | DIS - SUBS - Unbundled
PacifiCorp
3 | Cost Of Service By Rate Schedule
4 | State of Washington
5 | WCA
6 | 12 Months Ending June 2022
7
8
9 |  | A |  | B | C |  | D | E | F | G | H | I | J | K | Chk Total
12 |  |  |  | DESCRIPTION |  |  | Washington Jurisdiction Normalized | Residential Schedule 16 | Small General Service Schedule 24 | Large General Service < 1,000 kW Schedule 36 | Large General Service > 1,000 kW Schedule 48 | Large General Dedicated Facilities Schedule 48 | Agricultural Pumping Schedule 40 | Street & Area Lighting Sch. 15, 51-54, 57 | 0
13
12 |  |  |  | Operating Revenues |  |  | 12730104.4689 | 6654803.237 | 1897154.6203 | 2219649.8958 | 748940.4621 | 641527.2907 | 539046.877 | 28982.0861 | 0
13
14 |  |  |  | Operating Expenses
15 |  |  |  | Operation & Maintenance Expenses |  |  | 2689550.4114 | 1410136.8639 | 355750.8383 | 449433.5577 | 170942.754 | 170101.0253 | 128963.361 | 4222.0111 | 0
16 |  |  |  | Depreciation Expense |  |  | 2509607.5552 | 1305263.8835 | 332563.8591 | 426425.1402 | 161732.1473 | 153621.9224 | 126420.0637 | 3580.539 | 0
17 |  |  |  | Amortization Expense |  |  | 2710773.7623 | 1412318.3336 | 378744.7065 | 429134.4306 | 167735.1658 | 201759.3579 | 106542.8451 | 14538.9229 | 0
18 |  |  |  | Taxes Other Than Income |  |  | 1183918.1468 | 732526.3047 | 190178.054 | 132732.191 | 46181.915 | 16270.7566 | 57889.3456 | 8139.5799 | 0
19 |  |  |  | Income Taxes - Federal |  |  | 755609.4794 | 467518.6551 | 121376.9218 | 84713.3748 | 29474.5822 | 10384.4492 | 36946.5899 | 5194.9062 | 0
20 |  |  |  | Income Taxes - State |  |  | 0 | 0 | 0 | 0 | 0 | 0 | 0 | 0 | 0
21 |  |  |  | Income Taxes Deferred |  |  | -596462.0515 | -369049.2824 | -95812.3605 | -66870.9363 | -23266.6083 | -8197.2634 | -29164.8522 | -4100.7485 | 0
22 |  |  |  | Investment Tax Credit Adj |  |  | 0 | 0 | 0 | 0 | 0 | 0 | 0 | 0 | 0
23 |  |  |  | Misc Revenues & Expense |  |  | 0.35299 | 0.14736 | 0.045989 | 0.075688 | 0.030403 | 0.039945 | 0.013021 | 0.00057886 | 0
24
25 |  |  |  | Total Operating Expenses |  |  | 9252997.6566 | 4958714.9057 | 1282802.0652 | 1455567.8338 | 552799.9865 | 543940.288 | 427597.3661 | 31575.2113 | 0
26
27 |  |  |  | Operating Revenue For Return |  |  | 3477106.8124 | 1696088.3313 | 614352.5551 | 764082.062 | 196140.4755 | 97587.0027 | 111449.5109 | -2593.1252 | 0
28
29
30 |  |  |  | Rate Base :
31 |  |  |  | Electric Plant In Service |  |  | 107136108.694 | 56687588.0931 | 14239892.0303 | 17717113.0706 | 6717612.4115 | 6357164.594 | 5260935.5777 | 155802.9168 | 0
32 |  |  |  | Plant Held For Future Use |  |  | 0 | 0 | 0 | 0 | 0 | 0 | 0 | 0 | 0
33 |  |  |  | Electric Plant Acquisition Adj |  |  | 0 | 0 | 0 | 0 | 0 | 0 | 0 | 0 | 0
34 |  |  |  | Pensions |  |  | 0 | 0 | 0 | 0 | 0 | 0 | 0 | 0 | 0
35 |  |  |  | Prepayments |  |  | 2.1505e-10 | 1.3155e-10 | 3.6001e-11 | 2.4097e-11 | 8.1997e-12 | 2.3271e-12 | 1.1038e-11 | 1.8345e-12 | 0
36 |  |  |  | Fuel Stock |  |  | 0 | 0 | 0 | 0 | 0 | 0 | 0 | 0 | 0
37 |  |  |  | Materials & Supplies |  |  | 2.3701e-06 | 1.4499e-06 | 3.9678e-07 | 2.6558e-07 | 9.0372e-08 | 2.5648e-08 | 1.2165e-07 | 2.0218e-08 | 0
38 |  |  |  | Misc Deferred Debits |  |  | 0 | 0 | 0 | 0 | 0 | 0 | 0 | 0 | 0
39 |  |  |  | Cash Working Capital |  |  | 0 | 0 | 0 | 0 | 0 | 0 | 0 | 0 | 0
40 |  |  |  | Weatherization Loans |  |  | 0 | 0 | 0 | 0 | 0 | 0 | 0 | 0 | 0
41 |  |  |  | Miscellaneous Rate Base |  |  | 0 | 0 | 0 | 0 | 0 | 0 | 0 | 0 | 0
42
43 |  |  |  | Total Rate Base Additions |  |  | 107136108.694 | 56687588.0931 | 14239892.0303 | 17717113.0706 | 6717612.4115 | 6357164.594 | 5260935.5777 | 155802.9168 | 0
44
45 |  |  |  | Rate Base Deductions :
46 |  |  |  | Accum Provision For Depreciation |  |  | -35647508.9875 | -18584701.6622 | -4740517.1657 | -6030647.1058 | -2285234.0646 | -2155922.802 | -1796312.3771 | -54173.8101 | 0
47 |  |  |  | Accum Provision For Amortization |  |  | -1438064.3171 | -851303.7555 | -234238.3941 | -176373.5198 | -61942.2573 | -31498.3753 | -71576.6786 | -11131.3365 | 0
48 |  |  |  | Accum Deferred Income Taxes |  |  | -8473755.8439 | -5207104.8709 | -1406495.6839 | -938130.3477 | -321346.7724 | -113203.5822 | -416619.7157 | -70854.8711 | 0
49 |  |  |  | Unamortized ITC |  |  | -627.3568 | -385.4792 | -104.0809 | -69.5292 | -23.8301 | -8.3954 | -30.8058 | -5.2362 | 0
50 |  |  |  | Customer Advance For Construction |  |  | -1176201.5981 | -531559.8554 | -428583.091 | -74813.466 | 0 | 0 | -66150.7032 | -75094.4824 | 0
51 |  |  |  | Customer Service Deposits |  |  | 0 | 0 | 0 | 0 | 0 | 0 | 0 | 0 | 0
52 |  |  |  | Misc Rate Base Deductions |  |  | -5807.7086 | -3552.7203 | -972.272 | -650.7827 | -221.4482 | -62.8476 | -298.0948 | -49.543 | 0
53 | [14 empty] | 0
54 |  |  |  | Total Rate Base Deductions |  |  | -46741965.8119 | -25178608.3435 | -6810910.6877 | -7220684.7512 | -2668768.3725 | -2300696.0025 | -2350988.3752 | -211309.2794 | 0
55 | [14 empty] | 0
56 |  |  |  | Total Rate Base |  |  | 60394142.882 | 31508979.7497 | 7428981.3426 | 10496428.3194 | 4048844.039 | 4056468.5915 | 2909947.2025 | -55506.3626 | 0
57
58
59 |  |  |  | Return On Rate Base |  |  | 5.757% | 5.383% | 8.27% | 7.279% | 4.844% | 2.406% | 3.83% | 4.672%
60
61 |  |  |  | Return On Equity |  |  | 6.545% | 5.818% | 11.42% | 9.498% | 4.773% | 0.04038% | 2.804% | 4.438%
PacifiCorp
Cost Of Service By Rate Schedule
State of Washington
WCA
12 Months Ending June 2022
|  | A |  | B | C |  | D | E | F | G | H | I | J | K
|  |  |  | DESCRIPTION | COS Factor |  | Washington Jurisdiction Normalized | Residential Schedule 16 | Small General Service Schedule 24 | Large General Service < 1,000 kW Schedule 36 | Large General Service > 1,000 kW Schedule 48 | Large General Dedicated Facilities Schedule 48 | Agricultural Pumping Schedule 40 | Street & Area Lighting Sch. 15, 51-54, 57
79 |  |  |  | Total Rate Base |  |  | 60394142.882 | 31508979.7497 | 7428981.3426 | 10496428.3194 | 4048844.039 | 4056468.5915 | 2909947.2025 | -55506.3626 | 0
80
81
82 |  |  |  | Return On Ratebase ($$) | 5.772% |  | 3485655.4323 | 1818544.6666 | 428764.5778 | 605802.6598 | 233679.5349 | 234119.5869 | 167947.963 | -3203.5566 | 0
83 |  |  |  | Operating & Maintenance Expense |  |  | 2689550.4114 | 1410136.8639 | 355750.8383 | 449433.5577 | 170942.754 | 170101.0253 | 128963.361 | 4222.0111 | 0
84 |  |  |  | Bad Debt to Produce ROR | F80 |  | 0 | 0 | 0 | 0 | 0 | 0 | 0 | 0 | 0
85 |  |  |  | Depreciation Expense |  |  | 2509607.5552 | 1305263.8835 | 332563.8591 | 426425.1402 | 161732.1473 | 153621.9224 | 126420.0637 | 3580.539 | 0
86 |  |  |  | Amortization Expense |  |  | 2710773.7623 | 1412318.3336 | 378744.7065 | 429134.4306 | 167735.1658 | 201759.3579 | 106542.8451 | 14538.9229 | 0
87 |  |  |  | Taxes Other Than Income |  |  | 1183918.1468 | 732526.3047 | 190178.054 | 132732.191 | 46181.915 | 16270.7566 | 57889.3456 | 8139.5799 | 0
88 |  |  |  | Federal Income Taxes |  |  | 755609.4794 | 467518.6551 | 121376.9218 | 84713.3748 | 29474.5822 | 10384.4492 | 36946.5899 | 5194.9062 | 0
89 |  |  |  | FIT Adj to Produce Target ROR | F101 |  | 0 | 0 | 0 | 0 | 0 | 0 | 0 | 0 | 0
90 |  |  |  | State Income Taxes |  |  | 0 | 0 | 0 | 0 | 0 | 0 | 0 | 0 | 0
91 |  |  |  | SIT Adj to Produce Target ROR | F101 |  | 0 | 0 | 0 | 0 | 0 | 0 | 0 | 0 | 0
92 |  |  |  | Deferred Income Taxes |  |  | -596462.0515 | -369049.2824 | -95812.3605 | -66870.9363 | -23266.6083 | -8197.2634 | -29164.8522 | -4100.7485 | 0
93 |  |  |  | Investment Tax Credit |  |  | 0 | 0 | 0 | 0 | 0 | 0 | 0 | 0 | 0
94 |  |  |  | Misc Revenue & Expenses |  |  | 0.35299 | 0.14736 | 0.045989 | 0.075688 | 0.030403 | 0.039945 | 0.013021 | 0.00057886 | 0
95 |  |  |  | Revenue Credits |  |  | -285342.3884 | -83187.5022 | -56265.6784 | -76163.5739 | -20157.5415 | -12802.6346 | -36255.6911 | -509.7666 | 0
96
97 |  |  |  | Total Revenue Requirements |  |  | 12453310.7005 | 6694072.0701 | 1655300.9646 | 1985206.9196 | 766321.9799 | 765257.2402 | 559289.6379 | 27861.8881 | 0
98 |  |  |  | Operating Revenues |  |  | 12444762.0805 | 6571615.7348 | 1840888.9419 | 2143486.3218 | 728782.9205 | 628724.6561 | 502791.1859 | 28472.3195 | 0
99
100 |  |  |  | Increase / (Decrease) Required to
101 |  |  |  | Earn Equal Rates of Return |  |  | 8548.6199 | 122456.3353 | -185587.9773 | -158279.4023 | 37539.0594 | 136532.5841 | 56498.4521 | -610.4314 | 0
102
103 |  |  |  | Existing Revenues |  |  | 12444762.0805 | 6571615.7348 | 1840888.9419 | 2143486.3218 | 728782.9205 | 628724.6561 | 502791.1859 | 28472.3195 | 0
104 |  |  |  | check |  |  | 0 | 0 | 0 | 0 | 0 | 0 | 0 | 0 | 0
105 |  |  |  | Percent Increase / (Decrease)
106 |  |  |  | Over Existing Rates To
107 |  |  |  | Equal Authorized RoE & RoR |  |  | 0.06869% | 1.863% | -10.08% | -7.384% | 5.151% | 21.72% | 11.24% | -2.144%
[5 empty] | WCA |  | E: ELECTRIC REVENUES
|  | DIS - SUBS - Unbundled |  |  | Method
|  | A |  | B | 0 |  | D | E | F | G | H | I | J | K
|  | FERC ACCT |  | DESCRIPTION | COS Factor |  | Washington Jurisdiction Normalized | Residential Schedule 16 | Small General Service Schedule 24 | Large General Service < 1,000 kW Schedule 36 | Large General Service > 1,000 kW Schedule 48 | Large General Dedicated Facilities Schedule 48 | Agricultural Pumping Schedule 40 | Street & Area Lighting Sch. 15, 51-54, 57 |  | Func Study Row
120 |  | 440 | Residential Sales |  | A |  | 6571615.7348 | 6571615.7348 | 0 | 0 | 0 | 0 | 0 | 0 | 0
121
122 |  | 442 | Commercial & Industrial Sales |  | A |  | 5115891.1057 | 0 | 1840888.9419 | 2143486.3218 | 0 | 628724.6561 | 502791.1859 | 0 | 0
123 |  |  |  | Interruptible Demand | F10 |  | 0 | 0 | 0 | 0 | 0 | 0 | 0 | 0 | 0 | 100
124 |  |  |  | Interruptible Energy | F10 |  | 0 | 0 | 0 | 0 | 0 | 0 | 0 | 0 | 0 | 101
125 | [6 empty] | 5115891.1057 | 0 | 1840888.9419 | 2143486.3218 | 0 | 628724.6561 | 502791.1859 | 0 | 0
126
127 |  | 444 | Public Street & Highway Lighting |  | A |  | 757255.24 | 0 | 0 | 0 | 728782.9205 | 0 | 0 | 28472.3195 | 0
128
129 |  | 445 | Other Sales to Public Authority |  | A |  | 0 | 0 | 0 | 0 | 0 | 0 | 0 | 0 | 0
130
131 |  | 448 | Interdepartmental |  | A | 0 | 0 | 0 | 0 | 0 | 0 | 0 | 0 | 0 | 0 | 114
132 |  |  |  | Demand | F10 |  | 0 | 0 | 0 | 0 | 0 | 0 | 0 | 0 | 0 | 115
133 | [6 empty] | 0 | 0 | 0 | 0 | 0 | 0 | 0 | 0 | 0
134
135 |  | Total Sales to Ultimate Customers |  |  |  |  | 12444762.0805 | 6571615.7348 | 1840888.9419 | 2143486.3218 | 728782.9205 | 628724.6561 | 502791.1859 | 28472.3195 | 0
136
137 |  | 447 | Sales for Resale |  | F30 |  | 0 | 0 | 0 | 0 | 0 | 0 | 0 | 0 | 0 | 121
138 | [6 empty] | 0 | 0 | 0 | 0 | 0 | 0 | 0 | 0 | 0
139
140 |  | 447NPC | Sales for Resale - NPC
141 |  |  |  | Demand | F30 |  | 0 | 0 | 0 | 0 | 0 | 0 | 0 | 0 | 0 | 0
142 |  |  |  | Energy | F30 |  | 0 | 0 | 0 | 0 | 0 | 0 | 0 | 0 | 0 | 127
143 | [6 empty] | 0 | 0 | 0 | 0 | 0 | 0 | 0 | 0 | 0
144
145 |  | 449 | Provision for Rate Refund |  | F11 |  | 0 | 0 | 0 | 0 | 0 | 0 | 0 | 0 | 0 | 133
146 |  |  |  |  | F10 |  | 0 | 0 | 0 | 0 | 0 | 0 | 0 | 0 |  | 134
147
148 |  | State Specific Revenue Credit |  |  | F140D |  | 11003.326 | 6569.0784 | 1719.9969 | 1382.6547 | 499.8839 | 256.3299 | 498.114 | 77.2681 | 0 | 136
149
150 |  | AGA Revenue |  |  | A | 0.20397 | 127735.3542 | 231.9177 | 35689.2249 | 51026.8003 | 10618.651 | 1395.9939 | 28621.2143 | 151.5522 | 0 | 137
151
152 |  | Autopay Bill Credit |  |  | F40 | 0 | 0 | 0 | 0 | 0 | 0 | 0 | 0 | 0 | 0 | 139
153
154 |  | Paperless Bill Credit |  |  | F40 | 0 | 0 | 0 | 0 | 0 | 0 | 0 | 0 | 0 | 0 | 141
155
156
157 |  | Total Sales from Electricity |  |  |  |  | 12583500.7607 | 6578416.731 | 1878298.1637 | 2195895.7768 | 739901.4554 | 630376.98 | 531910.5141 | 28701.1398 | 0
158
159 |  | Other Electric Operating Revenues
160 |  | 450 | Forfeited Discounts & Interest |  | A | 0 | 0 | 0 | 0 | 0 | 0 | 0 | 0 | 0 | 0 | 147
161 |  |  |  | Customers | F40 |  | 0 | 0 | 0 | 0 | 0 | 0 | 0 | 0 | 0 | 148
162 | [6 empty] | 0 | 0 | 0 | 0 | 0 | 0 | 0 | 0 | 0
163
164 |  | 451 | Misc Electric Revenue |  | A | 0 | 0 | 0 | 0 | 0 | 0 | 0 | 0 | 0 | 0 | 152
165 |  |  |  | Demand | F10 |  | 0 | 0 | 0 | 0 | 0 | 0 | 0 | 0 | 0 | 153
166 |  |  |  | Customer | F40 |  | 0.11696 | 0.092171 | 0.017324 | 0.00089105 | 5.5302e-05 | 8.3231e-07 | 0.0042788 | 0.002241 | 0 | 154
167 | [6 empty] | 0.11696 | 0.092171 | 0.017324 | 0.00089105 | 5.5302e-05 | 8.3231e-07 | 0.0042788 | 0.002241 | 0
168
169 |  | 453 | Water Sales |  | F12 |  | 0 | 0 | 0 | 0 | 0 | 0 | 0 | 0 | 0 | 162
170
171 |  | 454 | Rent of Electric Property |  | A | 0.15031 | 137674.0114 | 69349.512 | 17533.8324 | 23686.0905 | 9034.7845 | 11150.2472 | 6809.6908 | 109.854 | 0 | 165
172 |  |  |  | Demand | F10 |  | 0 | 0 | 0 | 0 | 0 | 0 | 0 | 0 | 0 | 166
173 |  |  |  | Demand | F10 |  | 0 | 0 | 0 | 0 | 0 | 0 | 0 | 0 | 0 | 167
174 |  |  |  | Jim Bridger Generation | F10 |  | 0 | 0 | 0 | 0 | 0 | 0 | 0 | 0 | 0 | 168
175 |  |  |  | Customer | F40 |  | 8929.5799 | 7036.9019 | 1322.6069 | 68.0276 | 4.2221 | 0.063543 | 326.6678 | 171.09 | 0 | 169
176 | [6 empty] | 146603.5912 | 76386.4138 | 18856.4393 | 23754.1181 | 9039.0066 | 11150.3108 | 7136.3586 | 280.944 | 0
177
178 |  | 456 | Other Electric Revenue |  | A | 0 | 0 | 0 | 0 | 0 | 0 | 0 | 0 | 0 | 0 | 173
179 |  |  |  | CAGE | F12 |  | 0 | 0 | 0 | 0 | 0 | 0 | 0 | 0 | 0 | 174
180 |  |  |  | CAGW | F12 |  | 0 | 0 | 0 | 0 | 0 | 0 | 0 | 0 | 0 | 175
181 |  |  |  | SO | F12 |  | 0 | 0 | 0 | 0 | 0 | 0 | 0 | 0 | 0 | 176
182 |  |  |  | SG | F40 |  | 0 | 0 | 0 | 0 | 0 | 0 | 0 | 0 | 0 | 177
183 |  |  |  | JBG | F12 |  | 0 | 0 | 0 | 0 | 0 | 0 | 0 | 0 | 0 | 178
184 |  |  |  | WRG | F12 |  | 0 | 0 | 0 | 0 | 0 | 0 | 0 | 0 | 0 | 179
185 |  |  |  | WRE | F12 |  | 0 | 0 | 0 | 0 | 0 | 0 | 0 | 0 | 0 | 180
186 |  |  |  | CN | F12 |  | 0 | 0 | 0 | 0 | 0 | 0 | 0 | 0 | 0 | 181
187 |  |  |  | SE | F12 |  | 0 | 0 | 0 | 0 | 0 | 0 | 0 | 0 | 0 | 182
188 | [6 empty] | 0 | 0 | 0 | 0 | 0 | 0 | 0 | 0 | 0
189 | [14 empty] | 0
190 |  | Total Other Electric Operating Revenues |  |  |  |  | 146603.7082 | 76386.506 | 18856.4567 | 23754.119 | 9039.0066 | 11150.3108 | 7136.3629 | 280.9462 | 0
191 | [14 empty] | 0
192 |  | Total Electric Operating Revenues |  |  |  |  | 12730104.4689 | 6654803.237 | 1897154.6203 | 2219649.8958 | 748940.4621 | 641527.2907 | 539046.877 | 28982.0861 | 0
193
194 |  | Miscellaneous Revenues
195 |  | 41160 | Gain on Sale of Utility Plant - CR |  | F12 |  | 0 | 0 | 0 | 0 | 0 | 0 | 0 | 0 | 0 | 196
196 |  | 41170 | Loss on Sale of Utility Plant |  | F12 |  | 0 | 0 | 0 | 0 | 0 | 0 | 0 | 0 | 0 | 201
197 |  | 4118 | Gain from Emission Allowances |  | F12 |  | 0 | 0 | 0 | 0 | 0 | 0 | 0 | 0 | 0 | 203
198 |  | 41181 | Gain from Disposition of NOX Credits |  | F12 |  | 0 | 0 | 0 | 0 | 0 | 0 | 0 | 0 | 0 | 208
199 |  | 4194 | Impact Housing Interest Income |  | F12 |  | 0 | 0 | 0 | 0 | 0 | 0 | 0 | 0 | 0 | 212
200 |  | 421 | (Gain)/Loss on Sale of Utility Plant |  | F12 |  | 0.35299 | 0.14736 | 0.045989 | 0.075688 | 0.030403 | 0.039945 | 0.013021 | 0.00057886 | 0 | 223
201
202 |  | Total Miscellaneous Revenues |  |  |  |  | 0.35299 | 0.14736 | 0.045989 | 0.075688 | 0.030403 | 0.039945 | 0.013021 | 0.00057886 | 0
203
204 |  | Miscellaneous Expenses
205 |  | 4311 | Interest on Customer Deposits |  | F80 |  | 0 | 0 | 0 | 0 | 0 | 0 | 0 | 0 | 0 | 229
206
207 |  | Net Miscellaneous Revenues And Expense |  |  |  |  | 0.35299 | 0.14736 | 0.045989 | 0.075688 | 0.030403 | 0.039945 | 0.013021 | 0.00057886 | 0
208
209 |  | Distribution - METER - Unbundled
210 | [6 empty] | E: STEAM POWER GENERATION
211
212 |  | A |  | B | C |  | D | E | F | G | H | I | J | K
213 |  | FERC ACCT |  | DESCRIPTION | COS Factor |  | Washington Jurisdiction Normalized | Residential Schedule 16 | Small General Service Schedule 24 | Large General Service < 1,000 kW Schedule 36 | Large General Service > 1,000 kW Schedule 48 | Large General Dedicated Facilities Schedule 48 | Agricultural Pumping Schedule 40 | Street & Area Lighting Sch. 15, 51-54, 57
214 |  | 500 | Operation Suprvn & Engineering |  | F10 |  | 0 | 0 | 0 | 0 | 0 | 0 | 0 | 0 | 0 | 237
|  |  |  | JBG | F10 |  | 0 | 0 | 0 | 0 | 0 | 0 | 0 | 0 | 0 | 238
216 |  |  |  | CAGW | F10 |  | 0 | 0 | 0 | 0 | 0 | 0 | 0 | 0 | 0 | 239
217 |  |  |  | Total 500 |  |  | 0 | 0 | 0 | 0 | 0 | 0 | 0 | 0 | 0
218
219 |  | 501 | Fuel Related |  | F10 |  | 0 | 0 | 0 | 0 | 0 | 0 | 0 | 0 | 0 | 243
220 |  |  |  | S | F10 |  | 0 | 0 | 0 | 0 | 0 | 0 | 0 | 0 | 0 | 244
221 |  |  |  | SE | F10 |  | 0 | 0 | 0 | 0 | 0 | 0 | 0 | 0 | 0 | 245
222 |  |  |  | CAGW | F10 |  | 0 | 0 | 0 | 0 | 0 | 0 | 0 | 0 | 0 | 246
223 |  |  |  | CAGE | F10 |  | 0 | 0 | 0 | 0 | 0 | 0 | 0 | 0 | 0 | 247
224 |  |  |  | CAEW | F10 |  | 0 | 0 | 0 | 0 | 0 | 0 | 0 | 0 | 0 | 248
225 |  |  |  | CAEE | F10 |  | 0 | 0 | 0 | 0 | 0 | 0 | 0 | 0 | 0 | 249
226 |  |  |  | JBE | F10 |  | 0 | 0 | 0 | 0 | 0 | 0 | 0 | 0 | 0 | 250
227 |  |  |  | CAEE | F10 |  | 0 | 0 | 0 | 0 | 0 | 0 | 0 | 0 | 0 | 251
228 |  |  |  | JBG | F10 |  | 0 | 0 | 0 | 0 | 0 | 0 | 0 | 0 | 0 | 252
229 |  |  |  | Total 501 |  |  | 0 | 0 | 0 | 0 | 0 | 0 | 0 | 0 | 0
230
231 |  | 501NPC | Fuel Related - NPC
232 |  |  |  | S | F30 |  | 0 | 0 | 0 | 0 | 0 | 0 | 0 | 0 | 0 | 256
233 |  |  |  | CAEW | F30 |  | 0 | 0 | 0 | 0 | 0 | 0 | 0 | 0 | 0 | 257
234 |  |  | Total Fuel Related |  |  |  | 0 | 0 | 0 | 0 | 0 | 0 | 0 | 0 | 0
235
236
237 |  | 502 | Steam Expenses |  | F10 |  | 0 | 0 | 0 | 0 | 0 | 0 | 0 | 0 | 0 | 262
238 |  |  |  | SE/CAEW/CAEE | F10 |  | 0 | 0 | 0 | 0 | 0 | 0 | 0 | 0 | 0 | 263
239 |  |  |  | JBG | F10 |  | 0 | 0 | 0 | 0 | 0 | 0 | 0 | 0 | 0 | 265
240 |  |  |  | Total 502 |  |  | 0 | 0 | 0 | 0 | 0 | 0 | 0 | 0 | 0
241
242 |  | 503 | Steam From Other Sources |  | F10 |  | 0 | 0 | 0 | 0 | 0 | 0 | 0 | 0 | 0 | 270
243
244 |  | 503NPC | Steam From Other Sources-NPC
245 |  |  |  | S | F30 |  | 0 | 0 | 0 | 0 | 0 | 0 | 0 | 0 | 0 | 272
246 |  |  |  | SE | F30 |  | 0 | 0 | 0 | 0 | 0 | 0 | 0 | 0 | 0 | 273
247 |  |  |  | CAEE | F30 |  | 0 | 0 | 0 | 0 | 0 | 0 | 0 | 0 | 0 | 274
248 |  |  |  | Total Steam From Other Sources |  |  | 0 | 0 | 0 | 0 | 0 | 0 | 0 | 0 | 0
249
250 |  | 505 | Electric Expenses |  | F10 |  | 0 | 0 | 0 | 0 | 0 | 0 | 0 | 0 | 0 | 279
251 |  |  |  | JBG | F10 |  | 0 | 0 | 0 | 0 | 0 | 0 | 0 | 0 | 0 | 280
252 |  |  |  | Total 505 |  |  | 0 | 0 | 0 | 0 | 0 | 0 | 0 | 0 | 0
253
254 |  | 506 | Misc. Steam Expense |  | F10 |  | 0 | 0 | 0 | 0 | 0 | 0 | 0 | 0 | 0 | 284
255 |  |  |  | SE | F10 |  | 0 | 0 | 0 | 0 | 0 | 0 | 0 | 0 | 0 | 285
256 |  |  |  | JBG | F10 |  | 0 | 0 | 0 | 0 | 0 | 0 | 0 | 0 | 0 | 286
257 |  |  |  | Total 506 |  |  | 0 | 0 | 0 | 0 | 0 | 0 | 0 | 0 | 0
258
259 |  | 507 | Rents |  | F10 |  | 0 | 0 | 0 | 0 | 0 | 0 | 0 | 0 | 0 | 290
260 |  |  |  | CAGW | F10 |  | 0 | 0 | 0 | 0 | 0 | 0 | 0 | 0 | 0 | 292
261 |  |  |  | CAGE | F10 |  | 0 | 0 | 0 | 0 | 0 | 0 | 0 | 0 | 0 | 293
262 |  |  |  | JBG | F10 |  | 0 | 0 | 0 | 0 | 0 | 0 | 0 | 0 | 0 | 294
263 |  |  |  | CAGE | F10 |  | 0 | 0 | 0 | 0 | 0 | 0 | 0 | 0 | 0 | 295
264 |  |  |  | Total 507 |  |  | 0 | 0 | 0 | 0 | 0 | 0 | 0 | 0 | 0
265
266 |  | 510 | Maint Supervision & Engineering |  | F10 |  | 0 | 0 | 0 | 0 | 0 | 0 | 0 | 0 | 0 | 298
267 |  |  |  | JBG | F10 |  | 0 | 0 | 0 | 0 | 0 | 0 | 0 | 0 | 0 | 299
268 |  |  |  | Total 510 |  |  | 0 | 0 | 0 | 0 | 0 | 0 | 0 | 0 | 0
269
270 |  | 511 | Maintenance of Structures |  | F10 |  | 0 | 0 | 0 | 0 | 0 | 0 | 0 | 0 | 0 | 303
271 |  |  |  | CAGW | F10 |  | 0 | 0 | 0 | 0 | 0 | 0 | 0 | 0 | 0 | 304
272 |  |  |  | CAGE | F10 |  | 0 | 0 | 0 | 0 | 0 | 0 | 0 | 0 | 0 | 305
273 |  |  |  | JBG | F10 |  | 0 | 0 | 0 | 0 | 0 | 0 | 0 | 0 | 0 | 306
274 |  |  |  | CAGE | F10 |  | 0 | 0 | 0 | 0 | 0 | 0 | 0 | 0 | 0 | 307
275 |  |  |  | Total 511 |  |  | 0 | 0 | 0 | 0 | 0 | 0 | 0 | 0 | 0
276
277 |  | 512 | Maintenance of Boiler Plant |  | F10 |  | 0 | 0 | 0 | 0 | 0 | 0 | 0 | 0 | 0 | 311
278 |  |  |  |  | F10 |  | 0 | 0 | 0 | 0 | 0 | 0 | 0 | 0 | 0 | 312
279 |  |  |  | JBG | F10 |  | 0 | 0 | 0 | 0 | 0 | 0 | 0 | 0 | 0 | 313
280 |  |  |  | Total 512 |  |  | 0 | 0 | 0 | 0 | 0 | 0 | 0 | 0 | 0
281
282 |  | 513 | Maintenance of Electric Plant |  | F10 |  | 0 | 0 | 0 | 0 | 0 | 0 | 0 | 0 | 0 | 317
283 |  |  |  | CAGW | F10 |  | 0 | 0 | 0 | 0 | 0 | 0 | 0 | 0 | 0 | 318
284 |  |  |  | CAGE | F10 |  | 0 | 0 | 0 | 0 | 0 | 0 | 0 | 0 | 0 | 319
285 |  |  |  | JBG | F10 |  | 0 | 0 | 0 | 0 | 0 | 0 | 0 | 0 | 0 | 320
286 |  |  |  | CAGE | F10 |  | 0 | 0 | 0 | 0 | 0 | 0 | 0 | 0 | 0 | 321
287 |  |  |  | Total 513 |  |  | 0 | 0 | 0 | 0 | 0 | 0 | 0 | 0 | 0
288
289 |  | 514 | Maint of Misc. Steam Plant |  | F10 |  | 0 | 0 | 0 | 0 | 0 | 0 | 0 | 0 | 0 | 325
290 |  |  |  | CAGW | F10 |  | 0 | 0 | 0 | 0 | 0 | 0 | 0 | 0 | 0 | 326
291 |  |  |  | CAGE | F10 |  | 0 | 0 | 0 | 0 | 0 | 0 | 0 | 0 | 0 | 327
292 |  |  |  | JBG | F10 |  | 0 | 0 | 0 | 0 | 0 | 0 | 0 | 0 | 0 | 328
293 |  |  |  | CAGE | F10 |  | 0 | 0 | 0 | 0 | 0 | 0 | 0 | 0 | 0 | 329
294 |  |  |  | Total 514 |  |  | 0 | 0 | 0 | 0 | 0 | 0 | 0 | 0 | 0
295
296 |  | Total Steam Power Generation |  |  |  |  | 0 | 0 | 0 | 0 | 0 | 0 | 0 | 0 | 0
297
298
299 | [6 empty] | D: NUCLEAR POWER GENERATION
300
301
302 |  | 517 | Operation Super & Engineering |  | F10 |  | 0 | 0 | 0 | 0 | 0 | 0 | 0 | 0 | 0 | 336
303
304 |  | 518 | Nuclear Fuel Expense |  | F10 |  | 0 | 0 | 0 | 0 | 0 | 0 | 0 | 0 | 0 | 340
305
306 |  | 519 | Coolants and Water |  | F10 |  | 0 | 0 | 0 | 0 | 0 | 0 | 0 | 0 | 0 | 345
307
308 |  | 520 | Steam Expenses |  | F10 |  | 0 | 0 | 0 | 0 | 0 | 0 | 0 | 0 | 0 | 349
309
310 |  | 523 | Electric Expenses |  | F10 |  | 0 | 0 | 0 | 0 | 0 | 0 | 0 | 0 | 0 | 353
311
312 |  | 524 | Misc. Nuclear Expenses |  | F10 |  | 0 | 0 | 0 | 0 | 0 | 0 | 0 | 0 | 0 | 357
313
314 |  | 528 | Maint Supervision & Eng |  | F10 |  | 0 | 0 | 0 | 0 | 0 | 0 | 0 | 0 | 0 | 361
315
316 |  | 529 | Maintenance of Structures |  | F10 |  | 0 | 0 | 0 | 0 | 0 | 0 | 0 | 0 | 0 | 365
317
318 |  | 530 | Maintenance of Reactor Plant |  | F10 |  | 0 | 0 | 0 | 0 | 0 | 0 | 0 | 0 | 0 | 369
319
320 |  | 531 | Maintenance of Electric Plant |  | F10 |  | 0 | 0 | 0 | 0 | 0 | 0 | 0 | 0 | 0 | 373
321
322 |  | 532 | Maintenance of Misc Nuclear |  | F10 |  | 0 | 0 | 0 | 0 | 0 | 0 | 0 | 0 | 0 | 377
323
324 |  | Total Nuclear Power Generation |  |  |  |  | 0 | 0 | 0 | 0 | 0 | 0 | 0 | 0 | 0 | 380
325
326
327
328 |  | Distribution - METER - Unbundled |  |  |  |  | D: HYDRAULIC POWER GENERATION
329
330 |  | A |  | B | C |  | D | E | F | G | H | I | J | K
331 |  | FERC ACCT |  | DESCRIPTION | COS Factor |  | Washington Jurisdiction Normalized | Residential Schedule 16 | Small General Service Schedule 24 | Large General Service < 1,000 kW Schedule 36 | Large General Service > 1,000 kW Schedule 48 | Large General Dedicated Facilities Schedule 48 | Agricultural Pumping Schedule 40 | Street & Area Lighting Sch. 15, 51-54, 57
332 |  | 535 | Operation Super & Engineering
333 |  |  |  | DGP | F10 |  | 0 | 0 | 0 | 0 | 0 | 0 | 0 | 0 | 0 | 385
334 |  |  |  | CN | F10 |  | 0 | 0 | 0 | 0 | 0 | 0 | 0 | 0 | 0 | 386
335 |  |  |  | SG | F10 |  | 0 | 0 | 0 | 0 | 0 | 0 | 0 | 0 | 0 | 387
336 |  |  |  | SG-P | F10 |  | 0 | 0 | 0 | 0 | 0 | 0 | 0 | 0 | 0 | 388
337 |  |  |  | SG-U | F10 |  | 0 | 0 | 0 | 0 | 0 | 0 | 0 | 0 | 0 | 389
338
339 |  | 536 | Water For Power |  | F10 |  | 0 | 0 | 0 | 0 | 0 | 0 | 0 | 0 | 0 | 398
340
341 |  | 537 | Hydraulic Expenses |  | F10 |  | 0 | 0 | 0 | 0 | 0 | 0 | 0 | 0 | 0 | 406
342
343 |  | 538 | Electric Expenses |  | F10 |  | 0 | 0 | 0 | 0 | 0 | 0 | 0 | 0 | 0 | 410
344
345 |  | 539 | Misc. Hydro Expenses |  | F10 |  | 0 | 0 | 0 | 0 | 0 | 0 | 0 | 0 | 0 | 418
346
347 |  | 540 | Rents (Hydro Generation) |  | F10 |  | 0 | 0 | 0 | 0 | 0 | 0 | 0 | 0 | 0 | 426
348
349 |  | 541 | Maint Supervision & Engineering |  | F10 |  | 0 | 0 | 0 | 0 | 0 | 0 | 0 | 0 | 0 | 434
350
351 |  | 542 | Maintenance of Structures |  | F10 |  | 0 | 0 | 0 | 0 | 0 | 0 | 0 | 0 | 0 | 442
352
353 |  | 543 | Maint of Dams & Waterways |  | F10 |  | 0 | 0 | 0 | 0 | 0 | 0 | 0 | 0 | 0 | 450
354
355 |  | 544 | Maintenance of Electric Plant |  | F10 |  | 0 | 0 | 0 | 0 | 0 | 0 | 0 | 0 | 0 | 458
356
357 |  | 545 | Maint of Misc. Hydro Plant |  | F10
|  |  |  | SG | F10 |  | 0 | 0 | 0 | 0 | 0 | 0 | 0 | 0 | 0 | 461
|  |  |  | SG-P | F10 |  | 0 | 0 | 0 | 0 | 0 | 0 | 0 | 0 | 0 | 462
|  |  |  | SG-U | F10 |  | 0 | 0 | 0 | 0 | 0 | 0 | 0 | 0 | 0 | 463
|  |  |  | CAGW | F10 |  | 0 | 0 | 0 | 0 | 0 | 0 | 0 | 0 | 0 | 464
|  |  |  | CAGE | F10 |  | 0 | 0 | 0 | 0 | 0 | 0 | 0 | 0 | 0 | 465
363
364 |  | Total Hydraulic Power Generation |  |  |  |  | 0 | 0 | 0 | 0 | 0 | 0 | 0 | 0 | 0
365
366
367 | [6 empty] | D: OTHER POWER GENERATION
368
369
370 |  | 546 | Operation Super & Engineering |  | F10 |  | 0 | 0 | 0 | 0 | 0 | 0 | 0 | 0 | 0 | 472
371
372 |  | 547 | Fuel |  | F30 |  | 0 | 0 | 0 | 0 | 0 | 0 | 0 | 0 | 0 | 476
373 |  |  |  | CAEW/CAEE | F30 |  | 0 | 0 | 0 | 0 | 0 | 0 | 0 | 0 | 0 | 477
374
375
376 |  | 547NPC | Fuel-NPC |  | F30
377 |  |  |  | CAEW | F30 |  | 0 | 0 | 0 | 0 | 0 | 0 | 0 | 0 | 0 | 480
378 |  |  |  | S | F30 |  | 0 | 0 | 0 | 0 | 0 | 0 | 0 | 0 | 0 | 481
379 |  |  |  | Total 547 |  |  | 0 | 0 | 0 | 0 | 0 | 0 | 0 | 0 | 0
380
381 |  | 548 | Generation Expense |  | F10 |  | 0 | 0 | 0 | 0 | 0 | 0 | 0 | 0 | 0 | 486
382 |  |  |  | CAGW | F10 |  | 0 | 0 | 0 | 0 | 0 | 0 | 0 | 0 | 0 | 488
383 |  |  |  | Total 548 |  |  | 0 | 0 | 0 | 0 | 0 | 0 | 0 | 0 | 0
384
385 |  | 549 | Miscellaneous Other |  | F10 |  | 0 | 0 | 0 | 0 | 0 | 0 | 0 | 0 | 0 | 492
386 |  |  |  | CAGE/CAGW | F10 |  | 0 | 0 | 0 | 0 | 0 | 0 | 0 | 0 | 0 | 493
387
388 |  | 550/551 | Maint Supervision & Engineering
389 |  |  |  | CAGW | F10 |  | 0 | 0 | 0 | 0 | 0 | 0 | 0 | 0 | 0 | 498
390 |  |  |  | SG | F10 |  | 0 | 0 | 0 | 0 | 0 | 0 | 0 | 0 | 0 | 499
391 |  |  |  | Total 550 |  |  | 0 | 0 | 0 | 0 | 0 | 0 | 0 | 0 | 0
392
393 |  | 552 | Maintenance of Structures |  | F10 |  | 0 | 0 | 0 | 0 | 0 | 0 | 0 | 0 | 0 | 505
394
395 |  | 553 | Maint of Generation & Elect Plant |  | F10 |  | 0 | 0 | 0 | 0 | 0 | 0 | 0 | 0 | 0 | 509
396 |  |  |  | CAGW | F10 |  | 0 | 0 | 0 | 0 | 0 | 0 | 0 | 0 | 0 | 510
397 |  |  |  | Total 553 |  |  | 0 | 0 | 0 | 0 | 0 | 0 | 0 | 0 | 0
398
399 |  | 554 | Maintenance of Misc. Other |  | F10 |  | 0 | 0 | 0 | 0 | 0 | 0 | 0 | 0 | 0 | 514
400 |  |  |  | CAGW | F10 |  | 0 | 0 | 0 | 0 | 0 | 0 | 0 | 0 | 0 | 515
401 |  |  |  | Total 554 |  |  | 0 | 0 | 0 | 0 | 0 | 0 | 0 | 0 | 0
402
403 |  | Total Other Power Generation |  |  |  |  | 0 | 0 | 0 | 0 | 0 | 0 | 0 | 0 | 0
404
405
406 | [6 empty] | D: OTHER POWER SUPPLY
407
408
409 |  | 555 | Purchased Power |  | F10 |  | 0 | 0 | 0 | 0 | 0 | 0 | 0 | 0 | 0 | 520
410 |  |  |  | SG | F10 |  | 0 | 0 | 0 | 0 | 0 | 0 | 0 | 0 | 0 | 521
411 |  |  |  | SE | F10 |  | 0 | 0 | 0 | 0 | 0 | 0 | 0 | 0 | 0 | 522
412
413 |  | 555NPC | Purchased Power-NPC
414 |  |  |  | CAGW | F30 |  | 0 | 0 | 0 | 0 | 0 | 0 | 0 | 0 | 0 | 525
415 |  |  |  | CAEW | F30 |  | 0 | 0 | 0 | 0 | 0 | 0 | 0 | 0 | 0 | 526
416 |  |  |  | DGP | F30 |  | 0 | 0 | 0 | 0 | 0 | 0 | 0 | 0 | 0 | 527
417 |  |  |  | DGP | F30 |  | 0 | 0 | 0 | 0 | 0 | 0 | 0 | 0 | 0 | 528
418 |  |  |  | Total 555 |  |  | 0 | 0 | 0 | 0 | 0 | 0 | 0 | 0 | 0
419
420
421 |  | 556 | System Control & Load Dispatch |  | F10 |  | 0 | 0 | 0 | 0 | 0 | 0 | 0 | 0 | 0 | 532
422
423 |  | 557 | Other Expenses |  | F10 |  | 0 | 0 | 0 | 0 | 0 | 0 | 0 | 0 | 0 | 541
424
425
426 |  | Embedded Cost Differentials
427 |  |  |  | Company Owned Hydro | F10 |  | 0 | 0 | 0 | 0 | 0 | 0 | 0 | 0 | 0 | 544
428 |  |  |  | Company Owned Hydro | F10 |  | 0 | 0 | 0 | 0 | 0 | 0 | 0 | 0 | 0 | 545
|  |  |  | Mid-C Contract | F10 |  | 0 | 0 | 0 | 0 | 0 | 0 | 0 | 0 | 0 | 546
430 |  |  |  | Mid-C Contract | F10 |  | 0 | 0 | 0 | 0 | 0 | 0 | 0 | 0 | 0 | 547
431 |  |  |  | Existing QF Contracts | F10 |  | 0 | 0 | 0 | 0 | 0 | 0 | 0 | 0 | 0 | 548
432 |  |  |  | Existing QF Contracts | F10 |  | 0 | 0 | 0 | 0 | 0 | 0 | 0 | 0 | 0 | 548
433 | [6 empty] | 0 | 0 | 0 | 0 | 0 | 0 | 0 | 0 | 0
434
435 |  | Total Other Power Supply |  |  |  |  | 0 | 0 | 0 | 0 | 0 | 0 | 0 | 0 | 0
436
437 |  | TOTAL GENERATION EXPENSE |  |  |  |  | 0 | 0 | 0 | 0 | 0 | 0 | 0 | 0 | 0
438
439 |  | Distribution - METER - Unbundled |  |  |  |  | D: TRANSMISSION EXPENSE
440
441
442 |  | A |  | B | C |  | D | E | F | G | H | I | J | K
443 |  | FERC ACCT |  | DESCRIPTION | COS Factor |  | Washington Jurisdiction Normalized | Residential Schedule 16 | Small General Service Schedule 24 | Large General Service < 1,000 kW Schedule 36 | Large General Service > 1,000 kW Schedule 48 | Large General Dedicated Facilities Schedule 48 | Agricultural Pumping Schedule 40 | Street & Area Lighting Sch. 15, 51-54, 57
444 |  | 560 | Operation Supervision & Eng |  | F12 |  | 0 | 0 | 0 | 0 | 0 | 0 | 0 | 0 | 0 | 560
445
446 |  | 561 | Load Dispatching |  | F12 |  | 0 | 0 | 0 | 0 | 0 | 0 | 0 | 0 | 0 | 565
447
448 |  | 562 | Station Expense |  | F12 |  | 0 | 0 | 0 | 0 | 0 | 0 | 0 | 0 | 0 | 571
449
450 |  | 563 | Overhead Line Expense |  | F12 |  | 0 | 0 | 0 | 0 | 0 | 0 | 0 | 0 | 0 | 576
451
452 |  | 564 | Underground Line Expense |  | F12 |  | 0 | 0 | 0 | 0 | 0 | 0 | 0 | 0 | 0 | 580
453
454 |  | 565 | Transm of Electricity by Others |  | F12 |  | 0 | 0 | 0 | 0 | 0 | 0 | 0 | 0 | 0 | 584
455
456 |  | 565NPC | Transmission of Electricity by Others-NPC
457 |  |  | CAGW |  | F12 |  | 0 | 0 | 0 | 0 | 0 | 0 | 0 | 0 | 0 | 587
458 |  |  | SE |  | F12 |  | 0 | 0 | 0 | 0 | 0 | 0 | 0 | 0 | 0 | 588
459 |  |  | SE |  | F12 |  | 0 | 0 | 0 | 0 | 0 | 0 | 0 | 0 | 0 | 589
460 | [6 empty] | 0 | 0 | 0 | 0 | 0 | 0 | 0 | 0 | 0
461
462 |  | 566 | Misc. Transmission Expense |  | F12 |  | 0 | 0 | 0 | 0 | 0 | 0 | 0 | 0 | 0 | 595
463
464 |  | 567 | Rents - Transmission |  | F12 |  | 0 | 0 | 0 | 0 | 0 | 0 | 0 | 0 | 0 | 600
465
466 |  | 568 | Maint Supervision & Engineering |  | F12 |  | 0 | 0 | 0 | 0 | 0 | 0 | 0 | 0 | 0 | 605
467
468 |  | 569 | Maintenance of Structures |  | F12 |  | 0 | 0 | 0 | 0 | 0 | 0 | 0 | 0 | 0 | 610
469
470 |  | 570 | Maint of Station Equipment |  | F12 |  | 0 | 0 | 0 | 0 | 0 | 0 | 0 | 0 | 0 | 616
471
472 |  | 571 | Maintenance of Overhead Lines |  | F12 |  | 0 | 0 | 0 | 0 | 0 | 0 | 0 | 0 | 0 | 622
473
474 |  | 572 | Maint of Underground Lines |  | F12 |  | 0 | 0 | 0 | 0 | 0 | 0 | 0 | 0 | 0 | 628
475
476 |  | 573 | Maint of Misc Transmission Plant |  | F12 |  | 0 | 0 | 0 | 0 | 0 | 0 | 0 | 0 | 0 | 631
477
478
479 |  | TOTAL TRANSMISSION EXPENSE |  |  |  |  | 0 | 0 | 0 | 0 | 0 | 0 | 0 | 0 | 0
480
481
482
483
484
485
486
487
488
489
490
491 |  | Distribution - METER - Unbundled |  |  |  |  | D: DISTRIBUTION EXPENSE
492
493
494 |  | A |  | B | C |  | D | E | F | G | H | I | J | K
495 |  | FERC ACCT |  | DESCRIPTION | COS Factor |  | Washington Jurisdiction Normalized | Residential Schedule 16 | Small General Service Schedule 24 | Large General Service < 1,000 kW Schedule 36 | Large General Service > 1,000 kW Schedule 48 | Large General Dedicated Facilities Schedule 48 | Agricultural Pumping Schedule 40 | Street & Area Lighting Sch. 15, 51-54, 57
496 |  | 580 | Operation Supervision & Eng |  | F131 |  | 184662.8937 | 111812.9056 | 27939.9688 | 24534.3251 | 9151.1527 | 3255.585 | 6948.5181 | 1020.4385 | 0 | 639
497
498 |  | 581 | Load Dispatching |  | F20 |  | 933120.5341 | 470033.9085 | 118839.997 | 160538.4863 | 61235.5435 | 75573.6289 | 46154.4067 | 744.5632 | 0 | 644
499
500 |  | 582 | Station Expense |  | F120 |  | 611530.4223 | 313240.9193 | 79197.5839 | 106986.3729 | 40808.711 | 40042.3316 | 30758.3103 | 496.1933 | 0 | 649
501
502 |  | 583 | Overhead Line Expenses |  | F132 |  | 0 | 0 | 0 | 0 | 0 | 0 | 0 | 0 | 0 | 654
503
504 |  | 584 | Underground Line Expense |  | F133 |  | 0 | 0 | 0 | 0 | 0 | 0 | 0 | 0 | 0 | 659
505
506 |  | 585 | Street Lighting & Signal Systems |  | F130 |  | 0 | 0 | 0 | 0 | 0 | 0 | 0 | 0 | 0 | 664
507
508 |  | 586 | Meter Expenses |  | F127 |  | 0 | 0 | 0 | 0 | 0 | 0 | 0 | 0 | 0 | 669
509
510 |  | 587 | Customer Installation Expenses |  | F20 |  | 0 | 0 | 0 | 0 | 0 | 0 | 0 | 0 | 0 | 674
511
512 |  | 588 | Misc. Distribution Expenses |  | F131 |  | 17470.8684 | 10578.5657 | 2643.3871 | 2321.1808 | 865.7862 | 308.0093 | 657.396 | 96.5432 | 0 | 680
513
514 |  | 589 | Rents |  | F131 |  | 18364.3634 | 11119.5746 | 2778.5752 | 2439.8906 | 910.0642 | 323.7616 | 691.0165 | 101.4806 | 0 | 685
515
516 |  | 590 | Maint Supervision & Engineering |  | F131 |  | 49855.9779 | 30187.6659 | 7543.3371 | 6623.8687 | 2470.6624 | 878.955 | 1875.9869 | 275.5018 | 0 | 690
517
518 |  | 591 | Maintenance of Structures |  | F119 |  | 22596.4521 | 11382.3437 | 2877.83 | 3887.6009 | 1482.8803 | 1830.0914 | 1117.6754 | 18.0303 | 0 | 695
519
520 |  | 592 | Maint of Station Equipment |  | F120 |  | 686929.7244 | 351862.2958 | 88962.3353 | 120177.373 | 45840.265 | 44979.394 | 34550.6893 | 557.372 | 0 | 700
521
522 |  | 593 | Maintenance of Overhead Lines |  | F134 |  | 0 | 0 | 0 | 0 | 0 | 0 | 0 | 0 | 0 | 705
523
524 |  | 594 | Maint of Underground Lines |  | F135 |  | 0 | 0 | 0 | 0 | 0 | 0 | 0 | 0 | 0 | 710
525
526 |  | 595 | Maint of Line Transformers |  | F125 |  | 0 | 0 | 0 | 0 | 0 | 0 | 0 | 0 | 0 | 715
527
528 |  | 596 | Maint of Street Lighting & Signals |  | F130 |  | 0 | 0 | 0 | 0 | 0 | 0 | 0 | 0 | 0 | 720
529
530 |  | 597 | Maintenance of Meters |  | F127 |  | 0 | 0 | 0 | 0 | 0 | 0 | 0 | 0 | 0 | 725
531
532 |  | 598 | Maint of Misc. Distribution Plant |  | F131 |  | 165019.1751 | 99918.6847 | 24967.8238 | 21924.4593 | 8177.6887 | 2909.2685 | 6209.3619 | 911.8882 | 0 | 730
533
534 |  | TOTAL DISTRIBUTION EXPENSE |  |  |  |  | 2689550.4114 | 1410136.8639 | 355750.8383 | 449433.5577 | 170942.754 | 170101.0253 | 128963.361 | 4222.0111 | 0
535
536
537 | [6 empty] | D: CUSTOMER ACCOUNTS EXPENSE
538
539
540 |  | 901 | Supervision |  | F136 |  | 0 | 0 | 0 | 0 | 0 | 0 | 0 | 0 | 0 | 737
541
542 |  | 902 | Meter Reading Expense |  | F41 |  | 0 | 0 | 0 | 0 | 0 | 0 | 0 | 0 | 0 | 742
543
544 |  | 903 | Customer Receipts & Collections |  | F42 |  | 0 | 0 | 0 | 0 | 0 | 0 | 0 | 0 | 0 | 747
545
546 |  | 904 | Uncollectible Accounts |  | F80 |  | 0 | 0 | 0 | 0 | 0 | 0 | 0 | 0 | 0 | 753
547
548 |  | 905 | Misc. Customer Accounts Exp |  | F136 |  | 0 | 0 | 0 | 0 | 0 | 0 | 0 | 0 | 0 | 758
549
550 |  | TOTAL CUSTOMER ACCOUNTS EXPENSE |  |  |  |  | 0 | 0 | 0 | 0 | 0 | 0 | 0 | 0 | 0
551
552 |  | Distribution - METER - Unbundled |  |  |  |  | D: CUSTOMER SERVICE EXPENSE
553
554 |  | A |  | B | C |  | D | E | F | G | H | I | J | K
555 |  | FERC ACCT |  | DESCRIPTION | COS Factor |  | Washington Jurisdiction Normalized | Residential Schedule 16 | Small General Service Schedule 24 | Large General Service < 1,000 kW Schedule 36 | Large General Service > 1,000 kW Schedule 48 | Large General Dedicated Facilities Schedule 48 | Agricultural Pumping Schedule 40 | Street & Area Lighting Sch. 15, 51-54, 57
556 |  | 907 | Supervision |  | F40 |  | 0 | 0 | 0 | 0 | 0 | 0 | 0 | 0 | 0 | 765
557
558 |  | 908 | Customer Assistance |  | F40 |  | 0 | 0 | 0 | 0 | 0 | 0 | 0 | 0 | 0 | 770
559
560 |  | 909 | Informational & Instructional Adv |  | F40 |  | 0 | 0 | 0 | 0 | 0 | 0 | 0 | 0 | 0 | 776
561
562 |  | 910 | Misc. Customer Service |  | F40 |  | 0 | 0 | 0 | 0 | 0 | 0 | 0 | 0 | 0 | 781
563
564 |  | TOTAL CUSTOMER SERVICE EXPENSE |  |  |  |  | 0 | 0 | 0 | 0 | 0 | 0 | 0 | 0 | 0
565
566
567 | [6 empty] | D: SALES EXPENSE
568
569
570 |  | 911 | Supervision |  | F40 |  | 0 | 0 | 0 | 0 | 0 | 0 | 0 | 0 | 0 | 788
571
572 |  | 912 | Demonstration & Selling Expense |  | F40 |  | 0 | 0 | 0 | 0 | 0 | 0 | 0 | 0 | 0 | 793
573
574 |  | 913 | Advertising Expense |  | F40 |  | 0 | 0 | 0 | 0 | 0 | 0 | 0 | 0 | 0 | 798
575
576 |  | 916 | Misc. Sales Expense |  | F40 |  | 0 | 0 | 0 | 0 | 0 | 0 | 0 | 0 | 0 | 803
577
578 |  | TOTAL SALES EXPENSE |  |  |  |  | 0 | 0 | 0 | 0 | 0 | 0 | 0 | 0 | 0
579
580
581 | [6 empty] | D: ADMINISTRATION & GENERAL EXPENSE
582
583
584 |  | 920 | Administrative & General Salaries |  | F102D |  | 0 | 0 | 0 | 0 | 0 | 0 | 0 | 0 | 0 | 809
585 |  |  |  | Customer - System | F42 |  | 0 | 0 | 0 | 0 | 0 | 0 | 0 | 0 | 0 | 810
586 |  |  |  | System Overheads | F102D |  | 0 | 0 | 0 | 0 | 0 | 0 | 0 | 0 | 0 | 811
587 |  |  |  | Administrative & General Salaries |  |  | 0 | 0 | 0 | 0 | 0 | 0 | 0 | 0 | 0
588
589 |  | 921 | Office Supplies & expenses |  | F102D |  | 0 | 0 | 0 | 0 | 0 | 0 | 0 | 0 | 0 | 815
590 |  |  |  | Customer - System | F42 |  | 0 | 0 | 0 | 0 | 0 | 0 | 0 | 0 | 0 | 816
591 |  |  |  | System Overheads | F102D |  | 0 | 0 | 0 | 0 | 0 | 0 | 0 | 0 | 0 | 817
592 |  |  |  | Office Supplies & expenses |  |  | 0 | 0 | 0 | 0 | 0 | 0 | 0 | 0 | 0
593
594 |  | 922 | A&G Expenses Transferred |  | F102D |  | 0 | 0 | 0 | 0 | 0 | 0 | 0 | 0 | 0 | 821
595
596 |  | 923 | Outside Services |  | F102D |  | 0 | 0 | 0 | 0 | 0 | 0 | 0 | 0 | 0 | 825
597 |  |  |  | Customer - System | F42 |  | 0 | 0 | 0 | 0 | 0 | 0 | 0 | 0 | 0 | 826
598 |  |  |  | System Overheads | F102D |  | 0 | 0 | 0 | 0 | 0 | 0 | 0 | 0 | 0 | 827
599 |  |  |  | JBG | F102D |  | 0 | 0 | 0 | 0 | 0 | 0 | 0 | 0 | 0 | 828
600 |  |  |  | System Overheads | F102D |  | 0 | 0 | 0 | 0 | 0 | 0 | 0 | 0 | 0 | 829
601 |  |  |  | Outside Services |  |  | 0 | 0 | 0 | 0 | 0 | 0 | 0 | 0 | 0
602
603 |  | 924 | Property Insurance
604 |  |  |  | S | F102D |  | 0 | 0 | 0 | 0 | 0 | 0 | 0 | 0 |  | 833
605 |  |  |  | CAGW | F102D |  | 0 | 0 | 0 | 0 | 0 | 0 | 0 | 0 |  | 834
606 |  |  |  | SO | F102D |  | 0 | 0 | 0 | 0 | 0 | 0 | 0 | 0 |  | 835
607
608 |  | 925 | Injuries & Damages |  | F102D |  | 0 | 0 | 0 | 0 | 0 | 0 | 0 | 0 | 0 | 839
609 |  |  | Injuries & Damages |  | F102D |  | 0 | 0 | 0 | 0 | 0 | 0 | 0 | 0 | 0 | 840
610
611 |  | 926 | Employee Pensions & Benefits |  | F138D |  | 0 | 0 | 0 | 0 | 0 | 0 | 0 | 0 | 0 | 847
612
613 |  | 927 | Franchise Requirements |  | F102 |  | 0 | 0 | 0 | 0 | 0 | 0 | 0 | 0 | 0 | 852
614
615 |  | 928 | Regulatory Commission Expense |  | F141 |  | 0 | 0 | 0 | 0 | 0 | 0 | 0 | 0 | 0 | 859
616 |  |  |  | Regulatory Expense | F141 |  | 0 | 0 | 0 | 0 | 0 | 0 | 0 | 0 | 0 | 860
617
618 |  | 929 | Duplicate Charges |  | F138D |  | 0 | 0 | 0 | 0 | 0 | 0 | 0 | 0 | 0 | 868
619
620 |  | 930 | Misc General Expenses
621 |  |  |  | Situs | F138D |  | 0 | 0 | 0 | 0 | 0 | 0 | 0 | 0 | 0 | 871
622 |  |  |  | Customer | F138D |  | 0 | 0 | 0 | 0 | 0 | 0 | 0 | 0 | 0 | 872
623 |  |  |  | Labor | F138D |  | 0 | 0 | 0 | 0 | 0 | 0 | 0 | 0 | 0 | 873
624 |  |  |  | Labor | F138D |  | 0 | 0 | 0 | 0 | 0 | 0 | 0 | 0 | 0 | 874
625 |  |  |  | Customer | F138D |  | 0 | 0 | 0 | 0 | 0 | 0 | 0 | 0 | 0 | 875
626
627 |  | 931 | Rents |  | F102D |  | 0 | 0 | 0 | 0 | 0 | 0 | 0 | 0 | 0 | 881
628
629 |  | 935 | Maintenance of General Plant |  | F108 |  | 0 | 0 | 0 | 0 | 0 | 0 | 0 | 0 | 0 | 887
630
631 |  | TOTAL ADMINISTRATIVE & GEN EXPENSE |  |  |  |  | 0 | 0 | 0 | 0 | 0 | 0 | 0 | 0 | 0
632
633
634 |  | TOTAL O & M EXPENSE |  |  |  |  | 2689550.4114 | 1410136.8639 | 355750.8383 | 449433.5577 | 170942.754 | 170101.0253 | 128963.361 | 4222.0111 | 0
635
636 |  | Distribution - METER - Unbundled |  |  |  |  | D: DEPRECIATION EXPENSE
637
638 |  | A |  | B | C |  | D | E | F | G | H | I | J | K
639 |  | FERC ACCT |  | DESCRIPTION | COS Factor |  | Washington Jurisdiction Normalized | Residential Schedule 16 | Small General Service Schedule 24 | Large General Service < 1,000 kW Schedule 36 | Large General Service > 1,000 kW Schedule 48 | Large General Dedicated Facilities Schedule 48 | Agricultural Pumping Schedule 40 | Street & Area Lighting Sch. 15, 51-54, 57
640 |  | 403SP | Steam Depreciation |  | F10 |  | 0 | 0 | 0 | 0 | 0 | 0 | 0 | 0 | 0 | 900
641
642 |  | 403NP | Nuclear Depreciation |  | F10 |  | 0 | 0 | 0 | 0 | 0 | 0 | 0 | 0 | 0 | 904
643
644 |  | 403HP | Hydro Depreciation |  | F10 |  | 0 | 0 | 0 | 0 | 0 | 0 | 0 | 0 | 0 | 913
645
646 |  | 403OP | Other Generation Depreciation |  | F10 |  | 0 | 0 | 0 | 0 | 0 | 0 | 0 | 0 | 0 | 916
647 |  |  |  | SG | F10 |  | 0 | 0 | 0 | 0 | 0 | 0 | 0 | 0 | 0 | 917
648 |  |  |  | CAGW | F10 |  | 0 | 0 | 0 | 0 | 0 | 0 | 0 | 0 | 0 | 918
649 |  |  |  | CAGE | F10 |  | 0 | 0 | 0 | 0 | 0 | 0 | 0 | 0 | 0 | 919
650 |  |  |  | SG | F10 |  | 0 | 0 | 0 | 0 | 0 | 0 | 0 | 0 | 0 | 920
651 |  |  |  | CAGE | F10 |  | 0 | 0 | 0 | 0 | 0 | 0 | 0 | 0 | 0 | 921
652 |  |  |  | Total 403OP |  |  | 0 | 0 | 0 | 0 | 0 | 0 | 0 | 0 | 0
653
654 |  | 403TP | Transmission Depreciation |  | F106 |  | 0 | 0 | 0 | 0 | 0 | 0 | 0 | 0 | 0 | 929
655
656 |  | 403 | Distribution Depreciation
657 |  |  |  | Land Rights | F118 |  | 5004.1304 | 2742.8365 | 693.4791 | 936.8065 | 357.334 | 0 | 269.3295 | 4.3448 | 0 | 932
658 |  |  |  | Structures | F119 |  | 36048.8659 | 18158.6287 | 4591.0972 | 6202.018 | 2365.6878 | 2919.6053 | 1783.0644 | 28.7644 | 0 | 933
659 |  |  |  | Station Equip | F120 |  | 2268474.1624 | 1161968.2457 | 293783.7044 | 396866.3109 | 151380.0511 | 148537.1641 | 114098.0556 | 1840.6306 | 0 | 934
660 |  |  |  | Poles & Towers | F121 |  | 0 | 0 | 0 | 0 | 0 | 0 | 0 | 0 | 0 | 936
661 |  |  |  | OH Conductors | F122 |  | 0 | 0 | 0 | 0 | 0 | 0 | 0 | 0 | 0 | 937
662 |  |  |  | UG Conduit | F123 |  | 0 | 0 | 0 | 0 | 0 | 0 | 0 | 0 | 0 | 938
663 |  |  |  | UG Conductor | F124 |  | 0 | 0 | 0 | 0 | 0 | 0 | 0 | 0 | 0 | 939
664 |  |  |  | Line Transformer | F125 |  | 0 | 0 | 0 | 0 | 0 | 0 | 0 | 0 | 0 | 940
665 |  |  |  | Services | F126 |  | 0 | 0 | 0 | 0 | 0 | 0 | 0 | 0 | 0 | 941
666 |  |  |  | Meters | F127 |  | 0 | 0 | 0 | 0 | 0 | 0 | 0 | 0 | 0 | 942
667 |  |  |  | Inst Cust Premises | F128 |  | 0 | 0 | 0 | 0 | 0 | 0 | 0 | 0 | 0 | 943
668 |  |  |  | Leased Property | F129 |  | 0 | 0 | 0 | 0 | 0 | 0 | 0 | 0 | 0 | 944
669 |  |  |  | Street Lighting | F130 |  | 0 | 0 | 0 | 0 | 0 | 0 | 0 | 0 | 0 | 945
670 |  |  | Total Distribution Expense |  |  |  | 2309527.1587 | 1182869.711 | 299068.2807 | 404005.1355 | 154103.0729 | 151456.7693 | 116150.4495 | 1873.7399 | 0
671
672 |  | 403GP | General Depreciation
673 |  |  |  | S | F107D |  | 124861.6086 | 76380.9625 | 20903.1563 | 13991.365 | 4760.9787 | 1351.1793 | 6408.8265 | 1065.1403 | 0 | 949
674 |  |  |  | DGP | F105D |  | 0 | 0 | 0 | 0 | 0 | 0 | 0 | 0 | 0 | 950
675 |  |  |  | DGU | F105D |  | 0 | 0 | 0 | 0 | 0 | 0 | 0 | 0 | 0 | 951
676 |  |  |  | SE | F10 |  | 0 | 0 | 0 | 0 | 0 | 0 | 0 | 0 | 0 | 952
677 |  |  |  | CN | F42 |  | 0 | 0 | 0 | 0 | 0 | 0 | 0 | 0 | 0 | 953
678 |  |  |  | SG/CAGW/CAGE | F105D |  | 0 | 0 | 0 | 0 | 0 | 0 | 0 | 0 | 0 | 954
679 |  |  |  | SO | F102D |  | 75218.7879 | 46013.21 | 12592.4221 | 8428.6398 | 2868.0957 | 813.9737 | 3860.7877 | 641.6589 | 0 | 955
680 |  |  |  | CAEW | F105D |  | 0 | 0 | 0 | 0 | 0 | 0 | 0 | 0 | 0 | 956
681 |  |  |  | JBG | F105D |  | 0 | 0 | 0 | 0 | 0 | 0 | 0 | 0 | 0 | 957
682 |  |  |  | JBE | F10 |  | 0 | 0 | 0 | 0 | 0 | 0 | 0 | 0 | 0 | 958
683 |  |  | Total General Expense |  |  |  | 200080.3965 | 122394.1725 | 33495.5784 | 22420.0048 | 7629.0745 | 2165.153 | 10269.6142 | 1706.7991 | 0
684
685 |  | 403GV0 | General Vehicles |  | F105D |  | 0 | 0 | 0 | 0 | 0 | 0 | 0 | 0 | 0 | 962
686
687 |  | 403MP | Mining Depreciation |  | F10 |  | 0 | 0 | 0 | 0 | 0 | 0 | 0 | 0 | 0 | 966
688
689 |  | 403EP | Experimental Plant Depreciation |  | F10 |  | 0 | 0 | 0 | 0 | 0 | 0 | 0 | 0 | 0 | 972
690
691
692 |  | TOTAL DEPRECIATION EXPENSE |  |  |  |  | 2509607.5552 | 1305263.8835 | 332563.8591 | 426425.1402 | 161732.1473 | 153621.9224 | 126420.0637 | 3580.539 | 0
693
694 | [6 empty] | D: AMORTIZATION EXPENSE
695
696
697 |  | 404CLG | Amort of LT Plant - Cap. Lease Gen
698 |  |  |  | S | F12 |  | 12874.9263 | 5374.9253 | 1677.4096 | 2760.6776 | 1108.9131 | 1456.9709 | 474.9163 | 21.1136 | 0 | 977
699 |  |  |  | SG/CAGW | F10 |  | 0 | 0 | 0 | 0 | 0 | 0 | 0 | 0 | 0 | 978
700 |  |  |  | SO | F102D |  | 322.0903 | 197.0307 | 53.9213 | 36.0918 | 12.2813 | 3.4855 | 16.5321 | 2.7476 | 0 | 979
701 |  |  |  | DGU | F10 | [10 empty] | 980
702 |  |  |  | CN | F42 |  | 0 | 0 | 0 | 0 | 0 | 0 | 0 | 0 | 0 | 981
703 |  |  |  | DGP | F10 |  | 0 | 0 | 0 | 0 | 0 | 0 | 0 | 0 | 0 | 982
704 |  |  |  | SG | F10 |  | 0 | 0 | 0 | 0 | 0 | 0 | 0 | 0 | 0 | 983
705 |  |  | Total Amort. Cap. Lease General |  |  |  | 13197.0166 | 5571.956 | 1731.3309 | 2796.7695 | 1121.1944 | 1460.4563 | 491.4483 | 23.8612 | 0
706
707 |  | 404CLS | Amort of LT Plant - Cap Lease Steam |  | F10 |  | 0 | 0 | 0 | 0 | 0 | 0 | 0 | 0 | 0 | 989
708
709 |  | 404IP | Amort of LT Plant - Intangible Plant
710 |  |  |  | S | F107D |  | 16.6784 | 10.2026 | 2.7921 | 1.8689 | 0.63595 | 0.18048 | 0.85606 | 0.14228 | 0 | 992
711 |  |  |  | SE | F10 |  | 0 | 0 | 0 | 0 | 0 | 0 | 0 | 0 | 0 | 993
712 |  |  |  | SG | F105D |  | 0 | 0 | 0 | 0 | 0 | 0 | 0 | 0 | 0 | 994
713 |  |  |  | SO | F102D |  | 119607.4818 | 73166.882 | 20023.5598 | 13402.6139 | 4560.6386 | 1294.3222 | 6139.1457 | 1020.3196 | 0 | 995
714 |  |  |  | CN | F42 |  | 0 | 0 | 0 | 0 | 0 | 0 | 0 | 0 | 0 | 996
715 |  |  |  | SG-P | F10 |  | 0 | 0 | 0 | 0 | 0 | 0 | 0 | 0 | 0 | 997
716 |  |  |  | SG-U | F10 |  | 0 | 0 | 0 | 0 | 0 | 0 | 0 | 0 | 0 | 998
717 |  |  |  | DGP | F10 |  | 0 | 0 | 0 | 0 | 0 | 0 | 0 | 0 | 0 | 999
718 |  |  |  | CAGE | F105D |  | 0 | 0 | 0 | 0 | 0 | 0 | 0 | 0 | 0 | 1000
719 |  |  |  | CAGE | F105D |  | 0 | 0 | 0 | 0 | 0 | 0 | 0 | 0 | 0 | 1001
720 |  |  |  | CAGW | F105D |  | 0 | 0 | 0 | 0 | 0 | 0 | 0 | 0 | 0 | 1002
721 |  |  |  | CAGE | F105D |  | 0 | 0 | 0 | 0 | 0 | 0 | 0 | 0 | 0 | 1003
722 |  |  |  | JBG | F105D |  | 0 | 0 | 0 | 0 | 0 | 0 | 0 | 0 | 0 | 1004
723 |  |  |  | CAEW | F10 |  | 0 | 0 | 0 | 0 | 0 | 0 | 0 | 0 | 0 | 1005
724 |  |  |  | CAEE | F10 |  | 0 | 0 | 0 | 0 | 0 | 0 | 0 | 0 | 0 | 1006
725 |  |  |  | DGU | F10 |  | 0 | 0 | 0 | 0 | 0 | 0 | 0 | 0 | 0 | 1007
726 |  |  | Total Amort. Intangible Plant |  |  |  | 119624.1602 | 73177.0846 | 20026.3519 | 13404.4828 | 4561.2746 | 1294.5027 | 6140.0017 | 1020.4619 | 0
727
728 |  | Distribution - METER - Unbundled |  |  |  |  | D: AMORTIZATION EXPENSE (continued)
729
730
731 |  | A |  | B | C |  | D | E | F | G | H | I | J | K
732 |  | FERC ACCT |  | DESCRIPTION | COS Factor |  | Washington Jurisdiction Normalized | Residential Schedule 16 | Small General Service Schedule 24 | Large General Service < 1,000 kW Schedule 36 | Large General Service > 1,000 kW Schedule 48 | Large General Dedicated Facilities Schedule 48 | Agricultural Pumping Schedule 40 | Street & Area Lighting Sch. 15, 51-54, 57
733 |  | 404O | Amort of LT Plant - Other Plant |  | F10 |  | 0 | 0 | 0 | 0 | 0 | 0 | 0 | 0 | 0 | 1012
734
735 |  | 404HP | Amort of Other Electric Plant |  | F110 |  | 0 | 0 | 0 | 0 | 0 | 0 | 0 | 0 | 0 | 1020
736
737 |  | 405 | Amort of Other Electric Plant |  | F110 |  | 0 | 0 | 0 | 0 | 0 | 0 | 0 | 0 | 0 | 1028
738
739 |  | 406 | Amort of Plant Acquisition Adj |  | F10 |  | 0 | 0 | 0 | 0 | 0 | 0 | 0 | 0 | 0 | 1036
740
741 |  | 407 | Amort of Prop Losses, Unrec Plant, |  | F110 |  | 2577952.5855 | 1333569.2931 | 356987.0236 | 412933.1782 | 162052.6968 | 199004.3989 | 99911.395 | 13494.5999 | 0 | 1049
742
743
744 |  | TOTAL AMORTIZATION EXPENSE |  |  |  |  | 2710773.7623 | 1412318.3336 | 378744.7065 | 429134.4306 | 167735.1658 | 201759.3579 | 106542.8451 | 14538.9229 | 0
745
746
747 | [6 empty] | D: TAX OTHER THAN INCOME
748
749
750 |  | 408 | Total Taxes Other Than Income |  | F101D |  | 1183918.1468 | 732526.3047 | 190178.054 | 132732.191 | 46181.915 | 16270.7566 | 57889.3456 | 8139.5799 | 0 | 1062
751
752
753 | [6 empty] | D: DEFERRED ITC
754
755
756 |  | 41140 | Deferred I T C - Federal |  | F101D |  | 0 | 0 | 0 | 0 | 0 | 0 | 0 | 0 | 0 | 1067
757
758 |  | 41141 | Deferred I T C - Idaho |  | F101D |  | 0 | 0 | 0 | 0 | 0 | 0 | 0 | 0 | 0 | 1072
759
760 |  | TOTAL DEFERRED ITC |  |  |  |  | 0 | 0 | 0 | 0 | 0 | 0 | 0 | 0 | 0
761
762
763 | [6 empty] | D: DEFERRED INCOME TAXES
764
765
766 |  | 41010 | Deferred Income Tax - Federal-DR |  | F101D |  | 750095.1774 | 464106.7881 | 120491.1349 | 84095.1519 | 29259.482 | 10308.6654 | 36676.9604 | 5156.9947 | 0 | 1120
767
768 |  | 41011 | Deferred Income Tax - State-DR |  | F101D |  | 0 | 0 | 0 | 0 | 0 | 0 | 0 | 0 | 0 | 1135
769
770 |  | 41110 | Deferred Income Tax - Federal-CR |  | F101D |  | -1346557.229 | -833156.0705 | -216303.4954 | -150966.0882 | -52526.0903 | -18505.9288 | -65841.8126 | -9257.7432 | 0 | 1151
771
772 |  | 41111 | Deferred Income Tax - State-CR |  | F101D |  | 0 | 0 | 0 | 0 | 0 | 0 | 0 | 0 | 0 | 1166
773
774 |  | TOTAL DEFERRED INCOME TAXES |  |  |  |  | -596462.0515 | -369049.2824 | -95812.3605 | -66870.9363 | -23266.6083 | -8197.2634 | -29164.8522 | -4100.7485 | 0
775
776
777
778
779
780 |  | 40911 | State Income Taxes |  | F101D |  | 0 | 0 | 0 | 0 | 0 | 0 | 0 | 0 | 0 | 1263
781
782 |  | 40910 | Federal Income Tax |  | F101D |  | 755609.4794 | 467518.6551 | 121376.9218 | 84713.3748 | 29474.5822 | 10384.4492 | 36946.5899 | 5194.9062 | 0 | 1296
783
784
785 |  | TOTAL OPERATING EXPENSES |  |  |  |  | 9252997.6566 | 4958714.9057 | 1282802.0652 | 1455567.8338 | 552799.9865 | 543940.288 | 427597.3661 | 31575.2113 | 0
786
787
788 |  | Distribution - METER - Unbundled |  |  |  |  | D: STEAM GENERATION PLANT
789
790 |  | A |  | B | C |  | D | E | F | G | H | I | J | K
791 |  | FERC ACCT |  | DESCRIPTION | COS Factor |  | Washington Jurisdiction Normalized | Residential Schedule 16 | Small General Service Schedule 24 | Large General Service < 1,000 kW Schedule 36 | Large General Service > 1,000 kW Schedule 48 | Large General Dedicated Facilities Schedule 48 | Agricultural Pumping Schedule 40 | Street & Area Lighting Sch. 15, 51-54, 57
792 |  | 310 | Land and Land Rights |  | F10 |  | 0 | 0 | 0 | 0 | 0 | 0 | 0 | 0 | 0 | 1305
793 |  |  |  |  | F10 |  | 0 | 0 | 0 | 0 | 0 | 0 | 0 | 0 | 0 | 1306
794 |  |  |  | JBG | F10 |  | 0 | 0 | 0 | 0 | 0 | 0 | 0 | 0 | 0 | 1308
795 |  |  |  | Total 310 |  |  | 0 | 0 | 0 | 0 | 0 | 0 | 0 | 0 | 0
796
797 |  | 311 | Structures and Improvements |  | F10 |  | 0 | 0 | 0 | 0 | 0 | 0 | 0 | 0 | 0 | 1316
798 |  |  |  |  | F10 |  | 0 | 0 | 0 | 0 | 0 | 0 | 0 | 0 | 0 | 1317
799 |  |  |  | JBG | F10 |  | 0 | 0 | 0 | 0 | 0 | 0 | 0 | 0 | 0 | 1319
800 |  |  |  | Total 311 |  |  | 0 | 0 | 0 | 0 | 0 | 0 | 0 | 0 | 0
801
802 |  | 312 | Boiler Plant Equipment
803 |  |  |  | SG | F10 |  | 0 | 0 | 0 | 0 | 0 | 0 | 0 | 0 | 0 | 1324
804 |  |  |  | S | F10 |  | 0 | 0 | 0 | 0 | 0 | 0 | 0 | 0 | 0 | 1325
805 |  |  |  | CAGW | F10 |  | 0 | 0 | 0 | 0 | 0 | 0 | 0 | 0 | 0 | 1326
806 |  |  |  | JBG | F10 |  | 0 | 0 | 0 | 0 | 0 | 0 | 0 | 0 | 0 | 1327
807 |  |  |  | Total 312 |  |  | 0 | 0 | 0 | 0 | 0 | 0 | 0 | 0 | 0
808
809 |  | 314 | Turbogenerator Units |  | F10 |  | 0 | 0 | 0 | 0 | 0 | 0 | 0 | 0 | 0 | 1333
810 |  |  |  |  | F10 |  | 0 | 0 | 0 | 0 | 0 | 0 | 0 | 0 | 0 | 1334
811 |  |  |  | JBG | F10 |  | 0 | 0 | 0 | 0 | 0 | 0 | 0 | 0 | 0 | 1336
812 |  |  |  | Total 314 |  |  | 0 | 0 | 0 | 0 | 0 | 0 | 0 | 0 | 0
813
814 |  | 315 | Accessory Electric Equipment |  | F10 |  | 0 | 0 | 0 | 0 | 0 | 0 | 0 | 0 | 0 | 1343
[5 empty] | F10 |  | 0 | 0 | 0 | 0 | 0 | 0 | 0 | 0 | 0 | 1344
816 |  |  |  | JBG | F10 |  | 0 | 0 | 0 | 0 | 0 | 0 | 0 | 0 | 0 | 1346
817 |  |  |  | Total 316 |  |  | 0 | 0 | 0 | 0 | 0 | 0 | 0 | 0 | 0
818
819 |  | 316 | Misc Power Plant Equipment |  | F10 |  | 0 | 0 | 0 | 0 | 0 | 0 | 0 | 0 | 0 | 1353
[5 empty] | F10 |  | 0 | 0 | 0 | 0 | 0 | 0 | 0 | 0 | 0 | 1354
821 |  |  |  | JBG | F10 |  | 0 | 0 | 0 | 0 | 0 | 0 | 0 | 0 | 0 | 1356
822 |  |  |  | Total 316 |  |  | 0 | 0 | 0 | 0 | 0 | 0 | 0 | 0 | 0
823
824 |  | S00 | Unclassified Steam Plant - Acct 300 |  | F10 |  | 0 | 0 | 0 | 0 | 0 | 0 | 0 | 0 | 0 | 1364
825
826
827
828 |  | Total Steam Generation Plant |  |  |  |  | 0 | 0 | 0 | 0 | 0 | 0 | 0 | 0 | 0
829
830
831 | [6 empty] | D: NUCLEAR GENERATION
832
833
834 |  | 320 | Land and Land Rights |  | F10 |  | 0 | 0 | 0 | 0 | 0 | 0 | 0 | 0 | 0 | 1370
835
836 |  | 321 | Structures and Improvements |  | F10 |  | 0 | 0 | 0 | 0 | 0 | 0 | 0 | 0 | 0 | 1374
837
838 |  | 322 | Reactor Plant Equipment |  | F10 |  | 0 | 0 | 0 | 0 | 0 | 0 | 0 | 0 | 0 | 1378
839
840 |  | 323 | Turbogenerator Units |  | F10 |  | 0 | 0 | 0 | 0 | 0 | 0 | 0 | 0 | 0 | 1382
841
842 |  | 324 | Land and Land Rights |  | F10 |  | 0 | 0 | 0 | 0 | 0 | 0 | 0 | 0 | 0 | 1386
843
844 |  | 325 | Misc. Power Plant Equipment |  | F10 |  | 0 | 0 | 0 | 0 | 0 | 0 | 0 | 0 | 0 | 1390
845
846 |  | N00 | Unclassified Nuclear Plt - Acct 300 |  | F10 |  | 0 | 0 | 0 | 0 | 0 | 0 | 0 | 0 | 0 | 1396
847
848 |  | Total Nuclear Generation Plant |  |  |  |  | 0 | 0 | 0 | 0 | 0 | 0 | 0 | 0 | 0
849
850
851 | [6 empty] | D: HYDRAULIC GENERATION PLANT
852
853
854 |  | 330 | Land and Land Rights |  | F10 |  | 0 | 0 | 0 | 0 | 0 | 0 | 0 | 0 | 0 | 1408
855
856 |  | 331 | Structures and Improvements |  | F10 |  | 0 | 0 | 0 | 0 | 0 | 0 | 0 | 0 | 0 | 1417
857
858 |  | 332 | Reservoirs, Dams & Waterways |  | F10 |  | 0 | 0 | 0 | 0 | 0 | 0 | 0 | 0 | 0 | 1426
859
860 |  | 333 | Water Wheel, Turbines, & Generators |  | F10 |  | 0 | 0 | 0 | 0 | 0 | 0 | 0 | 0 | 0 | 1435
861
862 |  | 334 | Accessory Electric Equipment |  | F10 |  | 0 | 0 | 0 | 0 | 0 | 0 | 0 | 0 | 0 | 1444
863
864 |  | 335 | Misc. Power Plant Equipment |  | F10 |  | 0 | 0 | 0 | 0 | 0 | 0 | 0 | 0 | 0 | 1453
865
866 |  | 336 | Roads, Railroads & Bridges |  | F10 |  | 0 | 0 | 0 | 0 | 0 | 0 | 0 | 0 | 0 | 1462
867
868 |  | H00 | Unclassified Hydro Plant - Acct 300 |  | F10 |  | 0 | 0 | 0 | 0 | 0 | 0 | 0 | 0 | 0 | 1468
869
870 |  | Total Hydraulic Plant |  |  |  |  | 0 | 0 | 0 | 0 | 0 | 0 | 0 | 0 | 0
871
872 |  | Distribution - METER - Unbundled
873 |  | A |  | B | C |  | D | E | F | G | H | I | J | K
874 |  | FERC ACCT |  | DESCRIPTION | COS Factor |  | Washington Jurisdiction Normalized | Residential Schedule 16 | Small General Service Schedule 24 | Large General Service < 1,000 kW Schedule 36 | Large General Service > 1,000 kW Schedule 48 | Large General Dedicated Facilities Schedule 48 | Agricultural Pumping Schedule 40 | Street & Area Lighting Sch. 15, 51-54, 57
875 |  | 340 | Land and Land Rights |  | F10 |  | 0 | 0 | 0 | 0 | 0 | 0 | 0 | 0 | 0 | 1480
876 |  |  |  | Total 340 |  |  | 0 | 0 | 0 | 0 | 0 | 0 | 0 | 0 | 0
877
878 |  | 341 | Structures and Improvements |  | F10 |  | 0 | 0 | 0 | 0 | 0 | 0 | 0 | 0 | 0 | 1488
879 |  |  |  | Total 341 |  |  | 0 | 0 | 0 | 0 | 0 | 0 | 0 | 0 | 0
880
881 |  | 342 | Fuel Holders, Producers & Access |  | F10 |  | 0 | 0 | 0 | 0 | 0 | 0 | 0 | 0 | 0 | 1496
882 |  |  |  | Total 342 |  |  | 0 | 0 | 0 | 0 | 0 | 0 | 0 | 0 | 0
883
884 |  | 343 | Prime Movers |  | F10 |  | 0 | 0 | 0 | 0 | 0 | 0 | 0 | 0 | 0 | 1505
885 |  |  |  | Total 343 |  |  | 0 | 0 | 0 | 0 | 0 | 0 | 0 | 0 | 0
886
887 |  | 344 | Generators |  | F10 |  | 0 | 0 | 0 | 0 | 0 | 0 | 0 | 0 | 0 | 1514
888 |  |  |  | Total 344 |  |  | 0 | 0 | 0 | 0 | 0 | 0 | 0 | 0 | 0
889
890 |  | 345 | Accessory Electric Plant |  | F10 |  | 0 | 0 | 0 | 0 | 0 | 0 | 0 | 0 | 0 | 1522
891 |  |  |  | Total 345 |  |  | 0 | 0 | 0 | 0 | 0 | 0 | 0 | 0 | 0
892
893 |  | 346 | Misc. Power Plant Equipment |  | F10 |  | 0 | 0 | 0 | 0 | 0 | 0 | 0 | 0 | 0 | 1529
894
895 |  | O00 | Unclassified Other Prod - Acct 300 |  | F10 |  | 0 | 0 | 0 | 0 | 0 | 0 | 0 | 0 | 0 | 1534
896
897 |  | Total Other Generation Plant |  |  |  |  | 0 | 0 | 0 | 0 | 0 | 0 | 0 | 0 | 0
898
899 |  | Experimental Plant
900 |  | 103 | Experimental Plant |  | F10 |  | 0 | 0 | 0 | 0 | 0 | 0 | 0 | 0 | 0 | 1540
901
902 |  | TOTAL GENERATION PLANT |  |  |  |  | 0 | 0 | 0 | 0 | 0 | 0 | 0 | 0 | 0
903
904 | [6 empty] | D: TRANSMISSION PLANT
905 |  | 350 | Land and Land Rights
906 |  |  |  | Demand | F12 |  | 0 | 0 | 0 | 0 | 0 | 0 | 0 | 0 | 0 | 1549
907 |  |  |  | Direct Assigned | A | 0 | 0 | 0 | 0 | 0 | 0 | 0 | 0 | 0 | 0
908 | [6 empty] | 0 | 0 | 0 | 0 | 0 | 0 | 0 | 0 | 0
909 |  | 352 | Structures and Improvements
910 |  |  |  | Demand | F12 |  | 0 | 0 | 0 | 0 | 0 | 0 | 0 | 0 | 0 | 1556
911 |  |  |  | Direct Assigned | A | 0 | 0 | 0 | 0 | 0 | 0 | 0 | 0 | 0 | 0
912 | [6 empty] | 0 | 0 | 0 | 0 | 0 | 0 | 0 | 0 | 0
913 |  | 353 | Station Equipment
914 |  |  |  | Demand | F12 |  | 0 | 0 | 0 | 0 | 0 | 0 | 0 | 0 | 0 | 1562
915 |  |  |  | Direct Assigned | A | 0 | 0 | 0 | 0 | 0 | 0 | 0 | 0 | 0 | 0
916 | [6 empty] | 0 | 0 | 0 | 0 | 0 | 0 | 0 | 0 | 0
917 |  | 354 | Towers and Fixtures
918 |  |  |  | Demand | F12 |  | 0 | 0 | 0 | 0 | 0 | 0 | 0 | 0 | 0 | 1568
919 |  |  |  | Direct Assigned | A | 0 | 0 | 0 | 0 | 0 | 0 | 0 | 0 | 0 | 0
920 | [6 empty] | 0 | 0 | 0 | 0 | 0 | 0 | 0 | 0 | 0
921 |  | 355 | Poles and Fixtures
922 |  |  |  | Demand | F12 |  | 0 | 0 | 0 | 0 | 0 | 0 | 0 | 0 | 0 | 1575
923 |  |  |  | Direct Assigned | A | 0 | 0 | 0 | 0 | 0 | 0 | 0 | 0 | 0 | 0
924 | [6 empty] | 0 | 0 | 0 | 0 | 0 | 0 | 0 | 0 | 0
925 |  | 356 | Overhead Conductors
926 |  |  |  | Demand | F12 |  | 0 | 0 | 0 | 0 | 0 | 0 | 0 | 0 | 0 | 1581
927 |  |  |  | Direct Assigned | A | 0 | 0 | 0 | 0 | 0 | 0 | 0 | 0 | 0 | 0
928 | [6 empty] | 0 | 0 | 0 | 0 | 0 | 0 | 0 | 0 | 0
929 |  | 357 | Underground Conduit
930 |  |  |  | Demand | F12 |  | 0 | 0 | 0 | 0 | 0 | 0 | 0 | 0 | 0 | 1587
931 |  |  |  | Direct Assigned | A | 0 | 0 | 0 | 0 | 0 | 0 | 0 | 0 | 0 | 0
932 | [6 empty] | 0 | 0 | 0 | 0 | 0 | 0 | 0 | 0 | 0
933 |  | 358 | Underground Conductors
934 |  |  |  | Demand | F12 |  | 0 | 0 | 0 | 0 | 0 | 0 | 0 | 0 | 0 | 1593
935 |  |  |  | Direct Assigned | A | 0 | 0 | 0 | 0 | 0 | 0 | 0 | 0 | 0 | 0
936 | [6 empty] | 0 | 0 | 0 | 0 | 0 | 0 | 0 | 0 | 0
937 |  | 359 | Roads and Trails
938 |  |  |  | Demand | F12 |  | 0 | 0 | 0 | 0 | 0 | 0 | 0 | 0 | 0 | 1599
939 |  |  |  | Direct Assigned | A | 0 | 0 | 0 | 0 | 0 | 0 | 0 | 0 | 0 | 0
940 | [6 empty] | 0 | 0 | 0 | 0 | 0 | 0 | 0 | 0 | 0
941
942 |  | T00 | Unclassified Trans Plant - Acct 300 |  | F10 |  | 0 | 0 | 0 | 0 | 0 | 0 | 0 | 0 | 0 | 1604
943 |  | TS0 | Unclassified Trans Sub - Acct 300 |  | F10 |  | 0 | 0 | 0 | 0 | 0 | 0 | 0 | 0 | 0 | 1608
944
945 |  | TOTAL TRANSMISSION PLANT |  |  |  |  | 0 | 0 | 0 | 0 | 0 | 0 | 0 | 0 | 0
946 |  | Distribution - METER - Unbundled |  |  |  |  | D: DISTRIBUTION PLANT
947 |  | A |  | B | C |  | D | E | F | G | H | I | J | K
948 |  | FERC ACCT |  | DESCRIPTION | COS Factor |  | Washington Jurisdiction Normalized | Residential Schedule 16 | Small General Service Schedule 24 | Large General Service < 1,000 kW Schedule 36 | Large General Service > 1,000 kW Schedule 48 | Large General Dedicated Facilities Schedule 48 | Agricultural Pumping Schedule 40 | Street & Area Lighting Sch. 15, 51-54, 57
949
950 |  | 360 | Land and Land Rights
951 |  |  |  | Demand Primary | F20A |  | 542352.5498 | 297271.3063 | 75159.9417 | 101532.0058 | 38728.206 | 0 | 29190.1936 | 470.8964 | 0 | 1614
952 |  |  |  | Assigned | A | 0.24066 | 0 | 0 | 0 | 0 | 0 | 0 | 0 | 0 | 0
953 | [6 empty] | 542352.5498 | 297271.3063 | 75159.9417 | 101532.0058 | 38728.206 | 0 | 29190.1936 | 470.8964 | 0
954 |  | 361 | Structures and Improvements
955 |  |  |  | Demand Primary | F20 |  | 2199432.8205 | 1107904.0352 | 280114.4977 | 378400.8633 | 144336.6203 | 178132.528 | 108789.2863 | 1754.9895 | 0 | 1620
956 |  |  |  | Assigned | A | 0.24066 | 0 | 0 | 0 | 0 | 0 | 0 | 0 | 0 | 0
957 | [6 empty] | 2199432.8205 | 1107904.0352 | 280114.4977 | 378400.8633 | 144336.6203 | 178132.528 | 108789.2863 | 1754.9895 | 0
958 |  | 362 | Station Equipment
959 |  |  |  | Demand Primary | F20A |  | 86835707.7715 | 47595912.0975 | 12033808.5141 | 16256222.2504 | 6200747.4225 | 0 | 4673622.5748 | 75394.9122 | 0 | 1626
960 |  |  |  | Assigned | A | 1 | 6084298.63 | 0 | 0 | 0 | 0 | 6084298.63 | 0 | 0 | 0
961 | [6 empty] | 92920006.4015 | 47595912.0975 | 12033808.5141 | 16256222.2504 | 6200747.4225 | 6084298.63 | 4673622.5748 | 75394.9122 | 0
962 |  | 364 | Poles, Towers & Fixtures
963 |  |  |  | Demand Primary | F20A | 0 | 0 | 0 | 0 | 0 | 0 | 0 | 0 | 0 | 0 | 1632
964 |  |  |  | Demand Secondary | F22 | 0 | 0 | 0 | 0 | 0 | 0 | 0 | 0 | 0 | 0
965 |  |  |  | Assigned | A | 0 | 0 | 0 | 0 | 0 | 0 | 0 | 0 | 0 | 0
966 | [6 empty] | 0 | 0 | 0 | 0 | 0 | 0 | 0 | 0 | 0
967 |  | 365 | Overhead Conductors
968 |  |  |  | Demand Primary | F20A | 0 | 0 | 0 | 0 | 0 | 0 | 0 | 0 | 0 | 0 | 1639
969 |  |  |  | Demand Secondary | F22 | 0 | 0 | 0 | 0 | 0 | 0 | 0 | 0 | 0 | 0
970 |  |  |  | Assigned | A | 0 | 0 | 0 | 0 | 0 | 0 | 0 | 0 | 0 | 0
971 | [6 empty] | 0 | 0 | 0 | 0 | 0 | 0 | 0 | 0 | 0
972 |  | 366 | Underground Conduit
973 |  |  |  | Demand Primary | F20A | 0 | 0 | 0 | 0 | 0 | 0 | 0 | 0 | 0 | 0 | 1646
974 |  |  |  | Demand Secondary | F22 | 0 | 0 | 0 | 0 | 0 | 0 | 0 | 0 | 0 | 0
975 |  |  |  | Assigned | A | 0 | 0 | 0 | 0 | 0 | 0 | 0 | 0 | 0 | 0
976 | [6 empty] | 0 | 0 | 0 | 0 | 0 | 0 | 0 | 0 | 0
977 |  | 367 | Underground Conductors
978 |  |  |  | Demand Primary | F20A | 0 | 0 | 0 | 0 | 0 | 0 | 0 | 0 | 0 | 0 | 1653
979 |  |  |  | Demand Secondary | F22 | 0 | 0 | 0 | 0 | 0 | 0 | 0 | 0 | 0 | 0
980 |  |  |  | Assigned | A | 0 | 0 | 0 | 0 | 0 | 0 | 0 | 0 | 0 | 0
981 | [6 empty] | 0 | 0 | 0 | 0 | 0 | 0 | 0 | 0 | 0
982 |  | 368 | Line Transformers
983 |  |  |  | Demand Secondary | F21 |  | 0 | 0 | 0 | 0 | 0 | 0 | 0 | 0 | 0 | 1660
984 |  |  |  | Assigned | A | 0 | 0 | 0 | 0 | 0 | 0 | 0 | 0 | 0 | 0
985 | [6 empty] | 0 | 0 | 0 | 0 | 0 | 0 | 0 | 0 | 0
986 |  | 369 | Services
987 |  |  |  | Customer | F70 |  | 0 | 0 | 0 | 0 | 0 | 0 | 0 | 0 | 0 | 1666
988 |  |  |  | Assigned | A | 0 | 0 | 0 | 0 | 0 | 0 | 0 | 0 | 0 | 0
989 | [6 empty] | 0 | 0 | 0 | 0 | 0 | 0 | 0 | 0 | 0
990 |  | 370 | Meters
991 |  |  |  | Customer | F60A |  | 0 | 0 | 0 | 0 | 0 | 0 | 0 | 0 | 0 | 1673
992 |  |  |  | Assigned | A | 0 | 0 | 0 | 0 | 0 | 0 | 0 | 0 | 0 | 0
993 | [6 empty] | 0 | 0 | 0 | 0 | 0 | 0 | 0 | 0 | 0
994 |  | 371 | Install on Customers' Premises
995 |  |  |  | Demand Primary | F20 | 0 | 0 | 0 | 0 | 0 | 0 | 0 | 0 | 0 | 0 | 1679
996 |  |  |  | Demand Secondary | F22 | 0 | 0 | 0 | 0 | 0 | 0 | 0 | 0 | 0 | 0
997 |  |  |  | Assigned | A | 0 | 0 | 0 | 0 | 0 | 0 | 0 | 0 | 0 | 0
998 | [6 empty] | 0 | 0 | 0 | 0 | 0 | 0 | 0 | 0 | 0
999 |  | 372 | Leased Property
1000 |  |  |  | Demand Primary | F20 | 0 | 0 | 0 | 0 | 0 | 0 | 0 | 0 | 0 | 0 | 1686
1001 |  |  |  | Demand Secondary | F22 | 0 | 0 | 0 | 0 | 0 | 0 | 0 | 0 | 0 | 0
1002 |  |  |  | Assigned | A | 0 | 0 | 0 | 0 | 0 | 0 | 0 | 0 | 0 | 0
1003 | [6 empty] | 0 | 0 | 0 | 0 | 0 | 0 | 0 | 0 | 0
1004
1005 |  | 373 | Street Lights |  | A | 0 | 0 | 0 | 0 | 0 | 0 | 0 | 0 | 0 | 0 | 1695
1006
1007
1008 |  | D00 | Unclassified Dist Plant - Acct 300 |  | F22 |  | 2720061.1673 | 2331303.9052 | 385253.9051 | 0 | 0 | 0 | 0 | 3503.357 | 0 | 1698
1009 |  | DS0 | Unclassified Dist Sub - Acct 300 |  | F20 |  | 0 | 0 | 0 | 0 | 0 | 0 | 0 | 0 | 0 | 1702
1010 |  | TOTAL DISTRIBUTION PLANT |  |  |  |  | 98381852.939 | 51332391.3443 | 12774336.8586 | 16736155.1196 | 6383812.2487 | 6262431.158 | 4811602.0548 | 81124.1551 | 0
1011
1012 |  | Distribution - METER - Unbundled |  |  |  |  | DISTRIBUTION PLANT D: GENERAL PLANT
1013
1014 |  | A |  | B | C |  | D | E | F | G | H | I | J | K
1015 |  | FERC ACCT |  | DESCRIPTION | COS Factor |  | Washington Jurisdiction Normalized | Residential Schedule 16 | Small General Service Schedule 24 | Large General Service < 1,000 kW Schedule 36 | Large General Service > 1,000 kW Schedule 48 | Large General Dedicated Facilities Schedule 48 | Agricultural Pumping Schedule 40 | Street & Area Lighting Sch. 15, 51-54, 57
1016 |  | 389 | Land and Land Rights
1017 |  |  |  | S | F107D |  | 117758.0042 | 72035.5104 | 19713.9376 | 13195.3708 | 4490.118 | 1274.3083 | 6044.2167 | 1004.5425 | 0 | 1709
1018 |  |  |  | CN | F42 |  | 0 | 0 | 0 | 0 | 0 | 0 | 0 | 0 | 0 | 1710
1019 |  |  |  | DGU | F105D |  | 0 | 0 | 0 | 0 | 0 | 0 | 0 | 0 | 0 | 1711
1020 |  |  |  | SG | F105D |  | 0 | 0 | 0 | 0 | 0 | 0 | 0 | 0 | 0 | 1712
1021 |  |  |  | CAGW | F105D |  | 0 | 0 | 0 | 0 | 0 | 0 | 0 | 0 | 0 | 1713
1022 |  |  |  | CAGE | F105D |  | 0 | 0 | 0 | 0 | 0 | 0 | 0 | 0 | 0 | 1714
1023 |  |  |  | SO | F102D |  | 22639.0455 | 13848.8692 | 3790.0161 | 2536.8178 | 863.2278 | 244.9865 | 1162.0042 | 193.1239 | 0 | 1715
1024 |  |  | Total Land & Land Rights |  |  |  | 140397.0497 | 85884.3796 | 23503.9537 | 15732.1886 | 5353.3458 | 1519.2948 | 7206.2209 | 1197.6664 | 0
1025
1026 |  | 390 | Structures and Improvements
1027 |  |  |  | S | F107D |  | 1531844.3311 | 937067.4117 | 256446.9721 | 171650.7854 | 58409.2927 | 16576.7235 | 78625.6455 | 13067.5001 | 0 | 1719
1028 |  |  |  | CAEE | F105D |  | 0 | 0 | 0 | 0 | 0 | 0 | 0 | 0 | 0 | 1720
1029 |  |  |  | SE | F105D |  | 0 | 0 | 0 | 0 | 0 | 0 | 0 | 0 | 0 | 1721
1030 |  |  |  | CN | F42 |  | 0 | 0 | 0 | 0 | 0 | 0 | 0 | 0 | 0 | 1722
1031 |  |  |  | SG/CAGE/CAGW | F105D |  | 0 | 0 | 0 | 0 | 0 | 0 | 0 | 0 | 0 | 1723
1032 |  |  |  | CAGW | F105D |  | 0 | 0 | 0 | 0 | 0 | 0 | 0 | 0 | 0 | 1724
1033 |  |  |  | CAGE | F105D |  | 0 | 0 | 0 | 0 | 0 | 0 | 0 | 0 | 0 | 1725
1034 |  |  |  | JBG | F105D |  | 0 | 0 | 0 | 0 | 0 | 0 | 0 | 0 | 0 | 1726
1035 |  |  |  | SO | F102D |  | 321006.4898 | 196367.6821 | 53739.8877 | 35970.3757 | 12239.9918 | 3473.7445 | 16476.4408 | 2738.3672 | 0 | 1727
1036
1037 |  |  | Total Structures and Improvements |  |  |  | 1852850.8209 | 1133435.0938 | 310186.8599 | 207621.1612 | 70649.2845 | 20050.468 | 95102.0864 | 15805.8673 | 0
1038
1039 |  | 391 | Office Furniture & Equipment
1040 |  |  |  | S | F107D |  | 46318.6294 | 28334.2617 | 7754.2293 | 5190.2331 | 1766.1314 | 501.2331 | 2377.4166 | 395.1242 | 0 | 1731
1041 |  |  |  | DGP | F105D |  | 0 | 0 | 0 | 0 | 0 | 0 | 0 | 0 | 0 | 1732
1042 |  |  |  | DGU | F105D |  | 0 | 0 | 0 | 0 | 0 | 0 | 0 | 0 | 0 | 1733
1043 |  |  |  | CN | F42 |  | 0 | 0 | 0 | 0 | 0 | 0 | 0 | 0 | 0 | 1734
1044 |  |  |  | SG | F105D |  | 0 | 0 | 0 | 0 | 0 | 0 | 0 | 0 | 0 | 1735
1045 |  |  |  | SE | F10 |  | 0 | 0 | 0 | 0 | 0 | 0 | 0 | 0 | 0 | 1736
1046 |  |  |  | SO | F102D |  | 219995.3063 | 134576.6199 | 36829.5453 | 24651.5696 | 8388.4309 | 2380.6605 | 11291.7955 | 1876.6846 | 0 | 1737
1047 |  |  |  | CAGW | F105D |  | 0 | 0 | 0 | 0 | 0 | 0 | 0 | 0 | 0 | 1738
1048 |  |  |  | CAGE | F105D |  | 0 | 0 | 0 | 0 | 0 | 0 | 0 | 0 | 0 | 1739
1049 |  |  |  | JBG | F105D |  | 0 | 0 | 0 | 0 | 0 | 0 | 0 | 0 | 0 | 1740
1050 |  |  |  | JBE | F10 |  | 0 | 0 | 0 | 0 | 0 | 0 | 0 | 0 | 0 | 1741
1051 |  |  |  | CAEE | F105D |  | 0 | 0 | 0 | 0 | 0 | 0 | 0 | 0 | 0 | 1742
1052 |  |  |  | CAGE | F105D |  | 0 | 0 | 0 | 0 | 0 | 0 | 0 | 0 | 0 | 1743
1053 |  |  |  | CAGE | F105D |  | 0 | 0 | 0 | 0 | 0 | 0 | 0 | 0 | 0 | 1744
1054 |  |  | Total Office Furniture & Equipment |  |  |  | 266313.9357 | 162910.8816 | 44583.7746 | 29841.8027 | 10154.5623 | 2881.8937 | 13669.2121 | 2271.8088 | 0
1055
1056 |  | 392 | Transportation Equipment
1057 |  |  |  | S | F107D |  | 681803.102 | 417075.9751 | 114141.0635 | 76399.4328 | 25997.1827 | 7378.0744 | 34995.2067 | 5816.1668 | 0 | 1748
1058 |  |  |  | SO | F102D |  | 20274.5784 | 12402.4657 | 3394.1792 | 2271.8675 | 773.0706 | 219.3996 | 1040.6422 | 172.9536 | 0 | 1749
1059 |  |  |  | SG | F105D |  | 0 | 0 | 0 | 0 | 0 | 0 | 0 | 0 | 0 | 1750
1060 |  |  |  | CN | F42 |  | 0 | 0 | 0 | 0 | 0 | 0 | 0 | 0 | 0 | 1751
1061 |  |  |  | DGU | F105D |  | 0 | 0 | 0 | 0 | 0 | 0 | 0 | 0 | 0 | 1752
1062 |  |  |  | SE | F10 |  | 0 | 0 | 0 | 0 | 0 | 0 | 0 | 0 | 0 | 1753
1063 |  |  |  | DGP | F105D |  | 0 | 0 | 0 | 0 | 0 | 0 | 0 | 0 | 0 | 1754
1064 |  |  |  | CAGW | F105D |  | 0 | 0 | 0 | 0 | 0 | 0 | 0 | 0 | 0 | 1755
1065 |  |  |  | CAGE | F105D |  | 0 | 0 | 0 | 0 | 0 | 0 | 0 | 0 | 0 | 1756
1066 |  |  |  | JBG | F105D |  | 0 | 0 | 0 | 0 | 0 | 0 | 0 | 0 | 0 | 1757
1067 |  |  |  | CAEW | F105D |  | 0 | 0 | 0 | 0 | 0 | 0 | 0 | 0 | 0 | 1758
1068 |  |  |  | CAEE | F105D |  | 0 | 0 | 0 | 0 | 0 | 0 | 0 | 0 | 0 | 1759
1069 |  |  |  | CAGE | F105D |  | 0 | 0 | 0 | 0 | 0 | 0 | 0 | 0 | 0 | 1760
1070 |  |  |  | CAGE | F10 |  | 0 | 0 | 0 | 0 | 0 | 0 | 0 | 0 | 0 | 1761
1071 |  |  | Total Transportation Equipment |  |  |  | 702077.6803 | 429478.4407 | 117535.2428 | 78671.3002 | 26770.2533 | 7597.4741 | 36035.8489 | 5989.1204 | 0
1072
1073 |  | 393 | Stores Equipment
1074 |  |  |  | S | F107D |  | 74731.5162 | 45715.1338 | 12510.8477 | 8374.0385 | 2849.5161 | 808.7008 | 3835.7773 | 637.5022 | 0 | 1765
1075 |  |  |  | DGP | F105D |  | 0 | 0 | 0 | 0 | 0 | 0 | 0 | 0 | 0 | 1766
1076 |  |  |  | DGU | F105D |  | 0 | 0 | 0 | 0 | 0 | 0 | 0 | 0 | 0 | 1767
1077 |  |  |  | SO | F102D |  | 648.9436 | 396.975 | 108.64 | 72.7174 | 24.7442 | 7.0225 | 33.3086 | 5.5359 | 0 | 1768
1078 |  |  |  | SG | F105D |  | 0 | 0 | 0 | 0 | 0 | 0 | 0 | 0 | 0 | 1769
1079 |  |  |  | CAGW | F105D |  | 0 | 0 | 0 | 0 | 0 | 0 | 0 | 0 | 0 | 1770
1080 |  |  |  | CAGE | F105D |  | 0 | 0 | 0 | 0 | 0 | 0 | 0 | 0 | 0 | 1771
1081 |  |  |  | JBG | F105D |  | 0 | 0 | 0 | 0 | 0 | 0 | 0 | 0 | 0 | 1772
1082 |  |  |  | CAGE | F105D |  | 0 | 0 | 0 | 0 | 0 | 0 | 0 | 0 | 0 | 1773
1083 |  |  | Total Stores Equipment |  |  |  | 75380.4599 | 46112.1088 | 12619.4877 | 8446.7559 | 2874.2603 | 815.7233 | 3869.0859 | 643.038 | 0 | 1774
1084
1085 |  | 394 | Tools, Shop & Garage Equipment
1086 |  |  |  | S | F107D |  | 294445.4514 | 180119.6319 | 49293.2884 | 32994.0791 | 11227.2182 | 3186.3165 | 15113.1308 | 2511.7865 | 0 | 1777
1087 |  |  |  | DGP | F105D |  | 0 | 0 | 0 | 0 | 0 | 0 | 0 | 0 | 0 | 1778
1088 |  |  |  | SG | F105D |  | 0 | 0 | 0 | 0 | 0 | 0 | 0 | 0 | 0 | 1779
1089 |  |  |  | SO | F102D |  | 5456.2499 | 3337.7243 | 913.4341 | 611.4 | 208.0471 | 59.0443 | 280.0553 | 46.5449 | 0 | 1780
1090 |  |  |  | SE | F10 |  | 0 | 0 | 0 | 0 | 0 | 0 | 0 | 0 | 0 | 1781
1091 |  |  |  | DGU | F105D |  | 0 | 0 | 0 | 0 | 0 | 0 | 0 | 0 | 0 | 1782
1092 |  |  |  | CAGW | F105D |  | 0 | 0 | 0 | 0 | 0 | 0 | 0 | 0 | 0 | 1783
1093 |  |  |  | CAGE | F105D |  | 0 | 0 | 0 | 0 | 0 | 0 | 0 | 0 | 0 | 1784
1094 |  |  |  | JBG | F105D |  | 0 | 0 | 0 | 0 | 0 | 0 | 0 | 0 | 0 | 1785
1095 |  |  |  | CAEW | F105D |  | 0 | 0 | 0 | 0 | 0 | 0 | 0 | 0 | 0 | 1786
1096 |  |  |  | CAEE | F105D |  | 0 | 0 | 0 | 0 | 0 | 0 | 0 | 0 | 0 | 1787
1097 |  |  |  | CAGE | F105D |  | 0 | 0 | 0 | 0 | 0 | 0 | 0 | 0 | 0 | 1788
1098 |  |  |  | CAGE | F102D |  | 0 | 0 | 0 | 0 | 0 | 0 | 0 | 0 | 0 | 1789
1099 |  |  | Total Tools, Shop & Garage Equipment |  |  |  | 299901.7013 | 183457.3562 | 50206.7225 | 33605.4791 | 11435.2653 | 3245.3608 | 15393.1861 | 2558.3314 | 0
1100
1101 |  | 395 | Laboratory Equipment
1102 |  |  |  | S | F107D |  | 154399.0075 | 94449.7266 | 25848.0298 | 17301.1777 | 5887.241 | 1670.8158 | 7924.9055 | 1317.111 | 0 | 1793
1103 |  |  |  | DGP | F105D |  | 0 | 0 | 0 | 0 | 0 | 0 | 0 | 0 | 0 | 1794
1104 |  |  |  | DGU | F105D |  | 0 | 0 | 0 | 0 | 0 | 0 | 0 | 0 | 0 | 1795
1105 |  |  |  | SO | F102D |  | 15338.5137 | 9382.9517 | 2567.8297 | 1718.7568 | 584.8582 | 165.9844 | 787.2866 | 130.8462 | 0 | 1796
1106 |  |  |  | SE | F10 |  | 0 | 0 | 0 | 0 | 0 | 0 | 0 | 0 | 0 | 1797
1107 |  |  |  | SG | F105D |  | 0 | 0 | 0 | 0 | 0 | 0 | 0 | 0 | 0 | 1798
1108 |  |  |  | CAGW | F105D |  | 0 | 0 | 0 | 0 | 0 | 0 | 0 | 0 | 0 | 1799
1109 |  |  |  | CAGE | F105D |  | 0 | 0 | 0 | 0 | 0 | 0 | 0 | 0 | 0 | 1800
1110 |  |  |  | JBG | F105D |  | 0 | 0 | 0 | 0 | 0 | 0 | 0 | 0 | 0 | 1801
1111 |  |  |  | CAEW | F105D |  | 0 | 0 | 0 | 0 | 0 | 0 | 0 | 0 | 0 | 1802
1112 |  |  |  | CAEE | F105D |  | 0 | 0 | 0 | 0 | 0 | 0 | 0 | 0 | 0 | 1803
1113 |  |  |  | CAGE | F105D |  | 0 | 0 | 0 | 0 | 0 | 0 | 0 | 0 | 0 | 1804
1114 |  |  |  | CAGE | F102D |  | 0 | 0 | 0 | 0 | 0 | 0 | 0 | 0 | 0 | 1805
1115 |  |  | Total Laboratory Equipment |  |  |  | 169737.5212 | 103832.6783 | 28415.8596 | 19019.9345 | 6472.0993 | 1836.8002 | 8712.1922 | 1447.9572 | 0
1116
1117 |  | 396 | Power Operated Equipment
1118 |  |  |  | S | F107D |  | 1027393.0843 | 628481.9931 | 171996.4884 | 115124.5112 | 39174.5442 | 11117.8471 | 52733.4552 | 8764.2451 | 0 | 1809
1119 |  |  |  | DGP | F105D |  | 0 | 0 | 0 | 0 | 0 | 0 | 0 | 0 | 0 | 1810
1120 |  |  |  | DGU | F105D |  | 0 | 0 | 0 | 0 | 0 | 0 | 0 | 0 | 0 | 1811
1121 |  |  |  | SO | F102D |  | 12705.3558 | 7772.1833 | 2127.0112 | 1423.6984 | 484.4558 | 137.4899 | 652.1334 | 108.3839 | 0 | 1812
1122 |  |  |  | SE | F10 |  | 0 | 0 | 0 | 0 | 0 | 0 | 0 | 0 | 0 | 1813
1123 |  |  |  | SG | F105D |  | 0 | 0 | 0 | 0 | 0 | 0 | 0 | 0 | 0 | 1814
1124 |  |  |  | CAGW | F105D |  | 0 | 0 | 0 | 0 | 0 | 0 | 0 | 0 | 0 | 1815
1125 |  |  |  | CAGE | F105D |  | 0 | 0 | 0 | 0 | 0 | 0 | 0 | 0 | 0 | 1816
1126 |  |  |  | JBG | F105D |  | 0 | 0 | 0 | 0 | 0 | 0 | 0 | 0 | 0 | 1817
1127 |  |  |  | CAEW | F105D |  | 0 | 0 | 0 | 0 | 0 | 0 | 0 | 0 | 0 | 1818
1128 |  |  |  | CAEE | F105D |  | 0 | 0 | 0 | 0 | 0 | 0 | 0 | 0 | 0 | 1819
1129 |  |  |  | CAGE | F105D |  | 0 | 0 | 0 | 0 | 0 | 0 | 0 | 0 | 0 | 1820
1130 |  |  |  | CAGE | F102D |  | 0 | 0 | 0 | 0 | 0 | 0 | 0 | 0 | 0 | 1821
1131 |  |  | Total Power Operated Equipment |  |  |  | 1040098.4402 | 636254.1764 | 174123.4996 | 116548.2096 | 39659 | 11255.337 | 53385.5886 | 8872.629 | 0
1132
1133 |  | 397 | Communication Equipment
1134 |  |  |  | S | F107D |  | 1602244.8843 | 980133.1873 | 268232.7707 | 179539.518 | 61093.669 | 17338.5571 | 82239.1256 | 13668.0567 | 0 | 1825
1135 |  |  |  | SGP | F105D |  | 0 | 0 | 0 | 0 | 0 | 0 | 0 | 0 | 0 | 1826
1136 |  |  |  | SGU | F105D |  | 0 | 0 | 0 | 0 | 0 | 0 | 0 | 0 | 0 | 1827
1137 |  |  |  | SO | F102D |  | 420070.0071 | 256967.3082 | 70324.1702 | 47070.9361 | 16017.2881 | 4545.7519 | 21561.1174 | 3583.4352 | 0 | 1828
1138 |  |  |  | CN | F42 |  | 0 | 0 | 0 | 0 | 0 | 0 | 0 | 0 | 0 | 1829
1139 |  |  |  | SG/CAGE/CAGW | F105D |  | 0 | 0 | 0 | 0 | 0 | 0 | 0 | 0 | 0 | 1830
1140 |  |  |  | SE | F10 |  | 0 | 0 | 0 | 0 | 0 | 0 | 0 | 0 | 0 | 1831
1141 |  |  |  | JBG | F105D |  | 0 | 0 | 0 | 0 | 0 | 0 | 0 | 0 | 0 | 1832
|  |  |  | CAGE | F105D |  | 0 | 0 | 0 | 0 | 0 | 0 | 0 | 0 | 0 | 1833
1143 |  |  |  | CAGE | F105D |  | 0 | 0 | 0 | 0 | 0 | 0 | 0 | 0 | 0 | 1834
1144 |  |  | Total Communication Equipment |  |  |  | 2022314.8914 | 1237100.4955 | 338556.9409 | 226610.4541 | 77110.9571 | 21884.309 | 103800.243 | 17251.4918 | 0
1145
1146 |  | Distribution - METER - Unbundled |  |  |  |  | D: GENERAL PLANT
1147
1148 |  | A |  | B | C |  | D | E | F | G | H | I | J | K
1149 |  | FERC ACCT |  | DESCRIPTION | COS Factor |  | Washington Jurisdiction Normalized | Residential Schedule 16 | Small General Service Schedule 24 | Large General Service < 1,000 kW Schedule 36 | Large General Service > 1,000 kW Schedule 48 | Large General Dedicated Facilities Schedule 48 | Agricultural Pumping Schedule 40 | Street & Area Lighting Sch. 15, 51-54, 57
1150 |  | 398 | Misc. Equipment
1151 |  |  |  | S | F107D |  | 20227.1089 | 12373.4274 | 3386.2324 | 2266.5483 | 771.2606 | 218.8859 | 1038.2057 | 172.5487 | 0 | 1838
1152 |  |  |  | SGP | F105D |  | 0 | 0 | 0 | 0 | 0 | 0 | 0 | 0 | 0 | 1844
1153 |  |  |  | SGU | F105D |  | 0 | 0 | 0 | 0 | 0 | 0 | 0 | 0 | 0 | 1840
|  |  |  | CN | F42 |  | 0 | 0 | 0 | 0 | 0 | 0 | 0 | 0 | 0 | 1841
1155 |  |  |  | SO | F102D |  | 6072.3365 | 3714.5998 | 1016.5735 | 680.4355 | 231.5385 | 65.7113 | 311.6775 | 51.8005 | 0 | 1842
1156 |  |  |  | SE | F10 |  | 0 | 0 | 0 | 0 | 0 | 0 | 0 | 0 | 0 | 1843
1157 |  |  |  | SG | F105D |  | 0 | 0 | 0 | 0 | 0 | 0 | 0 | 0 | 0 | 1845
1158 |  |  |  | JBG | F105D |  | 0 | 0 | 0 | 0 | 0 | 0 | 0 | 0 | 0 | 1847
1159 |  |  | Total Misc. Equipment |  |  |  | 26299.4454 | 16088.0272 | 4402.8058 | 2946.9838 | 1002.799 | 284.5972 | 1349.8832 | 224.3492 | 0
1160
1161 |  | 399 | Coal Mine |  | F10 |  | 0 | 0 | 0 | 0 | 0 | 0 | 0 | 0 | 0 | 1858
1162 |  | 399L | WIDCO Capital Lease |  | F10 |  | 0 | 0 | 0 | 0 | 0 | 0 | 0 | 0 | 0 | 1861
1163 |  |  | Remove Capital Lease |  | F10 |  | 0 | 0 | 0 | 0 | 0 | 0 | 0 | 0 | 0 | 1864
1164
1165 |  | 390L | General Capital Lease
1166 |  |  |  | S | F10 |  | 0 | 0 | 0 | 0 | 0 | 0 | 0 | 0 | 0 | 1869
1167 |  |  |  | SG | F10 |  | 0 | 0 | 0 | 0 | 0 | 0 | 0 | 0 | 0 | 1870
1168 |  |  |  | SO-U | F10 |  | 0 | 0 | 0 | 0 | 0 | 0 | 0 | 0 | 0 | 1871
1170 |  |  | Remove Capital Lease |  |  |  | 0 | 0 | 0 | 0 | 0 | 0 | 0 | 0
1171
1172 |  | 392L | General Vehicles Capital Lease |  | F10 |  | 0 | 0 | 0 | 0 | 0 | 0 | 0 | 0 | 0 | 1878
1173 |  |  | Remove Capital Lease |  | F10 |  | 0 | 0 | 0 | 0 | 0 | 0 | 0 | 0 | 0 | 1881
1174
1175 |  | G00 | Unclassified Gen Plant - Acct 300 |  | F102D |  | 198206.5758 | 121247.9096 | 33181.8809 | 22210.0338 | 7557.6256 | 2144.8756 | 10173.4358 | 1690.8144 | 0 | 1891
1176 |  | GV0 | Unclassified Gen Veh - Acct 300 |  | F102D |  | 0 | 0 | 0 | 0 | 0 | 0 | 0 | 0 | 0 | 1899
1177
1178 |  | TOTAL GENERAL PLANT |  |  |  |  | 6793578.5219 | 4155801.5475 | 1137317.0279 | 761254.3035 | 259039.4524 | 73516.1336 | 348696.983 | 57953.074 | 0
1179
1180
1181
1182 | [6 empty] | D: INTANGIBLE PLANT
1183
1184 |  | 301 | Organization
1185 |  |  |  | S | F107D |  | 0 | 0 | 0 | 0 | 0 | 0 | 0 | 0 | 0 | 1904
1186 |  |  |  | SO | F102D |  | 0 | 0 | 0 | 0 | 0 | 0 | 0 | 0 | 0 | 1905
1187 |  |  |  | SG/CAGE/CAGW | F105D |  | 0 | 0 | 0 | 0 | 0 | 0 | 0 | 0 | 0 | 1906
1188 |  |  | Total Organization |  |  |  | 0 | 0 | 0 | 0 | 0 | 0 | 0 | 0 | 0
1189
1190 |  | 302 | Franchise & Consent
1191 |  |  |  | S | F107D |  | 0 | 0 | 0 | 0 | 0 | 0 | 0 | 0 | 0 | 1909
1192 |  |  |  | SG/CAGE/CAGW | F105D |  | 0 | 0 | 0 | 0 | 0 | 0 | 0 | 0 | 0 | 1910
1193 |  |  |  | DGP | F105D |  | 0 | 0 | 0 | 0 | 0 | 0 | 0 | 0 | 0 | 1911
1194 |  |  |  | DGU | F105D |  | 0 | 0 | 0 | 0 | 0 | 0 | 0 | 0 | 0 | 1912
1195 |  |  | Total Franchise & Consent |  |  |  | 0 | 0 | 0 | 0 | 0 | 0 | 0 | 0 | 0
1196
1197 |  | 303 | Miscellaneous Intangible Plant
1198 |  |  |  | S | F107D |  | 272508.142 | 166700.0322 | 45620.7504 | 30535.8943 | 10390.7476 | 2948.9237 | 13987.1449 | 2324.6489 | 0 | 1920
1199 |  |  |  | SG/CAGW | F105D |  | 0 | 0 | 0 | 0 | 0 | 0 | 0 | 0 | 0 | 1921
1200 |  |  |  | SO | F102D |  | 1688169.091 | 1032695.1692 | 282617.3933 | 189167.7532 | 64369.9628 | 18268.3786 | 86649.395 | 14401.0388 | 0 | 1922
1201 |  |  |  | SE | F105D |  | 0 | 0 | 0 | 0 | 0 | 0 | 0 | 0 | 0 | 1923
1202 |  |  |  | CN | F42 |  | 0 | 0 | 0 | 0 | 0 | 0 | 0 | 0 | 0 | 1924
1203 |  |  |  | DGU | F10 |  | 0 | 0 | 0 | 0 | 0 | 0 | 0 | 0 | 0 | 1925
1204 |  |  |  | DGP | F105D |  | 0 | 0 | 0 | 0 | 0 | 0 | 0 | 0 | 0 | 1926
1205 |  |  |  | JBG | F105D |  | 0 | 0 | 0 | 0 | 0 | 0 | 0 | 0 | 0 | 1927
1206 |  |  | Total Miscellaneous Intangible Plant |  |  |  | 1960677.233 | 1199395.2014 | 328238.1437 | 219703.6476 | 74760.7104 | 21217.3023 | 100636.5399 | 16725.6877 | 0
1207
1208 |  | I00 | Unclass Intangible Plant - Acct 300 |  | F102D |  | 0 | 0 | 0 | 0 | 0 | 0 | 0 | 0 | 0 | 1938
1209
1210 |  | TOTAL INTANGIBLE PLANT |  |  |  |  | 1960677.233 | 1199395.2014 | 328238.1437 | 219703.6476 | 74760.7104 | 21217.3023 | 100636.5399 | 16725.6877 | 0
1211
1212
1213 |  | TOTAL ELECTRIC PLANT IN SERVICE |  |  |  |  | 107136108.694 | 56687588.0931 | 14239892.0303 | 17717113.0706 | 6717612.4115 | 6357164.594 | 5260935.5777 | 155802.9168 | 0
1214
1215
1216 |  | Distribution - METER - Unbundled |  |  |  |  | D: MISC RATE BASE
1217
1218 |  | A |  | B | C |  | D | E | F | G | H | I | J | K
1219 |  | FERC ACCT |  | DESCRIPTION | COS Factor |  | Washington Jurisdiction Normalized | Residential Schedule 16 | Small General Service Schedule 24 | Large General Service < 1,000 kW Schedule 36 | Large General Service > 1,000 kW Schedule 48 | Large General Dedicated Facilities Schedule 48 | Agricultural Pumping Schedule 40 | Street & Area Lighting Sch. 15, 51-54, 57
1220 |  | 105 | Plant Held For Future Use
1221 |  |  |  | S | F20 |  | 0 | 0 | 0 | 0 | 0 | 0 | 0 | 0 | 0 | 1946
1222 |  |  |  | SG | F10 |  | 0 | 0 | 0 | 0 | 0 | 0 | 0 | 0 | 0 | 1947
1223 |  |  |  | SG | F10 |  | 0 | 0 | 0 | 0 | 0 | 0 | 0 | 0 | 0 | 1948
1224 |  |  |  | SG | F10 |  | 0 | 0 | 0 | 0 | 0 | 0 | 0 | 0 | 0 | 1949
1225 |  |  |  | SE | F10 |  | 0 | 0 | 0 | 0 | 0 | 0 | 0 | 0 | 0 | 1950
1226 |  |  |  | SG | F10 |  | 0 | 0 | 0 | 0 | 0 | 0 | 0 | 0 | 0 | 1951
1227 |  |  |  | SG | F10 |  | 0 | 0 | 0 | 0 | 0 | 0 | 0 | 0 | 0 | 1952
1228 |  |  |  | CAGE | F102 |  | 0 | 0 | 0 | 0 | 0 | 0 | 0 | 0 | 0 | 1953
1229 |  |  |  | CAEW | F102 |  | 0 | 0 | 0 | 0 | 0 | 0 | 0 | 0 | 0 | 1954
1230 |  |  |  | CAEE | F102 |  | 0 | 0 | 0 | 0 | 0 | 0 | 0 | 0 | 0 | 1955
1231 |  |  | Total Plant Held For Future Use |  |  |  | 0 | 0 | 0 | 0 | 0 | 0 | 0 | 0 | 0
1232
1233 |  | 114 | Electric Plant Acquisition Adjust |  | F10 |  | 0 | 0 | 0 | 0 | 0 | 0 | 0 | 0 | 0 | 1964
1234
1235 |  | 115 | Accum Provision for Asset Acquisition Adjustments |  | F10 |  | 0 | 0 | 0 | 0 | 0 | 0 | 0 | 0 | 0 | 1972
1236
1237 |  | 128 | Pensions |  | F102D |  | 0 | 0 | 0 | 0 | 0 | 0 | 0 | 0 | 0 | 1976
1238
1239 |  | 124 | Weatherization |  | F10 |  | 0 | 0 | 0 | 0 | 0 | 0 | 0 | 0 | 0 | 1998
1240
1241 |  | 151 | Fuel Stock |  | F10 |  | 0 | 0 | 0 | 0 | 0 | 0 | 0 | 0 | 0 | 2001
1242 |  |  |  | SE | F10 |  | 0 | 0 | 0 | 0 | 0 | 0 | 0 | 0 | 0 | 2002
1243 |  |  |  | CAEW | F10 |  | 0 | 0 | 0 | 0 | 0 | 0 | 0 | 0 | 0 | 2003
1244 |  |  |  | CAEE | F10 |  | 0 | 0 | 0 | 0 | 0 | 0 | 0 | 0 | 0 | 2004
1245 |  |  |  | JBE | F10 |  | 0 | 0 | 0 | 0 | 0 | 0 | 0 | 0 | 0 | 2005
1246 |  |  |  | CAEE | F10 |  | 0 | 0 | 0 | 0 | 0 | 0 | 0 | 0 | 0 | 2006
1247 |  |  |  | CAEE | F10 |  | 0 | 0 | 0 | 0 | 0 | 0 | 0 | 0 | 0 | 2007
1248 |  |  |  | Total Fuel Stock |  |  | 0 | 0 | 0 | 0 | 0 | 0 | 0 | 0 | 0
1249
1250 |  | 152 | Fuel Stock - Undistributed |  | F10 |  | 0 | 0 | 0 | 0 | 0 | 0 | 0 | 0 | 0 | 2011
1251
1252 |  | 25316 | DG&T Working Capital Deposit |  | F10 |  | 0 | 0 | 0 | 0 | 0 | 0 | 0 | 0 | 0 | 2016
1253
1254 |  | 25317 | DG&T Working Capital Deposit |  | F10 |  | 0 | 0 | 0 | 0 | 0 | 0 | 0 | 0 | 0 | 2020
1255
1256 |  | 25319 | Provo Working Capital Deposit |  | F10 |  | 0 | 0 | 0 | 0 | 0 | 0 | 0 | 0 | 0 | 2024
1257
1258 |  | 154 | Materials and Supplies |  | F102D |  | 0 | 0 | 0 | 0 | 0 | 0 | 0 | 0 | 0 | 2029
1259 |  |  |  | SG | F102D |  | 0 | 0 | 0 | 0 | 0 | 0 | 0 | 0 | 0 | 2030
1260 |  |  |  | SE | F102D |  | 0 | 0 | 0 | 0 | 0 | 0 | 0 | 0 | 0 | 2031
1261 |  |  |  | SO | F102D |  | 0 | 0 | 0 | 0 | 0 | 0 | 0 | 0 | 0 | 2032
1262 |  |  |  | SNPPS | F102D |  | 0 | 0 | 0 | 0 | 0 | 0 | 0 | 0 | 0 | 2033
1263 |  |  |  | SNPPH | F102D |  | 0 | 0 | 0 | 0 | 0 | 0 | 0 | 0 | 0 | 2034
1264 |  |  |  | SNPD | F102D |  | 2.3701e-06 | 1.4499e-06 | 3.9678e-07 | 2.6558e-07 | 9.0372e-08 | 2.5648e-08 | 1.2165e-07 | 2.0218e-08 | 0 | 2035
1265 |  |  |  | SNPT | F102D |  | 0 | 0 | 0 | 0 | 0 | 0 | 0 | 0 | 0 | 2036
1266 |  |  |  | DGU | F102D |  | 0 | 0 | 0 | 0 | 0 | 0 | 0 | 0 | 0 | 2037
1267 |  |  |  | DGP | F102D |  | 0 | 0 | 0 | 0 | 0 | 0 | 0 | 0 | 0 | 2038
1268 |  |  |  | JBE | F10 |  | 0 | 0 | 0 | 0 | 0 | 0 | 0 | 0 | 0 | 2039
1269 |  |  |  | SNPP | F102D |  | 0 | 0 | 0 | 0 | 0 | 0 | 0 | 0 | 0 | 2040
1270 |  |  |  | CAGW | F102D |  | 0 | 0 | 0 | 0 | 0 | 0 | 0 | 0 | 0 | 2041
1271 |  |  |  | CAGE | F102D |  | 0 | 0 | 0 | 0 | 0 | 0 | 0 | 0 | 0 | 2042
1272 |  |  |  | JBG | F10 |  | 0 | 0 | 0 | 0 | 0 | 0 | 0 | 0 | 0 | 2043
1273 |  |  |  | CAEW | F102D |  | 0 | 0 | 0 | 0 | 0 | 0 | 0 | 0 | 0 | 2044
1274 |  |  |  | CAEE | F102D |  | 0 | 0 | 0 | 0 | 0 | 0 | 0 | 0 | 0 | 2045
1275 |  |  |  | CAGE | F102D |  | 0 | 0 | 0 | 0 | 0 | 0 | 0 | 0 | 0 | 2046
1276 |  |  | Total Materials and Supplies |  |  |  | 2.3701e-06 | 1.4499e-06 | 3.9678e-07 | 2.6558e-07 | 9.0372e-08 | 2.5648e-08 | 1.2165e-07 | 2.0218e-08 | 0
1277
1278 |  | 163 | Stores Expense Undistributed |  | F102D |  | 0 | 0 | 0 | 0 | 0 | 0 | 0 | 0 | 0 | 2050
1279
1280 |  | 25318 | Provo Working Capital Deposit |  | F102D |  | 0 | 0 | 0 | 0 | 0 | 0 | 0 | 0 | 0 | 2055
1281
1282 |  | 165 | Prepayments |  | F102D |  | 0 | 0 | 0 | 0 | 0 | 0 | 0 | 0 | 0 | 2062
1283 |  |  |  | GPS | F42 |  | 0 | 0 | 0 | 0 | 0 | 0 | 0 | 0 | 0 | 2063
1284 |  |  |  | SG | F102D |  | 0 | 0 | 0 | 0 | 0 | 0 | 0 | 0 | 0 | 2064
1285 |  |  |  | SE | F102D |  | 0 | 0 | 0 | 0 | 0 | 0 | 0 | 0 | 0 | 2065
1286 |  |  |  | SO | F102D |  | 2.1505e-10 | 1.3155e-10 | 3.6001e-11 | 2.4097e-11 | 8.1997e-12 | 2.3271e-12 | 1.1038e-11 | 1.8345e-12 | 0 | 2066
1287 |  |  |  | Total Prepayments |  |  | 2.1505e-10 | 1.3155e-10 | 3.6001e-11 | 2.4097e-11 | 8.1997e-12 | 2.3271e-12 | 1.1038e-11 | 1.8345e-12 | 0
1288
1289 |  | 182 | Misc Regulatory Assets |  | F102D |  | 0 | 0 | 0 | 0 | 0 | 0 | 0 | 0 | 0 | 2070
1290 |  |  |  | SG | F102D |  | 0 | 0 | 0 | 0 | 0 | 0 | 0 | 0 | 0 | 2071
1291 |  |  |  | CAGE | F102D |  | 0 | 0 | 0 | 0 | 0 | 0 | 0 | 0 | 0 | 2072
1292 |  |  |  | CAGE | F102D |  | 0 | 0 | 0 | 0 | 0 | 0 | 0 | 0 | 0 | 2073
1293 |  |  |  | CAGW | F102D |  | 0 | 0 | 0 | 0 | 0 | 0 | 0 | 0 | 0 | 2074
1294 |  |  |  | JBG | F102D |  | 0 | 0 | 0 | 0 | 0 | 0 | 0 | 0 | 0 | 2075
1295 |  |  |  | SE | F102D |  | 0 | 0 | 0 | 0 | 0 | 0 | 0 | 0 | 0 | 2076
1296 |  |  |  | CAEW | F102D |  | 0 | 0 | 0 | 0 | 0 | 0 | 0 | 0 | 0 | 2077
1297 |  |  |  | CAEE | F10 |  | 0 | 0 | 0 | 0 | 0 | 0 | 0 | 0 | 0 | 2078
1298 |  |  |  | SO | F102D |  | 0 | 0 | 0 | 0 | 0 | 0 | 0 | 0 | 0 | 2079
1299 |  |  |  | Total Misc Regulatory Assets |  |  | 0 | 0 | 0 | 0 | 0 | 0 | 0 | 0 | 0
1300
1301 |  | 186 | Misc Deferred Debits |  | F102D |  | 0 | 0 | 0 | 0 | 0 | 0 | 0 | 0 | 0 | 2083
1302 |  |  |  | CAEW | F102D |  | 0 | 0 | 0 | 0 | 0 | 0 | 0 | 0 | 0 | 2084
1303 |  |  |  | CAEE | F102D |  | 0 | 0 | 0 | 0 | 0 | 0 | 0 | 0 | 0 | 2085
1304 |  |  |  | SG | F102D |  | 0 | 0 | 0 | 0 | 0 | 0 | 0 | 0 | 0 | 2086
1305 |  |  |  | SO | F102D |  | 0 | 0 | 0 | 0 | 0 | 0 | 0 | 0 | 0 | 2087
1306 |  |  |  | SE | F10 |  | 0 | 0 | 0 | 0 | 0 | 0 | 0 | 0 | 0 | 2088
1307 |  |  |  | CAGW | F102D |  | 0 | 0 | 0 | 0 | 0 | 0 | 0 | 0 | 0 | 2089
|  |  |  | CAGE | F102D |  | 0 | 0 | 0 | 0 | 0 | 0 | 0 | 0 | 0 | 2090
|  |  |  | CAEW | F102D |  | 0 | 0 | 0 | 0 | 0 | 0 | 0 | 0 | 0 | 2091
|  |  |  | CAEE | F102D |  | 0 | 0 | 0 | 0 | 0 | 0 | 0 | 0 | 0 | 2092
|  |  |  | JBE | F102D |  | 0 | 0 | 0 | 0 | 0 | 0 | 0 | 0 | 0 | 2093
1312 |  |  |  | EXCTAX | F102D |  | 0 | 0 | 0 | 0 | 0 | 0 | 0 | 0 | 0 | 2094
1313 |  |  |  | Total Misc Deferred Debits |  |  | 0 | 0 | 0 | 0 | 0 | 0 | 0 | 0 | 0
1314
1315 |  | CWC | Cash Working Capital |  | F137D |  | 0 | 0 | 0 | 0 | 0 | 0 | 0 | 0 | 0 | 2102
1316
1317 |  | OWC | Other Working Capital |  | F137D |  | 0 | 0 | 0 | 0 | 0 | 0 | 0 | 0 | 0 | 2115
1318 |  |  |  | Total Other Working Capital |  |  | 0 | 0 | 0 | 0 | 0 | 0 | 0 | 0 | 0
1319
1320 |  | 18222 | Nuclear Plant |  | F10 |  | 0 | 0 | 0 | 0 | 0 | 0 | 0 | 0 | 0 | 2129
1321
1322 |  | 1869 | Misc Deferred Debits-Trojan |  | F10 |  | 0 | 0 | 0 | 0 | 0 | 0 | 0 | 0 | 0 | 2134
1323
1324 |  | 141 | Impact Housing - Notes Receivable |  | F10 |  | 0 | 0 | 0 | 0 | 0 | 0 | 0 | 0 | 0 | 2137
1325 |  | TOTAL RATE BASE ADDITIONS |  |  |  |  | 2.3703e-06 | 1.45e-06 | 3.9682e-07 | 2.6561e-07 | 9.0381e-08 | 2.565e-08 | 1.2166e-07 | 2.022e-08 | 0
1326
1327 |  | Distribution - METER - Unbundled
1328
1329 |  | A |  | B | C |  | D | E | F | G | H | I | J | K
1330 |  | FERC ACCT |  | DESCRIPTION | COS Factor |  | Washington Jurisdiction Normalized | Residential Schedule 16 | Small General Service Schedule 24 | Large General Service < 1,000 kW Schedule 36 | Large General Service > 1,000 kW Schedule 48 | Large General Dedicated Facilities Schedule 48 | Agricultural Pumping Schedule 40 | Street & Area Lighting Sch. 15, 51-54, 57
1331
1332 |  | 235 | Customer Service Deposits |  | F51 |  | 0 | 0 | 0 | 0 | 0 | 0 | 0 | 0 | 0 | 2149
1333
1334 |  | 2281 | Accum Prov for Property Insurance |  | F102D |  | 343.2511 | 209.9753 | 57.4639 | 38.463 | 13.0882 | 3.7145 | 17.6182 | 2.9281 | 0 | 2154
1335
1336 |  | 2282 | Accum Prov for Injuries & Damages |  | F102D |  | 0 | 0 | 0 | 0 | 0 | 0 | 0 | 0 | 0 | 2158
1337
1338 |  | 2283 | Accum Prov for Pension & Benefits |  | F102D |  | -6150.9597 | -3762.6956 | -1029.7358 | -689.2457 | -234.5364 | -66.5621 | -315.713 | -52.4712 | 0 | 2163
1339
1340 |  | 254 | Reg Liabilities - Insurance Provision |  | F10 |  | 0 | 0 | 0 | 0 | 0 | 0 | 0 | 0 | 0 | 2169
1341
1342 |  | 22844 | Accum Hydro Relicensing Obligation |  | F10 |  | 0 | 0 | 0 | 0 | 0 | 0 | 0 | 0 | 0 | 2173
1343
1344
1345 |  | 22842 | Accum Misc Oper Prov - Trojan |  | F10 |  | 0 | 0 | 0 | 0 | 0 | 0 | 0 | 0 | 0 | 2178
1346
1347 |  | 252 | Customer Advances for Const |  | F50 |  | -1176201.5981 | -531559.8554 | -428583.091 | -74813.466 | 0 | 0 | -66150.7032 | -75094.4824 | 0 | 2186
1348
1349 |  | 25398 | SO2 Emissions |  | F10 |  | 0 | 0 | 0 | 0 | 0 | 0 | 0 | 0 | 0 | 2189
1350
1351 |  | 25399 | Other Deferred Credits |  | F10 |  | 0 | 0 | 0 | 0 | 0 | 0 | 0 | 0 | 0 | 2198
1352
1353 |  | 190 | Accum Deferred Income Taxes |  | F104D |  | 0 | 0 | 0 | 0 | 0 | 0 | 0 | 0 | 0 | 2201
1354 |  |  |  | SG/CAGW | F104D |  | 0 | 0 | 0 | 0 | 0 | 0 | 0 | 0 | 0 | 2202
1355 |  |  |  | DOP | F138D |  | 37298.4392 | 22584.1087 | 5643.3494 | 4955.4733 | 1848.3611 | 657.5671 | 1403.4703 | 206.1094 | 0 | 2203
1356 |  |  |  | CN | F104D |  | 0 | 0 | 0 | 0 | 0 | 0 | 0 | 0 | 0 | 2204
1357 |  |  |  | BADDEBT | F42 |  | 0 | 0 | 0 | 0 | 0 | 0 | 0 | 0 | 0 | 2205
1358 |  |  |  | JBG | F104D |  | 0 | 0 | 0 | 0 | 0 | 0 | 0 | 0 | 0 | 2206
1359 |  |  |  | JBE | F104D |  | 0 | 0 | 0 | 0 | 0 | 0 | 0 | 0 | 0 | 2207
1360 |  |  |  | SE/CAEW | F104D |  | 0 | 0 | 0 | 0 | 0 | 0 | 0 | 0 | 0 | 2208
1361 |  |  |  | SNP | F104D |  | 0 | 0 | 0 | 0 | 0 | 0 | 0 | 0 | 0 | 2209
1362 |  |  |  | SNPD | F104D |  | 11560.9934 | 7103.648 | 1918.0136 | 1281.2912 | 439.1437 | 154.7116 | 567.6915 | 96.4937 | 0 | 2210
1363 |  |  |  | Total Accum Deferred Income Taxes |  |  | 48859.4325 | 29687.7567 | 7561.363 | 6236.7645 | 2287.5048 | 812.2787 | 1971.1618 | 302.6031 | 0
1364
1365 |  | 281 | Accum Deferred Income Taxes |  | F104D |  | 0 | 0 | 0 | 0 | 0 | 0 | 0 | 0 | 0 | 2217
1366
1367 |  | 282 | Accum Deferred Income Taxes |  | F104D |  | -8497286.8235 | -5221154.6912 | -1409732.83 | -941744.2635 | -322768.9599 | -113712.4387 | -417251.1611 | -70922.4791 | 0 | 2220
1368 |  |  |  |  | F104D |  | 0 | 0 | 0 | 0 | 0 | 0 | 0 | 0 | 0 | 2221
1369 |  |  |  |  | F104D |  | 0 | 0 | 0 | 0 | 0 | 0 | 0 | 0 | 0 | 2222
1370 |  |  |  |  | F104D |  | -954.9975 | -586.7978 | -158.4378 | -105.8412 | -36.2755 | -12.78 | -46.8942 | -7.9709 | 0 | 2223
1371 |  |  |  |  | F104D |  | 0 | 0 | 0 | 0 | 0 | 0 | 0 | 0 | 0 | 2224
1372 |  |  |  | DITBAL | F104D |  | 0 | 0 | 0 | 0 | 0 | 0 | 0 | 0 | 0 | 2225
1373 |  |  |  | DGP | F42 |  | 0 | 0 | 0 | 0 | 0 | 0 | 0 | 0 | 0 | 2226
1374 |  |  |  | SO | F138D |  | 9884.1592 | 5984.8329 | 1495.4986 | 1313.2101 | 489.8193 | 174.2566 | 371.9224 | 54.6194 | 0 | 2227
1375 |  |  |  | JBE | F104D |  | -13938.3235 | -8564.3976 | -2312.4219 | -1544.7679 | -529.4464 | -186.5255 | -684.4281 | -116.336 | 0 | 2228
1376 |  |  |  | SE | F104D |  | 0 | 0 | 0 | 0 | 0 | 0 | 0 | 0 | 0 | 2229
1377 |  |  |  | SG | F104D |  | 0 | 0 | 0 | 0 | 0 | 0 | 0 | 0 | 0 | 2230
1378 |  |  |  | Total Accum Deferred Income Taxes |  |  | -8502295.9853 | -5224321.0538 | -1410708.1911 | -942081.6626 | -322844.8625 | -113737.4876 | -417610.561 | -70992.1666 | 0
1379
1380
1381 |  | 283 | Accum Deferred Income Taxes |  | F104D |  | -1370.7349 | -842.2476 | -227.4102 | -151.9169 | -52.0673 | -18.3435 | -67.3086 | -11.4408 | 0 | 2234
1382 |  |  |  | SG/CAGW | F104D |  | 0 | 0 | 0 | 0 | 0 | 0 | 0 | 0 | 0 | 2235
1383 |  |  |  | SE | F104D |  | 0 | 0 | 0 | 0 | 0 | 0 | 0 | 0 | 0 | 2236
1384 |  |  |  | SO | F138D |  | -1519.9597 | -920.3317 | -229.9738 | -201.942 | -75.3231 | -26.7967 | -57.1932 | -8.3992 | 0 | 2237
1385 |  |  |  | GPS | F104D |  | -15420.3943 | -9475.0555 | -2558.3032 | -1709.0241 | -585.7428 | -206.3589 | -757.2037 | -128.7061 | 0 | 2238
1386 |  |  |  | SNP | F104D |  | -2008.2022 | -1233.9391 | -333.1685 | -222.5667 | -76.2814 | -26.8742 | -98.6109 | -16.7614 | 0 | 2239
1387 |  |  |  | TROJD | F104D |  | 0 | 0 | 0 | 0 | 0 | 0 | 0 | 0 | 0 | 2240
1388 |  |  |  | SNPD | F104D |  | 0 | 0 | 0 | 0 | 0 | 0 | 0 | 0 | 0 | 2241
1389 |  |  |  | JBE | F104D |  | 0 | 0 | 0 | 0 | 0 | 0 | 0 | 0 | 0 | 2242
1390 |  |  |  | Total Accum Deferred Income Taxes |  |  | -20319.2911 | -12471.5738 | -3348.8558 | -2285.4497 | -789.4147 | -278.3732 | -980.3165 | -165.3076 | 0
1391
1392 |  | 255 | Accum Investment Tax Credit |  | F104D |  | -627.3568 | -385.4792 | -104.0809 | -69.5292 | -23.8301 | -8.3954 | -30.8058 | -5.2362 | 0 | 2256
1393 |  | TOTAL RATE BASE DEDUCTIONS |  |  |  |  | -9656392.5074 | -5742602.9258 | -1836155.1278 | -1013664.1256 | -321592.0507 | -113274.8252 | -483099.3195 | -146004.1328 | 0
1394
1395 | [6 empty] | D: ACCUMULATED DEPRECIATION
1396 | [6 empty] | D: GENERATION PLANT
1397
1398 |  | 108SP | Steam Prod Accumulated Depr |  | F10 |  | 0 | 0 | 0 | 0 | 0 | 0 | 0 | 0 | 0 | 2270
1399
1400 |  | 108NP | Nuclear Prod Accumulated Depr |  | F10 |  | 0 | 0 | 0 | 0 | 0 | 0 | 0 | 0 | 0 | 2276
1401
1402 |  | 108HP | Hydraulic Prod Accum Depr |  | F10 |  | 0 | 0 | 0 | 0 | 0 | 0 | 0 | 0 | 0 | 2287
1403
1404 |  | 108OP | Other Generation - Accum Depr |  | F10 |  | 0 | 0 | 0 | 0 | 0 | 0 | 0 | 0 | 0 | 2290
1405 |  |  |  | DGU | F10 |  | 0 | 0 | 0 | 0 | 0 | 0 | 0 | 0 | 0 | 2291
1406 |  |  |  | DGP | F10 |  | 0 | 0 | 0 | 0 | 0 | 0 | 0 | 0 | 0 | 2292
1407 |  |  |  | SG | F10 |  | 0 | 0 | 0 | 0 | 0 | 0 | 0 | 0 | 0 | 2293
1408 |  |  |  | CAGW | F10 |  | 0 | 0 | 0 | 0 | 0 | 0 | 0 | 0 | 0 | 2294
1409 |  |  |  | CAGE | F10 |  | 0 | 0 | 0 | 0 | 0 | 0 | 0 | 0 | 0 | 2295
1410 |  |  |  | SG | F10 |  | 0 | 0 | 0 | 0 | 0 | 0 | 0 | 0 | 0 | 2296
1411 |  |  |  | Total Other Generation - Accum Depr |  |  | 0 | 0 | 0 | 0 | 0 | 0 | 0 | 0 | 0
1412
1413 |  | 108EP | Experimental Plant - Accum Depr |  | F10 |  | 0 | 0 | 0 | 0 | 0 | 0 | 0 | 0 | 0 | 2302
1414
1415
1416
1417 |  | TOTAL GENERATION PLANT DEPRECIATION |  |  |  |  | 0 | 0 | 0 | 0 | 0 | 0 | 0 | 0 | 0
1418
1419
1420 | [6 empty] | D: TRANSMISSION PLANT
1421
1422 |  | 108TP | Transmission Plant Accum Depr |  | F106 |  | 0 | 0 | 0 | 0 | 0 | 0 | 0 | 0 | 0 | 2313
1423
1424
1425 | [6 empty] | D: DISTRIBUTION PLANT
1426
1427 |  | 108360 | Land and Land Rights |  | F118 |  | -100271.1069 | -54960.0494 | -13895.7041 | -18771.4183 | -7160.1398 | 0 | -5396.7351 | -87.0602 | 0 | 2317
1428
1429 |  | 108361 | Structures and Improvements |  | F119 |  | -458912.5541 | -231164.6284 | -58446.0041 | -78953.4943 | -30115.8946 | -37167.4246 | -22698.9289 | -366.1793 | 0 | 2321
1430
1431 |  | 108362 | Station Equipment |  | F120 |  | -31817242.4137 | -16297573.9214 | -4120561.5182 | -5566381.0637 | -2123231.4926 | -2083357.6312 | -1600320.4065 | -25816.38 | 0 | 2325
1432
1433 |  | Distribution - METER - Unbundled
1434
1435 |  | A |  | B | C |  | D | E | F | G | H | I | J | K
1436 |  | FERC ACCT |  | DESCRIPTION | COS Factor |  | Washington Jurisdiction Normalized | Residential Schedule 16 | Small General Service Schedule 24 | Large General Service < 1,000 kW Schedule 36 | Large General Service > 1,000 kW Schedule 48 | Large General Dedicated Facilities Schedule 48 | Agricultural Pumping Schedule 40 | Street & Area Lighting Sch. 15, 51-54, 57
1437
1438 |  | 108364 | Poles, Towers & Fixtures |  | F121 |  | 0 | 0 | 0 | 0 | 0 | 0 | 0 | 0 | 0 | 2329
1439
1440 |  | 108365 | Overhead Conductors |  | F122 |  | 0 | 0 | 0 | 0 | 0 | 0 | 0 | 0 | 0 | 2333
1441
1442 |  | 108366 | Underground Conduit |  | F123 |  | 0 | 0 | 0 | 0 | 0 | 0 | 0 | 0 | 0 | 2337
1443
1444 |  | 108367 | Underground Conductors |  | F124 |  | 0 | 0 | 0 | 0 | 0 | 0 | 0 | 0 | 0 | 2341
1445
1446 |  | 108368 | Line Transformers |  | F125 |  | 0 | 0 | 0 | 0 | 0 | 0 | 0 | 0 | 0 | 2345
1447
1448 |  | 108369 | Services |  | F126 |  | 0 | 0 | 0 | 0 | 0 | 0 | 0 | 0 | 0 | 2349
1449
1450 |  | 108370 | Meters |  | F127 |  | 0 | 0 | 0 | 0 | 0 | 0 | 0 | 0 | 0 | 2353
1451
1452 |  | 108371 | Install on Customers' Premises |  | F128 |  | 0 | 0 | 0 | 0 | 0 | 0 | 0 | 0 | 0 | 2357
1453
1454 |  | 108372 | Leased Property |  | F129 |  | 0 | 0 | 0 | 0 | 0 | 0 | 0 | 0 | 0 | 2361
1455
1456 |  | 108373 | Street Lights |  | F130 |  | 0 | 0 | 0 | 0 | 0 | 0 | 0 | 0 | 0 | 2365
1457
1458 |  | 108D00 | Unclassified Dist Plant - Acct 300 |  | F121 |  | 0 | 0 | 0 | 0 | 0 | 0 | 0 | 0 | 0 | 2369
1459
1460 |  | 108DS | Unclassified Dist Sub - Acct 300 |  | F120 |  | 0 | 0 | 0 | 0 | 0 | 0 | 0 | 0 | 0 | 2373
1461
1462 |  | 108D | Unclassified Dist Sub - Acct 300 |  | F102D |  | 45394.0095 | 27768.6486 | 7599.4382 | 5086.6248 | 1730.8756 | 491.2274 | 2329.9582 | 387.2366 | 0 | 2377
1463
1464
1465 |  | TOTAL DISTRIBUTION PLANT DEPR |  |  |  |  | -32331032.0652 | -16555929.9506 | -4185303.7882 | -5659019.3516 | -2158776.6514 | -2120033.8283 | -1626086.1122 | -25882.3829 | 0
1466
1467 | [6 empty] | D: GENERAL PLANT
1468 |  | 108GP | General Plant Accumulated Depr
1469 |  |  |  | S | F107D |  | -2912157.8629 | -1781439.6513 | -487526.0829 | -326321.7903 | -111040.7093 | -31513.6693 | -149473.6033 | -24842.3566 | 0 | 2383
1470 |  |  |  | SG-P | F105D |  | 0 | 0 | 0 | 0 | 0 | 0 | 0 | 0 | 0 | 2384
1471 |  |  |  | SG-U | F105D |  | 0 | 0 | 0 | 0 | 0 | 0 | 0 | 0 | 0 | 2385
1472 |  |  |  | CAGW | F105D |  | 0 | 0 | 0 | 0 | 0 | 0 | 0 | 0 | 0 | 2386
1473 |  |  |  | CN | F42 |  | 0 | 0 | 0 | 0 | 0 | 0 | 0 | 0 | 0 | 2387
1474 |  |  |  | SO | F102D |  | -404319.0593 | -247332.0603 | -67687.2946 | -45305.964 | -15416.7038 | -4375.3044 | -20752.6616 | -3449.0707 | 0 | 2388
1475 |  |  |  | SE | F10 |  | 0 | 0 | 0 | 0 | 0 | 0 | 0 | 0 | 0 | 2389
1476 |  |  |  | JBG | F105D |  | 0 | 0 | 0 | 0 | 0 | 0 | 0 | 0 | 0 | 2390
1477 |  |  |  | CAGE | F105D |  | 0 | 0 | 0 | 0 | 0 | 0 | 0 | 0 | 0 | 2391
1478 |  |  |  | CAGE | F105D |  | 0 | 0 | 0 | 0 | 0 | 0 | 0 | 0 | 0 | 2392
1479 |  |  | Total General Plant Accumulated Depr |  |  |  | -3316476.9222 | -2028771.7116 | -555213.3775 | -371627.7542 | -126457.4131 | -35888.9737 | -170226.2649 | -28291.4272 | 0
1480
1481 |  | 108MP | Mining Plant Accumulated Depr. |  | F10 |  | 0 | 0 | 0 | 0 | 0 | 0 | 0 | 0 | 0 | 2399
1482
1483 |  | 1081390 | Accum Depr - Capital Lease |  | F10 |  | 0 | 0 | 0 | 0 | 0 | 0 | 0 | 0 | 0 | 2406
1484 |  |  | Remove Capital Lease |  | F10 |  | 0 | 0 | 0 | 0 | 0 | 0 | 0 | 0 | 0 | 2409
1485
1486 |  | 1081399L | Accum Depr - Capital Lease |  | F10 |  | 0 | 0 | 0 | 0 | 0 | 0 | 0 | 0 | 0 | 2413
1487 |  |  |  | SE | F10 |  | 0 | 0 | 0 | 0 | 0 | 0 | 0 | 0 | 0 | 2414
1488 |  |  | Remove Capital Lease |  | F10 |  | 0 | 0 | 0 | 0 | 0 | 0 | 0 | 0 | 0 | 2417
1489
1490 |  | TOTAL GENERAL PLANT ACCUM DEPR |  |  |  |  | -3316476.9222 | -2028771.7116 | -555213.3775 | -371627.7542 | -126457.4131 | -35888.9737 | -170226.2649 | -28291.4272 | 0
1491
1492
1493 |  | TOTAL ACCUM DEPR - PLANT IN SERVICE |  |  |  |  | -35647508.9875 | -18584701.6622 | -4740517.1657 | -6030647.1058 | -2285234.0646 | -2155922.802 | -1796312.3771 | -54173.8101 | 0
1494
1495
1496 | [6 empty] | D: ACCUMULATED AMORTIZATION
1497
1498 |  | 111CLS | Accum Prov for Amort-Steam |  | F10 |  | 0 | 0 | 0 | 0 | 0 | 0 | 0 | 0 | 0 | 2430
1499
1500 |  | 111CLG | Accum Prov for Amort-General
1501 |  |  |  | S | F108 |  | -229793.9458 | -112715.3226 | -32085.0706 | -40690.778 | -15735.49 | -18119.7213 | -9601.823 | -845.7403 | 0 | 2434
1502 |  |  |  | CN | F108 |  | 0 | 0 | 0 | 0 | 0 | 0 | 0 | 0 | 0 | 2435
1503 |  |  |  | SG | F108 |  | 0 | 0 | 0 | 0 | 0 | 0 | 0 | 0 | 0 | 2436
1504 |  |  |  | SO | F108 |  | -4460.6181 | -2187.9602 | -622.8156 | -789.8642 | -305.4476 | -351.7288 | -186.3847 | -16.417 | 0 | 2437
1505 |  |  |  | SE | F108 |  | 0 | 0 | 0 | 0 | 0 | 0 | 0 | 0 | 0 | 2438
1506 |  |  | Total Accum Prov for Amort-General |  |  |  | -234254.5639 | -114903.2827 | -32707.8861 | -41480.6423 | -16040.9376 | -18471.4502 | -9788.2077 | -862.1572 | 0 | 2439
1507
1508 |  | 111CLH | Accum Prov for Amort-Hydro |  | F10 |  | 0 | 0 | 0 | 0 | 0 | 0 | 0 | 0 | 0 | 2449
1509
1510 |  | 111IP | Accum Prov for Amort-Intangible
1511 |  |  |  | S | F107D |  | -1884.8659 | -1153.0195 | -315.5465 | -211.2086 | -71.87 | -20.3969 | -96.7453 | -16.079 | 0 | 2453
1512 |  |  |  | DGP | F105D |  | 0 | 0 | 0 | 0 | 0 | 0 | 0 | 0 | 0 | 2454
1513 |  |  |  | DGU | F105D |  | 0 | 0 | 0 | 0 | 0 | 0 | 0 | 0 | 0 | 2455
1514 |  |  |  | CAEW | F105D |  | 0 | 0 | 0 | 0 | 0 | 0 | 0 | 0 | 0 | 2456
1515 |  |  |  | CAEE | F105D |  | 0 | 0 | 0 | 0 | 0 | 0 | 0 | 0 | 0 | 2457
1516 |  |  |  | SE | F10 |  | 0 | 0 | 0 | 0 | 0 | 0 | 0 | 0 | 0 | 2458
1517 |  |  |  | SG | F105D |  | 0 | 0 | 0 | 0 | 0 | 0 | 0 | 0 | 0 | 2459
1518 |  |  |  | SG-P | F105D |  | 0 | 0 | 0 | 0 | 0 | 0 | 0 | 0 | 0 | 2460
1519 |  |  |  | SG-U | F105D |  | 0 | 0 | 0 | 0 | 0 | 0 | 0 | 0 | 0 | 2461
1520 |  |  |  | CN | F42 |  | 0 | 0 | 0 | 0 | 0 | 0 | 0 | 0 | 0 | 2462
1521 |  |  |  | CAGE | F105D |  | 0 | 0 | 0 | 0 | 0 | 0 | 0 | 0 | 0 | 2463
1522 |  |  |  | CAGE | F105D |  | 0 | 0 | 0 | 0 | 0 | 0 | 0 | 0 | 0 | 2464
1523 |  |  |  | CAGW | F105D |  | 0 | 0 | 0 | 0 | 0 | 0 | 0 | 0 | 0 | 2465
1524 |  |  |  | CAGE | F105D |  | 0 | 0 | 0 | 0 | 0 | 0 | 0 | 0 | 0 | 2466
1525 |  |  |  | JBG | F105D |  | -25220.6362 | -15428.0927 | -4222.2017 | -2826.0979 | -961.664 | -272.923 | -1294.5107 | -215.1463 | 0 | 2467
1526 |  |  |  | SO | F102D |  | -1176704.2511 | -719819.3606 | -196992.7597 | -131855.571 | -44867.7856 | -12733.6052 | -60397.215 | -10037.954 | 0 | 2468
1527 |  |  | Total Accum Prov for Amort-Intangible |  |  |  | -1203809.7532 | -736400.4727 | -201530.508 | -134892.8775 | -45901.3196 | -13026.9251 | -61788.4709 | -10269.1793 | 0
1528
1529 |  | 111390 | Accum Prov for Amort-Capital Lease |  | F10 |  | 0 | 0 | 0 | 0 | 0 | 0 | 0 | 0 | 0 | 2479
1530
1531
1532 |  | TOTAL ACCUM PROV FOR AMORTIZATION |  |  |  |  | -1438064.3171 | -851303.7555 | -234238.3941 | -176373.5198 | -61942.2573 | -31498.3753 | -71576.6786 | -11131.3365 | 0

## Dist-P&C
DIS P & C |  |  | - | DIS - P & C - Unbundled
PacifiCorp
3 | Cost Of Service By Rate Schedule
4 | State of Washington
5 | WCA
6 | 12 Months Ending June 2022
7
8
9 |  | A |  | B | C |  | D | E | F | G | H | I | J | K | Chk Total
12 |  |  |  | DESCRIPTION |  |  | Washington Jurisdiction Normalized | Residential Schedule 16 | Small General Service Schedule 24 | Large General Service < 1,000 kW Schedule 36 | Large General Service > 1,000 kW Schedule 48 | Large General Dedicated Facilities Schedule 48 | Agricultural Pumping Schedule 40 | Street & Area Lighting Sch. 15, 51-54, 57 | 0
13
12 |  |  |  | Operating Revenues |  |  | 43612018.7831 | 25795780.2073 | 6683550.5481 | 6136799.3617 | 2169438.737 | 845951.801 | 1564908.6711 | 415589.4569 | 0
13
14 |  |  |  | Operating Expenses
15 |  |  |  | Operation & Maintenance Expenses |  |  | 14976954.659 | 9281371.0875 | 2308647.8642 | 1918950.5503 | 718059.4133 | 145632.4934 | 527134.3429 | 77158.9073 | 0
16 |  |  |  | Depreciation Expense |  |  | 8937391.2863 | 5442220.2499 | 1240460.9893 | 1237766.5861 | 469220.188 | 16043.295 | 367919.8781 | 163760.1 | 0
17 |  |  |  | Amortization Expense |  |  | 8552961.7679 | 4456109.4989 | 1195005.2931 | 1353993.6194 | 529233.5642 | 636585.7964 | 336161.1704 | 45872.8256 | 0
18 |  |  |  | Taxes Other Than Income |  |  | 3735467.2627 | 2311247.6464 | 600044.7723 | 418793.1029 | 145711.9584 | 51337.0613 | 182650.9339 | 25681.7875 | 0
19 |  |  |  | Income Taxes - Federal |  |  | 1694274.8439 | 1048299.5754 | 272158.9272 | 189949.6285 | 66089.7522 | 23284.6617 | 82843.9552 | 11648.3437 | 0
20 |  |  |  | Income Taxes - State |  |  | 0 | 0 | 0 | 0 | 0 | 0 | 0 | 0 | 0
21 |  |  |  | Income Taxes Deferred |  |  | -2275034.2555 | -1407633.155 | -365448.9026 | -255060.1004 | -88743.8367 | -31266.1215 | -111241.0048 | -15641.1346 | 0
22 |  |  |  | Investment Tax Credit Adj |  |  | 0 | 0 | 0 | 0 | 0 | 0 | 0 | 0 | 0
23 |  |  |  | Misc Revenues & Expense |  |  | 1.1137 | 0.46495 | 0.1451 | 0.23881 | 0.095926 | 0.12603 | 0.041082 | 0.0018264 | 0
24
25 |  |  |  | Total Operating Expenses |  |  | 35622016.6781 | 21131615.368 | 5250869.0886 | 4864393.6257 | 1839571.1353 | 841617.3125 | 1385469.3168 | 308480.8313 | 0
26
27 |  |  |  | Operating Revenue For Return |  |  | 7990002.105 | 4664164.8393 | 1432681.4595 | 1272405.736 | 329867.6018 | 4334.4885 | 179439.3543 | 107108.6256 | 0
28
29
30 |  |  |  | Rate Base :
31 |  |  |  | Electric Plant In Service |  |  | 338033020.0787 | 209951682.6995 | 47136835.0121 | 44471733.5221 | 16835837.2052 | 860939.4817 | 13313404.3465 | 5462587.8115 | 0
32 |  |  |  | Plant Held For Future Use |  |  | 0 | 0 | 0 | 0 | 0 | 0 | 0 | 0 | 0
33 |  |  |  | Electric Plant Acquisition Adj |  |  | 0 | 0 | 0 | 0 | 0 | 0 | 0 | 0 | 0
34 |  |  |  | Pensions |  |  | 0 | 0 | 0 | 0 | 0 | 0 | 0 | 0 | 0
35 |  |  |  | Prepayments |  |  | 6.7851e-10 | 4.1506e-10 | 1.1359e-10 | 7.603e-11 | 2.5871e-11 | 7.3424e-12 | 3.4826e-11 | 5.788e-12 | 0
36 |  |  |  | Fuel Stock |  |  | 0 | 0 | 0 | 0 | 0 | 0 | 0 | 0 | 0
37 |  |  |  | Materials & Supplies |  |  | 7.4781e-06 | 4.5745e-06 | 1.2519e-06 | 8.3796e-07 | 2.8514e-07 | 8.0924e-08 | 3.8383e-07 | 6.3793e-08 | 0
38 |  |  |  | Misc Deferred Debits |  |  | 0 | 0 | 0 | 0 | 0 | 0 | 0 | 0 | 0
39 |  |  |  | Cash Working Capital |  |  | 0 | 0 | 0 | 0 | 0 | 0 | 0 | 0 | 0
40 |  |  |  | Weatherization Loans |  |  | 0 | 0 | 0 | 0 | 0 | 0 | 0 | 0 | 0
41 |  |  |  | Miscellaneous Rate Base |  |  | 0 | 0 | 0 | 0 | 0 | 0 | 0 | 0 | 0
42
43 |  |  |  | Total Rate Base Additions |  |  | 338033020.0787 | 209951682.6995 | 47136835.0121 | 44471733.5221 | 16835837.2052 | 860939.4817 | 13313404.3465 | 5462587.8115 | 0
44
45 |  |  |  | Rate Base Deductions :
46 |  |  |  | Accum Provision For Depreciation |  |  | -167890782.0463 | -102669404.7047 | -23322564.1848 | -23275028.8676 | -8830389.8223 | -228955.71 | -6888762.5618 | -2675676.195 | 0
47 |  |  |  | Accum Provision For Amortization |  |  | -4537342.5457 | -2686011.1216 | -739062.7936 | -556489.0705 | -195438.5738 | -99382.8417 | -225836.8456 | -35121.2989 | 0
48 |  |  |  | Accum Deferred Income Taxes |  |  | -26453946.2369 | -16258433.6168 | -4395036.7596 | -2922467.7432 | -999918.9397 | -352201.37 | -1303887.9486 | -221999.859 | 0
49 |  |  |  | Unamortized ITC |  |  | -1979.4198 | -1216.2537 | -328.3934 | -219.3768 | -75.1881 | -26.489 | -97.1975 | -16.5212 | 0
50 |  |  |  | Customer Advance For Construction |  |  | -3711120.2121 | -1677163.6144 | -1352254.0475 | -236049.4716 | 0 | 0 | -208716.9513 | -236936.1273 | 0
51 |  |  |  | Customer Service Deposits |  |  | 0 | 0 | 0 | 0 | 0 | 0 | 0 | 0 | 0
52 |  |  |  | Misc Rate Base Deductions |  |  | -18324.3287 | -11209.4492 | -3067.6868 | -2053.3323 | -698.7075 | -198.2952 | -940.5409 | -156.3169 | 0
53 | [14 empty] | 0
54 |  |  |  | Total Rate Base Deductions |  |  | -202613494.7895 | -123303438.7604 | -29812313.8658 | -26992307.8619 | -10026521.2315 | -680764.7059 | -8628242.0457 | -3169906.3184 | 0
55 | [14 empty] | 0
56 |  |  |  | Total Rate Base |  |  | 135419525.2892 | 86648243.9392 | 17324521.1464 | 17479425.6602 | 6809315.9737 | 180174.7758 | 4685162.3008 | 2292681.4932 | 0
57
58
59 |  |  |  | Return On Rate Base |  |  | 5.9% | 5.383% | 8.27% | 7.279% | 4.844% | 2.406% | 3.83% | 4.672%
60
61 |  |  |  | Return On Equity |  |  | 6.822% | 5.818% | 11.42% | 9.498% | 4.773% | 0.04038% | 2.804% | 4.438%
PacifiCorp
Cost Of Service By Rate Schedule
State of Washington
WCA
12 Months Ending June 2022
|  | A |  | B | C |  | D | E | F | G | H | I | J | K
|  |  |  | DESCRIPTION | COS Factor |  | Washington Jurisdiction Normalized | Residential Schedule 16 | Small General Service Schedule 24 | Large General Service < 1,000 kW Schedule 36 | Large General Service > 1,000 kW Schedule 48 | Large General Dedicated Facilities Schedule 48 | Agricultural Pumping Schedule 40 | Street & Area Lighting Sch. 15, 51-54, 57
79 |  |  |  | Total Rate Base |  |  | 135419525.2892 | 86648243.9392 | 17324521.1464 | 17479425.6602 | 6809315.9737 | 180174.7758 | 4685162.3008 | 2292681.4932 | 0
80
81
82 |  |  |  | Return On Ratebase ($$) | 5.772% |  | 7815754.665 | 5000914.1247 | 999886.8825 | 1008827.2157 | 393000.5143 | 10398.8095 | 270404.7221 | 132322.3962 | 0
83 |  |  |  | Operating & Maintenance Expense |  |  | 14976954.659 | 9281371.0875 | 2308647.8642 | 1918950.5503 | 718059.4133 | 145632.4934 | 527134.3429 | 77158.9073 | 0
84 |  |  |  | Bad Debt to Produce ROR | F80 |  | 0 | 0 | 0 | 0 | 0 | 0 | 0 | 0 | 0
85 |  |  |  | Depreciation Expense |  |  | 8937391.2863 | 5442220.2499 | 1240460.9893 | 1237766.5861 | 469220.188 | 16043.295 | 367919.8781 | 163760.1 | 0
86 |  |  |  | Amortization Expense |  |  | 8552961.7679 | 4456109.4989 | 1195005.2931 | 1353993.6194 | 529233.5642 | 636585.7964 | 336161.1704 | 45872.8256 | 0
87 |  |  |  | Taxes Other Than Income |  |  | 3735467.2627 | 2311247.6464 | 600044.7723 | 418793.1029 | 145711.9584 | 51337.0613 | 182650.9339 | 25681.7875 | 0
88 |  |  |  | Federal Income Taxes |  |  | 1694274.8439 | 1048299.5754 | 272158.9272 | 189949.6285 | 66089.7522 | 23284.6617 | 82843.9552 | 11648.3437 | 0
89 |  |  |  | FIT Adj to Produce Target ROR | F101 |  | 0 | 0 | 0 | 0 | 0 | 0 | 0 | 0 | 0
90 |  |  |  | State Income Taxes |  |  | 0 | 0 | 0 | 0 | 0 | 0 | 0 | 0 | 0
91 |  |  |  | SIT Adj to Produce Target ROR | F101 |  | 0 | 0 | 0 | 0 | 0 | 0 | 0 | 0 | 0
92 |  |  |  | Deferred Income Taxes |  |  | -2275034.2555 | -1407633.155 | -365448.9026 | -255060.1004 | -88743.8367 | -31266.1215 | -111241.0048 | -15641.1346 | 0
93 |  |  |  | Investment Tax Credit |  |  | 0 | 0 | 0 | 0 | 0 | 0 | 0 | 0 | 0
94 |  |  |  | Misc Revenue & Expenses |  |  | 1.1137 | 0.46495 | 0.1451 | 0.23881 | 0.095926 | 0.12603 | 0.041082 | 0.0018264 | 0
95 |  |  |  | Revenue Credits |  |  | -773648.6955 | -256262.305 | -143376.6912 | -192464.1272 | -53450.3095 | -38886.1099 | -87809.6432 | -1399.5094 | 0
96
97 |  |  |  | Total Revenue Requirements |  |  | 42664122.6476 | 25876267.1876 | 6107379.2799 | 5680756.7141 | 2179121.3401 | 813130.0121 | 1568064.3957 | 439403.718 | 0
98 |  |  |  | Operating Revenues |  |  | 42838370.0876 | 25539517.9023 | 6540173.8569 | 5944335.2345 | 2115988.4276 | 807065.6911 | 1477099.0279 | 414189.9475 | 0
99
100 |  |  |  | Increase / (Decrease) Required to
101 |  |  |  | Earn Equal Rates of Return |  |  | -174247.44 | 336749.2853 | -432794.577 | -263578.5203 | 63132.9125 | 6064.321 | 90965.3679 | 25213.7706 | 0
102
103 |  |  |  | Existing Revenues |  |  | 42838370.0876 | 25539517.9023 | 6540173.8569 | 5944335.2345 | 2115988.4276 | 807065.6911 | 1477099.0279 | 414189.9475 | 0
104 |  |  |  | check |  |  | 0 | 0 | 0 | 0 | 0 | 0 | 0 | 0 | 0
105 |  |  |  | Percent Increase / (Decrease)
106 |  |  |  | Over Existing Rates To
107 |  |  |  | Equal Authorized RoE & RoR |  |  | -0.4068% | 1.319% | -6.617% | -4.434% | 2.984% | 0.7514% | 6.158% | 6.087%
[5 empty] | WCA |  | E: ELECTRIC REVENUES
|  | DIS - P & C - Unbundled |  |  | Method
|  | A |  | B | 0 |  | D | E | F | G | H | I | J | K
|  | FERC ACCT |  | DESCRIPTION | COS Factor |  | Washington Jurisdiction Normalized | Residential Schedule 16 | Small General Service Schedule 24 | Large General Service < 1,000 kW Schedule 36 | Large General Service > 1,000 kW Schedule 48 | Large General Dedicated Facilities Schedule 48 | Agricultural Pumping Schedule 40 | Street & Area Lighting Sch. 15, 51-54, 57 |  | Func Study Row
120 |  | 440 | Residential Sales |  | A |  | 25539517.9023 | 25539517.9023 | 0 | 0 | 0 | 0 | 0 | 0 | 0
121
122 |  | 442 | Commercial & Industrial Sales |  | A |  | 14768673.8103 | 0 | 6540173.8569 | 5944335.2345 | 0 | 807065.6911 | 1477099.0279 | 0 | 0
123 |  |  |  | Interruptible Demand | F10 |  | 0 | 0 | 0 | 0 | 0 | 0 | 0 | 0 | 0 | 100
124 |  |  |  | Interruptible Energy | F10 |  | 0 | 0 | 0 | 0 | 0 | 0 | 0 | 0 | 0 | 101
125 | [6 empty] | 14768673.8103 | 0 | 6540173.8569 | 5944335.2345 | 0 | 807065.6911 | 1477099.0279 | 0 | 0
126
127 |  | 444 | Public Street & Highway Lighting |  | A |  | 2530178.375 | 0 | 0 | 0 | 2115988.4276 | 0 | 0 | 414189.9475 | 0
128
129 |  | 445 | Other Sales to Public Authority |  | A |  | 0 | 0 | 0 | 0 | 0 | 0 | 0 | 0 | 0
130
131 |  | 448 | Interdepartmental |  | A | 0 | 0 | 0 | 0 | 0 | 0 | 0 | 0 | 0 | 0 | 114
132 |  |  |  | Demand | F10 |  | 0 | 0 | 0 | 0 | 0 | 0 | 0 | 0 | 0 | 115
133 | [6 empty] | 0 | 0 | 0 | 0 | 0 | 0 | 0 | 0 | 0
134
135 |  | Total Sales to Ultimate Customers |  |  |  |  | 42838370.0876 | 25539517.9023 | 6540173.8569 | 5944335.2345 | 2115988.4276 | 807065.6911 | 1477099.0279 | 414189.9475 | 0
136
137 |  | 447 | Sales for Resale |  | F30 |  | 0 | 0 | 0 | 0 | 0 | 0 | 0 | 0 | 0 | 121
138 | [6 empty] | 0 | 0 | 0 | 0 | 0 | 0 | 0 | 0 | 0
139
140 |  | 447NPC | Sales for Resale - NPC
141 |  |  |  | Demand | F30 |  | 0 | 0 | 0 | 0 | 0 | 0 | 0 | 0 | 0 | 0
142 |  |  |  | Energy | F30 |  | 0 | 0 | 0 | 0 | 0 | 0 | 0 | 0 | 0 | 127
143 | [6 empty] | 0 | 0 | 0 | 0 | 0 | 0 | 0 | 0 | 0
144
145 |  | 449 | Provision for Rate Refund |  | F11 |  | 0 | 0 | 0 | 0 | 0 | 0 | 0 | 0 | 0 | 133
146 |  |  |  |  | F10 |  | 0 | 0 | 0 | 0 | 0 | 0 | 0 | 0 |  | 134
147
148 |  | State Specific Revenue Credit |  |  | F140D |  | 24672.3458 | 14729.5986 | 3856.6847 | 3100.2748 | 1120.8711 | 574.759 | 1116.9023 | 173.2553 | 0 | 136
149
150 |  | AGA Revenue |  |  | A | 0.45736 | 286416.2021 | 520.0205 | 80024.6126 | 114415.4837 | 23809.8034 | 3130.1849 | 64176.2771 | 339.8199 | 0 | 137
151
152 |  | Autopay Bill Credit |  |  | F40 | 0 | 0 | 0 | 0 | 0 | 0 | 0 | 0 | 0 | 0 | 139
153
154 |  | Paperless Bill Credit |  |  | F40 | 0 | 0 | 0 | 0 | 0 | 0 | 0 | 0 | 0 | 0 | 141
155
156
157 |  | Total Sales from Electricity |  |  |  |  | 43149458.6355 | 25554767.5213 | 6624055.1542 | 6061850.993 | 2140919.1021 | 810770.635 | 1542392.2073 | 414703.0227 | 0
158
159 |  | Other Electric Operating Revenues
160 |  | 450 | Forfeited Discounts & Interest |  | A | 0 | 0 | 0 | 0 | 0 | 0 | 0 | 0 | 0 | 0 | 147
161 |  |  |  | Customers | F40 |  | 0 | 0 | 0 | 0 | 0 | 0 | 0 | 0 | 0 | 148
162 | [6 empty] | 0 | 0 | 0 | 0 | 0 | 0 | 0 | 0 | 0
163
164 |  | 451 | Misc Electric Revenue |  | A | 0 | 0 | 0 | 0 | 0 | 0 | 0 | 0 | 0 | 0 | 152
165 |  |  |  | Demand | F10 |  | 0 | 0 | 0 | 0 | 0 | 0 | 0 | 0 | 0 | 153
166 |  |  |  | Customer | F40 |  | 0.36904 | 0.29082 | 0.05466 | 0.0028114 | 0.00017449 | 2.6261e-06 | 0.0135 | 0.0070707 | 0 | 154
167 | [6 empty] | 0.36904 | 0.29082 | 0.05466 | 0.0028114 | 0.00017449 | 2.6261e-06 | 0.0135 | 0.0070707 | 0
168
169 |  | 453 | Water Sales |  | F12 |  | 0 | 0 | 0 | 0 | 0 | 0 | 0 | 0 | 0 | 162
170
171 |  | 454 | Rent of Electric Property |  | A | 0.47426 | 434385.404 | 218809.7483 | 55322.285 | 74733.727 | 28506.3133 | 35180.9655 | 21485.7565 | 346.6084 | 0 | 165
172 |  |  |  | Demand | F10 |  | 0 | 0 | 0 | 0 | 0 | 0 | 0 | 0 | 0 | 166
173 |  |  |  | Demand | F10 |  | 0 | 0 | 0 | 0 | 0 | 0 | 0 | 0 | 0 | 167
174 |  |  |  | Jim Bridger Generation | F10 |  | 0 | 0 | 0 | 0 | 0 | 0 | 0 | 0 | 0 | 168
175 |  |  |  | Customer | F40 |  | 28174.3745 | 22202.6468 | 4173.0543 | 214.6389 | 13.3215 | 0.20049 | 1030.6938 | 539.8187 | 0 | 169
176 | [6 empty] | 462559.7785 | 241012.3952 | 59495.3393 | 74948.3659 | 28519.6348 | 35181.166 | 22516.4503 | 886.4271 | 0
177
178 |  | 456 | Other Electric Revenue |  | A | 0 | 0 | 0 | 0 | 0 | 0 | 0 | 0 | 0 | 0 | 173
179 |  |  |  | CAGE | F12 |  | 0 | 0 | 0 | 0 | 0 | 0 | 0 | 0 | 0 | 174
180 |  |  |  | CAGW | F12 |  | 0 | 0 | 0 | 0 | 0 | 0 | 0 | 0 | 0 | 175
181 |  |  |  | SO | F12 |  | 0 | 0 | 0 | 0 | 0 | 0 | 0 | 0 | 0 | 176
182 |  |  |  | SG | F40 |  | 0 | 0 | 0 | 0 | 0 | 0 | 0 | 0 | 0 | 177
183 |  |  |  | JBG | F12 |  | 0 | 0 | 0 | 0 | 0 | 0 | 0 | 0 | 0 | 178
184 |  |  |  | WRG | F12 |  | 0 | 0 | 0 | 0 | 0 | 0 | 0 | 0 | 0 | 179
185 |  |  |  | WRE | F12 |  | 0 | 0 | 0 | 0 | 0 | 0 | 0 | 0 | 0 | 180
186 |  |  |  | CN | F12 |  | 0 | 0 | 0 | 0 | 0 | 0 | 0 | 0 | 0 | 181
187 |  |  |  | SE | F12 |  | 0 | 0 | 0 | 0 | 0 | 0 | 0 | 0 | 0 | 182
188 | [6 empty] | 0 | 0 | 0 | 0 | 0 | 0 | 0 | 0 | 0
189 | [14 empty] | 0
190 |  | Total Other Electric Operating Revenues |  |  |  |  | 462560.1475 | 241012.686 | 59495.3939 | 74948.3687 | 28519.635 | 35181.166 | 22516.4638 | 886.4342 | 0
191 | [14 empty] | 0
192 |  | Total Electric Operating Revenues |  |  |  |  | 43612018.7831 | 25795780.2073 | 6683550.5481 | 6136799.3617 | 2169438.737 | 845951.801 | 1564908.6711 | 415589.4569 | 0
193
194 |  | Miscellaneous Revenues
195 |  | 41160 | Gain on Sale of Utility Plant - CR |  | F12 |  | 0 | 0 | 0 | 0 | 0 | 0 | 0 | 0 | 0 | 196
196 |  | 41170 | Loss on Sale of Utility Plant |  | F12 |  | 0 | 0 | 0 | 0 | 0 | 0 | 0 | 0 | 0 | 201
197 |  | 4118 | Gain from Emission Allowances |  | F12 |  | 0 | 0 | 0 | 0 | 0 | 0 | 0 | 0 | 0 | 203
198 |  | 41181 | Gain from Disposition of NOX Credits |  | F12 |  | 0 | 0 | 0 | 0 | 0 | 0 | 0 | 0 | 0 | 208
199 |  | 4194 | Impact Housing Interest Income |  | F12 |  | 0 | 0 | 0 | 0 | 0 | 0 | 0 | 0 | 0 | 212
200 |  | 421 | (Gain)/Loss on Sale of Utility Plant |  | F12 |  | 1.1137 | 0.46495 | 0.1451 | 0.23881 | 0.095926 | 0.12603 | 0.041082 | 0.0018264 | 0 | 223
201
202 |  | Total Miscellaneous Revenues |  |  |  |  | 1.1137 | 0.46495 | 0.1451 | 0.23881 | 0.095926 | 0.12603 | 0.041082 | 0.0018264 | 0
203
204 |  | Miscellaneous Expenses
205 |  | 4311 | Interest on Customer Deposits |  | F80 |  | 0 | 0 | 0 | 0 | 0 | 0 | 0 | 0 | 0 | 229
206
207 |  | Net Miscellaneous Revenues And Expense |  |  |  |  | 1.1137 | 0.46495 | 0.1451 | 0.23881 | 0.095926 | 0.12603 | 0.041082 | 0.0018264 | 0
208
209 |  | Distribution - METER - Unbundled
210 | [6 empty] | E: STEAM POWER GENERATION
211
212 |  | A |  | B | C |  | D | E | F | G | H | I | J | K
213 |  | FERC ACCT |  | DESCRIPTION | COS Factor |  | Washington Jurisdiction Normalized | Residential Schedule 16 | Small General Service Schedule 24 | Large General Service < 1,000 kW Schedule 36 | Large General Service > 1,000 kW Schedule 48 | Large General Dedicated Facilities Schedule 48 | Agricultural Pumping Schedule 40 | Street & Area Lighting Sch. 15, 51-54, 57
214 |  | 500 | Operation Suprvn & Engineering |  | F10 |  | 0 | 0 | 0 | 0 | 0 | 0 | 0 | 0 | 0 | 237
|  |  |  | JBG | F10 |  | 0 | 0 | 0 | 0 | 0 | 0 | 0 | 0 | 0 | 238
216 |  |  |  | CAGW | F10 |  | 0 | 0 | 0 | 0 | 0 | 0 | 0 | 0 | 0 | 239
217 |  |  |  | Total 500 |  |  | 0 | 0 | 0 | 0 | 0 | 0 | 0 | 0 | 0
218
219 |  | 501 | Fuel Related |  | F10 |  | 0 | 0 | 0 | 0 | 0 | 0 | 0 | 0 | 0 | 243
220 |  |  |  | S | F10 |  | 0 | 0 | 0 | 0 | 0 | 0 | 0 | 0 | 0 | 244
221 |  |  |  | SE | F10 |  | 0 | 0 | 0 | 0 | 0 | 0 | 0 | 0 | 0 | 245
222 |  |  |  | CAGW | F10 |  | 0 | 0 | 0 | 0 | 0 | 0 | 0 | 0 | 0 | 246
223 |  |  |  | CAGE | F10 |  | 0 | 0 | 0 | 0 | 0 | 0 | 0 | 0 | 0 | 247
224 |  |  |  | CAEW | F10 |  | 0 | 0 | 0 | 0 | 0 | 0 | 0 | 0 | 0 | 248
225 |  |  |  | CAEE | F10 |  | 0 | 0 | 0 | 0 | 0 | 0 | 0 | 0 | 0 | 249
226 |  |  |  | JBE | F10 |  | 0 | 0 | 0 | 0 | 0 | 0 | 0 | 0 | 0 | 250
227 |  |  |  | CAEE | F10 |  | 0 | 0 | 0 | 0 | 0 | 0 | 0 | 0 | 0 | 251
228 |  |  |  | JBG | F10 |  | 0 | 0 | 0 | 0 | 0 | 0 | 0 | 0 | 0 | 252
229 |  |  |  | Total 501 |  |  | 0 | 0 | 0 | 0 | 0 | 0 | 0 | 0 | 0
230
231 |  | 501NPC | Fuel Related - NPC
232 |  |  |  | S | F30 |  | 0 | 0 | 0 | 0 | 0 | 0 | 0 | 0 | 0 | 256
233 |  |  |  | CAEW | F30 |  | 0 | 0 | 0 | 0 | 0 | 0 | 0 | 0 | 0 | 257
234 |  |  | Total Fuel Related |  |  |  | 0 | 0 | 0 | 0 | 0 | 0 | 0 | 0 | 0
235
236
237 |  | 502 | Steam Expenses |  | F10 |  | 0 | 0 | 0 | 0 | 0 | 0 | 0 | 0 | 0 | 262
238 |  |  |  | SE/CAEW/CAEE | F10 |  | 0 | 0 | 0 | 0 | 0 | 0 | 0 | 0 | 0 | 263
239 |  |  |  | JBG | F10 |  | 0 | 0 | 0 | 0 | 0 | 0 | 0 | 0 | 0 | 265
240 |  |  |  | Total 502 |  |  | 0 | 0 | 0 | 0 | 0 | 0 | 0 | 0 | 0
241
242 |  | 503 | Steam From Other Sources |  | F10 |  | 0 | 0 | 0 | 0 | 0 | 0 | 0 | 0 | 0 | 270
243
244 |  | 503NPC | Steam From Other Sources-NPC
245 |  |  |  | S | F30 |  | 0 | 0 | 0 | 0 | 0 | 0 | 0 | 0 | 0 | 272
246 |  |  |  | SE | F30 |  | 0 | 0 | 0 | 0 | 0 | 0 | 0 | 0 | 0 | 273
247 |  |  |  | CAEE | F30 |  | 0 | 0 | 0 | 0 | 0 | 0 | 0 | 0 | 0 | 274
248 |  |  |  | Total Steam From Other Sources |  |  | 0 | 0 | 0 | 0 | 0 | 0 | 0 | 0 | 0
249
250 |  | 505 | Electric Expenses |  | F10 |  | 0 | 0 | 0 | 0 | 0 | 0 | 0 | 0 | 0 | 279
251 |  |  |  | JBG | F10 |  | 0 | 0 | 0 | 0 | 0 | 0 | 0 | 0 | 0 | 280
252 |  |  |  | Total 505 |  |  | 0 | 0 | 0 | 0 | 0 | 0 | 0 | 0 | 0
253
254 |  | 506 | Misc. Steam Expense |  | F10 |  | 0 | 0 | 0 | 0 | 0 | 0 | 0 | 0 | 0 | 284
255 |  |  |  | SE | F10 |  | 0 | 0 | 0 | 0 | 0 | 0 | 0 | 0 | 0 | 285
256 |  |  |  | JBG | F10 |  | 0 | 0 | 0 | 0 | 0 | 0 | 0 | 0 | 0 | 286
257 |  |  |  | Total 506 |  |  | 0 | 0 | 0 | 0 | 0 | 0 | 0 | 0 | 0
258
259 |  | 507 | Rents |  | F10 |  | 0 | 0 | 0 | 0 | 0 | 0 | 0 | 0 | 0 | 290
260 |  |  |  | CAGW | F10 |  | 0 | 0 | 0 | 0 | 0 | 0 | 0 | 0 | 0 | 292
261 |  |  |  | CAGE | F10 |  | 0 | 0 | 0 | 0 | 0 | 0 | 0 | 0 | 0 | 293
262 |  |  |  | JBG | F10 |  | 0 | 0 | 0 | 0 | 0 | 0 | 0 | 0 | 0 | 294
263 |  |  |  | CAGE | F10 |  | 0 | 0 | 0 | 0 | 0 | 0 | 0 | 0 | 0 | 295
264 |  |  |  | Total 507 |  |  | 0 | 0 | 0 | 0 | 0 | 0 | 0 | 0 | 0
265
266 |  | 510 | Maint Supervision & Engineering |  | F10 |  | 0 | 0 | 0 | 0 | 0 | 0 | 0 | 0 | 0 | 298
267 |  |  |  | JBG | F10 |  | 0 | 0 | 0 | 0 | 0 | 0 | 0 | 0 | 0 | 299
268 |  |  |  | Total 510 |  |  | 0 | 0 | 0 | 0 | 0 | 0 | 0 | 0 | 0
269
270 |  | 511 | Maintenance of Structures |  | F10 |  | 0 | 0 | 0 | 0 | 0 | 0 | 0 | 0 | 0 | 303
271 |  |  |  | CAGW | F10 |  | 0 | 0 | 0 | 0 | 0 | 0 | 0 | 0 | 0 | 304
272 |  |  |  | CAGE | F10 |  | 0 | 0 | 0 | 0 | 0 | 0 | 0 | 0 | 0 | 305
273 |  |  |  | JBG | F10 |  | 0 | 0 | 0 | 0 | 0 | 0 | 0 | 0 | 0 | 306
274 |  |  |  | CAGE | F10 |  | 0 | 0 | 0 | 0 | 0 | 0 | 0 | 0 | 0 | 307
275 |  |  |  | Total 511 |  |  | 0 | 0 | 0 | 0 | 0 | 0 | 0 | 0 | 0
276
277 |  | 512 | Maintenance of Boiler Plant |  | F10 |  | 0 | 0 | 0 | 0 | 0 | 0 | 0 | 0 | 0 | 311
278 |  |  |  |  | F10 |  | 0 | 0 | 0 | 0 | 0 | 0 | 0 | 0 | 0 | 312
279 |  |  |  | JBG | F10 |  | 0 | 0 | 0 | 0 | 0 | 0 | 0 | 0 | 0 | 313
280 |  |  |  | Total 512 |  |  | 0 | 0 | 0 | 0 | 0 | 0 | 0 | 0 | 0
281
282 |  | 513 | Maintenance of Electric Plant |  | F10 |  | 0 | 0 | 0 | 0 | 0 | 0 | 0 | 0 | 0 | 317
283 |  |  |  | CAGW | F10 |  | 0 | 0 | 0 | 0 | 0 | 0 | 0 | 0 | 0 | 318
284 |  |  |  | CAGE | F10 |  | 0 | 0 | 0 | 0 | 0 | 0 | 0 | 0 | 0 | 319
285 |  |  |  | JBG | F10 |  | 0 | 0 | 0 | 0 | 0 | 0 | 0 | 0 | 0 | 320
286 |  |  |  | CAGE | F10 |  | 0 | 0 | 0 | 0 | 0 | 0 | 0 | 0 | 0 | 321
287 |  |  |  | Total 513 |  |  | 0 | 0 | 0 | 0 | 0 | 0 | 0 | 0 | 0
288
289 |  | 514 | Maint of Misc. Steam Plant |  | F10 |  | 0 | 0 | 0 | 0 | 0 | 0 | 0 | 0 | 0 | 325
290 |  |  |  | CAGW | F10 |  | 0 | 0 | 0 | 0 | 0 | 0 | 0 | 0 | 0 | 326
291 |  |  |  | CAGE | F10 |  | 0 | 0 | 0 | 0 | 0 | 0 | 0 | 0 | 0 | 327
292 |  |  |  | JBG | F10 |  | 0 | 0 | 0 | 0 | 0 | 0 | 0 | 0 | 0 | 328
293 |  |  |  | CAGE | F10 |  | 0 | 0 | 0 | 0 | 0 | 0 | 0 | 0 | 0 | 329
294 |  |  |  | Total 514 |  |  | 0 | 0 | 0 | 0 | 0 | 0 | 0 | 0 | 0
295
296 |  | Total Steam Power Generation |  |  |  |  | 0 | 0 | 0 | 0 | 0 | 0 | 0 | 0 | 0
297
298
299 | [6 empty] | D: NUCLEAR POWER GENERATION
300
301
302 |  | 517 | Operation Super & Engineering |  | F10 |  | 0 | 0 | 0 | 0 | 0 | 0 | 0 | 0 | 0 | 336
303
304 |  | 518 | Nuclear Fuel Expense |  | F10 |  | 0 | 0 | 0 | 0 | 0 | 0 | 0 | 0 | 0 | 340
305
306 |  | 519 | Coolants and Water |  | F10 |  | 0 | 0 | 0 | 0 | 0 | 0 | 0 | 0 | 0 | 345
307
308 |  | 520 | Steam Expenses |  | F10 |  | 0 | 0 | 0 | 0 | 0 | 0 | 0 | 0 | 0 | 349
309
310 |  | 523 | Electric Expenses |  | F10 |  | 0 | 0 | 0 | 0 | 0 | 0 | 0 | 0 | 0 | 353
311
312 |  | 524 | Misc. Nuclear Expenses |  | F10 |  | 0 | 0 | 0 | 0 | 0 | 0 | 0 | 0 | 0 | 357
313
314 |  | 528 | Maint Supervision & Eng |  | F10 |  | 0 | 0 | 0 | 0 | 0 | 0 | 0 | 0 | 0 | 361
315
316 |  | 529 | Maintenance of Structures |  | F10 |  | 0 | 0 | 0 | 0 | 0 | 0 | 0 | 0 | 0 | 365
317
318 |  | 530 | Maintenance of Reactor Plant |  | F10 |  | 0 | 0 | 0 | 0 | 0 | 0 | 0 | 0 | 0 | 369
319
320 |  | 531 | Maintenance of Electric Plant |  | F10 |  | 0 | 0 | 0 | 0 | 0 | 0 | 0 | 0 | 0 | 373
321
322 |  | 532 | Maintenance of Misc Nuclear |  | F10 |  | 0 | 0 | 0 | 0 | 0 | 0 | 0 | 0 | 0 | 377
323
324 |  | Total Nuclear Power Generation |  |  |  |  | 0 | 0 | 0 | 0 | 0 | 0 | 0 | 0 | 0 | 380
325
326
327
328 |  | Distribution - METER - Unbundled |  |  |  |  | D: HYDRAULIC POWER GENERATION
329
330 |  | A |  | B | C |  | D | E | F | G | H | I | J | K
331 |  | FERC ACCT |  | DESCRIPTION | COS Factor |  | Washington Jurisdiction Normalized | Residential Schedule 16 | Small General Service Schedule 24 | Large General Service < 1,000 kW Schedule 36 | Large General Service > 1,000 kW Schedule 48 | Large General Dedicated Facilities Schedule 48 | Agricultural Pumping Schedule 40 | Street & Area Lighting Sch. 15, 51-54, 57
332 |  | 535 | Operation Super & Engineering
333 |  |  |  | DGP | F10 |  | 0 | 0 | 0 | 0 | 0 | 0 | 0 | 0 | 0 | 385
334 |  |  |  | CN | F10 |  | 0 | 0 | 0 | 0 | 0 | 0 | 0 | 0 | 0 | 386
335 |  |  |  | SG | F10 |  | 0 | 0 | 0 | 0 | 0 | 0 | 0 | 0 | 0 | 387
336 |  |  |  | SG-P | F10 |  | 0 | 0 | 0 | 0 | 0 | 0 | 0 | 0 | 0 | 388
337 |  |  |  | SG-U | F10 |  | 0 | 0 | 0 | 0 | 0 | 0 | 0 | 0 | 0 | 389
338
339 |  | 536 | Water For Power |  | F10 |  | 0 | 0 | 0 | 0 | 0 | 0 | 0 | 0 | 0 | 398
340
341 |  | 537 | Hydraulic Expenses |  | F10 |  | 0 | 0 | 0 | 0 | 0 | 0 | 0 | 0 | 0 | 406
342
343 |  | 538 | Electric Expenses |  | F10 |  | 0 | 0 | 0 | 0 | 0 | 0 | 0 | 0 | 0 | 410
344
345 |  | 539 | Misc. Hydro Expenses |  | F10 |  | 0 | 0 | 0 | 0 | 0 | 0 | 0 | 0 | 0 | 418
346
347 |  | 540 | Rents (Hydro Generation) |  | F10 |  | 0 | 0 | 0 | 0 | 0 | 0 | 0 | 0 | 0 | 426
348
349 |  | 541 | Maint Supervision & Engineering |  | F10 |  | 0 | 0 | 0 | 0 | 0 | 0 | 0 | 0 | 0 | 434
350
351 |  | 542 | Maintenance of Structures |  | F10 |  | 0 | 0 | 0 | 0 | 0 | 0 | 0 | 0 | 0 | 442
352
353 |  | 543 | Maint of Dams & Waterways |  | F10 |  | 0 | 0 | 0 | 0 | 0 | 0 | 0 | 0 | 0 | 450
354
355 |  | 544 | Maintenance of Electric Plant |  | F10 |  | 0 | 0 | 0 | 0 | 0 | 0 | 0 | 0 | 0 | 458
356
357 |  | 545 | Maint of Misc. Hydro Plant |  | F10
|  |  |  | SG | F10 |  | 0 | 0 | 0 | 0 | 0 | 0 | 0 | 0 | 0 | 461
|  |  |  | SG-P | F10 |  | 0 | 0 | 0 | 0 | 0 | 0 | 0 | 0 | 0 | 462
|  |  |  | SG-U | F10 |  | 0 | 0 | 0 | 0 | 0 | 0 | 0 | 0 | 0 | 463
|  |  |  | CAGW | F10 |  | 0 | 0 | 0 | 0 | 0 | 0 | 0 | 0 | 0 | 464
|  |  |  | CAGE | F10 |  | 0 | 0 | 0 | 0 | 0 | 0 | 0 | 0 | 0 | 465
363
364 |  | Total Hydraulic Power Generation |  |  |  |  | 0 | 0 | 0 | 0 | 0 | 0 | 0 | 0 | 0
365
366
367 | [6 empty] | D: OTHER POWER GENERATION
368
369
370 |  | 546 | Operation Super & Engineering |  | F10 |  | 0 | 0 | 0 | 0 | 0 | 0 | 0 | 0 | 0 | 472
371
372 |  | 547 | Fuel |  | F30 |  | 0 | 0 | 0 | 0 | 0 | 0 | 0 | 0 | 0 | 476
373 |  |  |  | CAEW/CAEE | F30 |  | 0 | 0 | 0 | 0 | 0 | 0 | 0 | 0 | 0 | 477
374
375
376 |  | 547NPC | Fuel-NPC |  | F30
377 |  |  |  | CAEW | F30 |  | 0 | 0 | 0 | 0 | 0 | 0 | 0 | 0 | 0 | 480
378 |  |  |  | S | F30 |  | 0 | 0 | 0 | 0 | 0 | 0 | 0 | 0 | 0 | 481
379 |  |  |  | Total 547 |  |  | 0 | 0 | 0 | 0 | 0 | 0 | 0 | 0 | 0
380
381 |  | 548 | Generation Expense |  | F10 |  | 0 | 0 | 0 | 0 | 0 | 0 | 0 | 0 | 0 | 486
382 |  |  |  | CAGW | F10 |  | 0 | 0 | 0 | 0 | 0 | 0 | 0 | 0 | 0 | 488
383 |  |  |  | Total 548 |  |  | 0 | 0 | 0 | 0 | 0 | 0 | 0 | 0 | 0
384
385 |  | 549 | Miscellaneous Other |  | F10 |  | 0 | 0 | 0 | 0 | 0 | 0 | 0 | 0 | 0 | 492
386 |  |  |  | CAGE/CAGW | F10 |  | 0 | 0 | 0 | 0 | 0 | 0 | 0 | 0 | 0 | 493
387
388 |  | 550/551 | Maint Supervision & Engineering
389 |  |  |  | CAGW | F10 |  | 0 | 0 | 0 | 0 | 0 | 0 | 0 | 0 | 0 | 498
390 |  |  |  | SG | F10 |  | 0 | 0 | 0 | 0 | 0 | 0 | 0 | 0 | 0 | 499
391 |  |  |  | Total 550 |  |  | 0 | 0 | 0 | 0 | 0 | 0 | 0 | 0 | 0
392
393 |  | 552 | Maintenance of Structures |  | F10 |  | 0 | 0 | 0 | 0 | 0 | 0 | 0 | 0 | 0 | 505
394
395 |  | 553 | Maint of Generation & Elect Plant |  | F10 |  | 0 | 0 | 0 | 0 | 0 | 0 | 0 | 0 | 0 | 509
396 |  |  |  | CAGW | F10 |  | 0 | 0 | 0 | 0 | 0 | 0 | 0 | 0 | 0 | 510
397 |  |  |  | Total 553 |  |  | 0 | 0 | 0 | 0 | 0 | 0 | 0 | 0 | 0
398
399 |  | 554 | Maintenance of Misc. Other |  | F10 |  | 0 | 0 | 0 | 0 | 0 | 0 | 0 | 0 | 0 | 514
400 |  |  |  | CAGW | F10 |  | 0 | 0 | 0 | 0 | 0 | 0 | 0 | 0 | 0 | 515
401 |  |  |  | Total 554 |  |  | 0 | 0 | 0 | 0 | 0 | 0 | 0 | 0 | 0
402
403 |  | Total Other Power Generation |  |  |  |  | 0 | 0 | 0 | 0 | 0 | 0 | 0 | 0 | 0
404
405
406 | [6 empty] | D: OTHER POWER SUPPLY
407
408
409 |  | 555 | Purchased Power |  | F10 |  | 0 | 0 | 0 | 0 | 0 | 0 | 0 | 0 | 0 | 520
410 |  |  |  | SG | F10 |  | 0 | 0 | 0 | 0 | 0 | 0 | 0 | 0 | 0 | 521
411 |  |  |  | SE | F10 |  | 0 | 0 | 0 | 0 | 0 | 0 | 0 | 0 | 0 | 522
412
413 |  | 555NPC | Purchased Power-NPC
414 |  |  |  | CAGW | F30 |  | 0 | 0 | 0 | 0 | 0 | 0 | 0 | 0 | 0 | 525
415 |  |  |  | CAEW | F30 |  | 0 | 0 | 0 | 0 | 0 | 0 | 0 | 0 | 0 | 526
416 |  |  |  | DGP | F30 |  | 0 | 0 | 0 | 0 | 0 | 0 | 0 | 0 | 0 | 527
417 |  |  |  | DGP | F30 |  | 0 | 0 | 0 | 0 | 0 | 0 | 0 | 0 | 0 | 528
418 |  |  |  | Total 555 |  |  | 0 | 0 | 0 | 0 | 0 | 0 | 0 | 0 | 0
419
420
421 |  | 556 | System Control & Load Dispatch |  | F10 |  | 0 | 0 | 0 | 0 | 0 | 0 | 0 | 0 | 0 | 532
422
423 |  | 557 | Other Expenses |  | F10 |  | 0 | 0 | 0 | 0 | 0 | 0 | 0 | 0 | 0 | 541
424
425
426 |  | Embedded Cost Differentials
427 |  |  |  | Company Owned Hydro | F10 |  | 0 | 0 | 0 | 0 | 0 | 0 | 0 | 0 | 0 | 544
428 |  |  |  | Company Owned Hydro | F10 |  | 0 | 0 | 0 | 0 | 0 | 0 | 0 | 0 | 0 | 545
|  |  |  | Mid-C Contract | F10 |  | 0 | 0 | 0 | 0 | 0 | 0 | 0 | 0 | 0 | 546
430 |  |  |  | Mid-C Contract | F10 |  | 0 | 0 | 0 | 0 | 0 | 0 | 0 | 0 | 0 | 547
431 |  |  |  | Existing QF Contracts | F10 |  | 0 | 0 | 0 | 0 | 0 | 0 | 0 | 0 | 0 | 548
432 |  |  |  | Existing QF Contracts | F10 |  | 0 | 0 | 0 | 0 | 0 | 0 | 0 | 0 | 0 | 548
433 | [6 empty] | 0 | 0 | 0 | 0 | 0 | 0 | 0 | 0 | 0
434
435 |  | Total Other Power Supply |  |  |  |  | 0 | 0 | 0 | 0 | 0 | 0 | 0 | 0 | 0
436
437 |  | TOTAL GENERATION EXPENSE |  |  |  |  | 0 | 0 | 0 | 0 | 0 | 0 | 0 | 0 | 0
438
439 |  | Distribution - METER - Unbundled |  |  |  |  | D: TRANSMISSION EXPENSE
440
441
442 |  | A |  | B | C |  | D | E | F | G | H | I | J | K
443 |  | FERC ACCT |  | DESCRIPTION | COS Factor |  | Washington Jurisdiction Normalized | Residential Schedule 16 | Small General Service Schedule 24 | Large General Service < 1,000 kW Schedule 36 | Large General Service > 1,000 kW Schedule 48 | Large General Dedicated Facilities Schedule 48 | Agricultural Pumping Schedule 40 | Street & Area Lighting Sch. 15, 51-54, 57
444 |  | 560 | Operation Supervision & Eng |  | F12 |  | 0 | 0 | 0 | 0 | 0 | 0 | 0 | 0 | 0 | 560
445
446 |  | 561 | Load Dispatching |  | F12 |  | 0 | 0 | 0 | 0 | 0 | 0 | 0 | 0 | 0 | 565
447
448 |  | 562 | Station Expense |  | F12 |  | 0 | 0 | 0 | 0 | 0 | 0 | 0 | 0 | 0 | 571
449
450 |  | 563 | Overhead Line Expense |  | F12 |  | 0 | 0 | 0 | 0 | 0 | 0 | 0 | 0 | 0 | 576
451
452 |  | 564 | Underground Line Expense |  | F12 |  | 0 | 0 | 0 | 0 | 0 | 0 | 0 | 0 | 0 | 580
453
454 |  | 565 | Transm of Electricity by Others |  | F12 |  | 0 | 0 | 0 | 0 | 0 | 0 | 0 | 0 | 0 | 584
455
456 |  | 565NPC | Transmission of Electricity by Others-NPC
457 |  |  | CAGW |  | F12 |  | 0 | 0 | 0 | 0 | 0 | 0 | 0 | 0 | 0 | 587
458 |  |  | SE |  | F12 |  | 0 | 0 | 0 | 0 | 0 | 0 | 0 | 0 | 0 | 588
459 |  |  | SE |  | F12 |  | 0 | 0 | 0 | 0 | 0 | 0 | 0 | 0 | 0 | 589
460 | [6 empty] | 0 | 0 | 0 | 0 | 0 | 0 | 0 | 0 | 0
461
462 |  | 566 | Misc. Transmission Expense |  | F12 |  | 0 | 0 | 0 | 0 | 0 | 0 | 0 | 0 | 0 | 595
463
464 |  | 567 | Rents - Transmission |  | F12 |  | 0 | 0 | 0 | 0 | 0 | 0 | 0 | 0 | 0 | 600
465
466 |  | 568 | Maint Supervision & Engineering |  | F12 |  | 0 | 0 | 0 | 0 | 0 | 0 | 0 | 0 | 0 | 605
467
468 |  | 569 | Maintenance of Structures |  | F12 |  | 0 | 0 | 0 | 0 | 0 | 0 | 0 | 0 | 0 | 610
469
470 |  | 570 | Maint of Station Equipment |  | F12 |  | 0 | 0 | 0 | 0 | 0 | 0 | 0 | 0 | 0 | 616
471
472 |  | 571 | Maintenance of Overhead Lines |  | F12 |  | 0 | 0 | 0 | 0 | 0 | 0 | 0 | 0 | 0 | 622
473
474 |  | 572 | Maint of Underground Lines |  | F12 |  | 0 | 0 | 0 | 0 | 0 | 0 | 0 | 0 | 0 | 628
475
476 |  | 573 | Maint of Misc Transmission Plant |  | F12 |  | 0 | 0 | 0 | 0 | 0 | 0 | 0 | 0 | 0 | 631
477
478
479 |  | TOTAL TRANSMISSION EXPENSE |  |  |  |  | 0 | 0 | 0 | 0 | 0 | 0 | 0 | 0 | 0
480
481
482
483
484
485
486
487
488
489
490
491 |  | Distribution - METER - Unbundled |  |  |  |  | D: DISTRIBUTION EXPENSE
492
493
494 |  | A |  | B | C |  | D | E | F | G | H | I | J | K
495 |  | FERC ACCT |  | DESCRIPTION | COS Factor |  | Washington Jurisdiction Normalized | Residential Schedule 16 | Small General Service Schedule 24 | Large General Service < 1,000 kW Schedule 36 | Large General Service > 1,000 kW Schedule 48 | Large General Dedicated Facilities Schedule 48 | Agricultural Pumping Schedule 40 | Street & Area Lighting Sch. 15, 51-54, 57
496 |  | 580 | Operation Supervision & Eng |  | F131 |  | 582643.4843 | 352789.1261 | 88155.4514 | 77410.0545 | 28873.4752 | 10271.9357 | 21923.7809 | 3219.6606 | 0 | 639
497
498 |  | 581 | Load Dispatching |  | F20 |  | 0 | 0 | 0 | 0 | 0 | 0 | 0 | 0 | 0 | 644
499
500 |  | 582 | Station Expense |  | F120 |  | 0 | 0 | 0 | 0 | 0 | 0 | 0 | 0 | 0 | 649
501
502 |  | 583 | Overhead Line Expenses |  | F132 |  | 342496.18 | 208533.8337 | 47669.1749 | 51510.3884 | 19648.0402 | 0 | 14809.1057 | 325.6372 | 0 | 654
503
504 |  | 584 | Underground Line Expense |  | F133 |  | 0 | 0 | 0 | 0 | 0 | 0 | 0 | 0 | 0 | 659
505
506 |  | 585 | Street Lighting & Signal Systems |  | F130 |  | 0 | 0 | 0 | 0 | 0 | 0 | 0 | 0 | 0 | 664
507
508 |  | 586 | Meter Expenses |  | F127 |  | 0 | 0 | 0 | 0 | 0 | 0 | 0 | 0 | 0 | 669
509
510 |  | 587 | Customer Installation Expenses |  | F20 |  | 1427832.46 | 719231.4897 | 181845.3233 | 245651.0745 | 93700.7531 | 115640.4521 | 70624.0595 | 1139.3078 | 0 | 674
511
512 |  | 588 | Misc. Distribution Expenses |  | F131 |  | 55123.6224 | 33377.2111 | 8340.3452 | 7323.7284 | 2731.7057 | 971.8229 | 2074.1985 | 304.6106 | 0 | 680
513
514 |  | 589 | Rents |  | F131 |  | 57942.7543 | 35084.1882 | 8766.8871 | 7698.2784 | 2871.4106 | 1021.5239 | 2180.2771 | 320.1889 | 0 | 685
515
516 |  | 590 | Maint Supervision & Engineering |  | F131 |  | 157304.2644 | 95247.3261 | 23800.5381 | 20899.4557 | 7795.3687 | 2773.2556 | 5919.0643 | 869.256 | 0 | 690
517
518 |  | 591 | Maintenance of Structures |  | F119 |  | 71295.7286 | 35913.2703 | 9080.0533 | 12266.0556 | 4678.7446 | 5774.2561 | 3526.4598 | 56.8889 | 0 | 695
519
520 |  | 592 | Maint of Station Equipment |  | F120 |  | 0 | 0 | 0 | 0 | 0 | 0 | 0 | 0 | 0 | 700
521
522 |  | 593 | Maintenance of Overhead Lines |  | F134 |  | 10215315.0498 | 6464118.2329 | 1621725.0365 | 1282862.1527 | 481043.1408 | 0 | 357701.0057 | 7865.4811 | 0 | 705
523
524 |  | 594 | Maint of Underground Lines |  | F135 |  | 1487257.883 | 1021815.6149 | 240487.2361 | 144153.8874 | 50914.7469 | 0 | 28784.7769 | 1101.6206 | 0 | 710
525
526 |  | 595 | Maint of Line Transformers |  | F125 |  | 0 | 0 | 0 | 0 | 0 | 0 | 0 | 0 | 0 | 715
527
528 |  | 596 | Maint of Street Lighting & Signals |  | F130 |  | 59079.09 | 0 | 0 | 0 | 0 | 0 | 0 | 59079.09 | 0 | 720
529
530 |  | 597 | Maintenance of Meters |  | F127 |  | 0 | 0 | 0 | 0 | 0 | 0 | 0 | 0 | 0 | 725
531
532 |  | 598 | Maint of Misc. Distribution Plant |  | F131 |  | 520664.1422 | 315260.7944 | 78777.8182 | 69175.4748 | 25802.0275 | 9179.2472 | 19591.6146 | 2877.1656 | 0 | 730
533
534 |  | TOTAL DISTRIBUTION EXPENSE |  |  |  |  | 14976954.659 | 9281371.0875 | 2308647.8642 | 1918950.5503 | 718059.4133 | 145632.4934 | 527134.3429 | 77158.9073 | 0
535
536
537 | [6 empty] | D: CUSTOMER ACCOUNTS EXPENSE
538
539
540 |  | 901 | Supervision |  | F136 |  | 0 | 0 | 0 | 0 | 0 | 0 | 0 | 0 | 0 | 737
541
542 |  | 902 | Meter Reading Expense |  | F41 |  | 0 | 0 | 0 | 0 | 0 | 0 | 0 | 0 | 0 | 742
543
544 |  | 903 | Customer Receipts & Collections |  | F42 |  | 0 | 0 | 0 | 0 | 0 | 0 | 0 | 0 | 0 | 747
545
546 |  | 904 | Uncollectible Accounts |  | F80 |  | 0 | 0 | 0 | 0 | 0 | 0 | 0 | 0 | 0 | 753
547
548 |  | 905 | Misc. Customer Accounts Exp |  | F136 |  | 0 | 0 | 0 | 0 | 0 | 0 | 0 | 0 | 0 | 758
549
550 |  | TOTAL CUSTOMER ACCOUNTS EXPENSE |  |  |  |  | 0 | 0 | 0 | 0 | 0 | 0 | 0 | 0 | 0
551
552 |  | Distribution - METER - Unbundled |  |  |  |  | D: CUSTOMER SERVICE EXPENSE
553
554 |  | A |  | B | C |  | D | E | F | G | H | I | J | K
555 |  | FERC ACCT |  | DESCRIPTION | COS Factor |  | Washington Jurisdiction Normalized | Residential Schedule 16 | Small General Service Schedule 24 | Large General Service < 1,000 kW Schedule 36 | Large General Service > 1,000 kW Schedule 48 | Large General Dedicated Facilities Schedule 48 | Agricultural Pumping Schedule 40 | Street & Area Lighting Sch. 15, 51-54, 57
556 |  | 907 | Supervision |  | F40 |  | 0 | 0 | 0 | 0 | 0 | 0 | 0 | 0 | 0 | 765
557
558 |  | 908 | Customer Assistance |  | F40 |  | 0 | 0 | 0 | 0 | 0 | 0 | 0 | 0 | 0 | 770
559
560 |  | 909 | Informational & Instructional Adv |  | F40 |  | 0 | 0 | 0 | 0 | 0 | 0 | 0 | 0 | 0 | 776
561
562 |  | 910 | Misc. Customer Service |  | F40 |  | 0 | 0 | 0 | 0 | 0 | 0 | 0 | 0 | 0 | 781
563
564 |  | TOTAL CUSTOMER SERVICE EXPENSE |  |  |  |  | 0 | 0 | 0 | 0 | 0 | 0 | 0 | 0 | 0
565
566
567 | [6 empty] | D: SALES EXPENSE
568
569
570 |  | 911 | Supervision |  | F40 |  | 0 | 0 | 0 | 0 | 0 | 0 | 0 | 0 | 0 | 788
571
572 |  | 912 | Demonstration & Selling Expense |  | F40 |  | 0 | 0 | 0 | 0 | 0 | 0 | 0 | 0 | 0 | 793
573
574 |  | 913 | Advertising Expense |  | F40 |  | 0 | 0 | 0 | 0 | 0 | 0 | 0 | 0 | 0 | 798
575
576 |  | 916 | Misc. Sales Expense |  | F40 |  | 0 | 0 | 0 | 0 | 0 | 0 | 0 | 0 | 0 | 803
577
578 |  | TOTAL SALES EXPENSE |  |  |  |  | 0 | 0 | 0 | 0 | 0 | 0 | 0 | 0 | 0
579
580
581 | [6 empty] | D: ADMINISTRATION & GENERAL EXPENSE
582
583
584 |  | 920 | Administrative & General Salaries |  | F102D |  | 0 | 0 | 0 | 0 | 0 | 0 | 0 | 0 | 0 | 809
585 |  |  |  | Customer - System | F42 |  | 0 | 0 | 0 | 0 | 0 | 0 | 0 | 0 | 0 | 810
586 |  |  |  | System Overheads | F102D |  | 0 | 0 | 0 | 0 | 0 | 0 | 0 | 0 | 0 | 811
587 |  |  |  | Administrative & General Salaries |  |  | 0 | 0 | 0 | 0 | 0 | 0 | 0 | 0 | 0
588
589 |  | 921 | Office Supplies & expenses |  | F102D |  | 0 | 0 | 0 | 0 | 0 | 0 | 0 | 0 | 0 | 815
590 |  |  |  | Customer - System | F42 |  | 0 | 0 | 0 | 0 | 0 | 0 | 0 | 0 | 0 | 816
591 |  |  |  | System Overheads | F102D |  | 0 | 0 | 0 | 0 | 0 | 0 | 0 | 0 | 0 | 817
592 |  |  |  | Office Supplies & expenses |  |  | 0 | 0 | 0 | 0 | 0 | 0 | 0 | 0 | 0
593
594 |  | 922 | A&G Expenses Transferred |  | F102D |  | 0 | 0 | 0 | 0 | 0 | 0 | 0 | 0 | 0 | 821
595
596 |  | 923 | Outside Services |  | F102D |  | 0 | 0 | 0 | 0 | 0 | 0 | 0 | 0 | 0 | 825
597 |  |  |  | Customer - System | F42 |  | 0 | 0 | 0 | 0 | 0 | 0 | 0 | 0 | 0 | 826
598 |  |  |  | System Overheads | F102D |  | 0 | 0 | 0 | 0 | 0 | 0 | 0 | 0 | 0 | 827
599 |  |  |  | JBG | F102D |  | 0 | 0 | 0 | 0 | 0 | 0 | 0 | 0 | 0 | 828
600 |  |  |  | System Overheads | F102D |  | 0 | 0 | 0 | 0 | 0 | 0 | 0 | 0 | 0 | 829
601 |  |  |  | Outside Services |  |  | 0 | 0 | 0 | 0 | 0 | 0 | 0 | 0 | 0
602
603 |  | 924 | Property Insurance
604 |  |  |  | S | F102D |  | 0 | 0 | 0 | 0 | 0 | 0 | 0 | 0 |  | 833
605 |  |  |  | CAGW | F102D |  | 0 | 0 | 0 | 0 | 0 | 0 | 0 | 0 |  | 834
606 |  |  |  | SO | F102D |  | 0 | 0 | 0 | 0 | 0 | 0 | 0 | 0 |  | 835
607
608 |  | 925 | Injuries & Damages |  | F102D |  | 0 | 0 | 0 | 0 | 0 | 0 | 0 | 0 | 0 | 839
609 |  |  | Injuries & Damages |  | F102D |  | 0 | 0 | 0 | 0 | 0 | 0 | 0 | 0 | 0 | 840
610
611 |  | 926 | Employee Pensions & Benefits |  | F138D |  | 0 | 0 | 0 | 0 | 0 | 0 | 0 | 0 | 0 | 847
612
613 |  | 927 | Franchise Requirements |  | F102 |  | 0 | 0 | 0 | 0 | 0 | 0 | 0 | 0 | 0 | 852
614
615 |  | 928 | Regulatory Commission Expense |  | F141 |  | 0 | 0 | 0 | 0 | 0 | 0 | 0 | 0 | 0 | 859
616 |  |  |  | Regulatory Expense | F141 |  | 0 | 0 | 0 | 0 | 0 | 0 | 0 | 0 | 0 | 860
617
618 |  | 929 | Duplicate Charges |  | F138D |  | 0 | 0 | 0 | 0 | 0 | 0 | 0 | 0 | 0 | 868
619
620 |  | 930 | Misc General Expenses
621 |  |  |  | Situs | F138D |  | 0 | 0 | 0 | 0 | 0 | 0 | 0 | 0 | 0 | 871
622 |  |  |  | Customer | F138D |  | 0 | 0 | 0 | 0 | 0 | 0 | 0 | 0 | 0 | 872
623 |  |  |  | Labor | F138D |  | 0 | 0 | 0 | 0 | 0 | 0 | 0 | 0 | 0 | 873
624 |  |  |  | Labor | F138D |  | 0 | 0 | 0 | 0 | 0 | 0 | 0 | 0 | 0 | 874
625 |  |  |  | Customer | F138D |  | 0 | 0 | 0 | 0 | 0 | 0 | 0 | 0 | 0 | 875
626
627 |  | 931 | Rents |  | F102D |  | 0 | 0 | 0 | 0 | 0 | 0 | 0 | 0 | 0 | 881
628
629 |  | 935 | Maintenance of General Plant |  | F108 |  | 0 | 0 | 0 | 0 | 0 | 0 | 0 | 0 | 0 | 887
630
631 |  | TOTAL ADMINISTRATIVE & GEN EXPENSE |  |  |  |  | 0 | 0 | 0 | 0 | 0 | 0 | 0 | 0 | 0
632
633
634 |  | TOTAL O & M EXPENSE |  |  |  |  | 14976954.659 | 9281371.0875 | 2308647.8642 | 1918950.5503 | 718059.4133 | 145632.4934 | 527134.3429 | 77158.9073 | 0
635
636 |  | Distribution - METER - Unbundled |  |  |  |  | D: DEPRECIATION EXPENSE
637
638 |  | A |  | B | C |  | D | E | F | G | H | I | J | K
639 |  | FERC ACCT |  | DESCRIPTION | COS Factor |  | Washington Jurisdiction Normalized | Residential Schedule 16 | Small General Service Schedule 24 | Large General Service < 1,000 kW Schedule 36 | Large General Service > 1,000 kW Schedule 48 | Large General Dedicated Facilities Schedule 48 | Agricultural Pumping Schedule 40 | Street & Area Lighting Sch. 15, 51-54, 57
640 |  | 403SP | Steam Depreciation |  | F10 |  | 0 | 0 | 0 | 0 | 0 | 0 | 0 | 0 | 0 | 900
641
642 |  | 403NP | Nuclear Depreciation |  | F10 |  | 0 | 0 | 0 | 0 | 0 | 0 | 0 | 0 | 0 | 904
643
644 |  | 403HP | Hydro Depreciation |  | F10 |  | 0 | 0 | 0 | 0 | 0 | 0 | 0 | 0 | 0 | 913
645
646 |  | 403OP | Other Generation Depreciation |  | F10 |  | 0 | 0 | 0 | 0 | 0 | 0 | 0 | 0 | 0 | 916
647 |  |  |  | SG | F10 |  | 0 | 0 | 0 | 0 | 0 | 0 | 0 | 0 | 0 | 917
648 |  |  |  | CAGW | F10 |  | 0 | 0 | 0 | 0 | 0 | 0 | 0 | 0 | 0 | 918
649 |  |  |  | CAGE | F10 |  | 0 | 0 | 0 | 0 | 0 | 0 | 0 | 0 | 0 | 919
650 |  |  |  | SG | F10 |  | 0 | 0 | 0 | 0 | 0 | 0 | 0 | 0 | 0 | 920
651 |  |  |  | CAGE | F10 |  | 0 | 0 | 0 | 0 | 0 | 0 | 0 | 0 | 0 | 921
652 |  |  |  | Total 403OP |  |  | 0 | 0 | 0 | 0 | 0 | 0 | 0 | 0 | 0
653
654 |  | 403TP | Transmission Depreciation |  | F106 |  | 0 | 0 | 0 | 0 | 0 | 0 | 0 | 0 | 0 | 929
655
656 |  | 403 | Distribution Depreciation
657 |  |  |  | Land Rights | F118 |  | 15788.8999 | 8654.1253 | 2188.0469 | 2955.7871 | 1127.4507 | 0 | 849.7813 | 13.7087 | 0 | 932
658 |  |  |  | Structures | F119 |  | 113740.4295 | 57293.6257 | 14485.7088 | 19568.4434 | 7464.1558 | 9211.8614 | 5625.8777 | 90.7567 | 0 | 933
659 |  |  |  | Station Equip | F120 |  | 0 | 0 | 0 | 0 | 0 | 0 | 0 | 0 | 0 | 934
660 |  |  |  | Poles & Towers | F121 |  | 4309860.9898 | 2522954.6544 | 598853.7944 | 709489.3771 | 270626.4936 | 0 | 203976.3924 | 3960.2779 | 0 | 936
661 |  |  |  | OH Conductors | F122 |  | 2224033.9416 | 1427553.978 | 310270.1219 | 290002.4847 | 110618.0841 | 0 | 83374.9772 | 2214.2958 | 0 | 937
662 |  |  |  | UG Conduit | F123 |  | 583549.3439 | 410877.3553 | 81768.494 | 54090.2587 | 20632.1018 | 0 | 15550.8119 | 630.3223 | 0 | 938
663 |  |  |  | UG Conductor | F124 |  | 908630.2495 | 628711.6513 | 127210.4592 | 90921.2283 | 34680.8479 | 0 | 26139.622 | 966.4407 | 0 | 939
664 |  |  |  | Line Transformer | F125 |  | 0 | 0 | 0 | 0 | 0 | 0 | 0 | 0 | 0 | 940
665 |  |  |  | Services | F126 |  | 0 | 0 | 0 | 0 | 0 | 0 | 0 | 0 | 0 | 941
666 |  |  |  | Meters | F127 |  | 0 | 0 | 0 | 0 | 0 | 0 | 0 | 0 | 0 | 942
667 |  |  |  | Inst Cust Premises | F128 |  | 21783.4434 | 0 | 0 | 0 | 0 | 0 | 0 | 21783.4434 | 0 | 943
668 |  |  |  | Leased Property | F129 |  | 0 | 0 | 0 | 0 | 0 | 0 | 0 | 0 | 0 | 944
669 |  |  |  | Street Lighting | F130 |  | 128715.607 | 0 | 0 | 0 | 0 | 0 | 0 | 128715.607 | 0 | 945
670 |  |  | Total Distribution Expense |  |  |  | 8306102.9045 | 5056045.39 | 1134776.6251 | 1167027.5792 | 445149.1338 | 9211.8614 | 335517.4625 | 158374.8524 | 0
671
672 |  | 403GP | General Depreciation
673 |  |  |  | S | F107D |  | 393960.0492 | 240995.1952 | 65953.0866 | 44145.1853 | 15021.7143 | 4263.2053 | 20220.9602 | 3360.7024 | 0 | 949
674 |  |  |  | DGP | F105D |  | 0 | 0 | 0 | 0 | 0 | 0 | 0 | 0 | 0 | 950
675 |  |  |  | DGU | F105D |  | 0 | 0 | 0 | 0 | 0 | 0 | 0 | 0 | 0 | 951
676 |  |  |  | SE | F10 |  | 0 | 0 | 0 | 0 | 0 | 0 | 0 | 0 | 0 | 952
677 |  |  |  | CN | F42 |  | 0 | 0 | 0 | 0 | 0 | 0 | 0 | 0 | 0 | 953
678 |  |  |  | SG/CAGW/CAGE | F105D |  | 0 | 0 | 0 | 0 | 0 | 0 | 0 | 0 | 0 | 954
679 |  |  |  | SO | F102D |  | 237328.3327 | 145179.6647 | 39731.2776 | 26593.8215 | 9049.3399 | 2568.2284 | 12181.4554 | 2024.5451 | 0 | 955
680 |  |  |  | CAEW | F105D |  | 0 | 0 | 0 | 0 | 0 | 0 | 0 | 0 | 0 | 956
681 |  |  |  | JBG | F105D |  | 0 | 0 | 0 | 0 | 0 | 0 | 0 | 0 | 0 | 957
682 |  |  |  | JBE | F10 |  | 0 | 0 | 0 | 0 | 0 | 0 | 0 | 0 | 0 | 958
683 |  |  | Total General Expense |  |  |  | 631288.3819 | 386174.86 | 105684.3641 | 70739.0068 | 24071.0542 | 6831.4337 | 32402.4155 | 5385.2476 | 0
684
685 |  | 403GV0 | General Vehicles |  | F105D |  | 0 | 0 | 0 | 0 | 0 | 0 | 0 | 0 | 0 | 962
686
687 |  | 403MP | Mining Depreciation |  | F10 |  | 0 | 0 | 0 | 0 | 0 | 0 | 0 | 0 | 0 | 966
688
689 |  | 403EP | Experimental Plant Depreciation |  | F10 |  | 0 | 0 | 0 | 0 | 0 | 0 | 0 | 0 | 0 | 972
690
691
692 |  | TOTAL DEPRECIATION EXPENSE |  |  |  |  | 8937391.2863 | 5442220.2499 | 1240460.9893 | 1237766.5861 | 469220.188 | 16043.295 | 367919.8781 | 163760.1 | 0
693
694 | [6 empty] | D: AMORTIZATION EXPENSE
695
696
697 |  | 404CLG | Amort of LT Plant - Cap. Lease Gen
698 |  |  |  | S | F12 |  | 40622.6274 | 16958.8222 | 5292.5184 | 8710.4172 | 3498.8134 | 4596.9959 | 1498.4432 | 66.617 | 0 | 977
699 |  |  |  | SG/CAGW | F10 |  | 0 | 0 | 0 | 0 | 0 | 0 | 0 | 0 | 0 | 978
700 |  |  |  | SO | F102D |  | 1016.2509 | 621.666 | 170.1312 | 113.876 | 38.7497 | 10.9973 | 52.1616 | 8.6692 | 0 | 979
701 |  |  |  | DGU | F10 | [10 empty] | 980
702 |  |  |  | CN | F42 |  | 0 | 0 | 0 | 0 | 0 | 0 | 0 | 0 | 0 | 981
703 |  |  |  | DGP | F10 |  | 0 | 0 | 0 | 0 | 0 | 0 | 0 | 0 | 0 | 982
704 |  |  |  | SG | F10 |  | 0 | 0 | 0 | 0 | 0 | 0 | 0 | 0 | 0 | 983
705 |  |  | Total Amort. Cap. Lease General |  |  |  | 41638.8783 | 17580.4882 | 5462.6496 | 8824.2932 | 3537.5631 | 4607.9932 | 1550.6048 | 75.2862 | 0
706
707 |  | 404CLS | Amort of LT Plant - Cap Lease Steam |  | F10 |  | 0 | 0 | 0 | 0 | 0 | 0 | 0 | 0 | 0 | 989
708
709 |  | 404IP | Amort of LT Plant - Intangible Plant
710 |  |  |  | S | F107D |  | 52.6231 | 32.1909 | 8.8097 | 5.8967 | 2.0065 | 0.56946 | 2.701 | 0.44891 | 0 | 992
711 |  |  |  | SE | F10 |  | 0 | 0 | 0 | 0 | 0 | 0 | 0 | 0 | 0 | 993
712 |  |  |  | SG | F105D |  | 0 | 0 | 0 | 0 | 0 | 0 | 0 | 0 | 0 | 994
713 |  |  |  | SO | F102D |  | 377382.3671 | 230854.2133 | 63177.8069 | 42287.5735 | 14389.6065 | 4083.8113 | 19370.0702 | 3219.2854 | 0 | 995
714 |  |  |  | CN | F42 |  | 0 | 0 | 0 | 0 | 0 | 0 | 0 | 0 | 0 | 996
715 |  |  |  | SG-P | F10 |  | 0 | 0 | 0 | 0 | 0 | 0 | 0 | 0 | 0 | 997
716 |  |  |  | SG-U | F10 |  | 0 | 0 | 0 | 0 | 0 | 0 | 0 | 0 | 0 | 998
717 |  |  |  | DGP | F10 |  | 0 | 0 | 0 | 0 | 0 | 0 | 0 | 0 | 0 | 999
718 |  |  |  | CAGE | F105D |  | 0 | 0 | 0 | 0 | 0 | 0 | 0 | 0 | 0 | 1000
719 |  |  |  | CAGE | F105D |  | 0 | 0 | 0 | 0 | 0 | 0 | 0 | 0 | 0 | 1001
720 |  |  |  | CAGW | F105D |  | 0 | 0 | 0 | 0 | 0 | 0 | 0 | 0 | 0 | 1002
721 |  |  |  | CAGE | F105D |  | 0 | 0 | 0 | 0 | 0 | 0 | 0 | 0 | 0 | 1003
722 |  |  |  | JBG | F105D |  | 0 | 0 | 0 | 0 | 0 | 0 | 0 | 0 | 0 | 1004
723 |  |  |  | CAEW | F10 |  | 0 | 0 | 0 | 0 | 0 | 0 | 0 | 0 | 0 | 1005
724 |  |  |  | CAEE | F10 |  | 0 | 0 | 0 | 0 | 0 | 0 | 0 | 0 | 0 | 1006
725 |  |  |  | DGU | F10 |  | 0 | 0 | 0 | 0 | 0 | 0 | 0 | 0 | 0 | 1007
726 |  |  | Total Amort. Intangible Plant |  |  |  | 377434.9902 | 230886.4042 | 63186.6166 | 42293.4702 | 14391.613 | 4084.3807 | 19372.7712 | 3219.7343 | 0
727
728 |  | Distribution - METER - Unbundled |  |  |  |  | D: AMORTIZATION EXPENSE (continued)
729
730
731 |  | A |  | B | C |  | D | E | F | G | H | I | J | K
732 |  | FERC ACCT |  | DESCRIPTION | COS Factor |  | Washington Jurisdiction Normalized | Residential Schedule 16 | Small General Service Schedule 24 | Large General Service < 1,000 kW Schedule 36 | Large General Service > 1,000 kW Schedule 48 | Large General Dedicated Facilities Schedule 48 | Agricultural Pumping Schedule 40 | Street & Area Lighting Sch. 15, 51-54, 57
733 |  | 404O | Amort of LT Plant - Other Plant |  | F10 |  | 0 | 0 | 0 | 0 | 0 | 0 | 0 | 0 | 0 | 1012
734
735 |  | 404HP | Amort of Other Electric Plant |  | F110 |  | 0 | 0 | 0 | 0 | 0 | 0 | 0 | 0 | 0 | 1020
736
737 |  | 405 | Amort of Other Electric Plant |  | F110 |  | 0 | 0 | 0 | 0 | 0 | 0 | 0 | 0 | 0 | 1028
738
739 |  | 406 | Amort of Plant Acquisition Adj |  | F10 |  | 0 | 0 | 0 | 0 | 0 | 0 | 0 | 0 | 0 | 1036
740
741 |  | 407 | Amort of Prop Losses, Unrec Plant, |  | F110 |  | 8133887.8995 | 4207642.6065 | 1126356.027 | 1302875.8561 | 511304.3881 | 627893.4224 | 315237.7944 | 42577.805 | 0 | 1049
742
743
744 |  | TOTAL AMORTIZATION EXPENSE |  |  |  |  | 8552961.7679 | 4456109.4989 | 1195005.2931 | 1353993.6194 | 529233.5642 | 636585.7964 | 336161.1704 | 45872.8256 | 0
745
746
747 | [6 empty] | D: TAX OTHER THAN INCOME
748
749
750 |  | 408 | Total Taxes Other Than Income |  | F101D |  | 3735467.2627 | 2311247.6464 | 600044.7723 | 418793.1029 | 145711.9584 | 51337.0613 | 182650.9339 | 25681.7875 | 0 | 1062
751
752
753 | [6 empty] | D: DEFERRED ITC
754
755
756 |  | 41140 | Deferred I T C - Federal |  | F101D |  | 0 | 0 | 0 | 0 | 0 | 0 | 0 | 0 | 0 | 1067
757
758 |  | 41141 | Deferred I T C - Idaho |  | F101D |  | 0 | 0 | 0 | 0 | 0 | 0 | 0 | 0 | 0 | 1072
759
760 |  | TOTAL DEFERRED ITC |  |  |  |  | 0 | 0 | 0 | 0 | 0 | 0 | 0 | 0 | 0
761
762
763 | [6 empty] | D: DEFERRED INCOME TAXES
764
765
766 |  | 41010 | Deferred Income Tax - Federal-DR |  | F101D |  | 1902821.6808 | 1177333.8707 | 305658.7361 | 213330.3654 | 74224.683 | 26150.7508 | 93041.1466 | 13082.1283 | 0 | 1120
767
768 |  | 41011 | Deferred Income Tax - State-DR |  | F101D |  | 0 | 0 | 0 | 0 | 0 | 0 | 0 | 0 | 0 | 1135
769
770 |  | 41110 | Deferred Income Tax - Federal-CR |  | F101D |  | -4177855.9363 | -2584967.0257 | -671107.6386 | -468390.4657 | -162968.5198 | -57416.8722 | -204282.1513 | -28723.263 | 0 | 1151
771
772 |  | 41111 | Deferred Income Tax - State-CR |  | F101D |  | 0 | 0 | 0 | 0 | 0 | 0 | 0 | 0 | 0 | 1166
773
774 |  | TOTAL DEFERRED INCOME TAXES |  |  |  |  | -2275034.2555 | -1407633.155 | -365448.9026 | -255060.1004 | -88743.8367 | -31266.1215 | -111241.0048 | -15641.1346 | 0
775
776
777
778
779
780 |  | 40911 | State Income Taxes |  | F101D |  | 0 | 0 | 0 | 0 | 0 | 0 | 0 | 0 | 0 | 1263
781
782 |  | 40910 | Federal Income Tax |  | F101D |  | 1694274.8439 | 1048299.5754 | 272158.9272 | 189949.6285 | 66089.7522 | 23284.6617 | 82843.9552 | 11648.3437 | 0 | 1296
783
784
785 |  | TOTAL OPERATING EXPENSES |  |  |  |  | 35622016.6781 | 21131615.368 | 5250869.0886 | 4864393.6257 | 1839571.1353 | 841617.3125 | 1385469.3168 | 308480.8313 | 0
786
787
788 |  | Distribution - METER - Unbundled |  |  |  |  | D: STEAM GENERATION PLANT
789
790 |  | A |  | B | C |  | D | E | F | G | H | I | J | K
791 |  | FERC ACCT |  | DESCRIPTION | COS Factor |  | Washington Jurisdiction Normalized | Residential Schedule 16 | Small General Service Schedule 24 | Large General Service < 1,000 kW Schedule 36 | Large General Service > 1,000 kW Schedule 48 | Large General Dedicated Facilities Schedule 48 | Agricultural Pumping Schedule 40 | Street & Area Lighting Sch. 15, 51-54, 57
792 |  | 310 | Land and Land Rights |  | F10 |  | 0 | 0 | 0 | 0 | 0 | 0 | 0 | 0 | 0 | 1305
793 |  |  |  |  | F10 |  | 0 | 0 | 0 | 0 | 0 | 0 | 0 | 0 | 0 | 1306
794 |  |  |  | JBG | F10 |  | 0 | 0 | 0 | 0 | 0 | 0 | 0 | 0 | 0 | 1308
795 |  |  |  | Total 310 |  |  | 0 | 0 | 0 | 0 | 0 | 0 | 0 | 0 | 0
796
797 |  | 311 | Structures and Improvements |  | F10 |  | 0 | 0 | 0 | 0 | 0 | 0 | 0 | 0 | 0 | 1316
798 |  |  |  |  | F10 |  | 0 | 0 | 0 | 0 | 0 | 0 | 0 | 0 | 0 | 1317
799 |  |  |  | JBG | F10 |  | 0 | 0 | 0 | 0 | 0 | 0 | 0 | 0 | 0 | 1319
800 |  |  |  | Total 311 |  |  | 0 | 0 | 0 | 0 | 0 | 0 | 0 | 0 | 0
801
802 |  | 312 | Boiler Plant Equipment
803 |  |  |  | SG | F10 |  | 0 | 0 | 0 | 0 | 0 | 0 | 0 | 0 | 0 | 1324
804 |  |  |  | S | F10 |  | 0 | 0 | 0 | 0 | 0 | 0 | 0 | 0 | 0 | 1325
805 |  |  |  | CAGW | F10 |  | 0 | 0 | 0 | 0 | 0 | 0 | 0 | 0 | 0 | 1326
806 |  |  |  | JBG | F10 |  | 0 | 0 | 0 | 0 | 0 | 0 | 0 | 0 | 0 | 1327
807 |  |  |  | Total 312 |  |  | 0 | 0 | 0 | 0 | 0 | 0 | 0 | 0 | 0
808
809 |  | 314 | Turbogenerator Units |  | F10 |  | 0 | 0 | 0 | 0 | 0 | 0 | 0 | 0 | 0 | 1333
810 |  |  |  |  | F10 |  | 0 | 0 | 0 | 0 | 0 | 0 | 0 | 0 | 0 | 1334
811 |  |  |  | JBG | F10 |  | 0 | 0 | 0 | 0 | 0 | 0 | 0 | 0 | 0 | 1336
812 |  |  |  | Total 314 |  |  | 0 | 0 | 0 | 0 | 0 | 0 | 0 | 0 | 0
813
814 |  | 315 | Accessory Electric Equipment |  | F10 |  | 0 | 0 | 0 | 0 | 0 | 0 | 0 | 0 | 0 | 1343
[5 empty] | F10 |  | 0 | 0 | 0 | 0 | 0 | 0 | 0 | 0 | 0 | 1344
816 |  |  |  | JBG | F10 |  | 0 | 0 | 0 | 0 | 0 | 0 | 0 | 0 | 0 | 1346
817 |  |  |  | Total 316 |  |  | 0 | 0 | 0 | 0 | 0 | 0 | 0 | 0 | 0
818
819 |  | 316 | Misc Power Plant Equipment |  | F10 |  | 0 | 0 | 0 | 0 | 0 | 0 | 0 | 0 | 0 | 1353
[5 empty] | F10 |  | 0 | 0 | 0 | 0 | 0 | 0 | 0 | 0 | 0 | 1354
821 |  |  |  | JBG | F10 |  | 0 | 0 | 0 | 0 | 0 | 0 | 0 | 0 | 0 | 1356
822 |  |  |  | Total 316 |  |  | 0 | 0 | 0 | 0 | 0 | 0 | 0 | 0 | 0
823
824 |  | S00 | Unclassified Steam Plant - Acct 300 |  | F10 |  | 0 | 0 | 0 | 0 | 0 | 0 | 0 | 0 | 0 | 1364
825
826
827
828 |  | Total Steam Generation Plant |  |  |  |  | 0 | 0 | 0 | 0 | 0 | 0 | 0 | 0 | 0
829
830
831 | [6 empty] | D: NUCLEAR GENERATION
832
833
834 |  | 320 | Land and Land Rights |  | F10 |  | 0 | 0 | 0 | 0 | 0 | 0 | 0 | 0 | 0 | 1370
835
836 |  | 321 | Structures and Improvements |  | F10 |  | 0 | 0 | 0 | 0 | 0 | 0 | 0 | 0 | 0 | 1374
837
838 |  | 322 | Reactor Plant Equipment |  | F10 |  | 0 | 0 | 0 | 0 | 0 | 0 | 0 | 0 | 0 | 1378
839
840 |  | 323 | Turbogenerator Units |  | F10 |  | 0 | 0 | 0 | 0 | 0 | 0 | 0 | 0 | 0 | 1382
841
842 |  | 324 | Land and Land Rights |  | F10 |  | 0 | 0 | 0 | 0 | 0 | 0 | 0 | 0 | 0 | 1386
843
844 |  | 325 | Misc. Power Plant Equipment |  | F10 |  | 0 | 0 | 0 | 0 | 0 | 0 | 0 | 0 | 0 | 1390
845
846 |  | N00 | Unclassified Nuclear Plt - Acct 300 |  | F10 |  | 0 | 0 | 0 | 0 | 0 | 0 | 0 | 0 | 0 | 1396
847
848 |  | Total Nuclear Generation Plant |  |  |  |  | 0 | 0 | 0 | 0 | 0 | 0 | 0 | 0 | 0
849
850
851 | [6 empty] | D: HYDRAULIC GENERATION PLANT
852
853
854 |  | 330 | Land and Land Rights |  | F10 |  | 0 | 0 | 0 | 0 | 0 | 0 | 0 | 0 | 0 | 1408
855
856 |  | 331 | Structures and Improvements |  | F10 |  | 0 | 0 | 0 | 0 | 0 | 0 | 0 | 0 | 0 | 1417
857
858 |  | 332 | Reservoirs, Dams & Waterways |  | F10 |  | 0 | 0 | 0 | 0 | 0 | 0 | 0 | 0 | 0 | 1426
859
860 |  | 333 | Water Wheel, Turbines, & Generators |  | F10 |  | 0 | 0 | 0 | 0 | 0 | 0 | 0 | 0 | 0 | 1435
861
862 |  | 334 | Accessory Electric Equipment |  | F10 |  | 0 | 0 | 0 | 0 | 0 | 0 | 0 | 0 | 0 | 1444
863
864 |  | 335 | Misc. Power Plant Equipment |  | F10 |  | 0 | 0 | 0 | 0 | 0 | 0 | 0 | 0 | 0 | 1453
865
866 |  | 336 | Roads, Railroads & Bridges |  | F10 |  | 0 | 0 | 0 | 0 | 0 | 0 | 0 | 0 | 0 | 1462
867
868 |  | H00 | Unclassified Hydro Plant - Acct 300 |  | F10 |  | 0 | 0 | 0 | 0 | 0 | 0 | 0 | 0 | 0 | 1468
869
870 |  | Total Hydraulic Plant |  |  |  |  | 0 | 0 | 0 | 0 | 0 | 0 | 0 | 0 | 0
871
872 |  | Distribution - METER - Unbundled
873 |  | A |  | B | C |  | D | E | F | G | H | I | J | K
874 |  | FERC ACCT |  | DESCRIPTION | COS Factor |  | Washington Jurisdiction Normalized | Residential Schedule 16 | Small General Service Schedule 24 | Large General Service < 1,000 kW Schedule 36 | Large General Service > 1,000 kW Schedule 48 | Large General Dedicated Facilities Schedule 48 | Agricultural Pumping Schedule 40 | Street & Area Lighting Sch. 15, 51-54, 57
875 |  | 340 | Land and Land Rights |  | F10 |  | 0 | 0 | 0 | 0 | 0 | 0 | 0 | 0 | 0 | 1480
876 |  |  |  | Total 340 |  |  | 0 | 0 | 0 | 0 | 0 | 0 | 0 | 0 | 0
877
878 |  | 341 | Structures and Improvements |  | F10 |  | 0 | 0 | 0 | 0 | 0 | 0 | 0 | 0 | 0 | 1488
879 |  |  |  | Total 341 |  |  | 0 | 0 | 0 | 0 | 0 | 0 | 0 | 0 | 0
880
881 |  | 342 | Fuel Holders, Producers & Access |  | F10 |  | 0 | 0 | 0 | 0 | 0 | 0 | 0 | 0 | 0 | 1496
882 |  |  |  | Total 342 |  |  | 0 | 0 | 0 | 0 | 0 | 0 | 0 | 0 | 0
883
884 |  | 343 | Prime Movers |  | F10 |  | 0 | 0 | 0 | 0 | 0 | 0 | 0 | 0 | 0 | 1505
885 |  |  |  | Total 343 |  |  | 0 | 0 | 0 | 0 | 0 | 0 | 0 | 0 | 0
886
887 |  | 344 | Generators |  | F10 |  | 0 | 0 | 0 | 0 | 0 | 0 | 0 | 0 | 0 | 1514
888 |  |  |  | Total 344 |  |  | 0 | 0 | 0 | 0 | 0 | 0 | 0 | 0 | 0
889
890 |  | 345 | Accessory Electric Plant |  | F10 |  | 0 | 0 | 0 | 0 | 0 | 0 | 0 | 0 | 0 | 1522
891 |  |  |  | Total 345 |  |  | 0 | 0 | 0 | 0 | 0 | 0 | 0 | 0 | 0
892
893 |  | 346 | Misc. Power Plant Equipment |  | F10 |  | 0 | 0 | 0 | 0 | 0 | 0 | 0 | 0 | 0 | 1529
894
895 |  | O00 | Unclassified Other Prod - Acct 300 |  | F10 |  | 0 | 0 | 0 | 0 | 0 | 0 | 0 | 0 | 0 | 1534
896
897 |  | Total Other Generation Plant |  |  |  |  | 0 | 0 | 0 | 0 | 0 | 0 | 0 | 0 | 0
898
899 |  | Experimental Plant
900 |  | 103 | Experimental Plant |  | F10 |  | 0 | 0 | 0 | 0 | 0 | 0 | 0 | 0 | 0 | 1540
901
902 |  | TOTAL GENERATION PLANT |  |  |  |  | 0 | 0 | 0 | 0 | 0 | 0 | 0 | 0 | 0
903
904 | [6 empty] | D: TRANSMISSION PLANT
905 |  | 350 | Land and Land Rights
906 |  |  |  | Demand | F12 |  | 0 | 0 | 0 | 0 | 0 | 0 | 0 | 0 | 0 | 1549
907 |  |  |  | Direct Assigned | A | 0 | 0 | 0 | 0 | 0 | 0 | 0 | 0 | 0 | 0
908 | [6 empty] | 0 | 0 | 0 | 0 | 0 | 0 | 0 | 0 | 0
909 |  | 352 | Structures and Improvements
910 |  |  |  | Demand | F12 |  | 0 | 0 | 0 | 0 | 0 | 0 | 0 | 0 | 0 | 1556
911 |  |  |  | Direct Assigned | A | 0 | 0 | 0 | 0 | 0 | 0 | 0 | 0 | 0 | 0
912 | [6 empty] | 0 | 0 | 0 | 0 | 0 | 0 | 0 | 0 | 0
913 |  | 353 | Station Equipment
914 |  |  |  | Demand | F12 |  | 0 | 0 | 0 | 0 | 0 | 0 | 0 | 0 | 0 | 1562
915 |  |  |  | Direct Assigned | A | 0 | 0 | 0 | 0 | 0 | 0 | 0 | 0 | 0 | 0
916 | [6 empty] | 0 | 0 | 0 | 0 | 0 | 0 | 0 | 0 | 0
917 |  | 354 | Towers and Fixtures
918 |  |  |  | Demand | F12 |  | 0 | 0 | 0 | 0 | 0 | 0 | 0 | 0 | 0 | 1568
919 |  |  |  | Direct Assigned | A | 0 | 0 | 0 | 0 | 0 | 0 | 0 | 0 | 0 | 0
920 | [6 empty] | 0 | 0 | 0 | 0 | 0 | 0 | 0 | 0 | 0
921 |  | 355 | Poles and Fixtures
922 |  |  |  | Demand | F12 |  | 0 | 0 | 0 | 0 | 0 | 0 | 0 | 0 | 0 | 1575
923 |  |  |  | Direct Assigned | A | 0 | 0 | 0 | 0 | 0 | 0 | 0 | 0 | 0 | 0
924 | [6 empty] | 0 | 0 | 0 | 0 | 0 | 0 | 0 | 0 | 0
925 |  | 356 | Overhead Conductors
926 |  |  |  | Demand | F12 |  | 0 | 0 | 0 | 0 | 0 | 0 | 0 | 0 | 0 | 1581
927 |  |  |  | Direct Assigned | A | 0 | 0 | 0 | 0 | 0 | 0 | 0 | 0 | 0 | 0
928 | [6 empty] | 0 | 0 | 0 | 0 | 0 | 0 | 0 | 0 | 0
929 |  | 357 | Underground Conduit
930 |  |  |  | Demand | F12 |  | 0 | 0 | 0 | 0 | 0 | 0 | 0 | 0 | 0 | 1587
931 |  |  |  | Direct Assigned | A | 0 | 0 | 0 | 0 | 0 | 0 | 0 | 0 | 0 | 0
932 | [6 empty] | 0 | 0 | 0 | 0 | 0 | 0 | 0 | 0 | 0
933 |  | 358 | Underground Conductors
934 |  |  |  | Demand | F12 |  | 0 | 0 | 0 | 0 | 0 | 0 | 0 | 0 | 0 | 1593
935 |  |  |  | Direct Assigned | A | 0 | 0 | 0 | 0 | 0 | 0 | 0 | 0 | 0 | 0
936 | [6 empty] | 0 | 0 | 0 | 0 | 0 | 0 | 0 | 0 | 0
937 |  | 359 | Roads and Trails
938 |  |  |  | Demand | F12 |  | 0 | 0 | 0 | 0 | 0 | 0 | 0 | 0 | 0 | 1599
939 |  |  |  | Direct Assigned | A | 0 | 0 | 0 | 0 | 0 | 0 | 0 | 0 | 0 | 0
940 | [6 empty] | 0 | 0 | 0 | 0 | 0 | 0 | 0 | 0 | 0
941
942 |  | T00 | Unclassified Trans Plant - Acct 300 |  | F10 |  | 0 | 0 | 0 | 0 | 0 | 0 | 0 | 0 | 0 | 1604
943 |  | TS0 | Unclassified Trans Sub - Acct 300 |  | F10 |  | 0 | 0 | 0 | 0 | 0 | 0 | 0 | 0 | 0 | 1608
944
945 |  | TOTAL TRANSMISSION PLANT |  |  |  |  | 0 | 0 | 0 | 0 | 0 | 0 | 0 | 0 | 0
946 |  | Distribution - METER - Unbundled |  |  |  |  | D: DISTRIBUTION PLANT
947 |  | A |  | B | C |  | D | E | F | G | H | I | J | K
948 |  | FERC ACCT |  | DESCRIPTION | COS Factor |  | Washington Jurisdiction Normalized | Residential Schedule 16 | Small General Service Schedule 24 | Large General Service < 1,000 kW Schedule 36 | Large General Service > 1,000 kW Schedule 48 | Large General Dedicated Facilities Schedule 48 | Agricultural Pumping Schedule 40 | Street & Area Lighting Sch. 15, 51-54, 57
949
950 |  | 360 | Land and Land Rights
951 |  |  |  | Demand Primary | F20A |  | 1711216.4384 | 937942.5731 | 237142.6626 | 320351.1027 | 122194.2124 | 0 | 92100.1277 | 1485.7599 | 0 | 1614
952 |  |  |  | Assigned | A | 0.75934 | 0 | 0 | 0 | 0 | 0 | 0 | 0 | 0 | 0
953 | [6 empty] | 1711216.4384 | 937942.5731 | 237142.6626 | 320351.1027 | 122194.2124 | 0 | 92100.1277 | 1485.7599 | 0
954 |  | 361 | Structures and Improvements
955 |  |  |  | Demand Primary | F20 |  | 6939592.3356 | 3495629.5459 | 883809.8639 | 1193920.4083 | 455407.0915 | 562039.0469 | 343249.0825 | 5537.2966 | 0 | 1620
956 |  |  |  | Assigned | A | 0.75934 | 0 | 0 | 0 | 0 | 0 | 0 | 0 | 0 | 0
957 | [6 empty] | 6939592.3356 | 3495629.5459 | 883809.8639 | 1193920.4083 | 455407.0915 | 562039.0469 | 343249.0825 | 5537.2966 | 0
958 |  | 362 | Station Equipment
959 |  |  |  | Demand Primary | F20A |  | 0 | 0 | 0 | 0 | 0 | 0 | 0 | 0 | 0 | 1626
960 |  |  |  | Assigned | A | 0 | 0 | 0 | 0 | 0 | 0 | 0 | 0 | 0 | 0
961 | [6 empty] | 0 | 0 | 0 | 0 | 0 | 0 | 0 | 0 | 0
962 |  | 364 | Poles, Towers & Fixtures
963 |  |  |  | Demand Primary | F20A | 1 | 114395926.1794 | 62702067.9221 | 15853140.4391 | 21415678.5065 | 8168762.1671 | 0 | 6156953.1335 | 99324.0112 | 0 | 1632
964 |  |  |  | Demand Secondary | F22 | 1 | 15695658.4795 | 13452399.6548 | 2223043.2886 | 0 | 0 | 0 | 0 | 20215.5361 | 0
965 |  |  |  | Assigned | A | 1 | 0 | 0 | 0 | 0 | 0 | 0 | 0 | 0 | 0
966 | [6 empty] | 130091584.6589 | 76154467.5769 | 18076183.7278 | 21415678.5065 | 8168762.1671 | 0 | 6156953.1335 | 119539.5472 | 0
967 |  | 365 | Overhead Conductors
968 |  |  |  | Demand Primary | F20A | 1 | 64432325.7642 | 35316293.1704 | 8929117.874 | 12062160.0792 | 4600971.0539 | 0 | 3467840.3616 | 55943.2251 | 0 | 1639
969 |  |  |  | Demand Secondary | F22 | 1 | 28072583.1354 | 24060386.3911 | 3976040.1015 | 0 | 0 | 0 | 0 | 36156.6428 | 0
970 |  |  |  | Assigned | A | 1 | 0 | 0 | 0 | 0 | 0 | 0 | 0 | 0 | 0
971 | [6 empty] | 92504908.8996 | 59376679.5614 | 12905157.9755 | 12062160.0792 | 4600971.0539 | 0 | 3467840.3616 | 92099.8679 | 0
972 |  | 366 | Underground Conduit
973 |  |  |  | Demand Primary | F20A | 1 | 12438380.755 | 6817657.0704 | 1723727.4397 | 2328547.6353 | 888197.4868 | 0 | 669451.5261 | 10799.5967 | 0 | 1646
974 |  |  |  | Demand Secondary | F22 | 1 | 12683008.5391 | 10870324.4223 | 1796348.7833 | 0 | 0 | 0 | 0 | 16335.3336 | 0
975 |  |  |  | Assigned | A | 1 | 0 | 0 | 0 | 0 | 0 | 0 | 0 | 0 | 0
976 | [6 empty] | 25121389.2942 | 17687981.4927 | 3520076.223 | 2328547.6353 | 888197.4868 | 0 | 669451.5261 | 27134.9303 | 0
977 |  | 367 | Underground Conductors
978 |  |  |  | Demand Primary | F20A | 1 | 21665806.7507 | 11875343.221 | 3002476.4746 | 4055983.1757 | 1547107.7373 | 0 | 1166084.853 | 18811.289 | 0 | 1653
979 |  |  |  | Demand Secondary | F22 | 1 | 18868060.5796 | 16171394.909 | 2672364.1761 | 0 | 0 | 0 | 0 | 24301.4946 | 0
980 |  |  |  | Assigned | A | 1 | 0 | 0 | 0 | 0 | 0 | 0 | 0 | 0 | 0
981 | [6 empty] | 40533867.3303 | 28046738.13 | 5674840.6507 | 4055983.1757 | 1547107.7373 | 0 | 1166084.853 | 43112.7836 | 0
982 |  | 368 | Line Transformers
983 |  |  |  | Demand Secondary | F21 |  | 0 | 0 | 0 | 0 | 0 | 0 | 0 | 0 | 0 | 1660
984 |  |  |  | Assigned | A | 0 | 0 | 0 | 0 | 0 | 0 | 0 | 0 | 0 | 0
985 | [6 empty] | 0 | 0 | 0 | 0 | 0 | 0 | 0 | 0 | 0
986 |  | 369 | Services
987 |  |  |  | Customer | F70 |  | 0 | 0 | 0 | 0 | 0 | 0 | 0 | 0 | 0 | 1666
988 |  |  |  | Assigned | A | 0 | 0 | 0 | 0 | 0 | 0 | 0 | 0 | 0 | 0
989 | [6 empty] | 0 | 0 | 0 | 0 | 0 | 0 | 0 | 0 | 0
990 |  | 370 | Meters
991 |  |  |  | Customer | F60A |  | 0 | 0 | 0 | 0 | 0 | 0 | 0 | 0 | 0 | 1673
992 |  |  |  | Assigned | A | 0 | 0 | 0 | 0 | 0 | 0 | 0 | 0 | 0 | 0
993 | [6 empty] | 0 | 0 | 0 | 0 | 0 | 0 | 0 | 0 | 0
994 |  | 371 | Install on Customers' Premises
995 |  |  |  | Demand Primary | F20 | 1 | 0 | 0 | 0 | 0 | 0 | 0 | 0 | 0 | 0 | 1679
996 |  |  |  | Demand Secondary | F22 | 1 | 0 | 0 | 0 | 0 | 0 | 0 | 0 | 0 | 0
997 |  |  |  | Assigned | A | 1 | 567696.8032 | 0 | 0 | 0 | 0 | 0 | 0 | 567696.8032 | 0
998 | [6 empty] | 567696.8032 | 0 | 0 | 0 | 0 | 0 | 0 | 567696.8032 | 0
999 |  | 372 | Leased Property
1000 |  |  |  | Demand Primary | F20 | 0 | 0 | 0 | 0 | 0 | 0 | 0 | 0 | 0 | 0 | 1686
1001 |  |  |  | Demand Secondary | F22 | 0 | 0 | 0 | 0 | 0 | 0 | 0 | 0 | 0 | 0
1002 |  |  |  | Assigned | A | 0 | 0 | 0 | 0 | 0 | 0 | 0 | 0 | 0 | 0
1003 | [6 empty] | 0 | 0 | 0 | 0 | 0 | 0 | 0 | 0 | 0
1004
1005 |  | 373 | Street Lights |  | A | 1 | 4359302.6673 | 0 | 0 | 0 | 0 | 0 | 0 | 4359302.6673 | 0 | 1695
1006
1007
1008 |  | D00 | Unclassified Dist Plant - Acct 300 |  | F22 |  | 8582265.1427 | 7355668.4987 | 1215542.9447 | 0 | 0 | 0 | 0 | 11053.6994 | 0 | 1698
1009 |  | DS0 | Unclassified Dist Sub - Acct 300 |  | F20 |  | 0 | 0 | 0 | 0 | 0 | 0 | 0 | 0 | 0 | 1702
1010 |  | TOTAL DISTRIBUTION PLANT |  |  |  |  | 310411823.5702 | 193055107.3786 | 42512754.0481 | 41376640.9077 | 15782639.749 | 562039.0469 | 11895679.0845 | 5226963.3554 | 0
1011
1012 |  | Distribution - METER - Unbundled |  |  |  |  | DISTRIBUTION PLANT D: GENERAL PLANT
1013
1014 |  | A |  | B | C |  | D | E | F | G | H | I | J | K
1015 |  | FERC ACCT |  | DESCRIPTION | COS Factor |  | Washington Jurisdiction Normalized | Residential Schedule 16 | Small General Service Schedule 24 | Large General Service < 1,000 kW Schedule 36 | Large General Service > 1,000 kW Schedule 48 | Large General Dedicated Facilities Schedule 48 | Agricultural Pumping Schedule 40 | Street & Area Lighting Sch. 15, 51-54, 57
1016 |  | 389 | Land and Land Rights
1017 |  |  |  | S | F107D |  | 371546.9443 | 227284.5395 | 62200.8953 | 41633.6853 | 14167.1016 | 4020.6637 | 19070.5529 | 3169.5059 | 0 | 1709
1018 |  |  |  | CN | F42 |  | 0 | 0 | 0 | 0 | 0 | 0 | 0 | 0 | 0 | 1710
1019 |  |  |  | DGU | F105D |  | 0 | 0 | 0 | 0 | 0 | 0 | 0 | 0 | 0 | 1711
1020 |  |  |  | SG | F105D |  | 0 | 0 | 0 | 0 | 0 | 0 | 0 | 0 | 0 | 1712
1021 |  |  |  | CAGW | F105D |  | 0 | 0 | 0 | 0 | 0 | 0 | 0 | 0 | 0 | 1713
1022 |  |  |  | CAGE | F105D |  | 0 | 0 | 0 | 0 | 0 | 0 | 0 | 0 | 0 | 1714
1023 |  |  |  | SO | F102D |  | 71430.1183 | 43695.5862 | 11958.1587 | 8004.1005 | 2723.6336 | 772.975 | 3666.325 | 609.3394 | 0 | 1715
1024 |  |  | Total Land & Land Rights |  |  |  | 442977.0625 | 270980.1257 | 74159.054 | 49637.7858 | 16890.7352 | 4793.6387 | 22736.8779 | 3778.8453 | 0
1025
1026 |  | 390 | Structures and Improvements
1027 |  |  |  | S | F107D |  | 4833234.7688 | 2956610.3442 | 809134.7123 | 541588.024 | 184291.4575 | 52302.44 | 248077.5598 | 41230.231 | 0 | 1719
1028 |  |  |  | CAEE | F105D |  | 0 | 0 | 0 | 0 | 0 | 0 | 0 | 0 | 0 | 1720
1029 |  |  |  | SE | F105D |  | 0 | 0 | 0 | 0 | 0 | 0 | 0 | 0 | 0 | 1721
1030 |  |  |  | CN | F42 |  | 0 | 0 | 0 | 0 | 0 | 0 | 0 | 0 | 0 | 1722
1031 |  |  |  | SG/CAGE/CAGW | F105D |  | 0 | 0 | 0 | 0 | 0 | 0 | 0 | 0 | 0 | 1723
1032 |  |  |  | CAGW | F105D |  | 0 | 0 | 0 | 0 | 0 | 0 | 0 | 0 | 0 | 1724
1033 |  |  |  | CAGE | F105D |  | 0 | 0 | 0 | 0 | 0 | 0 | 0 | 0 | 0 | 1725
1034 |  |  |  | JBG | F105D |  | 0 | 0 | 0 | 0 | 0 | 0 | 0 | 0 | 0 | 1726
1035 |  |  |  | SO | F102D |  | 1012831.1971 | 619574.1232 | 169558.6742 | 113492.7792 | 38619.2988 | 10960.2669 | 51986.0309 | 8640.024 | 0 | 1727
1036
1037 |  |  | Total Structures and Improvements |  |  |  | 5846065.9659 | 3576184.4674 | 978693.3864 | 655080.8032 | 222910.7563 | 63262.7069 | 300063.5907 | 49870.255 | 0
1038
1039 |  | 391 | Office Furniture & Equipment
1040 |  |  |  | S | F107D |  | 146143.3159 | 89399.5141 | 24465.9396 | 16376.0863 | 5572.4512 | 1581.4775 | 7501.162 | 1246.6853 | 0 | 1731
1041 |  |  |  | DGP | F105D |  | 0 | 0 | 0 | 0 | 0 | 0 | 0 | 0 | 0 | 1732
1042 |  |  |  | DGU | F105D |  | 0 | 0 | 0 | 0 | 0 | 0 | 0 | 0 | 0 | 1733
1043 |  |  |  | CN | F42 |  | 0 | 0 | 0 | 0 | 0 | 0 | 0 | 0 | 0 | 1734
1044 |  |  |  | SG | F105D |  | 0 | 0 | 0 | 0 | 0 | 0 | 0 | 0 | 0 | 1735
1045 |  |  |  | SE | F10 |  | 0 | 0 | 0 | 0 | 0 | 0 | 0 | 0 | 0 | 1736
1046 |  |  |  | SO | F102D |  | 694123.3791 | 424612.5961 | 116203.6084 | 77779.9812 | 26466.9554 | 7511.3973 | 35627.575 | 5921.2657 | 0 | 1737
1047 |  |  |  | CAGW | F105D |  | 0 | 0 | 0 | 0 | 0 | 0 | 0 | 0 | 0 | 1738
1048 |  |  |  | CAGE | F105D |  | 0 | 0 | 0 | 0 | 0 | 0 | 0 | 0 | 0 | 1739
1049 |  |  |  | JBG | F105D |  | 0 | 0 | 0 | 0 | 0 | 0 | 0 | 0 | 0 | 1740
1050 |  |  |  | JBE | F10 |  | 0 | 0 | 0 | 0 | 0 | 0 | 0 | 0 | 0 | 1741
1051 |  |  |  | CAEE | F105D |  | 0 | 0 | 0 | 0 | 0 | 0 | 0 | 0 | 0 | 1742
1052 |  |  |  | CAGE | F105D |  | 0 | 0 | 0 | 0 | 0 | 0 | 0 | 0 | 0 | 1743
1053 |  |  |  | CAGE | F105D |  | 0 | 0 | 0 | 0 | 0 | 0 | 0 | 0 | 0 | 1744
1054 |  |  | Total Office Furniture & Equipment |  |  |  | 840266.695 | 514012.1101 | 140669.548 | 94156.0675 | 32039.4066 | 9092.8748 | 43128.737 | 7167.951 | 0
1055
1056 |  | 392 | Transportation Equipment
1057 |  |  |  | S | F107D |  | 2151207.137 | 1315947.0992 | 360134.8685 | 241053.4721 | 82025.6242 | 23279.1055 | 110415.9518 | 18351.0157 | 0 | 1748
1058 |  |  |  | SO | F102D |  | 63969.8142 | 39131.932 | 10709.2247 | 7168.1362 | 2439.1719 | 692.2439 | 3283.4067 | 545.6988 | 0 | 1749
1059 |  |  |  | SG | F105D |  | 0 | 0 | 0 | 0 | 0 | 0 | 0 | 0 | 0 | 1750
1060 |  |  |  | CN | F42 |  | 0 | 0 | 0 | 0 | 0 | 0 | 0 | 0 | 0 | 1751
1061 |  |  |  | DGU | F105D |  | 0 | 0 | 0 | 0 | 0 | 0 | 0 | 0 | 0 | 1752
1062 |  |  |  | SE | F10 |  | 0 | 0 | 0 | 0 | 0 | 0 | 0 | 0 | 0 | 1753
1063 |  |  |  | DGP | F105D |  | 0 | 0 | 0 | 0 | 0 | 0 | 0 | 0 | 0 | 1754
1064 |  |  |  | CAGW | F105D |  | 0 | 0 | 0 | 0 | 0 | 0 | 0 | 0 | 0 | 1755
1065 |  |  |  | CAGE | F105D |  | 0 | 0 | 0 | 0 | 0 | 0 | 0 | 0 | 0 | 1756
1066 |  |  |  | JBG | F105D |  | 0 | 0 | 0 | 0 | 0 | 0 | 0 | 0 | 0 | 1757
1067 |  |  |  | CAEW | F105D |  | 0 | 0 | 0 | 0 | 0 | 0 | 0 | 0 | 0 | 1758
1068 |  |  |  | CAEE | F105D |  | 0 | 0 | 0 | 0 | 0 | 0 | 0 | 0 | 0 | 1759
1069 |  |  |  | CAGE | F105D |  | 0 | 0 | 0 | 0 | 0 | 0 | 0 | 0 | 0 | 1760
1070 |  |  |  | CAGE | F10 |  | 0 | 0 | 0 | 0 | 0 | 0 | 0 | 0 | 0 | 1761
1071 |  |  | Total Transportation Equipment |  |  |  | 2215176.9512 | 1355079.0312 | 370844.0932 | 248221.6083 | 84464.7961 | 23971.3495 | 113699.3585 | 18896.7145 | 0
1072
1073 |  | 393 | Stores Equipment
1074 |  |  |  | S | F107D |  | 235790.906 | 144239.1824 | 39473.896 | 26421.5452 | 8990.7178 | 2551.5913 | 12102.5432 | 2011.43 | 0 | 1765
1075 |  |  |  | DGP | F105D |  | 0 | 0 | 0 | 0 | 0 | 0 | 0 | 0 | 0 | 1766
1076 |  |  |  | DGU | F105D |  | 0 | 0 | 0 | 0 | 0 | 0 | 0 | 0 | 0 | 1767
1077 |  |  |  | SO | F102D |  | 2047.5298 | 1252.5251 | 342.7782 | 229.4359 | 78.0724 | 22.1572 | 105.0945 | 17.4666 | 0 | 1768
1078 |  |  |  | SG | F105D |  | 0 | 0 | 0 | 0 | 0 | 0 | 0 | 0 | 0 | 1769
1079 |  |  |  | CAGW | F105D |  | 0 | 0 | 0 | 0 | 0 | 0 | 0 | 0 | 0 | 1770
1080 |  |  |  | CAGE | F105D |  | 0 | 0 | 0 | 0 | 0 | 0 | 0 | 0 | 0 | 1771
1081 |  |  |  | JBG | F105D |  | 0 | 0 | 0 | 0 | 0 | 0 | 0 | 0 | 0 | 1772
1082 |  |  |  | CAGE | F105D |  | 0 | 0 | 0 | 0 | 0 | 0 | 0 | 0 | 0 | 1773
1083 |  |  | Total Stores Equipment |  |  |  | 237838.4358 | 145491.7075 | 39816.6742 | 26650.9811 | 9068.7902 | 2573.7485 | 12207.6377 | 2028.8966 | 0 | 1774
1084
1085 |  | 394 | Tools, Shop & Garage Equipment
1086 |  |  |  | S | F107D |  | 929026.5103 | 568308.7046 | 155528.8816 | 104102.0468 | 35423.8223 | 10053.3816 | 47684.551 | 7925.1225 | 0 | 1777
1087 |  |  |  | DGP | F105D |  | 0 | 0 | 0 | 0 | 0 | 0 | 0 | 0 | 0 | 1778
1088 |  |  |  | SG | F105D |  | 0 | 0 | 0 | 0 | 0 | 0 | 0 | 0 | 0 | 1779
1089 |  |  |  | SO | F102D |  | 17215.4156 | 10531.0994 | 2882.043 | 1929.073 | 656.4246 | 186.2952 | 883.6232 | 146.8572 | 0 | 1780
1090 |  |  |  | SE | F10 |  | 0 | 0 | 0 | 0 | 0 | 0 | 0 | 0 | 0 | 1781
1091 |  |  |  | DGU | F105D |  | 0 | 0 | 0 | 0 | 0 | 0 | 0 | 0 | 0 | 1782
1092 |  |  |  | CAGW | F105D |  | 0 | 0 | 0 | 0 | 0 | 0 | 0 | 0 | 0 | 1783
1093 |  |  |  | CAGE | F105D |  | 0 | 0 | 0 | 0 | 0 | 0 | 0 | 0 | 0 | 1784
1094 |  |  |  | JBG | F105D |  | 0 | 0 | 0 | 0 | 0 | 0 | 0 | 0 | 0 | 1785
1095 |  |  |  | CAEW | F105D |  | 0 | 0 | 0 | 0 | 0 | 0 | 0 | 0 | 0 | 1786
1096 |  |  |  | CAEE | F105D |  | 0 | 0 | 0 | 0 | 0 | 0 | 0 | 0 | 0 | 1787
1097 |  |  |  | CAGE | F105D |  | 0 | 0 | 0 | 0 | 0 | 0 | 0 | 0 | 0 | 1788
1098 |  |  |  | CAGE | F102D |  | 0 | 0 | 0 | 0 | 0 | 0 | 0 | 0 | 0 | 1789
1099 |  |  | Total Tools, Shop & Garage Equipment |  |  |  | 946241.9259 | 578839.804 | 158410.9246 | 106031.1198 | 36080.2469 | 10239.6767 | 48568.1742 | 8071.9798 | 0
1100
1101 |  | 395 | Laboratory Equipment
1102 |  |  |  | S | F107D |  | 487155.6699 | 298005.2825 | 81555.0209 | 54588.2187 | 18575.2674 | 5271.7138 | 25004.4526 | 4155.7139 | 0 | 1793
1103 |  |  |  | DGP | F105D |  | 0 | 0 | 0 | 0 | 0 | 0 | 0 | 0 | 0 | 1794
1104 |  |  |  | DGU | F105D |  | 0 | 0 | 0 | 0 | 0 | 0 | 0 | 0 | 0 | 1795
1105 |  |  |  | SO | F102D |  | 48395.6733 | 29604.8413 | 8101.9485 | 5422.9762 | 1845.3292 | 523.7097 | 2484.0259 | 412.8425 | 0 | 1796
1106 |  |  |  | SE | F10 |  | 0 | 0 | 0 | 0 | 0 | 0 | 0 | 0 | 0 | 1797
1107 |  |  |  | SG | F105D |  | 0 | 0 | 0 | 0 | 0 | 0 | 0 | 0 | 0 | 1798
1108 |  |  |  | CAGW | F105D |  | 0 | 0 | 0 | 0 | 0 | 0 | 0 | 0 | 0 | 1799
1109 |  |  |  | CAGE | F105D |  | 0 | 0 | 0 | 0 | 0 | 0 | 0 | 0 | 0 | 1800
1110 |  |  |  | JBG | F105D |  | 0 | 0 | 0 | 0 | 0 | 0 | 0 | 0 | 0 | 1801
1111 |  |  |  | CAEW | F105D |  | 0 | 0 | 0 | 0 | 0 | 0 | 0 | 0 | 0 | 1802
1112 |  |  |  | CAEE | F105D |  | 0 | 0 | 0 | 0 | 0 | 0 | 0 | 0 | 0 | 1803
1113 |  |  |  | CAGE | F105D |  | 0 | 0 | 0 | 0 | 0 | 0 | 0 | 0 | 0 | 1804
1114 |  |  |  | CAGE | F102D |  | 0 | 0 | 0 | 0 | 0 | 0 | 0 | 0 | 0 | 1805
1115 |  |  | Total Laboratory Equipment |  |  |  | 535551.3432 | 327610.1238 | 89656.9694 | 60011.1949 | 20420.5966 | 5795.4234 | 27488.4786 | 4568.5564 | 0
1116
1117 |  | 396 | Power Operated Equipment
1118 |  |  |  | S | F107D |  | 3241603.5204 | 1982969.7829 | 542678.7767 | 363237.8167 | 123602.487 | 35078.7375 | 166383.205 | 27652.7147 | 0 | 1809
1119 |  |  |  | DGP | F105D |  | 0 | 0 | 0 | 0 | 0 | 0 | 0 | 0 | 0 | 1810
1120 |  |  |  | DGU | F105D |  | 0 | 0 | 0 | 0 | 0 | 0 | 0 | 0 | 0 | 1811
1121 |  |  |  | SO | F102D |  | 40087.6031 | 24522.5874 | 6711.0895 | 4492.0156 | 1528.5421 | 433.8046 | 2057.594 | 341.97 | 0 | 1812
1122 |  |  |  | SE | F10 |  | 0 | 0 | 0 | 0 | 0 | 0 | 0 | 0 | 0 | 1813
1123 |  |  |  | SG | F105D |  | 0 | 0 | 0 | 0 | 0 | 0 | 0 | 0 | 0 | 1814
1124 |  |  |  | CAGW | F105D |  | 0 | 0 | 0 | 0 | 0 | 0 | 0 | 0 | 0 | 1815
1125 |  |  |  | CAGE | F105D |  | 0 | 0 | 0 | 0 | 0 | 0 | 0 | 0 | 0 | 1816
1126 |  |  |  | JBG | F105D |  | 0 | 0 | 0 | 0 | 0 | 0 | 0 | 0 | 0 | 1817
1127 |  |  |  | CAEW | F105D |  | 0 | 0 | 0 | 0 | 0 | 0 | 0 | 0 | 0 | 1818
1128 |  |  |  | CAEE | F105D |  | 0 | 0 | 0 | 0 | 0 | 0 | 0 | 0 | 0 | 1819
1129 |  |  |  | CAGE | F105D |  | 0 | 0 | 0 | 0 | 0 | 0 | 0 | 0 | 0 | 1820
1130 |  |  |  | CAGE | F102D |  | 0 | 0 | 0 | 0 | 0 | 0 | 0 | 0 | 0 | 1821
1131 |  |  | Total Power Operated Equipment |  |  |  | 3281691.1235 | 2007492.3703 | 549389.8662 | 367729.8323 | 125131.0291 | 35512.5421 | 168440.799 | 27994.6847 | 0
1132
1133 |  | 397 | Communication Equipment
1134 |  |  |  | S | F107D |  | 5055360.7346 | 3092490.3416 | 846320.9525 | 566478.3446 | 192761.1305 | 54706.1573 | 259478.7166 | 43125.0914 | 0 | 1825
1135 |  |  |  | SGP | F105D |  | 0 | 0 | 0 | 0 | 0 | 0 | 0 | 0 | 0 | 1826
1136 |  |  |  | SGU | F105D |  | 0 | 0 | 0 | 0 | 0 | 0 | 0 | 0 | 0 | 1827
1137 |  |  |  | SO | F102D |  | 1325393.79 | 810776.4628 | 221884.9641 | 148516.9743 | 50537.3244 | 14342.6365 | 68029.0681 | 11306.36 | 0 | 1828
1138 |  |  |  | CN | F42 |  | 0 | 0 | 0 | 0 | 0 | 0 | 0 | 0 | 0 | 1829
1139 |  |  |  | SG/CAGE/CAGW | F105D |  | 0 | 0 | 0 | 0 | 0 | 0 | 0 | 0 | 0 | 1830
1140 |  |  |  | SE | F10 |  | 0 | 0 | 0 | 0 | 0 | 0 | 0 | 0 | 0 | 1831
1141 |  |  |  | JBG | F105D |  | 0 | 0 | 0 | 0 | 0 | 0 | 0 | 0 | 0 | 1832
|  |  |  | CAGE | F105D |  | 0 | 0 | 0 | 0 | 0 | 0 | 0 | 0 | 0 | 1833
1143 |  |  |  | CAGE | F105D |  | 0 | 0 | 0 | 0 | 0 | 0 | 0 | 0 | 0 | 1834
1144 |  |  | Total Communication Equipment |  |  |  | 6380754.5246 | 3903266.8044 | 1068205.9166 | 714995.3188 | 243298.4549 | 69048.7938 | 327507.7847 | 54431.4514 | 0
1145
1146 |  | Distribution - METER - Unbundled |  |  |  |  | D: GENERAL PLANT
1147
1148 |  | A |  | B | C |  | D | E | F | G | H | I | J | K
1149 |  | FERC ACCT |  | DESCRIPTION | COS Factor |  | Washington Jurisdiction Normalized | Residential Schedule 16 | Small General Service Schedule 24 | Large General Service < 1,000 kW Schedule 36 | Large General Service > 1,000 kW Schedule 48 | Large General Dedicated Facilities Schedule 48 | Agricultural Pumping Schedule 40 | Street & Area Lighting Sch. 15, 51-54, 57
1150 |  | 398 | Misc. Equipment
1151 |  |  |  | S | F107D |  | 63820.0397 | 39040.3112 | 10684.1509 | 7151.3533 | 2433.461 | 690.6231 | 3275.7192 | 544.4211 | 0 | 1838
1152 |  |  |  | SGP | F105D |  | 0 | 0 | 0 | 0 | 0 | 0 | 0 | 0 | 0 | 1844
1153 |  |  |  | SGU | F105D |  | 0 | 0 | 0 | 0 | 0 | 0 | 0 | 0 | 0 | 1840
|  |  |  | CN | F42 |  | 0 | 0 | 0 | 0 | 0 | 0 | 0 | 0 | 0 | 1841
1155 |  |  |  | SO | F102D |  | 19159.2758 | 11720.2072 | 3207.4658 | 2146.8923 | 730.544 | 207.3305 | 983.3966 | 163.4395 | 0 | 1842
1156 |  |  |  | SE | F10 |  | 0 | 0 | 0 | 0 | 0 | 0 | 0 | 0 | 0 | 1843
1157 |  |  |  | SG | F105D |  | 0 | 0 | 0 | 0 | 0 | 0 | 0 | 0 | 0 | 1845
1158 |  |  |  | JBG | F105D |  | 0 | 0 | 0 | 0 | 0 | 0 | 0 | 0 | 0 | 1847
1159 |  |  | Total Misc. Equipment |  |  |  | 82979.3155 | 50760.5184 | 13891.6167 | 9298.2455 | 3164.005 | 897.9536 | 4259.1157 | 707.8606 | 0
1160
1161 |  | 399 | Coal Mine |  | F10 |  | 0 | 0 | 0 | 0 | 0 | 0 | 0 | 0 | 0 | 1858
1162 |  | 399L | WIDCO Capital Lease |  | F10 |  | 0 | 0 | 0 | 0 | 0 | 0 | 0 | 0 | 0 | 1861
1163 |  |  | Remove Capital Lease |  | F10 |  | 0 | 0 | 0 | 0 | 0 | 0 | 0 | 0 | 0 | 1864
1164
1165 |  | 390L | General Capital Lease
1166 |  |  |  | S | F10 |  | 0 | 0 | 0 | 0 | 0 | 0 | 0 | 0 | 0 | 1869
1167 |  |  |  | SG | F10 |  | 0 | 0 | 0 | 0 | 0 | 0 | 0 | 0 | 0 | 1870
1168 |  |  |  | SO-U | F10 |  | 0 | 0 | 0 | 0 | 0 | 0 | 0 | 0 | 0 | 1871
1170 |  |  | Remove Capital Lease |  |  |  | 0 | 0 | 0 | 0 | 0 | 0 | 0 | 0
1171
1172 |  | 392L | General Vehicles Capital Lease |  | F10 |  | 0 | 0 | 0 | 0 | 0 | 0 | 0 | 0 | 0 | 1878
1173 |  |  | Remove Capital Lease |  | F10 |  | 0 | 0 | 0 | 0 | 0 | 0 | 0 | 0 | 0 | 1881
1174
1175 |  | G00 | Unclassified Gen Plant - Acct 300 |  | F102D |  | 625376.1523 | 382558.2015 | 104694.5942 | 70076.5121 | 23845.6206 | 6767.455 | 32098.9559 | 5334.8129 | 0 | 1891
1176 |  | GV0 | Unclassified Gen Veh - Acct 300 |  | F102D |  | 0 | 0 | 0 | 0 | 0 | 0 | 0 | 0 | 0 | 1899
1177
1178 |  | TOTAL GENERAL PLANT |  |  |  |  | 21434919.4955 | 13112275.2645 | 3588432.6435 | 2401889.4692 | 817314.4374 | 231956.1629 | 1100199.5098 | 182852.0081 | 0
1179
1180
1181
1182 | [6 empty] | D: INTANGIBLE PLANT
1183
1184 |  | 301 | Organization
1185 |  |  |  | S | F107D |  | 0 | 0 | 0 | 0 | 0 | 0 | 0 | 0 | 0 | 1904
1186 |  |  |  | SO | F102D |  | 0 | 0 | 0 | 0 | 0 | 0 | 0 | 0 | 0 | 1905
1187 |  |  |  | SG/CAGE/CAGW | F105D |  | 0 | 0 | 0 | 0 | 0 | 0 | 0 | 0 | 0 | 1906
1188 |  |  | Total Organization |  |  |  | 0 | 0 | 0 | 0 | 0 | 0 | 0 | 0 | 0
1189
1190 |  | 302 | Franchise & Consent
1191 |  |  |  | S | F107D |  | 0 | 0 | 0 | 0 | 0 | 0 | 0 | 0 | 0 | 1909
1192 |  |  |  | SG/CAGE/CAGW | F105D |  | 0 | 0 | 0 | 0 | 0 | 0 | 0 | 0 | 0 | 1910
1193 |  |  |  | DGP | F105D |  | 0 | 0 | 0 | 0 | 0 | 0 | 0 | 0 | 0 | 1911
1194 |  |  |  | DGU | F105D |  | 0 | 0 | 0 | 0 | 0 | 0 | 0 | 0 | 0 | 1912
1195 |  |  | Total Franchise & Consent |  |  |  | 0 | 0 | 0 | 0 | 0 | 0 | 0 | 0 | 0
1196
1197 |  | 303 | Miscellaneous Intangible Plant
1198 |  |  |  | S | F107D |  | 859810.4911 | 525967.538 | 143941.3866 | 96346.0471 | 32784.6124 | 9304.3663 | 44131.87 | 7334.6706 | 0 | 1920
1199 |  |  |  | SG/CAGW | F105D |  | 0 | 0 | 0 | 0 | 0 | 0 | 0 | 0 | 0 | 1921
1200 |  |  |  | SO | F102D |  | 5326466.5219 | 3258332.5184 | 891706.9339 | 596857.0981 | 203098.4063 | 57639.9056 | 273393.8822 | 45437.7774 | 0 | 1922
1201 |  |  |  | SE | F105D |  | 0 | 0 | 0 | 0 | 0 | 0 | 0 | 0 | 0 | 1923
1202 |  |  |  | CN | F42 |  | 0 | 0 | 0 | 0 | 0 | 0 | 0 | 0 | 0 | 1924
1203 |  |  |  | DGU | F10 |  | 0 | 0 | 0 | 0 | 0 | 0 | 0 | 0 | 0 | 1925
1204 |  |  |  | DGP | F105D |  | 0 | 0 | 0 | 0 | 0 | 0 | 0 | 0 | 0 | 1926
1205 |  |  |  | JBG | F105D |  | 0 | 0 | 0 | 0 | 0 | 0 | 0 | 0 | 0 | 1927
1206 |  |  | Total Miscellaneous Intangible Plant |  |  |  | 6186277.013 | 3784300.0565 | 1035648.3205 | 693203.1452 | 235883.0187 | 66944.2719 | 317525.7522 | 52772.448 | 0
1207
1208 |  | I00 | Unclass Intangible Plant - Acct 300 |  | F102D |  | 0 | 0 | 0 | 0 | 0 | 0 | 0 | 0 | 0 | 1938
1209
1210 |  | TOTAL INTANGIBLE PLANT |  |  |  |  | 6186277.013 | 3784300.0565 | 1035648.3205 | 693203.1452 | 235883.0187 | 66944.2719 | 317525.7522 | 52772.448 | 0
1211
1212
1213 |  | TOTAL ELECTRIC PLANT IN SERVICE |  |  |  |  | 338033020.0787 | 209951682.6995 | 47136835.0121 | 44471733.5221 | 16835837.2052 | 860939.4817 | 13313404.3465 | 5462587.8115 | 0
1214
1215
1216 |  | Distribution - METER - Unbundled |  |  |  |  | D: MISC RATE BASE
1217
1218 |  | A |  | B | C |  | D | E | F | G | H | I | J | K
1219 |  | FERC ACCT |  | DESCRIPTION | COS Factor |  | Washington Jurisdiction Normalized | Residential Schedule 16 | Small General Service Schedule 24 | Large General Service < 1,000 kW Schedule 36 | Large General Service > 1,000 kW Schedule 48 | Large General Dedicated Facilities Schedule 48 | Agricultural Pumping Schedule 40 | Street & Area Lighting Sch. 15, 51-54, 57
1220 |  | 105 | Plant Held For Future Use
1221 |  |  |  | S | F20 |  | 0 | 0 | 0 | 0 | 0 | 0 | 0 | 0 | 0 | 1946
1222 |  |  |  | SG | F10 |  | 0 | 0 | 0 | 0 | 0 | 0 | 0 | 0 | 0 | 1947
1223 |  |  |  | SG | F10 |  | 0 | 0 | 0 | 0 | 0 | 0 | 0 | 0 | 0 | 1948
1224 |  |  |  | SG | F10 |  | 0 | 0 | 0 | 0 | 0 | 0 | 0 | 0 | 0 | 1949
1225 |  |  |  | SE | F10 |  | 0 | 0 | 0 | 0 | 0 | 0 | 0 | 0 | 0 | 1950
1226 |  |  |  | SG | F10 |  | 0 | 0 | 0 | 0 | 0 | 0 | 0 | 0 | 0 | 1951
1227 |  |  |  | SG | F10 |  | 0 | 0 | 0 | 0 | 0 | 0 | 0 | 0 | 0 | 1952
1228 |  |  |  | CAGE | F102 |  | 0 | 0 | 0 | 0 | 0 | 0 | 0 | 0 | 0 | 1953
1229 |  |  |  | CAEW | F102 |  | 0 | 0 | 0 | 0 | 0 | 0 | 0 | 0 | 0 | 1954
1230 |  |  |  | CAEE | F102 |  | 0 | 0 | 0 | 0 | 0 | 0 | 0 | 0 | 0 | 1955
1231 |  |  | Total Plant Held For Future Use |  |  |  | 0 | 0 | 0 | 0 | 0 | 0 | 0 | 0 | 0
1232
1233 |  | 114 | Electric Plant Acquisition Adjust |  | F10 |  | 0 | 0 | 0 | 0 | 0 | 0 | 0 | 0 | 0 | 1964
1234
1235 |  | 115 | Accum Provision for Asset Acquisition Adjustments |  | F10 |  | 0 | 0 | 0 | 0 | 0 | 0 | 0 | 0 | 0 | 1972
1236
1237 |  | 128 | Pensions |  | F102D |  | 0 | 0 | 0 | 0 | 0 | 0 | 0 | 0 | 0 | 1976
1238
1239 |  | 124 | Weatherization |  | F10 |  | 0 | 0 | 0 | 0 | 0 | 0 | 0 | 0 | 0 | 1998
1240
1241 |  | 151 | Fuel Stock |  | F10 |  | 0 | 0 | 0 | 0 | 0 | 0 | 0 | 0 | 0 | 2001
1242 |  |  |  | SE | F10 |  | 0 | 0 | 0 | 0 | 0 | 0 | 0 | 0 | 0 | 2002
1243 |  |  |  | CAEW | F10 |  | 0 | 0 | 0 | 0 | 0 | 0 | 0 | 0 | 0 | 2003
1244 |  |  |  | CAEE | F10 |  | 0 | 0 | 0 | 0 | 0 | 0 | 0 | 0 | 0 | 2004
1245 |  |  |  | JBE | F10 |  | 0 | 0 | 0 | 0 | 0 | 0 | 0 | 0 | 0 | 2005
1246 |  |  |  | CAEE | F10 |  | 0 | 0 | 0 | 0 | 0 | 0 | 0 | 0 | 0 | 2006
1247 |  |  |  | CAEE | F10 |  | 0 | 0 | 0 | 0 | 0 | 0 | 0 | 0 | 0 | 2007
1248 |  |  |  | Total Fuel Stock |  |  | 0 | 0 | 0 | 0 | 0 | 0 | 0 | 0 | 0
1249
1250 |  | 152 | Fuel Stock - Undistributed |  | F10 |  | 0 | 0 | 0 | 0 | 0 | 0 | 0 | 0 | 0 | 2011
1251
1252 |  | 25316 | DG&T Working Capital Deposit |  | F10 |  | 0 | 0 | 0 | 0 | 0 | 0 | 0 | 0 | 0 | 2016
1253
1254 |  | 25317 | DG&T Working Capital Deposit |  | F10 |  | 0 | 0 | 0 | 0 | 0 | 0 | 0 | 0 | 0 | 2020
1255
1256 |  | 25319 | Provo Working Capital Deposit |  | F10 |  | 0 | 0 | 0 | 0 | 0 | 0 | 0 | 0 | 0 | 2024
1257
1258 |  | 154 | Materials and Supplies |  | F102D |  | 0 | 0 | 0 | 0 | 0 | 0 | 0 | 0 | 0 | 2029
1259 |  |  |  | SG | F102D |  | 0 | 0 | 0 | 0 | 0 | 0 | 0 | 0 | 0 | 2030
1260 |  |  |  | SE | F102D |  | 0 | 0 | 0 | 0 | 0 | 0 | 0 | 0 | 0 | 2031
1261 |  |  |  | SO | F102D |  | 0 | 0 | 0 | 0 | 0 | 0 | 0 | 0 | 0 | 2032
1262 |  |  |  | SNPPS | F102D |  | 0 | 0 | 0 | 0 | 0 | 0 | 0 | 0 | 0 | 2033
1263 |  |  |  | SNPPH | F102D |  | 0 | 0 | 0 | 0 | 0 | 0 | 0 | 0 | 0 | 2034
1264 |  |  |  | SNPD | F102D |  | 7.4781e-06 | 4.5745e-06 | 1.2519e-06 | 8.3796e-07 | 2.8514e-07 | 8.0924e-08 | 3.8383e-07 | 6.3793e-08 | 0 | 2035
1265 |  |  |  | SNPT | F102D |  | 0 | 0 | 0 | 0 | 0 | 0 | 0 | 0 | 0 | 2036
1266 |  |  |  | DGU | F102D |  | 0 | 0 | 0 | 0 | 0 | 0 | 0 | 0 | 0 | 2037
1267 |  |  |  | DGP | F102D |  | 0 | 0 | 0 | 0 | 0 | 0 | 0 | 0 | 0 | 2038
1268 |  |  |  | JBE | F10 |  | 0 | 0 | 0 | 0 | 0 | 0 | 0 | 0 | 0 | 2039
1269 |  |  |  | SNPP | F102D |  | 0 | 0 | 0 | 0 | 0 | 0 | 0 | 0 | 0 | 2040
1270 |  |  |  | CAGW | F102D |  | 0 | 0 | 0 | 0 | 0 | 0 | 0 | 0 | 0 | 2041
1271 |  |  |  | CAGE | F102D |  | 0 | 0 | 0 | 0 | 0 | 0 | 0 | 0 | 0 | 2042
1272 |  |  |  | JBG | F10 |  | 0 | 0 | 0 | 0 | 0 | 0 | 0 | 0 | 0 | 2043
1273 |  |  |  | CAEW | F102D |  | 0 | 0 | 0 | 0 | 0 | 0 | 0 | 0 | 0 | 2044
1274 |  |  |  | CAEE | F102D |  | 0 | 0 | 0 | 0 | 0 | 0 | 0 | 0 | 0 | 2045
1275 |  |  |  | CAGE | F102D |  | 0 | 0 | 0 | 0 | 0 | 0 | 0 | 0 | 0 | 2046
1276 |  |  | Total Materials and Supplies |  |  |  | 7.4781e-06 | 4.5745e-06 | 1.2519e-06 | 8.3796e-07 | 2.8514e-07 | 8.0924e-08 | 3.8383e-07 | 6.3793e-08 | 0
1277
1278 |  | 163 | Stores Expense Undistributed |  | F102D |  | 0 | 0 | 0 | 0 | 0 | 0 | 0 | 0 | 0 | 2050
1279
1280 |  | 25318 | Provo Working Capital Deposit |  | F102D |  | 0 | 0 | 0 | 0 | 0 | 0 | 0 | 0 | 0 | 2055
1281
1282 |  | 165 | Prepayments |  | F102D |  | 0 | 0 | 0 | 0 | 0 | 0 | 0 | 0 | 0 | 2062
1283 |  |  |  | GPS | F42 |  | 0 | 0 | 0 | 0 | 0 | 0 | 0 | 0 | 0 | 2063
1284 |  |  |  | SG | F102D |  | 0 | 0 | 0 | 0 | 0 | 0 | 0 | 0 | 0 | 2064
1285 |  |  |  | SE | F102D |  | 0 | 0 | 0 | 0 | 0 | 0 | 0 | 0 | 0 | 2065
1286 |  |  |  | SO | F102D |  | 6.7851e-10 | 4.1506e-10 | 1.1359e-10 | 7.603e-11 | 2.5871e-11 | 7.3424e-12 | 3.4826e-11 | 5.788e-12 | 0 | 2066
1287 |  |  |  | Total Prepayments |  |  | 6.7851e-10 | 4.1506e-10 | 1.1359e-10 | 7.603e-11 | 2.5871e-11 | 7.3424e-12 | 3.4826e-11 | 5.788e-12 | 0
1288
1289 |  | 182 | Misc Regulatory Assets |  | F102D |  | 0 | 0 | 0 | 0 | 0 | 0 | 0 | 0 | 0 | 2070
1290 |  |  |  | SG | F102D |  | 0 | 0 | 0 | 0 | 0 | 0 | 0 | 0 | 0 | 2071
1291 |  |  |  | CAGE | F102D |  | 0 | 0 | 0 | 0 | 0 | 0 | 0 | 0 | 0 | 2072
1292 |  |  |  | CAGE | F102D |  | 0 | 0 | 0 | 0 | 0 | 0 | 0 | 0 | 0 | 2073
1293 |  |  |  | CAGW | F102D |  | 0 | 0 | 0 | 0 | 0 | 0 | 0 | 0 | 0 | 2074
1294 |  |  |  | JBG | F102D |  | 0 | 0 | 0 | 0 | 0 | 0 | 0 | 0 | 0 | 2075
1295 |  |  |  | SE | F102D |  | 0 | 0 | 0 | 0 | 0 | 0 | 0 | 0 | 0 | 2076
1296 |  |  |  | CAEW | F102D |  | 0 | 0 | 0 | 0 | 0 | 0 | 0 | 0 | 0 | 2077
1297 |  |  |  | CAEE | F10 |  | 0 | 0 | 0 | 0 | 0 | 0 | 0 | 0 | 0 | 2078
1298 |  |  |  | SO | F102D |  | 0 | 0 | 0 | 0 | 0 | 0 | 0 | 0 | 0 | 2079
1299 |  |  |  | Total Misc Regulatory Assets |  |  | 0 | 0 | 0 | 0 | 0 | 0 | 0 | 0 | 0
1300
1301 |  | 186 | Misc Deferred Debits |  | F102D |  | 0 | 0 | 0 | 0 | 0 | 0 | 0 | 0 | 0 | 2083
1302 |  |  |  | CAEW | F102D |  | 0 | 0 | 0 | 0 | 0 | 0 | 0 | 0 | 0 | 2084
1303 |  |  |  | CAEE | F102D |  | 0 | 0 | 0 | 0 | 0 | 0 | 0 | 0 | 0 | 2085
1304 |  |  |  | SG | F102D |  | 0 | 0 | 0 | 0 | 0 | 0 | 0 | 0 | 0 | 2086
1305 |  |  |  | SO | F102D |  | 0 | 0 | 0 | 0 | 0 | 0 | 0 | 0 | 0 | 2087
1306 |  |  |  | SE | F10 |  | 0 | 0 | 0 | 0 | 0 | 0 | 0 | 0 | 0 | 2088
1307 |  |  |  | CAGW | F102D |  | 0 | 0 | 0 | 0 | 0 | 0 | 0 | 0 | 0 | 2089
|  |  |  | CAGE | F102D |  | 0 | 0 | 0 | 0 | 0 | 0 | 0 | 0 | 0 | 2090
|  |  |  | CAEW | F102D |  | 0 | 0 | 0 | 0 | 0 | 0 | 0 | 0 | 0 | 2091
|  |  |  | CAEE | F102D |  | 0 | 0 | 0 | 0 | 0 | 0 | 0 | 0 | 0 | 2092
|  |  |  | JBE | F102D |  | 0 | 0 | 0 | 0 | 0 | 0 | 0 | 0 | 0 | 2093
1312 |  |  |  | EXCTAX | F102D |  | 0 | 0 | 0 | 0 | 0 | 0 | 0 | 0 | 0 | 2094
1313 |  |  |  | Total Misc Deferred Debits |  |  | 0 | 0 | 0 | 0 | 0 | 0 | 0 | 0 | 0
1314
1315 |  | CWC | Cash Working Capital |  | F137D |  | 0 | 0 | 0 | 0 | 0 | 0 | 0 | 0 | 0 | 2102
1316
1317 |  | OWC | Other Working Capital |  | F137D |  | 0 | 0 | 0 | 0 | 0 | 0 | 0 | 0 | 0 | 2115
1318 |  |  |  | Total Other Working Capital |  |  | 0 | 0 | 0 | 0 | 0 | 0 | 0 | 0 | 0
1319
1320 |  | 18222 | Nuclear Plant |  | F10 |  | 0 | 0 | 0 | 0 | 0 | 0 | 0 | 0 | 0 | 2129
1321
1322 |  | 1869 | Misc Deferred Debits-Trojan |  | F10 |  | 0 | 0 | 0 | 0 | 0 | 0 | 0 | 0 | 0 | 2134
1323
1324 |  | 141 | Impact Housing - Notes Receivable |  | F10 |  | 0 | 0 | 0 | 0 | 0 | 0 | 0 | 0 | 0 | 2137
1325 |  | TOTAL RATE BASE ADDITIONS |  |  |  |  | 7.4788e-06 | 4.575e-06 | 1.252e-06 | 8.3804e-07 | 2.8517e-07 | 8.0931e-08 | 3.8387e-07 | 6.3798e-08 | 0
1326
1327 |  | Distribution - METER - Unbundled
1328
1329 |  | A |  | B | C |  | D | E | F | G | H | I | J | K
1330 |  | FERC ACCT |  | DESCRIPTION | COS Factor |  | Washington Jurisdiction Normalized | Residential Schedule 16 | Small General Service Schedule 24 | Large General Service < 1,000 kW Schedule 36 | Large General Service > 1,000 kW Schedule 48 | Large General Dedicated Facilities Schedule 48 | Agricultural Pumping Schedule 40 | Street & Area Lighting Sch. 15, 51-54, 57
1331
1332 |  | 235 | Customer Service Deposits |  | F51 |  | 0 | 0 | 0 | 0 | 0 | 0 | 0 | 0 | 0 | 2149
1333
1334 |  | 2281 | Accum Prov for Property Insurance |  | F102D |  | 1083.0169 | 662.5085 | 181.3085 | 121.3574 | 41.2955 | 11.7198 | 55.5885 | 9.2387 | 0 | 2154
1335
1336 |  | 2282 | Accum Prov for Injuries & Damages |  | F102D |  | 0 | 0 | 0 | 0 | 0 | 0 | 0 | 0 | 0 | 2158
1337
1338 |  | 2283 | Accum Prov for Pension & Benefits |  | F102D |  | -19407.3456 | -11871.9577 | -3248.9953 | -2174.6897 | -740.003 | -210.0149 | -996.1293 | -165.5557 | 0 | 2163
1339
1340 |  | 254 | Reg Liabilities - Insurance Provision |  | F10 |  | 0 | 0 | 0 | 0 | 0 | 0 | 0 | 0 | 0 | 2169
1341
1342 |  | 22844 | Accum Hydro Relicensing Obligation |  | F10 |  | 0 | 0 | 0 | 0 | 0 | 0 | 0 | 0 | 0 | 2173
1343
1344
1345 |  | 22842 | Accum Misc Oper Prov - Trojan |  | F10 |  | 0 | 0 | 0 | 0 | 0 | 0 | 0 | 0 | 0 | 2178
1346
1347 |  | 252 | Customer Advances for Const |  | F50 |  | -3711120.2121 | -1677163.6144 | -1352254.0475 | -236049.4716 | 0 | 0 | -208716.9513 | -236936.1273 | 0 | 2186
1348
1349 |  | 25398 | SO2 Emissions |  | F10 |  | 0 | 0 | 0 | 0 | 0 | 0 | 0 | 0 | 0 | 2189
1350
1351 |  | 25399 | Other Deferred Credits |  | F10 |  | 0 | 0 | 0 | 0 | 0 | 0 | 0 | 0 | 0 | 2198
1352
1353 |  | 190 | Accum Deferred Income Taxes |  | F104D |  | 0 | 0 | 0 | 0 | 0 | 0 | 0 | 0 | 0 | 2201
1354 |  |  |  | SG/CAGW | F104D |  | 0 | 0 | 0 | 0 | 0 | 0 | 0 | 0 | 0 | 2202
1355 |  |  |  | DOP | F138D |  | 348211.3003 | 210841.0437 | 52685.2615 | 46263.378 | 17255.956 | 6138.924 | 13102.5377 | 1924.1993 | 0 | 2203
1356 |  |  |  | CN | F104D |  | 0 | 0 | 0 | 0 | 0 | 0 | 0 | 0 | 0 | 2204
1357 |  |  |  | BADDEBT | F42 |  | 0 | 0 | 0 | 0 | 0 | 0 | 0 | 0 | 0 | 2205
1358 |  |  |  | JBG | F104D |  | 0 | 0 | 0 | 0 | 0 | 0 | 0 | 0 | 0 | 2206
1359 |  |  |  | JBE | F104D |  | 0 | 0 | 0 | 0 | 0 | 0 | 0 | 0 | 0 | 2207
1360 |  |  |  | SE/CAEW | F104D |  | 0 | 0 | 0 | 0 | 0 | 0 | 0 | 0 | 0 | 2208
1361 |  |  |  | SNP | F104D |  | 0 | 0 | 0 | 0 | 0 | 0 | 0 | 0 | 0 | 2209
1362 |  |  |  | SNPD | F104D |  | 36476.9408 | 22413.2426 | 6051.6659 | 4042.6963 | 1385.5745 | 488.1419 | 1791.1654 | 304.4542 | 0 | 2210
1363 |  |  |  | Total Accum Deferred Income Taxes |  |  | 384688.2411 | 233254.2862 | 58736.9275 | 50306.0743 | 18641.5306 | 6627.0659 | 14893.7031 | 2228.6536 | 0
1364
1365 |  | 281 | Accum Deferred Income Taxes |  | F104D |  | 0 | 0 | 0 | 0 | 0 | 0 | 0 | 0 | 0 | 2217
1366
1367 |  | 282 | Accum Deferred Income Taxes |  | F104D |  | -26810414.9239 | -16473649.3613 | -4447951.7863 | -2971366.6234 | -1018392.096 | -358782.4827 | -1316499.8415 | -223772.7327 | 0 | 2220
1368 |  |  |  |  | F104D |  | 0 | 0 | 0 | 0 | 0 | 0 | 0 | 0 | 0 | 2221
1369 |  |  |  |  | F104D |  | 0 | 0 | 0 | 0 | 0 | 0 | 0 | 0 | 0 | 2222
1370 |  |  |  |  | F104D |  | -3013.1828 | -1851.449 | -499.8987 | -333.9475 | -114.4556 | -40.323 | -147.9595 | -25.1495 | 0 | 2223
1371 |  |  |  |  | F104D |  | 0 | 0 | 0 | 0 | 0 | 0 | 0 | 0 | 0 | 2224
1372 |  |  |  | DITBAL | F104D |  | 0 | 0 | 0 | 0 | 0 | 0 | 0 | 0 | 0 | 2225
1373 |  |  |  | DGP | F42 |  | 0 | 0 | 0 | 0 | 0 | 0 | 0 | 0 | 0 | 2226
1374 |  |  |  | SO | F138D |  | 92276.6742 | 55873.2881 | 13961.6971 | 12259.8855 | 4572.862 | 1626.8268 | 3472.1981 | 509.9166 | 0 | 2227
1375 |  |  |  | JBE | F104D |  | -43977.8301 | -27022.1611 | -7296.0925 | -4874.011 | -1670.4954 | -588.5204 | -2159.4894 | -367.0603 | 0 | 2228
1376 |  |  |  | SE | F104D |  | 0 | 0 | 0 | 0 | 0 | 0 | 0 | 0 | 0 | 2229
1377 |  |  |  | SG | F104D |  | 0 | 0 | 0 | 0 | 0 | 0 | 0 | 0 | 0 | 2230
1378 |  |  |  | Total Accum Deferred Income Taxes |  |  | -26765129.2626 | -16446649.6834 | -4441786.0804 | -2964314.6964 | -1015604.1849 | -357784.4992 | -1315335.0923 | -223655.0259 | 0
1379
1380
1381 |  | 283 | Accum Deferred Income Taxes |  | F104D |  | -4324.9066 | -2657.4372 | -717.5188 | -479.3243 | -164.2813 | -57.8768 | -212.3704 | -36.0978 | 0 | 2234
1382 |  |  |  | SG/CAGW | F104D |  | 0 | 0 | 0 | 0 | 0 | 0 | 0 | 0 | 0 | 2235
1383 |  |  |  | SE | F104D |  | 0 | 0 | 0 | 0 | 0 | 0 | 0 | 0 | 0 | 2236
1384 |  |  |  | SO | F138D |  | -14190.0614 | -8592.0456 | -2146.9926 | -1885.2926 | -703.2026 | -250.1691 | -533.9454 | -78.4136 | 0 | 2237
1385 |  |  |  | GPS | F104D |  | -48654.0208 | -29895.4448 | -8071.8907 | -5392.2677 | -1848.1202 | -651.0981 | -2389.1093 | -406.0901 | 0 | 2238
1386 |  |  |  | SNP | F104D |  | -6336.2266 | -3893.2921 | -1051.2046 | -702.2365 | -240.6812 | -84.7927 | -311.1344 | -52.8852 | 0 | 2239
1387 |  |  |  | TROJD | F104D |  | 0 | 0 | 0 | 0 | 0 | 0 | 0 | 0 | 0 | 2240
1388 |  |  |  | SNPD | F104D |  | 0 | 0 | 0 | 0 | 0 | 0 | 0 | 0 | 0 | 2241
1389 |  |  |  | JBE | F104D |  | 0 | 0 | 0 | 0 | 0 | 0 | 0 | 0 | 0 | 2242
1390 |  |  |  | Total Accum Deferred Income Taxes |  |  | -73505.2154 | -45038.2196 | -11987.6067 | -8459.121 | -2956.2853 | -1043.9367 | -3446.5594 | -573.4867 | 0
1391
1392 |  | 255 | Accum Investment Tax Credit |  | F104D |  | -1979.4198 | -1216.2537 | -328.3934 | -219.3768 | -75.1881 | -26.489 | -97.1975 | -16.5212 | 0 | 2256
1393 |  | TOTAL RATE BASE DEDUCTIONS |  |  |  |  | -30185370.1975 | -17948022.9341 | -5750686.8873 | -3160789.9238 | -1000692.8353 | -352426.1542 | -1513642.6383 | -459108.8245 | 0
1394
1395 | [6 empty] | D: ACCUMULATED DEPRECIATION
1396 | [6 empty] | D: GENERATION PLANT
1397
1398 |  | 108SP | Steam Prod Accumulated Depr |  | F10 |  | 0 | 0 | 0 | 0 | 0 | 0 | 0 | 0 | 0 | 2270
1399
1400 |  | 108NP | Nuclear Prod Accumulated Depr |  | F10 |  | 0 | 0 | 0 | 0 | 0 | 0 | 0 | 0 | 0 | 2276
1401
1402 |  | 108HP | Hydraulic Prod Accum Depr |  | F10 |  | 0 | 0 | 0 | 0 | 0 | 0 | 0 | 0 | 0 | 2287
1403
1404 |  | 108OP | Other Generation - Accum Depr |  | F10 |  | 0 | 0 | 0 | 0 | 0 | 0 | 0 | 0 | 0 | 2290
1405 |  |  |  | DGU | F10 |  | 0 | 0 | 0 | 0 | 0 | 0 | 0 | 0 | 0 | 2291
1406 |  |  |  | DGP | F10 |  | 0 | 0 | 0 | 0 | 0 | 0 | 0 | 0 | 0 | 2292
1407 |  |  |  | SG | F10 |  | 0 | 0 | 0 | 0 | 0 | 0 | 0 | 0 | 0 | 2293
1408 |  |  |  | CAGW | F10 |  | 0 | 0 | 0 | 0 | 0 | 0 | 0 | 0 | 0 | 2294
1409 |  |  |  | CAGE | F10 |  | 0 | 0 | 0 | 0 | 0 | 0 | 0 | 0 | 0 | 2295
1410 |  |  |  | SG | F10 |  | 0 | 0 | 0 | 0 | 0 | 0 | 0 | 0 | 0 | 2296
1411 |  |  |  | Total Other Generation - Accum Depr |  |  | 0 | 0 | 0 | 0 | 0 | 0 | 0 | 0 | 0
1412
1413 |  | 108EP | Experimental Plant - Accum Depr |  | F10 |  | 0 | 0 | 0 | 0 | 0 | 0 | 0 | 0 | 0 | 2302
1414
1415
1416
1417 |  | TOTAL GENERATION PLANT DEPRECIATION |  |  |  |  | 0 | 0 | 0 | 0 | 0 | 0 | 0 | 0 | 0
1418
1419
1420 | [6 empty] | D: TRANSMISSION PLANT
1421
1422 |  | 108TP | Transmission Plant Accum Depr |  | F106 |  | 0 | 0 | 0 | 0 | 0 | 0 | 0 | 0 | 0 | 2313
1423
1424
1425 | [6 empty] | D: DISTRIBUTION PLANT
1426
1427 |  | 108360 | Land and Land Rights |  | F118 |  | -316372.7476 | -173408.496 | -43843.3585 | -59227.0833 | -22591.484 | 0 | -17027.6359 | -274.6899 | 0 | 2317
1428
1429 |  | 108361 | Structures and Improvements |  | F119 |  | -1447948.7683 | -729364.529 | -184407.2882 | -249111.9796 | -95020.8752 | -117269.6761 | -71619.0609 | -1155.3592 | 0 | 2321
1430
1431 |  | 108362 | Station Equipment |  | F120 |  | 0 | 0 | 0 | 0 | 0 | 0 | 0 | 0 | 0 | 2325
1432
1433 |  | Distribution - METER - Unbundled
1434
1435 |  | A |  | B | C |  | D | E | F | G | H | I | J | K
1436 |  | FERC ACCT |  | DESCRIPTION | COS Factor |  | Washington Jurisdiction Normalized | Residential Schedule 16 | Small General Service Schedule 24 | Large General Service < 1,000 kW Schedule 36 | Large General Service > 1,000 kW Schedule 48 | Large General Dedicated Facilities Schedule 48 | Agricultural Pumping Schedule 40 | Street & Area Lighting Sch. 15, 51-54, 57
1437
1438 |  | 108364 | Poles, Towers & Fixtures |  | F121 |  | -82327092.6189 | -48193554.7328 | -11439322.9651 | -13552687.1513 | -5169515.317 | 0 | -3896363.106 | -75649.3466 | 0 | 2329
1439
1440 |  | 108365 | Overhead Conductors |  | F122 |  | -40997526.8005 | -26315327.9172 | -5719475.4987 | -5345864.7439 | -2039118.1002 | 0 | -1536922.5251 | -40818.0154 | 0 | 2333
1441
1442 |  | 108366 | Underground Conduit |  | F123 |  | -12836183.7113 | -9037962.7203 | -1798640.3756 | -1189809.4041 | -453838.9967 | 0 | -342067.1793 | -13865.0353 | 0 | 2337
1443
1444 |  | 108367 | Underground Conductors |  | F124 |  | -17207253.8614 | -11906274.3028 | -2409057.6629 | -1721827.6162 | -656771.1728 | 0 | -495021.0629 | -18302.0437 | 0 | 2341
1445
1446 |  | 108368 | Line Transformers |  | F125 |  | 0 | 0 | 0 | 0 | 0 | 0 | 0 | 0 | 0 | 2345
1447
1448 |  | 108369 | Services |  | F126 |  | 0 | 0 | 0 | 0 | 0 | 0 | 0 | 0 | 0 | 2349
1449
1450 |  | 108370 | Meters |  | F127 |  | 0 | 0 | 0 | 0 | 0 | 0 | 0 | 0 | 0 | 2353
1451
1452 |  | 108371 | Install on Customers' Premises |  | F128 |  | -450045.0059 | 0 | 0 | 0 | 0 | 0 | 0 | -450045.0059 | 0 | 2357
1453
1454 |  | 108372 | Leased Property |  | F129 |  | 0 | 0 | 0 | 0 | 0 | 0 | 0 | 0 | 0 | 2361
1455
1456 |  | 108373 | Street Lights |  | F130 |  | -1987524.1337 | 0 | 0 | 0 | 0 | 0 | 0 | -1987524.1337 | 0 | 2365
1457
1458 |  | 108D00 | Unclassified Dist Plant - Acct 300 |  | F121 |  | 0 | 0 | 0 | 0 | 0 | 0 | 0 | 0 | 0 | 2369
1459
1460 |  | 108DS | Unclassified Dist Sub - Acct 300 |  | F120 |  | 0 | 0 | 0 | 0 | 0 | 0 | 0 | 0 | 0 | 2373
1461
1462 |  | 108D | Unclassified Dist Sub - Acct 300 |  | F102D |  | 143225.9796 | 87614.9066 | 23977.5466 | 16049.1842 | 5461.213 | 1549.9078 | 7351.4226 | 1221.7988 | 0 | 2377
1463
1464
1465 |  | TOTAL DISTRIBUTION PLANT DEPR |  |  |  |  | -157426721.6682 | -96268277.7916 | -21570769.6025 | -22102478.7943 | -8431394.7329 | -115719.7684 | -6351669.1475 | -2586411.8311 | 0
1466
1467 | [6 empty] | D: GENERAL PLANT
1468 |  | 108GP | General Plant Accumulated Depr
1469 |  |  |  | S | F107D |  | -9188363.5625 | -5620751.33 | -1538229.4184 | -1029601.8926 | -350352.7129 | -99431.0968 | -471615.1647 | -78381.9472 | 0 | 2383
1470 |  |  |  | SG-P | F105D |  | 0 | 0 | 0 | 0 | 0 | 0 | 0 | 0 | 0 | 2384
1471 |  |  |  | SG-U | F105D |  | 0 | 0 | 0 | 0 | 0 | 0 | 0 | 0 | 0 | 2385
1472 |  |  |  | CAGW | F105D |  | 0 | 0 | 0 | 0 | 0 | 0 | 0 | 0 | 0 | 2386
1473 |  |  |  | CN | F42 |  | 0 | 0 | 0 | 0 | 0 | 0 | 0 | 0 | 0 | 2387
1474 |  |  |  | SO | F102D |  | -1275696.8156 | -780375.5831 | -213565.164 | -142948.1808 | -48642.3765 | -13804.8449 | -65478.2497 | -10882.4166 | 0 | 2388
1475 |  |  |  | SE | F10 |  | 0 | 0 | 0 | 0 | 0 | 0 | 0 | 0 | 0 | 2389
1476 |  |  |  | JBG | F105D |  | 0 | 0 | 0 | 0 | 0 | 0 | 0 | 0 | 0 | 2390
1477 |  |  |  | CAGE | F105D |  | 0 | 0 | 0 | 0 | 0 | 0 | 0 | 0 | 0 | 2391
1478 |  |  |  | CAGE | F105D |  | 0 | 0 | 0 | 0 | 0 | 0 | 0 | 0 | 0 | 2392
1479 |  |  | Total General Plant Accumulated Depr |  |  |  | -10464060.3781 | -6401126.9131 | -1751794.5823 | -1172550.0734 | -398995.0894 | -113235.9417 | -537093.4144 | -89264.3639 | 0
1480
1481 |  | 108MP | Mining Plant Accumulated Depr. |  | F10 |  | 0 | 0 | 0 | 0 | 0 | 0 | 0 | 0 | 0 | 2399
1482
1483 |  | 1081390 | Accum Depr - Capital Lease |  | F10 |  | 0 | 0 | 0 | 0 | 0 | 0 | 0 | 0 | 0 | 2406
1484 |  |  | Remove Capital Lease |  | F10 |  | 0 | 0 | 0 | 0 | 0 | 0 | 0 | 0 | 0 | 2409
1485
1486 |  | 1081399L | Accum Depr - Capital Lease |  | F10 |  | 0 | 0 | 0 | 0 | 0 | 0 | 0 | 0 | 0 | 2413
1487 |  |  |  | SE | F10 |  | 0 | 0 | 0 | 0 | 0 | 0 | 0 | 0 | 0 | 2414
1488 |  |  | Remove Capital Lease |  | F10 |  | 0 | 0 | 0 | 0 | 0 | 0 | 0 | 0 | 0 | 2417
1489
1490 |  | TOTAL GENERAL PLANT ACCUM DEPR |  |  |  |  | -10464060.3781 | -6401126.9131 | -1751794.5823 | -1172550.0734 | -398995.0894 | -113235.9417 | -537093.4144 | -89264.3639 | 0
1491
1492
1493 |  | TOTAL ACCUM DEPR - PLANT IN SERVICE |  |  |  |  | -167890782.0463 | -102669404.7047 | -23322564.1848 | -23275028.8676 | -8830389.8223 | -228955.71 | -6888762.5618 | -2675676.195 | 0
1494
1495
1496 | [6 empty] | D: ACCUMULATED AMORTIZATION
1497
1498 |  | 111CLS | Accum Prov for Amort-Steam |  | F10 |  | 0 | 0 | 0 | 0 | 0 | 0 | 0 | 0 | 0 | 2430
1499
1500 |  | 111CLG | Accum Prov for Amort-General
1501 |  |  |  | S | F108 |  | -725039.7876 | -355636.4083 | -101233.9671 | -128386.468 | -49648.2024 | -57170.8661 | -30295.4184 | -2668.4573 | 0 | 2434
1502 |  |  |  | CN | F108 |  | 0 | 0 | 0 | 0 | 0 | 0 | 0 | 0 | 0 | 2435
1503 |  |  |  | SG | F108 |  | 0 | 0 | 0 | 0 | 0 | 0 | 0 | 0 | 0 | 2436
1504 |  |  |  | SO | F108 |  | -14074.0244 | -6903.3942 | -1965.0912 | -2492.1588 | -963.7402 | -1109.7655 | -588.0759 | -51.7984 | 0 | 2437
1505 |  |  |  | SE | F108 |  | 0 | 0 | 0 | 0 | 0 | 0 | 0 | 0 | 0 | 2438
1506 |  |  | Total Accum Prov for Amort-General |  |  |  | -739113.812 | -362539.8025 | -103199.0584 | -130878.6268 | -50611.9426 | -58280.6317 | -30883.4943 | -2720.2558 | 0 | 2439
1507
1508 |  | 111CLH | Accum Prov for Amort-Hydro |  | F10 |  | 0 | 0 | 0 | 0 | 0 | 0 | 0 | 0 | 0 | 2449
1509
1510 |  | 111IP | Accum Prov for Amort-Intangible
1511 |  |  |  | S | F107D |  | -5947.0791 | -3637.9767 | -995.6041 | -666.3998 | -226.7624 | -64.3558 | -305.2483 | -50.732 | 0 | 2453
1512 |  |  |  | DGP | F105D |  | 0 | 0 | 0 | 0 | 0 | 0 | 0 | 0 | 0 | 2454
1513 |  |  |  | DGU | F105D |  | 0 | 0 | 0 | 0 | 0 | 0 | 0 | 0 | 0 | 2455
1514 |  |  |  | CAEW | F105D |  | 0 | 0 | 0 | 0 | 0 | 0 | 0 | 0 | 0 | 2456
1515 |  |  |  | CAEE | F105D |  | 0 | 0 | 0 | 0 | 0 | 0 | 0 | 0 | 0 | 2457
1516 |  |  |  | SE | F10 |  | 0 | 0 | 0 | 0 | 0 | 0 | 0 | 0 | 0 | 2458
1517 |  |  |  | SG | F105D |  | 0 | 0 | 0 | 0 | 0 | 0 | 0 | 0 | 0 | 2459
1518 |  |  |  | SG-P | F105D |  | 0 | 0 | 0 | 0 | 0 | 0 | 0 | 0 | 0 | 2460
1519 |  |  |  | SG-U | F105D |  | 0 | 0 | 0 | 0 | 0 | 0 | 0 | 0 | 0 | 2461
1520 |  |  |  | CN | F42 |  | 0 | 0 | 0 | 0 | 0 | 0 | 0 | 0 | 0 | 2462
1521 |  |  |  | CAGE | F105D |  | 0 | 0 | 0 | 0 | 0 | 0 | 0 | 0 | 0 | 2463
1522 |  |  |  | CAGE | F105D |  | 0 | 0 | 0 | 0 | 0 | 0 | 0 | 0 | 0 | 2464
1523 |  |  |  | CAGW | F105D |  | 0 | 0 | 0 | 0 | 0 | 0 | 0 | 0 | 0 | 2465
1524 |  |  |  | CAGE | F105D |  | 0 | 0 | 0 | 0 | 0 | 0 | 0 | 0 | 0 | 2466
1525 |  |  |  | JBG | F105D |  | -79575.4851 | -48678.3104 | -13321.7794 | -8916.8294 | -3034.2168 | -861.1194 | -4084.4058 | -678.824 | 0 | 2467
1526 |  |  |  | SO | F102D |  | -3712706.1696 | -2271155.032 | -621546.3519 | -416027.2145 | -141565.652 | -40176.7348 | -190563.6972 | -31671.4872 | 0 | 2468
1527 |  |  | Total Accum Prov for Amort-Intangible |  |  |  | -3798228.7338 | -2323471.3191 | -635863.7353 | -425610.4437 | -144826.6312 | -41102.21 | -194953.3513 | -32401.0431 | 0
1528
1529 |  | 111390 | Accum Prov for Amort-Capital Lease |  | F10 |  | 0 | 0 | 0 | 0 | 0 | 0 | 0 | 0 | 0 | 2479
1530
1531
1532 |  | TOTAL ACCUM PROV FOR AMORTIZATION |  |  |  |  | -4537342.5457 | -2686011.1216 | -739062.7936 | -556489.0705 | -195438.5738 | -99382.8417 | -225836.8456 | -35121.2989 | 0

## Dist-Xfmr
DIS XFMR |  |  | - | DIS - XFMR - Unbundled
PacifiCorp
3 | Cost Of Service By Rate Schedule
4 | State of Washington
5 | WCA
6 | 12 Months Ending June 2022
7
8
9 |  | A |  | B | C |  | D | E | F | G | H | I | J | K | Chk Total
12 |  |  |  | DESCRIPTION |  |  | Washington Jurisdiction Normalized | Residential Schedule 16 | Small General Service Schedule 24 | Large General Service < 1,000 kW Schedule 36 | Large General Service > 1,000 kW Schedule 48 | Large General Dedicated Facilities Schedule 48 | Agricultural Pumping Schedule 40 | Street & Area Lighting Sch. 15, 51-54, 57 | 0
13
12 |  |  |  | Operating Revenues |  |  | 8984191.3696 | 5152971.1896 | 2169079.814 | 724238.7063 | 139178.4251 | 32366.1026 | 749452.3783 | 16904.7537 | 0
13
14 |  |  |  | Operating Expenses
15 |  |  |  | Operation & Maintenance Expenses |  |  | 405893.4459 | 244491.5586 | 66447.6399 | 49280.4421 | 17328.6152 | 5966.3304 | 20428.748 | 1950.1118 | 0
16 |  |  |  | Depreciation Expense |  |  | 3493009.0909 | 2056213.9664 | 772263.4112 | 237405.2071 | 37499.5516 | 3124.4149 | 380239.7958 | 6262.7439 | 0
17 |  |  |  | Amortization Expense |  |  | 191667.0368 | 113638.4695 | 31397.3321 | 23379.1486 | 8200.0628 | 3975.532 | 9569.4859 | 1507.006 | 0
18 |  |  |  | Taxes Other Than Income |  |  | 1708448.0693 | 1057068.9826 | 274435.6356 | 191538.6263 | 66642.617 | 23479.4464 | 83536.975 | 11745.7863 | 0
19 |  |  |  | Income Taxes - Federal |  |  | 685897.6481 | 424385.8166 | 110178.7994 | 76897.7973 | 26755.2846 | 9426.3896 | 33537.9317 | 4715.629 | 0
20 |  |  |  | Income Taxes - State |  |  | 0 | 0 | 0 | 0 | 0 | 0 | 0 | 0 | 0
21 |  |  |  | Income Taxes Deferred |  |  | -772248.2338 | -477813.5604 | -124049.6792 | -86578.7896 | -30123.6217 | -10613.118 | -37760.1653 | -5309.2997 | 0
22 |  |  |  | Investment Tax Credit Adj |  |  | 0 | 0 | 0 | 0 | 0 | 0 | 0 | 0 | 0
23 |  |  |  | Misc Revenues & Expense |  |  | 0.50938 | 0.21265 | 0.066364 | 0.10922 | 0.043872 | 0.057643 | 0.018789 | 0.00083533 | 0
24
25 |  |  |  | Total Operating Expenses |  |  | 5712667.5666 | 3417985.4459 | 1130673.2054 | 491922.541 | 126302.5534 | 35359.0528 | 489552.7899 | 20871.9781 | 0
26
27 |  |  |  | Operating Revenue For Return |  |  | 3271523.8031 | 1734985.7437 | 1038406.6086 | 232316.1654 | 12875.8716 | -2992.9502 | 259899.5883 | -3967.2244 | 0
28
29
30 |  |  |  | Rate Base :
31 |  |  |  | Electric Plant In Service |  |  | 146720613.5371 | 86382062.5986 | 32408650.7189 | 9996264.8138 | 1590219.4183 | 136704.6837 | 15939940.2941 | 266771.0096 | 0
32 |  |  |  | Plant Held For Future Use |  |  | 0 | 0 | 0 | 0 | 0 | 0 | 0 | 0 | 0
33 |  |  |  | Electric Plant Acquisition Adj |  |  | 0 | 0 | 0 | 0 | 0 | 0 | 0 | 0 | 0
34 |  |  |  | Pensions |  |  | 0 | 0 | 0 | 0 | 0 | 0 | 0 | 0 | 0
35 |  |  |  | Prepayments |  |  | 3.1032e-10 | 1.8983e-10 | 5.1951e-11 | 3.4773e-11 | 1.1833e-11 | 3.3581e-12 | 1.5928e-11 | 2.6472e-12 | 0
36 |  |  |  | Fuel Stock |  |  | 0 | 0 | 0 | 0 | 0 | 0 | 0 | 0 | 0
37 |  |  |  | Materials & Supplies |  |  | 3.4202e-06 | 2.0922e-06 | 5.7257e-07 | 3.8325e-07 | 1.3041e-07 | 3.7011e-08 | 1.7555e-07 | 2.9176e-08 | 0
38 |  |  |  | Misc Deferred Debits |  |  | 0 | 0 | 0 | 0 | 0 | 0 | 0 | 0 | 0
39 |  |  |  | Cash Working Capital |  |  | 0 | 0 | 0 | 0 | 0 | 0 | 0 | 0 | 0
40 |  |  |  | Weatherization Loans |  |  | 0 | 0 | 0 | 0 | 0 | 0 | 0 | 0 | 0
41 |  |  |  | Miscellaneous Rate Base |  |  | 0 | 0 | 0 | 0 | 0 | 0 | 0 | 0 | 0
42
43 |  |  |  | Total Rate Base Additions |  |  | 146720613.5371 | 86382062.5986 | 32408650.7189 | 9996264.8138 | 1590219.4183 | 136704.6837 | 15939940.2941 | 266771.0096 | 0
44
45 |  |  |  | Rate Base Deductions :
46 |  |  |  | Accum Provision For Depreciation |  |  | -75825048.931 | -44596697.8696 | -16854565.4132 | -5079148.6726 | -767822.9203 | -51080.5678 | -8351147.9333 | -124585.5541 | 0
47 |  |  |  | Accum Provision For Amortization |  |  | -2075192.6243 | -1228470.2801 | -338016.723 | -254515.061 | -89385.5121 | -45453.5971 | -103288.423 | -16063.028 | 0
48 |  |  |  | Accum Deferred Income Taxes |  |  | -12291538.0007 | -7552552.1408 | -2039248.4571 | -1362204.3654 | -466865.921 | -164477.809 | -603591.4743 | -102597.8331 | 0
49 |  |  |  | Unamortized ITC |  |  | -905.3046 | -556.2641 | -150.1936 | -100.3338 | -34.3879 | -12.115 | -44.4541 | -7.5561 | 0
50 |  |  |  | Customer Advance For Construction |  |  | -1697312.7363 | -767065.1989 | -618465.015 | -107959.2553 | 0 | 0 | -95458.4922 | -108364.775 | 0
51 |  |  |  | Customer Service Deposits |  |  | 0 | 0 | 0 | 0 | 0 | 0 | 0 | 0 | 0
52 |  |  |  | Misc Rate Base Deductions |  |  | -8380.7893 | -5126.738 | -1403.0329 | -939.1092 | -319.5599 | -90.692 | -430.1644 | -71.4929 | 0
53 | [14 empty] | 0
54 |  |  |  | Total Rate Base Deductions |  |  | -91898378.3862 | -54150468.4915 | -19851848.8347 | -6804866.7973 | -1324428.3012 | -261114.7809 | -9153960.9414 | -351690.2391 | 0
55 | [14 empty] | 0
56 |  |  |  | Total Rate Base |  |  | 54822235.1509 | 32231594.1071 | 12556801.8842 | 3191398.0165 | 265791.117 | -124410.0972 | 6785979.3527 | -84919.2295 | 0
57
58
59 |  |  |  | Return On Rate Base |  |  | 5.968% | 5.383% | 8.27% | 7.279% | 4.844% | 2.406% | 3.83% | 4.672%
60
61 |  |  |  | Return On Equity |  |  | 6.952% | 5.818% | 11.42% | 9.498% | 4.773% | 0.04038% | 2.804% | 4.438%
PacifiCorp
Cost Of Service By Rate Schedule
State of Washington
WCA
12 Months Ending June 2022
|  | A |  | B | C |  | D | E | F | G | H | I | J | K
|  |  |  | DESCRIPTION | COS Factor |  | Washington Jurisdiction Normalized | Residential Schedule 16 | Small General Service Schedule 24 | Large General Service < 1,000 kW Schedule 36 | Large General Service > 1,000 kW Schedule 48 | Large General Dedicated Facilities Schedule 48 | Agricultural Pumping Schedule 40 | Street & Area Lighting Sch. 15, 51-54, 57
79 |  |  |  | Total Rate Base |  |  | 54822235.1509 | 32231594.1071 | 12556801.8842 | 3191398.0165 | 265791.117 | -124410.0972 | 6785979.3527 | -84919.2295 | 0
80
81
82 |  |  |  | Return On Ratebase ($$) | 5.772% |  | 3164072.0879 | 1860250.4437 | 724717.3751 | 184191.9316 | 15340.1672 | -7180.3442 | 391653.6383 | -4901.1238 | 0
83 |  |  |  | Operating & Maintenance Expense |  |  | 405893.4459 | 244491.5586 | 66447.6399 | 49280.4421 | 17328.6152 | 5966.3304 | 20428.748 | 1950.1118 | 0
84 |  |  |  | Bad Debt to Produce ROR | F80 |  | 0 | 0 | 0 | 0 | 0 | 0 | 0 | 0 | 0
85 |  |  |  | Depreciation Expense |  |  | 3493009.0909 | 2056213.9664 | 772263.4112 | 237405.2071 | 37499.5516 | 3124.4149 | 380239.7958 | 6262.7439 | 0
86 |  |  |  | Amortization Expense |  |  | 191667.0368 | 113638.4695 | 31397.3321 | 23379.1486 | 8200.0628 | 3975.532 | 9569.4859 | 1507.006 | 0
87 |  |  |  | Taxes Other Than Income |  |  | 1708448.0693 | 1057068.9826 | 274435.6356 | 191538.6263 | 66642.617 | 23479.4464 | 83536.975 | 11745.7863 | 0
88 |  |  |  | Federal Income Taxes |  |  | 685897.6481 | 424385.8166 | 110178.7994 | 76897.7973 | 26755.2846 | 9426.3896 | 33537.9317 | 4715.629 | 0
89 |  |  |  | FIT Adj to Produce Target ROR | F101 |  | 0 | 0 | 0 | 0 | 0 | 0 | 0 | 0 | 0
90 |  |  |  | State Income Taxes |  |  | 0 | 0 | 0 | 0 | 0 | 0 | 0 | 0 | 0
91 |  |  |  | SIT Adj to Produce Target ROR | F101 |  | 0 | 0 | 0 | 0 | 0 | 0 | 0 | 0 | 0
92 |  |  |  | Deferred Income Taxes |  |  | -772248.2338 | -477813.5604 | -124049.6792 | -86578.7896 | -30123.6217 | -10613.118 | -37760.1653 | -5309.2997 | 0
93 |  |  |  | Investment Tax Credit |  |  | 0 | 0 | 0 | 0 | 0 | 0 | 0 | 0 | 0
94 |  |  |  | Misc Revenue & Expenses |  |  | 0.50938 | 0.21265 | 0.066364 | 0.10922 | 0.043872 | 0.057643 | 0.018789 | 0.00083533 | 0
95 |  |  |  | Revenue Credits |  |  | -337494.6384 | -116402.7667 | -61168.6115 | -81852.488 | -23136.4494 | -17590.2907 | -36730.9043 | -613.1279 | 0
96
97 |  |  |  | Total Revenue Requirements |  |  | 8539245.0161 | 5161833.1229 | 1794221.9689 | 594261.9846 | 118506.2713 | 10588.4179 | 844475.524 | 15357.7264 | 0
98 |  |  |  | Operating Revenues |  |  | 8646696.7312 | 5036568.4229 | 2107911.2025 | 642386.2184 | 116041.9757 | 14775.8119 | 712721.474 | 16291.6259 | 0
99
100 |  |  |  | Increase / (Decrease) Required to
101 |  |  |  | Earn Equal Rates of Return |  |  | -107451.7151 | 125264.7 | -313689.2335 | -48124.2338 | 2464.2956 | -4187.394 | 131754.05 | -933.8994 | 0
102
103 |  |  |  | Existing Revenues |  |  | 8646696.7312 | 5036568.4229 | 2107911.2025 | 642386.2184 | 116041.9757 | 14775.8119 | 712721.474 | 16291.6259 | 0
104 |  |  |  | check |  |  | 0 | 0 | 0 | 0 | 0 | 0 | 0 | 0 | 0
105 |  |  |  | Percent Increase / (Decrease)
106 |  |  |  | Over Existing Rates To
107 |  |  |  | Equal Authorized RoE & RoR |  |  | -1.243% | 2.487% | -14.88% | -7.491% | 2.124% | -28.34% | 18.49% | -5.732%
[5 empty] | WCA |  | E: ELECTRIC REVENUES
|  | DIS - XFMR - Unbundled |  |  | Method
|  | A |  | B | 0 |  | D | E | F | G | H | I | J | K
|  | FERC ACCT |  | DESCRIPTION | COS Factor |  | Washington Jurisdiction Normalized | Residential Schedule 16 | Small General Service Schedule 24 | Large General Service < 1,000 kW Schedule 36 | Large General Service > 1,000 kW Schedule 48 | Large General Dedicated Facilities Schedule 48 | Agricultural Pumping Schedule 40 | Street & Area Lighting Sch. 15, 51-54, 57 |  | Func Study Row
120 |  | 440 | Residential Sales |  | A |  | 5036568.4229 | 5036568.4229 | 0 | 0 | 0 | 0 | 0 | 0 | 0
121
122 |  | 442 | Commercial & Industrial Sales |  | A |  | 3477794.7067 | 0 | 2107911.2025 | 642386.2184 | 0 | 14775.8119 | 712721.474 | 0 | 0
123 |  |  |  | Interruptible Demand | F10 |  | 0 | 0 | 0 | 0 | 0 | 0 | 0 | 0 | 0 | 100
124 |  |  |  | Interruptible Energy | F10 |  | 0 | 0 | 0 | 0 | 0 | 0 | 0 | 0 | 0 | 101
125 | [6 empty] | 3477794.7067 | 0 | 2107911.2025 | 642386.2184 | 0 | 14775.8119 | 712721.474 | 0 | 0
126
127 |  | 444 | Public Street & Highway Lighting |  | A |  | 132333.6015 | 0 | 0 | 0 | 116041.9757 | 0 | 0 | 16291.6259 | 0
128
129 |  | 445 | Other Sales to Public Authority |  | A |  | 0 | 0 | 0 | 0 | 0 | 0 | 0 | 0 | 0
130
131 |  | 448 | Interdepartmental |  | A | 0 | 0 | 0 | 0 | 0 | 0 | 0 | 0 | 0 | 0 | 114
132 |  |  |  | Demand | F10 |  | 0 | 0 | 0 | 0 | 0 | 0 | 0 | 0 | 0 | 115
133 | [6 empty] | 0 | 0 | 0 | 0 | 0 | 0 | 0 | 0 | 0
134
135 |  | Total Sales to Ultimate Customers |  |  |  |  | 8646696.7312 | 5036568.4229 | 2107911.2025 | 642386.2184 | 116041.9757 | 14775.8119 | 712721.474 | 16291.6259 | 0
136
137 |  | 447 | Sales for Resale |  | F30 |  | 0 | 0 | 0 | 0 | 0 | 0 | 0 | 0 | 0 | 121
138 | [6 empty] | 0 | 0 | 0 | 0 | 0 | 0 | 0 | 0 | 0
139
140 |  | 447NPC | Sales for Resale - NPC
141 |  |  |  | Demand | F30 |  | 0 | 0 | 0 | 0 | 0 | 0 | 0 | 0 | 0 | 0
142 |  |  |  | Energy | F30 |  | 0 | 0 | 0 | 0 | 0 | 0 | 0 | 0 | 0 | 127
143 | [6 empty] | 0 | 0 | 0 | 0 | 0 | 0 | 0 | 0 | 0
144
145 |  | 449 | Provision for Rate Refund |  | F11 |  | 0 | 0 | 0 | 0 | 0 | 0 | 0 | 0 | 0 | 133
146 |  |  |  |  | F10 |  | 0 | 0 | 0 | 0 | 0 | 0 | 0 | 0 |  | 134
147
148 |  | State Specific Revenue Credit |  |  | F140D |  | 9988.1693 | 5963.0213 | 1561.3116 | 1255.0922 | 453.7651 | 232.6812 | 452.1584 | 70.1394 | 0 | 136
149
150 |  | AGA Revenue |  |  | A | 0.18515 | 115950.6087 | 210.5212 | 32396.57 | 46319.1149 | 9638.984 | 1267.2008 | 25980.6475 | 137.5702 | 0 | 137
151
152 |  | Autopay Bill Credit |  |  | F40 | 0 | 0 | 0 | 0 | 0 | 0 | 0 | 0 | 0 | 0 | 139
153
154 |  | Paperless Bill Credit |  |  | F40 | 0 | 0 | 0 | 0 | 0 | 0 | 0 | 0 | 0 | 0 | 141
155
156
157 |  | Total Sales from Electricity |  |  |  |  | 8772635.5092 | 5042741.9655 | 2141869.0841 | 689960.4255 | 126134.7248 | 16275.6939 | 739154.2799 | 16499.3355 | 0
158
159 |  | Other Electric Operating Revenues
160 |  | 450 | Forfeited Discounts & Interest |  | A | 0 | 0 | 0 | 0 | 0 | 0 | 0 | 0 | 0 | 0 | 147
161 |  |  |  | Customers | F40 |  | 0 | 0 | 0 | 0 | 0 | 0 | 0 | 0 | 0 | 148
162 | [6 empty] | 0 | 0 | 0 | 0 | 0 | 0 | 0 | 0 | 0
163
164 |  | 451 | Misc Electric Revenue |  | A | 0 | 0 | 0 | 0 | 0 | 0 | 0 | 0 | 0 | 0 | 152
165 |  |  |  | Demand | F10 |  | 0 | 0 | 0 | 0 | 0 | 0 | 0 | 0 | 0 | 153
166 |  |  |  | Customer | F40 |  | 0.16878 | 0.13301 | 0.024999 | 0.0012858 | 7.9804e-05 | 1.2011e-06 | 0.0061745 | 0.0032338 | 0 | 154
167 | [6 empty] | 0.16878 | 0.13301 | 0.024999 | 0.0012858 | 7.9804e-05 | 1.2011e-06 | 0.0061745 | 0.0032338 | 0
168
169 |  | 453 | Water Sales |  | F12 |  | 0 | 0 | 0 | 0 | 0 | 0 | 0 | 0 | 0 | 162
170
171 |  | 454 | Rent of Electric Property |  | A | 0.2169 | 198669.8993 | 100074.5197 | 25302.1227 | 34180.1126 | 13037.6075 | 16090.317 | 9826.6955 | 158.5243 | 0 | 165
172 |  |  |  | Demand | F10 |  | 0 | 0 | 0 | 0 | 0 | 0 | 0 | 0 | 0 | 166
173 |  |  |  | Demand | F10 |  | 0 | 0 | 0 | 0 | 0 | 0 | 0 | 0 | 0 | 167
174 |  |  |  | Jim Bridger Generation | F10 |  | 0 | 0 | 0 | 0 | 0 | 0 | 0 | 0 | 0 | 168
175 |  |  |  | Customer | F40 |  | 12885.7924 | 10154.5714 | 1908.5823 | 98.1669 | 6.0927 | 0.091696 | 471.3967 | 246.8907 | 0 | 169
176 | [6 empty] | 211555.6917 | 110229.0911 | 27210.7049 | 34278.2795 | 13043.7002 | 16090.4087 | 10298.0921 | 405.4151 | 0
177
178 |  | 456 | Other Electric Revenue |  | A | 0 | 0 | 0 | 0 | 0 | 0 | 0 | 0 | 0 | 0 | 173
179 |  |  |  | CAGE | F12 |  | 0 | 0 | 0 | 0 | 0 | 0 | 0 | 0 | 0 | 174
180 |  |  |  | CAGW | F12 |  | 0 | 0 | 0 | 0 | 0 | 0 | 0 | 0 | 0 | 175
181 |  |  |  | SO | F12 |  | 0 | 0 | 0 | 0 | 0 | 0 | 0 | 0 | 0 | 176
182 |  |  |  | SG | F40 |  | 0 | 0 | 0 | 0 | 0 | 0 | 0 | 0 | 0 | 177
183 |  |  |  | JBG | F12 |  | 0 | 0 | 0 | 0 | 0 | 0 | 0 | 0 | 0 | 178
184 |  |  |  | WRG | F12 |  | 0 | 0 | 0 | 0 | 0 | 0 | 0 | 0 | 0 | 179
185 |  |  |  | WRE | F12 |  | 0 | 0 | 0 | 0 | 0 | 0 | 0 | 0 | 0 | 180
186 |  |  |  | CN | F12 |  | 0 | 0 | 0 | 0 | 0 | 0 | 0 | 0 | 0 | 181
187 |  |  |  | SE | F12 |  | 0 | 0 | 0 | 0 | 0 | 0 | 0 | 0 | 0 | 182
188 | [6 empty] | 0 | 0 | 0 | 0 | 0 | 0 | 0 | 0 | 0
189 | [14 empty] | 0
190 |  | Total Other Electric Operating Revenues |  |  |  |  | 211555.8604 | 110229.2241 | 27210.7299 | 34278.2808 | 13043.7003 | 16090.4087 | 10298.0983 | 405.4183 | 0
191 | [14 empty] | 0
192 |  | Total Electric Operating Revenues |  |  |  |  | 8984191.3696 | 5152971.1896 | 2169079.814 | 724238.7063 | 139178.4251 | 32366.1026 | 749452.3783 | 16904.7537 | 0
193
194 |  | Miscellaneous Revenues
195 |  | 41160 | Gain on Sale of Utility Plant - CR |  | F12 |  | 0 | 0 | 0 | 0 | 0 | 0 | 0 | 0 | 0 | 196
196 |  | 41170 | Loss on Sale of Utility Plant |  | F12 |  | 0 | 0 | 0 | 0 | 0 | 0 | 0 | 0 | 0 | 201
197 |  | 4118 | Gain from Emission Allowances |  | F12 |  | 0 | 0 | 0 | 0 | 0 | 0 | 0 | 0 | 0 | 203
198 |  | 41181 | Gain from Disposition of NOX Credits |  | F12 |  | 0 | 0 | 0 | 0 | 0 | 0 | 0 | 0 | 0 | 208
199 |  | 4194 | Impact Housing Interest Income |  | F12 |  | 0 | 0 | 0 | 0 | 0 | 0 | 0 | 0 | 0 | 212
200 |  | 421 | (Gain)/Loss on Sale of Utility Plant |  | F12 |  | 0.50938 | 0.21265 | 0.066364 | 0.10922 | 0.043872 | 0.057643 | 0.018789 | 0.00083533 | 0 | 223
201
202 |  | Total Miscellaneous Revenues |  |  |  |  | 0.50938 | 0.21265 | 0.066364 | 0.10922 | 0.043872 | 0.057643 | 0.018789 | 0.00083533 | 0
203
204 |  | Miscellaneous Expenses
205 |  | 4311 | Interest on Customer Deposits |  | F80 |  | 0 | 0 | 0 | 0 | 0 | 0 | 0 | 0 | 0 | 229
206
207 |  | Net Miscellaneous Revenues And Expense |  |  |  |  | 0.50938 | 0.21265 | 0.066364 | 0.10922 | 0.043872 | 0.057643 | 0.018789 | 0.00083533 | 0
208
209 |  | Distribution - METER - Unbundled
210 | [6 empty] | E: STEAM POWER GENERATION
211
212 |  | A |  | B | C |  | D | E | F | G | H | I | J | K
213 |  | FERC ACCT |  | DESCRIPTION | COS Factor |  | Washington Jurisdiction Normalized | Residential Schedule 16 | Small General Service Schedule 24 | Large General Service < 1,000 kW Schedule 36 | Large General Service > 1,000 kW Schedule 48 | Large General Dedicated Facilities Schedule 48 | Agricultural Pumping Schedule 40 | Street & Area Lighting Sch. 15, 51-54, 57
214 |  | 500 | Operation Suprvn & Engineering |  | F10 |  | 0 | 0 | 0 | 0 | 0 | 0 | 0 | 0 | 0 | 237
|  |  |  | JBG | F10 |  | 0 | 0 | 0 | 0 | 0 | 0 | 0 | 0 | 0 | 238
216 |  |  |  | CAGW | F10 |  | 0 | 0 | 0 | 0 | 0 | 0 | 0 | 0 | 0 | 239
217 |  |  |  | Total 500 |  |  | 0 | 0 | 0 | 0 | 0 | 0 | 0 | 0 | 0
218
219 |  | 501 | Fuel Related |  | F10 |  | 0 | 0 | 0 | 0 | 0 | 0 | 0 | 0 | 0 | 243
220 |  |  |  | S | F10 |  | 0 | 0 | 0 | 0 | 0 | 0 | 0 | 0 | 0 | 244
221 |  |  |  | SE | F10 |  | 0 | 0 | 0 | 0 | 0 | 0 | 0 | 0 | 0 | 245
222 |  |  |  | CAGW | F10 |  | 0 | 0 | 0 | 0 | 0 | 0 | 0 | 0 | 0 | 246
223 |  |  |  | CAGE | F10 |  | 0 | 0 | 0 | 0 | 0 | 0 | 0 | 0 | 0 | 247
224 |  |  |  | CAEW | F10 |  | 0 | 0 | 0 | 0 | 0 | 0 | 0 | 0 | 0 | 248
225 |  |  |  | CAEE | F10 |  | 0 | 0 | 0 | 0 | 0 | 0 | 0 | 0 | 0 | 249
226 |  |  |  | JBE | F10 |  | 0 | 0 | 0 | 0 | 0 | 0 | 0 | 0 | 0 | 250
227 |  |  |  | CAEE | F10 |  | 0 | 0 | 0 | 0 | 0 | 0 | 0 | 0 | 0 | 251
228 |  |  |  | JBG | F10 |  | 0 | 0 | 0 | 0 | 0 | 0 | 0 | 0 | 0 | 252
229 |  |  |  | Total 501 |  |  | 0 | 0 | 0 | 0 | 0 | 0 | 0 | 0 | 0
230
231 |  | 501NPC | Fuel Related - NPC
232 |  |  |  | S | F30 |  | 0 | 0 | 0 | 0 | 0 | 0 | 0 | 0 | 0 | 256
233 |  |  |  | CAEW | F30 |  | 0 | 0 | 0 | 0 | 0 | 0 | 0 | 0 | 0 | 257
234 |  |  | Total Fuel Related |  |  |  | 0 | 0 | 0 | 0 | 0 | 0 | 0 | 0 | 0
235
236
237 |  | 502 | Steam Expenses |  | F10 |  | 0 | 0 | 0 | 0 | 0 | 0 | 0 | 0 | 0 | 262
238 |  |  |  | SE/CAEW/CAEE | F10 |  | 0 | 0 | 0 | 0 | 0 | 0 | 0 | 0 | 0 | 263
239 |  |  |  | JBG | F10 |  | 0 | 0 | 0 | 0 | 0 | 0 | 0 | 0 | 0 | 265
240 |  |  |  | Total 502 |  |  | 0 | 0 | 0 | 0 | 0 | 0 | 0 | 0 | 0
241
242 |  | 503 | Steam From Other Sources |  | F10 |  | 0 | 0 | 0 | 0 | 0 | 0 | 0 | 0 | 0 | 270
243
244 |  | 503NPC | Steam From Other Sources-NPC
245 |  |  |  | S | F30 |  | 0 | 0 | 0 | 0 | 0 | 0 | 0 | 0 | 0 | 272
246 |  |  |  | SE | F30 |  | 0 | 0 | 0 | 0 | 0 | 0 | 0 | 0 | 0 | 273
247 |  |  |  | CAEE | F30 |  | 0 | 0 | 0 | 0 | 0 | 0 | 0 | 0 | 0 | 274
248 |  |  |  | Total Steam From Other Sources |  |  | 0 | 0 | 0 | 0 | 0 | 0 | 0 | 0 | 0
249
250 |  | 505 | Electric Expenses |  | F10 |  | 0 | 0 | 0 | 0 | 0 | 0 | 0 | 0 | 0 | 279
251 |  |  |  | JBG | F10 |  | 0 | 0 | 0 | 0 | 0 | 0 | 0 | 0 | 0 | 280
252 |  |  |  | Total 505 |  |  | 0 | 0 | 0 | 0 | 0 | 0 | 0 | 0 | 0
253
254 |  | 506 | Misc. Steam Expense |  | F10 |  | 0 | 0 | 0 | 0 | 0 | 0 | 0 | 0 | 0 | 284
255 |  |  |  | SE | F10 |  | 0 | 0 | 0 | 0 | 0 | 0 | 0 | 0 | 0 | 285
256 |  |  |  | JBG | F10 |  | 0 | 0 | 0 | 0 | 0 | 0 | 0 | 0 | 0 | 286
257 |  |  |  | Total 506 |  |  | 0 | 0 | 0 | 0 | 0 | 0 | 0 | 0 | 0
258
259 |  | 507 | Rents |  | F10 |  | 0 | 0 | 0 | 0 | 0 | 0 | 0 | 0 | 0 | 290
260 |  |  |  | CAGW | F10 |  | 0 | 0 | 0 | 0 | 0 | 0 | 0 | 0 | 0 | 292
261 |  |  |  | CAGE | F10 |  | 0 | 0 | 0 | 0 | 0 | 0 | 0 | 0 | 0 | 293
262 |  |  |  | JBG | F10 |  | 0 | 0 | 0 | 0 | 0 | 0 | 0 | 0 | 0 | 294
263 |  |  |  | CAGE | F10 |  | 0 | 0 | 0 | 0 | 0 | 0 | 0 | 0 | 0 | 295
264 |  |  |  | Total 507 |  |  | 0 | 0 | 0 | 0 | 0 | 0 | 0 | 0 | 0
265
266 |  | 510 | Maint Supervision & Engineering |  | F10 |  | 0 | 0 | 0 | 0 | 0 | 0 | 0 | 0 | 0 | 298
267 |  |  |  | JBG | F10 |  | 0 | 0 | 0 | 0 | 0 | 0 | 0 | 0 | 0 | 299
268 |  |  |  | Total 510 |  |  | 0 | 0 | 0 | 0 | 0 | 0 | 0 | 0 | 0
269
270 |  | 511 | Maintenance of Structures |  | F10 |  | 0 | 0 | 0 | 0 | 0 | 0 | 0 | 0 | 0 | 303
271 |  |  |  | CAGW | F10 |  | 0 | 0 | 0 | 0 | 0 | 0 | 0 | 0 | 0 | 304
272 |  |  |  | CAGE | F10 |  | 0 | 0 | 0 | 0 | 0 | 0 | 0 | 0 | 0 | 305
273 |  |  |  | JBG | F10 |  | 0 | 0 | 0 | 0 | 0 | 0 | 0 | 0 | 0 | 306
274 |  |  |  | CAGE | F10 |  | 0 | 0 | 0 | 0 | 0 | 0 | 0 | 0 | 0 | 307
275 |  |  |  | Total 511 |  |  | 0 | 0 | 0 | 0 | 0 | 0 | 0 | 0 | 0
276
277 |  | 512 | Maintenance of Boiler Plant |  | F10 |  | 0 | 0 | 0 | 0 | 0 | 0 | 0 | 0 | 0 | 311
278 |  |  |  |  | F10 |  | 0 | 0 | 0 | 0 | 0 | 0 | 0 | 0 | 0 | 312
279 |  |  |  | JBG | F10 |  | 0 | 0 | 0 | 0 | 0 | 0 | 0 | 0 | 0 | 313
280 |  |  |  | Total 512 |  |  | 0 | 0 | 0 | 0 | 0 | 0 | 0 | 0 | 0
281
282 |  | 513 | Maintenance of Electric Plant |  | F10 |  | 0 | 0 | 0 | 0 | 0 | 0 | 0 | 0 | 0 | 317
283 |  |  |  | CAGW | F10 |  | 0 | 0 | 0 | 0 | 0 | 0 | 0 | 0 | 0 | 318
284 |  |  |  | CAGE | F10 |  | 0 | 0 | 0 | 0 | 0 | 0 | 0 | 0 | 0 | 319
285 |  |  |  | JBG | F10 |  | 0 | 0 | 0 | 0 | 0 | 0 | 0 | 0 | 0 | 320
286 |  |  |  | CAGE | F10 |  | 0 | 0 | 0 | 0 | 0 | 0 | 0 | 0 | 0 | 321
287 |  |  |  | Total 513 |  |  | 0 | 0 | 0 | 0 | 0 | 0 | 0 | 0 | 0
288
289 |  | 514 | Maint of Misc. Steam Plant |  | F10 |  | 0 | 0 | 0 | 0 | 0 | 0 | 0 | 0 | 0 | 325
290 |  |  |  | CAGW | F10 |  | 0 | 0 | 0 | 0 | 0 | 0 | 0 | 0 | 0 | 326
291 |  |  |  | CAGE | F10 |  | 0 | 0 | 0 | 0 | 0 | 0 | 0 | 0 | 0 | 327
292 |  |  |  | JBG | F10 |  | 0 | 0 | 0 | 0 | 0 | 0 | 0 | 0 | 0 | 328
293 |  |  |  | CAGE | F10 |  | 0 | 0 | 0 | 0 | 0 | 0 | 0 | 0 | 0 | 329
294 |  |  |  | Total 514 |  |  | 0 | 0 | 0 | 0 | 0 | 0 | 0 | 0 | 0
295
296 |  | Total Steam Power Generation |  |  |  |  | 0 | 0 | 0 | 0 | 0 | 0 | 0 | 0 | 0
297
298
299 | [6 empty] | D: NUCLEAR POWER GENERATION
300
301
302 |  | 517 | Operation Super & Engineering |  | F10 |  | 0 | 0 | 0 | 0 | 0 | 0 | 0 | 0 | 0 | 336
303
304 |  | 518 | Nuclear Fuel Expense |  | F10 |  | 0 | 0 | 0 | 0 | 0 | 0 | 0 | 0 | 0 | 340
305
306 |  | 519 | Coolants and Water |  | F10 |  | 0 | 0 | 0 | 0 | 0 | 0 | 0 | 0 | 0 | 345
307
308 |  | 520 | Steam Expenses |  | F10 |  | 0 | 0 | 0 | 0 | 0 | 0 | 0 | 0 | 0 | 349
309
310 |  | 523 | Electric Expenses |  | F10 |  | 0 | 0 | 0 | 0 | 0 | 0 | 0 | 0 | 0 | 353
311
312 |  | 524 | Misc. Nuclear Expenses |  | F10 |  | 0 | 0 | 0 | 0 | 0 | 0 | 0 | 0 | 0 | 357
313
314 |  | 528 | Maint Supervision & Eng |  | F10 |  | 0 | 0 | 0 | 0 | 0 | 0 | 0 | 0 | 0 | 361
315
316 |  | 529 | Maintenance of Structures |  | F10 |  | 0 | 0 | 0 | 0 | 0 | 0 | 0 | 0 | 0 | 365
317
318 |  | 530 | Maintenance of Reactor Plant |  | F10 |  | 0 | 0 | 0 | 0 | 0 | 0 | 0 | 0 | 0 | 369
319
320 |  | 531 | Maintenance of Electric Plant |  | F10 |  | 0 | 0 | 0 | 0 | 0 | 0 | 0 | 0 | 0 | 373
321
322 |  | 532 | Maintenance of Misc Nuclear |  | F10 |  | 0 | 0 | 0 | 0 | 0 | 0 | 0 | 0 | 0 | 377
323
324 |  | Total Nuclear Power Generation |  |  |  |  | 0 | 0 | 0 | 0 | 0 | 0 | 0 | 0 | 0 | 380
325
326
327
328 |  | Distribution - METER - Unbundled |  |  |  |  | D: HYDRAULIC POWER GENERATION
329
330 |  | A |  | B | C |  | D | E | F | G | H | I | J | K
331 |  | FERC ACCT |  | DESCRIPTION | COS Factor |  | Washington Jurisdiction Normalized | Residential Schedule 16 | Small General Service Schedule 24 | Large General Service < 1,000 kW Schedule 36 | Large General Service > 1,000 kW Schedule 48 | Large General Dedicated Facilities Schedule 48 | Agricultural Pumping Schedule 40 | Street & Area Lighting Sch. 15, 51-54, 57
332 |  | 535 | Operation Super & Engineering
333 |  |  |  | DGP | F10 |  | 0 | 0 | 0 | 0 | 0 | 0 | 0 | 0 | 0 | 385
334 |  |  |  | CN | F10 |  | 0 | 0 | 0 | 0 | 0 | 0 | 0 | 0 | 0 | 386
335 |  |  |  | SG | F10 |  | 0 | 0 | 0 | 0 | 0 | 0 | 0 | 0 | 0 | 387
336 |  |  |  | SG-P | F10 |  | 0 | 0 | 0 | 0 | 0 | 0 | 0 | 0 | 0 | 388
337 |  |  |  | SG-U | F10 |  | 0 | 0 | 0 | 0 | 0 | 0 | 0 | 0 | 0 | 389
338
339 |  | 536 | Water For Power |  | F10 |  | 0 | 0 | 0 | 0 | 0 | 0 | 0 | 0 | 0 | 398
340
341 |  | 537 | Hydraulic Expenses |  | F10 |  | 0 | 0 | 0 | 0 | 0 | 0 | 0 | 0 | 0 | 406
342
343 |  | 538 | Electric Expenses |  | F10 |  | 0 | 0 | 0 | 0 | 0 | 0 | 0 | 0 | 0 | 410
344
345 |  | 539 | Misc. Hydro Expenses |  | F10 |  | 0 | 0 | 0 | 0 | 0 | 0 | 0 | 0 | 0 | 418
346
347 |  | 540 | Rents (Hydro Generation) |  | F10 |  | 0 | 0 | 0 | 0 | 0 | 0 | 0 | 0 | 0 | 426
348
349 |  | 541 | Maint Supervision & Engineering |  | F10 |  | 0 | 0 | 0 | 0 | 0 | 0 | 0 | 0 | 0 | 434
350
351 |  | 542 | Maintenance of Structures |  | F10 |  | 0 | 0 | 0 | 0 | 0 | 0 | 0 | 0 | 0 | 442
352
353 |  | 543 | Maint of Dams & Waterways |  | F10 |  | 0 | 0 | 0 | 0 | 0 | 0 | 0 | 0 | 0 | 450
354
355 |  | 544 | Maintenance of Electric Plant |  | F10 |  | 0 | 0 | 0 | 0 | 0 | 0 | 0 | 0 | 0 | 458
356
357 |  | 545 | Maint of Misc. Hydro Plant |  | F10
|  |  |  | SG | F10 |  | 0 | 0 | 0 | 0 | 0 | 0 | 0 | 0 | 0 | 461
|  |  |  | SG-P | F10 |  | 0 | 0 | 0 | 0 | 0 | 0 | 0 | 0 | 0 | 462
|  |  |  | SG-U | F10 |  | 0 | 0 | 0 | 0 | 0 | 0 | 0 | 0 | 0 | 463
|  |  |  | CAGW | F10 |  | 0 | 0 | 0 | 0 | 0 | 0 | 0 | 0 | 0 | 464
|  |  |  | CAGE | F10 |  | 0 | 0 | 0 | 0 | 0 | 0 | 0 | 0 | 0 | 465
363
364 |  | Total Hydraulic Power Generation |  |  |  |  | 0 | 0 | 0 | 0 | 0 | 0 | 0 | 0 | 0
365
366
367 | [6 empty] | D: OTHER POWER GENERATION
368
369
370 |  | 546 | Operation Super & Engineering |  | F10 |  | 0 | 0 | 0 | 0 | 0 | 0 | 0 | 0 | 0 | 472
371
372 |  | 547 | Fuel |  | F30 |  | 0 | 0 | 0 | 0 | 0 | 0 | 0 | 0 | 0 | 476
373 |  |  |  | CAEW/CAEE | F30 |  | 0 | 0 | 0 | 0 | 0 | 0 | 0 | 0 | 0 | 477
374
375
376 |  | 547NPC | Fuel-NPC |  | F30
377 |  |  |  | CAEW | F30 |  | 0 | 0 | 0 | 0 | 0 | 0 | 0 | 0 | 0 | 480
378 |  |  |  | S | F30 |  | 0 | 0 | 0 | 0 | 0 | 0 | 0 | 0 | 0 | 481
379 |  |  |  | Total 547 |  |  | 0 | 0 | 0 | 0 | 0 | 0 | 0 | 0 | 0
380
381 |  | 548 | Generation Expense |  | F10 |  | 0 | 0 | 0 | 0 | 0 | 0 | 0 | 0 | 0 | 486
382 |  |  |  | CAGW | F10 |  | 0 | 0 | 0 | 0 | 0 | 0 | 0 | 0 | 0 | 488
383 |  |  |  | Total 548 |  |  | 0 | 0 | 0 | 0 | 0 | 0 | 0 | 0 | 0
384
385 |  | 549 | Miscellaneous Other |  | F10 |  | 0 | 0 | 0 | 0 | 0 | 0 | 0 | 0 | 0 | 492
386 |  |  |  | CAGE/CAGW | F10 |  | 0 | 0 | 0 | 0 | 0 | 0 | 0 | 0 | 0 | 493
387
388 |  | 550/551 | Maint Supervision & Engineering
389 |  |  |  | CAGW | F10 |  | 0 | 0 | 0 | 0 | 0 | 0 | 0 | 0 | 0 | 498
390 |  |  |  | SG | F10 |  | 0 | 0 | 0 | 0 | 0 | 0 | 0 | 0 | 0 | 499
391 |  |  |  | Total 550 |  |  | 0 | 0 | 0 | 0 | 0 | 0 | 0 | 0 | 0
392
393 |  | 552 | Maintenance of Structures |  | F10 |  | 0 | 0 | 0 | 0 | 0 | 0 | 0 | 0 | 0 | 505
394
395 |  | 553 | Maint of Generation & Elect Plant |  | F10 |  | 0 | 0 | 0 | 0 | 0 | 0 | 0 | 0 | 0 | 509
396 |  |  |  | CAGW | F10 |  | 0 | 0 | 0 | 0 | 0 | 0 | 0 | 0 | 0 | 510
397 |  |  |  | Total 553 |  |  | 0 | 0 | 0 | 0 | 0 | 0 | 0 | 0 | 0
398
399 |  | 554 | Maintenance of Misc. Other |  | F10 |  | 0 | 0 | 0 | 0 | 0 | 0 | 0 | 0 | 0 | 514
400 |  |  |  | CAGW | F10 |  | 0 | 0 | 0 | 0 | 0 | 0 | 0 | 0 | 0 | 515
401 |  |  |  | Total 554 |  |  | 0 | 0 | 0 | 0 | 0 | 0 | 0 | 0 | 0
402
403 |  | Total Other Power Generation |  |  |  |  | 0 | 0 | 0 | 0 | 0 | 0 | 0 | 0 | 0
404
405
406 | [6 empty] | D: OTHER POWER SUPPLY
407
408
409 |  | 555 | Purchased Power |  | F10 |  | 0 | 0 | 0 | 0 | 0 | 0 | 0 | 0 | 0 | 520
410 |  |  |  | SG | F10 |  | 0 | 0 | 0 | 0 | 0 | 0 | 0 | 0 | 0 | 521
411 |  |  |  | SE | F10 |  | 0 | 0 | 0 | 0 | 0 | 0 | 0 | 0 | 0 | 522
412
413 |  | 555NPC | Purchased Power-NPC
414 |  |  |  | CAGW | F30 |  | 0 | 0 | 0 | 0 | 0 | 0 | 0 | 0 | 0 | 525
415 |  |  |  | CAEW | F30 |  | 0 | 0 | 0 | 0 | 0 | 0 | 0 | 0 | 0 | 526
416 |  |  |  | DGP | F30 |  | 0 | 0 | 0 | 0 | 0 | 0 | 0 | 0 | 0 | 527
417 |  |  |  | DGP | F30 |  | 0 | 0 | 0 | 0 | 0 | 0 | 0 | 0 | 0 | 528
418 |  |  |  | Total 555 |  |  | 0 | 0 | 0 | 0 | 0 | 0 | 0 | 0 | 0
419
420
421 |  | 556 | System Control & Load Dispatch |  | F10 |  | 0 | 0 | 0 | 0 | 0 | 0 | 0 | 0 | 0 | 532
422
423 |  | 557 | Other Expenses |  | F10 |  | 0 | 0 | 0 | 0 | 0 | 0 | 0 | 0 | 0 | 541
424
425
426 |  | Embedded Cost Differentials
427 |  |  |  | Company Owned Hydro | F10 |  | 0 | 0 | 0 | 0 | 0 | 0 | 0 | 0 | 0 | 544
428 |  |  |  | Company Owned Hydro | F10 |  | 0 | 0 | 0 | 0 | 0 | 0 | 0 | 0 | 0 | 545
|  |  |  | Mid-C Contract | F10 |  | 0 | 0 | 0 | 0 | 0 | 0 | 0 | 0 | 0 | 546
430 |  |  |  | Mid-C Contract | F10 |  | 0 | 0 | 0 | 0 | 0 | 0 | 0 | 0 | 0 | 547
431 |  |  |  | Existing QF Contracts | F10 |  | 0 | 0 | 0 | 0 | 0 | 0 | 0 | 0 | 0 | 548
432 |  |  |  | Existing QF Contracts | F10 |  | 0 | 0 | 0 | 0 | 0 | 0 | 0 | 0 | 0 | 548
433 | [6 empty] | 0 | 0 | 0 | 0 | 0 | 0 | 0 | 0 | 0
434
435 |  | Total Other Power Supply |  |  |  |  | 0 | 0 | 0 | 0 | 0 | 0 | 0 | 0 | 0
436
437 |  | TOTAL GENERATION EXPENSE |  |  |  |  | 0 | 0 | 0 | 0 | 0 | 0 | 0 | 0 | 0
438
439 |  | Distribution - METER - Unbundled |  |  |  |  | D: TRANSMISSION EXPENSE
440
441
442 |  | A |  | B | C |  | D | E | F | G | H | I | J | K
443 |  | FERC ACCT |  | DESCRIPTION | COS Factor |  | Washington Jurisdiction Normalized | Residential Schedule 16 | Small General Service Schedule 24 | Large General Service < 1,000 kW Schedule 36 | Large General Service > 1,000 kW Schedule 48 | Large General Dedicated Facilities Schedule 48 | Agricultural Pumping Schedule 40 | Street & Area Lighting Sch. 15, 51-54, 57
444 |  | 560 | Operation Supervision & Eng |  | F12 |  | 0 | 0 | 0 | 0 | 0 | 0 | 0 | 0 | 0 | 560
445
446 |  | 561 | Load Dispatching |  | F12 |  | 0 | 0 | 0 | 0 | 0 | 0 | 0 | 0 | 0 | 565
447
448 |  | 562 | Station Expense |  | F12 |  | 0 | 0 | 0 | 0 | 0 | 0 | 0 | 0 | 0 | 571
449
450 |  | 563 | Overhead Line Expense |  | F12 |  | 0 | 0 | 0 | 0 | 0 | 0 | 0 | 0 | 0 | 576
451
452 |  | 564 | Underground Line Expense |  | F12 |  | 0 | 0 | 0 | 0 | 0 | 0 | 0 | 0 | 0 | 580
453
454 |  | 565 | Transm of Electricity by Others |  | F12 |  | 0 | 0 | 0 | 0 | 0 | 0 | 0 | 0 | 0 | 584
455
456 |  | 565NPC | Transmission of Electricity by Others-NPC
457 |  |  | CAGW |  | F12 |  | 0 | 0 | 0 | 0 | 0 | 0 | 0 | 0 | 0 | 587
458 |  |  | SE |  | F12 |  | 0 | 0 | 0 | 0 | 0 | 0 | 0 | 0 | 0 | 588
459 |  |  | SE |  | F12 |  | 0 | 0 | 0 | 0 | 0 | 0 | 0 | 0 | 0 | 589
460 | [6 empty] | 0 | 0 | 0 | 0 | 0 | 0 | 0 | 0 | 0
461
462 |  | 566 | Misc. Transmission Expense |  | F12 |  | 0 | 0 | 0 | 0 | 0 | 0 | 0 | 0 | 0 | 595
463
464 |  | 567 | Rents - Transmission |  | F12 |  | 0 | 0 | 0 | 0 | 0 | 0 | 0 | 0 | 0 | 600
465
466 |  | 568 | Maint Supervision & Engineering |  | F12 |  | 0 | 0 | 0 | 0 | 0 | 0 | 0 | 0 | 0 | 605
467
468 |  | 569 | Maintenance of Structures |  | F12 |  | 0 | 0 | 0 | 0 | 0 | 0 | 0 | 0 | 0 | 610
469
470 |  | 570 | Maint of Station Equipment |  | F12 |  | 0 | 0 | 0 | 0 | 0 | 0 | 0 | 0 | 0 | 616
471
472 |  | 571 | Maintenance of Overhead Lines |  | F12 |  | 0 | 0 | 0 | 0 | 0 | 0 | 0 | 0 | 0 | 622
473
474 |  | 572 | Maint of Underground Lines |  | F12 |  | 0 | 0 | 0 | 0 | 0 | 0 | 0 | 0 | 0 | 628
475
476 |  | 573 | Maint of Misc Transmission Plant |  | F12 |  | 0 | 0 | 0 | 0 | 0 | 0 | 0 | 0 | 0 | 631
477
478
479 |  | TOTAL TRANSMISSION EXPENSE |  |  |  |  | 0 | 0 | 0 | 0 | 0 | 0 | 0 | 0 | 0
480
481
482
483
484
485
486
487
488
489
490
491 |  | Distribution - METER - Unbundled |  |  |  |  | D: DISTRIBUTION EXPENSE
492
493
494 |  | A |  | B | C |  | D | E | F | G | H | I | J | K
495 |  | FERC ACCT |  | DESCRIPTION | COS Factor |  | Washington Jurisdiction Normalized | Residential Schedule 16 | Small General Service Schedule 24 | Large General Service < 1,000 kW Schedule 36 | Large General Service > 1,000 kW Schedule 48 | Large General Dedicated Facilities Schedule 48 | Agricultural Pumping Schedule 40 | Street & Area Lighting Sch. 15, 51-54, 57
496 |  | 580 | Operation Supervision & Eng |  | F131 |  | 266477.007 | 161351.14 | 40318.6536 | 35404.154 | 13205.5321 | 4697.9581 | 10027.0297 | 1472.5394 | 0 | 639
497
498 |  | 581 | Load Dispatching |  | F20 |  | 0 | 0 | 0 | 0 | 0 | 0 | 0 | 0 | 0 | 644
499
500 |  | 582 | Station Expense |  | F120 |  | 0 | 0 | 0 | 0 | 0 | 0 | 0 | 0 | 0 | 649
501
502 |  | 583 | Overhead Line Expenses |  | F132 |  | 0 | 0 | 0 | 0 | 0 | 0 | 0 | 0 | 0 | 654
503
504 |  | 584 | Underground Line Expense |  | F133 |  | 0 | 0 | 0 | 0 | 0 | 0 | 0 | 0 | 0 | 659
505
506 |  | 585 | Street Lighting & Signal Systems |  | F130 |  | 0 | 0 | 0 | 0 | 0 | 0 | 0 | 0 | 0 | 664
507
508 |  | 586 | Meter Expenses |  | F127 |  | 0 | 0 | 0 | 0 | 0 | 0 | 0 | 0 | 0 | 669
509
510 |  | 587 | Customer Installation Expenses |  | F20 |  | 0 | 0 | 0 | 0 | 0 | 0 | 0 | 0 | 0 | 674
511
512 |  | 588 | Misc. Distribution Expenses |  | F131 |  | 0 | 0 | 0 | 0 | 0 | 0 | 0 | 0 | 0 | 680
513
514 |  | 589 | Rents |  | F131 |  | 0 | 0 | 0 | 0 | 0 | 0 | 0 | 0 | 0 | 685
515
516 |  | 590 | Maint Supervision & Engineering |  | F131 |  | 71944.4578 | 43562.1835 | 10885.3807 | 9558.5457 | 3565.2789 | 1268.3723 | 2707.1349 | 397.5617 | 0 | 690
517
518 |  | 591 | Maintenance of Structures |  | F119 |  | 0 | 0 | 0 | 0 | 0 | 0 | 0 | 0 | 0 | 695
519
520 |  | 592 | Maint of Station Equipment |  | F120 |  | 0 | 0 | 0 | 0 | 0 | 0 | 0 | 0 | 0 | 700
521
522 |  | 593 | Maintenance of Overhead Lines |  | F134 |  | 0 | 0 | 0 | 0 | 0 | 0 | 0 | 0 | 0 | 705
523
524 |  | 594 | Maint of Underground Lines |  | F135 |  | 0 | 0 | 0 | 0 | 0 | 0 | 0 | 0 | 0 | 710
525
526 |  | 595 | Maint of Line Transformers |  | F125 |  | 67471.9812 | 39578.2351 | 15243.6055 | 4317.7423 | 557.8042 | 0 | 7694.5834 | 80.0107 | 0 | 715
527
528 |  | 596 | Maint of Street Lighting & Signals |  | F130 |  | 0 | 0 | 0 | 0 | 0 | 0 | 0 | 0 | 0 | 720
529
530 |  | 597 | Maintenance of Meters |  | F127 |  | 0 | 0 | 0 | 0 | 0 | 0 | 0 | 0 | 0 | 725
531
532 |  | 598 | Maint of Misc. Distribution Plant |  | F131 |  | 0 | 0 | 0 | 0 | 0 | 0 | 0 | 0 | 0 | 730
533
534 |  | TOTAL DISTRIBUTION EXPENSE |  |  |  |  | 405893.4459 | 244491.5586 | 66447.6399 | 49280.4421 | 17328.6152 | 5966.3304 | 20428.748 | 1950.1118 | 0
535
536
537 | [6 empty] | D: CUSTOMER ACCOUNTS EXPENSE
538
539
540 |  | 901 | Supervision |  | F136 |  | 0 | 0 | 0 | 0 | 0 | 0 | 0 | 0 | 0 | 737
541
542 |  | 902 | Meter Reading Expense |  | F41 |  | 0 | 0 | 0 | 0 | 0 | 0 | 0 | 0 | 0 | 742
543
544 |  | 903 | Customer Receipts & Collections |  | F42 |  | 0 | 0 | 0 | 0 | 0 | 0 | 0 | 0 | 0 | 747
545
546 |  | 904 | Uncollectible Accounts |  | F80 |  | 0 | 0 | 0 | 0 | 0 | 0 | 0 | 0 | 0 | 753
547
548 |  | 905 | Misc. Customer Accounts Exp |  | F136 |  | 0 | 0 | 0 | 0 | 0 | 0 | 0 | 0 | 0 | 758
549
550 |  | TOTAL CUSTOMER ACCOUNTS EXPENSE |  |  |  |  | 0 | 0 | 0 | 0 | 0 | 0 | 0 | 0 | 0
551
552 |  | Distribution - METER - Unbundled |  |  |  |  | D: CUSTOMER SERVICE EXPENSE
553
554 |  | A |  | B | C |  | D | E | F | G | H | I | J | K
555 |  | FERC ACCT |  | DESCRIPTION | COS Factor |  | Washington Jurisdiction Normalized | Residential Schedule 16 | Small General Service Schedule 24 | Large General Service < 1,000 kW Schedule 36 | Large General Service > 1,000 kW Schedule 48 | Large General Dedicated Facilities Schedule 48 | Agricultural Pumping Schedule 40 | Street & Area Lighting Sch. 15, 51-54, 57
556 |  | 907 | Supervision |  | F40 |  | 0 | 0 | 0 | 0 | 0 | 0 | 0 | 0 | 0 | 765
557
558 |  | 908 | Customer Assistance |  | F40 |  | 0 | 0 | 0 | 0 | 0 | 0 | 0 | 0 | 0 | 770
559
560 |  | 909 | Informational & Instructional Adv |  | F40 |  | 0 | 0 | 0 | 0 | 0 | 0 | 0 | 0 | 0 | 776
561
562 |  | 910 | Misc. Customer Service |  | F40 |  | 0 | 0 | 0 | 0 | 0 | 0 | 0 | 0 | 0 | 781
563
564 |  | TOTAL CUSTOMER SERVICE EXPENSE |  |  |  |  | 0 | 0 | 0 | 0 | 0 | 0 | 0 | 0 | 0
565
566
567 | [6 empty] | D: SALES EXPENSE
568
569
570 |  | 911 | Supervision |  | F40 |  | 0 | 0 | 0 | 0 | 0 | 0 | 0 | 0 | 0 | 788
571
572 |  | 912 | Demonstration & Selling Expense |  | F40 |  | 0 | 0 | 0 | 0 | 0 | 0 | 0 | 0 | 0 | 793
573
574 |  | 913 | Advertising Expense |  | F40 |  | 0 | 0 | 0 | 0 | 0 | 0 | 0 | 0 | 0 | 798
575
576 |  | 916 | Misc. Sales Expense |  | F40 |  | 0 | 0 | 0 | 0 | 0 | 0 | 0 | 0 | 0 | 803
577
578 |  | TOTAL SALES EXPENSE |  |  |  |  | 0 | 0 | 0 | 0 | 0 | 0 | 0 | 0 | 0
579
580
581 | [6 empty] | D: ADMINISTRATION & GENERAL EXPENSE
582
583
584 |  | 920 | Administrative & General Salaries |  | F102D |  | 0 | 0 | 0 | 0 | 0 | 0 | 0 | 0 | 0 | 809
585 |  |  |  | Customer - System | F42 |  | 0 | 0 | 0 | 0 | 0 | 0 | 0 | 0 | 0 | 810
586 |  |  |  | System Overheads | F102D |  | 0 | 0 | 0 | 0 | 0 | 0 | 0 | 0 | 0 | 811
587 |  |  |  | Administrative & General Salaries |  |  | 0 | 0 | 0 | 0 | 0 | 0 | 0 | 0 | 0
588
589 |  | 921 | Office Supplies & expenses |  | F102D |  | 0 | 0 | 0 | 0 | 0 | 0 | 0 | 0 | 0 | 815
590 |  |  |  | Customer - System | F42 |  | 0 | 0 | 0 | 0 | 0 | 0 | 0 | 0 | 0 | 816
591 |  |  |  | System Overheads | F102D |  | 0 | 0 | 0 | 0 | 0 | 0 | 0 | 0 | 0 | 817
592 |  |  |  | Office Supplies & expenses |  |  | 0 | 0 | 0 | 0 | 0 | 0 | 0 | 0 | 0
593
594 |  | 922 | A&G Expenses Transferred |  | F102D |  | 0 | 0 | 0 | 0 | 0 | 0 | 0 | 0 | 0 | 821
595
596 |  | 923 | Outside Services |  | F102D |  | 0 | 0 | 0 | 0 | 0 | 0 | 0 | 0 | 0 | 825
597 |  |  |  | Customer - System | F42 |  | 0 | 0 | 0 | 0 | 0 | 0 | 0 | 0 | 0 | 826
598 |  |  |  | System Overheads | F102D |  | 0 | 0 | 0 | 0 | 0 | 0 | 0 | 0 | 0 | 827
599 |  |  |  | JBG | F102D |  | 0 | 0 | 0 | 0 | 0 | 0 | 0 | 0 | 0 | 828
600 |  |  |  | System Overheads | F102D |  | 0 | 0 | 0 | 0 | 0 | 0 | 0 | 0 | 0 | 829
601 |  |  |  | Outside Services |  |  | 0 | 0 | 0 | 0 | 0 | 0 | 0 | 0 | 0
602
603 |  | 924 | Property Insurance
604 |  |  |  | S | F102D |  | 0 | 0 | 0 | 0 | 0 | 0 | 0 | 0 |  | 833
605 |  |  |  | CAGW | F102D |  | 0 | 0 | 0 | 0 | 0 | 0 | 0 | 0 |  | 834
606 |  |  |  | SO | F102D |  | 0 | 0 | 0 | 0 | 0 | 0 | 0 | 0 |  | 835
607
608 |  | 925 | Injuries & Damages |  | F102D |  | 0 | 0 | 0 | 0 | 0 | 0 | 0 | 0 | 0 | 839
609 |  |  | Injuries & Damages |  | F102D |  | 0 | 0 | 0 | 0 | 0 | 0 | 0 | 0 | 0 | 840
610
611 |  | 926 | Employee Pensions & Benefits |  | F138D |  | 0 | 0 | 0 | 0 | 0 | 0 | 0 | 0 | 0 | 847
612
613 |  | 927 | Franchise Requirements |  | F102 |  | 0 | 0 | 0 | 0 | 0 | 0 | 0 | 0 | 0 | 852
614
615 |  | 928 | Regulatory Commission Expense |  | F141 |  | 0 | 0 | 0 | 0 | 0 | 0 | 0 | 0 | 0 | 859
616 |  |  |  | Regulatory Expense | F141 |  | 0 | 0 | 0 | 0 | 0 | 0 | 0 | 0 | 0 | 860
617
618 |  | 929 | Duplicate Charges |  | F138D |  | 0 | 0 | 0 | 0 | 0 | 0 | 0 | 0 | 0 | 868
619
620 |  | 930 | Misc General Expenses
621 |  |  |  | Situs | F138D |  | 0 | 0 | 0 | 0 | 0 | 0 | 0 | 0 | 0 | 871
622 |  |  |  | Customer | F138D |  | 0 | 0 | 0 | 0 | 0 | 0 | 0 | 0 | 0 | 872
623 |  |  |  | Labor | F138D |  | 0 | 0 | 0 | 0 | 0 | 0 | 0 | 0 | 0 | 873
624 |  |  |  | Labor | F138D |  | 0 | 0 | 0 | 0 | 0 | 0 | 0 | 0 | 0 | 874
625 |  |  |  | Customer | F138D |  | 0 | 0 | 0 | 0 | 0 | 0 | 0 | 0 | 0 | 875
626
627 |  | 931 | Rents |  | F102D |  | 0 | 0 | 0 | 0 | 0 | 0 | 0 | 0 | 0 | 881
628
629 |  | 935 | Maintenance of General Plant |  | F108 |  | 0 | 0 | 0 | 0 | 0 | 0 | 0 | 0 | 0 | 887
630
631 |  | TOTAL ADMINISTRATIVE & GEN EXPENSE |  |  |  |  | 0 | 0 | 0 | 0 | 0 | 0 | 0 | 0 | 0
632
633
634 |  | TOTAL O & M EXPENSE |  |  |  |  | 405893.4459 | 244491.5586 | 66447.6399 | 49280.4421 | 17328.6152 | 5966.3304 | 20428.748 | 1950.1118 | 0
635
636 |  | Distribution - METER - Unbundled |  |  |  |  | D: DEPRECIATION EXPENSE
637
638 |  | A |  | B | C |  | D | E | F | G | H | I | J | K
639 |  | FERC ACCT |  | DESCRIPTION | COS Factor |  | Washington Jurisdiction Normalized | Residential Schedule 16 | Small General Service Schedule 24 | Large General Service < 1,000 kW Schedule 36 | Large General Service > 1,000 kW Schedule 48 | Large General Dedicated Facilities Schedule 48 | Agricultural Pumping Schedule 40 | Street & Area Lighting Sch. 15, 51-54, 57
640 |  | 403SP | Steam Depreciation |  | F10 |  | 0 | 0 | 0 | 0 | 0 | 0 | 0 | 0 | 0 | 900
641
642 |  | 403NP | Nuclear Depreciation |  | F10 |  | 0 | 0 | 0 | 0 | 0 | 0 | 0 | 0 | 0 | 904
643
644 |  | 403HP | Hydro Depreciation |  | F10 |  | 0 | 0 | 0 | 0 | 0 | 0 | 0 | 0 | 0 | 913
645
646 |  | 403OP | Other Generation Depreciation |  | F10 |  | 0 | 0 | 0 | 0 | 0 | 0 | 0 | 0 | 0 | 916
647 |  |  |  | SG | F10 |  | 0 | 0 | 0 | 0 | 0 | 0 | 0 | 0 | 0 | 917
648 |  |  |  | CAGW | F10 |  | 0 | 0 | 0 | 0 | 0 | 0 | 0 | 0 | 0 | 918
649 |  |  |  | CAGE | F10 |  | 0 | 0 | 0 | 0 | 0 | 0 | 0 | 0 | 0 | 919
650 |  |  |  | SG | F10 |  | 0 | 0 | 0 | 0 | 0 | 0 | 0 | 0 | 0 | 920
651 |  |  |  | CAGE | F10 |  | 0 | 0 | 0 | 0 | 0 | 0 | 0 | 0 | 0 | 921
652 |  |  |  | Total 403OP |  |  | 0 | 0 | 0 | 0 | 0 | 0 | 0 | 0 | 0
653
654 |  | 403TP | Transmission Depreciation |  | F106 |  | 0 | 0 | 0 | 0 | 0 | 0 | 0 | 0 | 0 | 929
655
656 |  | 403 | Distribution Depreciation
657 |  |  |  | Land Rights | F118 |  | 0 | 0 | 0 | 0 | 0 | 0 | 0 | 0 | 0 | 932
658 |  |  |  | Structures | F119 |  | 0 | 0 | 0 | 0 | 0 | 0 | 0 | 0 | 0 | 933
659 |  |  |  | Station Equip | F120 |  | 0 | 0 | 0 | 0 | 0 | 0 | 0 | 0 | 0 | 934
660 |  |  |  | Poles & Towers | F121 |  | 0 | 0 | 0 | 0 | 0 | 0 | 0 | 0 | 0 | 936
661 |  |  |  | OH Conductors | F122 |  | 0 | 0 | 0 | 0 | 0 | 0 | 0 | 0 | 0 | 937
662 |  |  |  | UG Conduit | F123 |  | 0 | 0 | 0 | 0 | 0 | 0 | 0 | 0 | 0 | 938
663 |  |  |  | UG Conductor | F124 |  | 0 | 0 | 0 | 0 | 0 | 0 | 0 | 0 | 0 | 939
664 |  |  |  | Line Transformer | F125 |  | 3204283.9217 | 1879593.5739 | 723927.7586 | 205052.1141 | 26490.4481 | 0 | 365420.2724 | 3799.7546 | 0 | 940
665 |  |  |  | Services | F126 |  | 0 | 0 | 0 | 0 | 0 | 0 | 0 | 0 | 0 | 941
666 |  |  |  | Meters | F127 |  | 0 | 0 | 0 | 0 | 0 | 0 | 0 | 0 | 0 | 942
667 |  |  |  | Inst Cust Premises | F128 |  | 0 | 0 | 0 | 0 | 0 | 0 | 0 | 0 | 0 | 943
668 |  |  |  | Leased Property | F129 |  | 0 | 0 | 0 | 0 | 0 | 0 | 0 | 0 | 0 | 944
669 |  |  |  | Street Lighting | F130 |  | 0 | 0 | 0 | 0 | 0 | 0 | 0 | 0 | 0 | 945
670 |  |  | Total Distribution Expense |  |  |  | 3204283.9217 | 1879593.5739 | 723927.7586 | 205052.1141 | 26490.4481 | 0 | 365420.2724 | 3799.7546 | 0
671
672 |  | 403GP | General Depreciation
673 |  |  |  | S | F107D |  | 180181.0157 | 110221.2245 | 30164.2112 | 20190.1801 | 6870.3102 | 1949.8136 | 9248.23 | 1537.0462 | 0 | 949
674 |  |  |  | DGP | F105D |  | 0 | 0 | 0 | 0 | 0 | 0 | 0 | 0 | 0 | 950
675 |  |  |  | DGU | F105D |  | 0 | 0 | 0 | 0 | 0 | 0 | 0 | 0 | 0 | 951
676 |  |  |  | SE | F10 |  | 0 | 0 | 0 | 0 | 0 | 0 | 0 | 0 | 0 | 952
677 |  |  |  | CN | F42 |  | 0 | 0 | 0 | 0 | 0 | 0 | 0 | 0 | 0 | 953
678 |  |  |  | SG/CAGW/CAGE | F105D |  | 0 | 0 | 0 | 0 | 0 | 0 | 0 | 0 | 0 | 954
679 |  |  |  | SO | F102D |  | 108544.1534 | 66399.1679 | 18171.4414 | 12162.9129 | 4138.7934 | 1174.6013 | 5571.2933 | 925.9431 | 0 | 955
680 |  |  |  | CAEW | F105D |  | 0 | 0 | 0 | 0 | 0 | 0 | 0 | 0 | 0 | 956
681 |  |  |  | JBG | F105D |  | 0 | 0 | 0 | 0 | 0 | 0 | 0 | 0 | 0 | 957
682 |  |  |  | JBE | F10 |  | 0 | 0 | 0 | 0 | 0 | 0 | 0 | 0 | 0 | 958
683 |  |  | Total General Expense |  |  |  | 288725.1691 | 176620.3924 | 48335.6526 | 32353.093 | 11009.1036 | 3124.4149 | 14819.5233 | 2462.9893 | 0
684
685 |  | 403GV0 | General Vehicles |  | F105D |  | 0 | 0 | 0 | 0 | 0 | 0 | 0 | 0 | 0 | 962
686
687 |  | 403MP | Mining Depreciation |  | F10 |  | 0 | 0 | 0 | 0 | 0 | 0 | 0 | 0 | 0 | 966
688
689 |  | 403EP | Experimental Plant Depreciation |  | F10 |  | 0 | 0 | 0 | 0 | 0 | 0 | 0 | 0 | 0 | 972
690
691
692 |  | TOTAL DEPRECIATION EXPENSE |  |  |  |  | 3493009.0909 | 2056213.9664 | 772263.4112 | 237405.2071 | 37499.5516 | 3124.4149 | 380239.7958 | 6262.7439 | 0
693
694 | [6 empty] | D: AMORTIZATION EXPENSE
695
696
697 |  | 404CLG | Amort of LT Plant - Cap. Lease Gen
698 |  |  |  | S | F12 |  | 18579.1079 | 7756.2631 | 2420.5788 | 3983.7842 | 1600.2124 | 2102.4756 | 685.3259 | 30.4679 | 0 | 977
699 |  |  |  | SG/CAGW | F10 |  | 0 | 0 | 0 | 0 | 0 | 0 | 0 | 0 | 0 | 978
700 |  |  |  | SO | F102D |  | 464.7911 | 284.3243 | 77.8109 | 52.0822 | 17.7225 | 5.0297 | 23.8565 | 3.9649 | 0 | 979
701 |  |  |  | DGU | F10 | [10 empty] | 980
702 |  |  |  | CN | F42 |  | 0 | 0 | 0 | 0 | 0 | 0 | 0 | 0 | 0 | 981
703 |  |  |  | DGP | F10 |  | 0 | 0 | 0 | 0 | 0 | 0 | 0 | 0 | 0 | 982
704 |  |  |  | SG | F10 |  | 0 | 0 | 0 | 0 | 0 | 0 | 0 | 0 | 0 | 983
705 |  |  | Total Amort. Cap. Lease General |  |  |  | 19043.899 | 8040.5874 | 2498.3898 | 4035.8663 | 1617.9349 | 2107.5053 | 709.1824 | 34.4328 | 0
706
707 |  | 404CLS | Amort of LT Plant - Cap Lease Steam |  | F10 |  | 0 | 0 | 0 | 0 | 0 | 0 | 0 | 0 | 0 | 989
708
709 |  | 404IP | Amort of LT Plant - Intangible Plant
710 |  |  |  | S | F107D |  | 24.0676 | 14.7228 | 4.0292 | 2.6969 | 0.9177 | 0.26045 | 1.2353 | 0.20531 | 0 | 992
711 |  |  |  | SE | F10 |  | 0 | 0 | 0 | 0 | 0 | 0 | 0 | 0 | 0 | 993
712 |  |  |  | SG | F105D |  | 0 | 0 | 0 | 0 | 0 | 0 | 0 | 0 | 0 | 994
713 |  |  |  | SO | F102D |  | 172599.0702 | 105583.1593 | 28894.9132 | 19340.5853 | 6581.2103 | 1867.7662 | 8859.0681 | 1472.3679 | 0 | 995
714 |  |  |  | CN | F42 |  | 0 | 0 | 0 | 0 | 0 | 0 | 0 | 0 | 0 | 996
715 |  |  |  | SG-P | F10 |  | 0 | 0 | 0 | 0 | 0 | 0 | 0 | 0 | 0 | 997
716 |  |  |  | SG-U | F10 |  | 0 | 0 | 0 | 0 | 0 | 0 | 0 | 0 | 0 | 998
717 |  |  |  | DGP | F10 |  | 0 | 0 | 0 | 0 | 0 | 0 | 0 | 0 | 0 | 999
718 |  |  |  | CAGE | F105D |  | 0 | 0 | 0 | 0 | 0 | 0 | 0 | 0 | 0 | 1000
719 |  |  |  | CAGE | F105D |  | 0 | 0 | 0 | 0 | 0 | 0 | 0 | 0 | 0 | 1001
720 |  |  |  | CAGW | F105D |  | 0 | 0 | 0 | 0 | 0 | 0 | 0 | 0 | 0 | 1002
721 |  |  |  | CAGE | F105D |  | 0 | 0 | 0 | 0 | 0 | 0 | 0 | 0 | 0 | 1003
722 |  |  |  | JBG | F105D |  | 0 | 0 | 0 | 0 | 0 | 0 | 0 | 0 | 0 | 1004
723 |  |  |  | CAEW | F10 |  | 0 | 0 | 0 | 0 | 0 | 0 | 0 | 0 | 0 | 1005
724 |  |  |  | CAEE | F10 |  | 0 | 0 | 0 | 0 | 0 | 0 | 0 | 0 | 0 | 1006
725 |  |  |  | DGU | F10 |  | 0 | 0 | 0 | 0 | 0 | 0 | 0 | 0 | 0 | 1007
726 |  |  | Total Amort. Intangible Plant |  |  |  | 172623.1379 | 105597.8821 | 28898.9424 | 19343.2822 | 6582.128 | 1868.0266 | 8860.3035 | 1472.5732 | 0
727
728 |  | Distribution - METER - Unbundled |  |  |  |  | D: AMORTIZATION EXPENSE (continued)
729
730
731 |  | A |  | B | C |  | D | E | F | G | H | I | J | K
732 |  | FERC ACCT |  | DESCRIPTION | COS Factor |  | Washington Jurisdiction Normalized | Residential Schedule 16 | Small General Service Schedule 24 | Large General Service < 1,000 kW Schedule 36 | Large General Service > 1,000 kW Schedule 48 | Large General Dedicated Facilities Schedule 48 | Agricultural Pumping Schedule 40 | Street & Area Lighting Sch. 15, 51-54, 57
733 |  | 404O | Amort of LT Plant - Other Plant |  | F10 |  | 0 | 0 | 0 | 0 | 0 | 0 | 0 | 0 | 0 | 1012
734
735 |  | 404HP | Amort of Other Electric Plant |  | F110 |  | 0 | 0 | 0 | 0 | 0 | 0 | 0 | 0 | 0 | 1020
736
737 |  | 405 | Amort of Other Electric Plant |  | F110 |  | 0 | 0 | 0 | 0 | 0 | 0 | 0 | 0 | 0 | 1028
738
739 |  | 406 | Amort of Plant Acquisition Adj |  | F10 |  | 0 | 0 | 0 | 0 | 0 | 0 | 0 | 0 | 0 | 1036
740
741 |  | 407 | Amort of Prop Losses, Unrec Plant, |  | F110 |  | 0 | 0 | 0 | 0 | 0 | 0 | 0 | 0 | 0 | 1049
742
743
744 |  | TOTAL AMORTIZATION EXPENSE |  |  |  |  | 191667.0368 | 113638.4695 | 31397.3321 | 23379.1486 | 8200.0628 | 3975.532 | 9569.4859 | 1507.006 | 0
745
746
747 | [6 empty] | D: TAX OTHER THAN INCOME
748
749
750 |  | 408 | Total Taxes Other Than Income |  | F101D |  | 1708448.0693 | 1057068.9826 | 274435.6356 | 191538.6263 | 66642.617 | 23479.4464 | 83536.975 | 11745.7863 | 0 | 1062
751
752
753 | [6 empty] | D: DEFERRED ITC
754
755
756 |  | 41140 | Deferred I T C - Federal |  | F101D |  | 0 | 0 | 0 | 0 | 0 | 0 | 0 | 0 | 0 | 1067
757
758 |  | 41141 | Deferred I T C - Idaho |  | F101D |  | 0 | 0 | 0 | 0 | 0 | 0 | 0 | 0 | 0 | 1072
759
760 |  | TOTAL DEFERRED ITC |  |  |  |  | 0 | 0 | 0 | 0 | 0 | 0 | 0 | 0 | 0
761
762
763 | [6 empty] | D: DEFERRED INCOME TAXES
764
765
766 |  | 41010 | Deferred Income Tax - Federal-DR |  | F101D |  | 1186822.8146 | 734323.5113 | 190644.6437 | 133057.841 | 46295.2194 | 16310.6758 | 58031.3734 | 8159.5499 | 0 | 1120
767
768 |  | 41011 | Deferred Income Tax - State-DR |  | F101D |  | 0 | 0 | 0 | 0 | 0 | 0 | 0 | 0 | 0 | 1135
769
770 |  | 41110 | Deferred Income Tax - Federal-CR |  | F101D |  | -1959071.0484 | -1212137.0718 | -314694.3229 | -219636.6305 | -76418.8411 | -26923.7939 | -95791.5386 | -13468.8495 | 0 | 1151
771
772 |  | 41111 | Deferred Income Tax - State-CR |  | F101D |  | 0 | 0 | 0 | 0 | 0 | 0 | 0 | 0 | 0 | 1166
773
774 |  | TOTAL DEFERRED INCOME TAXES |  |  |  |  | -772248.2338 | -477813.5604 | -124049.6792 | -86578.7896 | -30123.6217 | -10613.118 | -37760.1653 | -5309.2997 | 0
775
776
777
778
779
780 |  | 40911 | State Income Taxes |  | F101D |  | 0 | 0 | 0 | 0 | 0 | 0 | 0 | 0 | 0 | 1263
781
782 |  | 40910 | Federal Income Tax |  | F101D |  | 685897.6481 | 424385.8166 | 110178.7994 | 76897.7973 | 26755.2846 | 9426.3896 | 33537.9317 | 4715.629 | 0 | 1296
783
784
785 |  | TOTAL OPERATING EXPENSES |  |  |  |  | 5712667.5666 | 3417985.4459 | 1130673.2054 | 491922.541 | 126302.5534 | 35359.0528 | 489552.7899 | 20871.9781 | 0
786
787
788 |  | Distribution - METER - Unbundled |  |  |  |  | D: STEAM GENERATION PLANT
789
790 |  | A |  | B | C |  | D | E | F | G | H | I | J | K
791 |  | FERC ACCT |  | DESCRIPTION | COS Factor |  | Washington Jurisdiction Normalized | Residential Schedule 16 | Small General Service Schedule 24 | Large General Service < 1,000 kW Schedule 36 | Large General Service > 1,000 kW Schedule 48 | Large General Dedicated Facilities Schedule 48 | Agricultural Pumping Schedule 40 | Street & Area Lighting Sch. 15, 51-54, 57
792 |  | 310 | Land and Land Rights |  | F10 |  | 0 | 0 | 0 | 0 | 0 | 0 | 0 | 0 | 0 | 1305
793 |  |  |  |  | F10 |  | 0 | 0 | 0 | 0 | 0 | 0 | 0 | 0 | 0 | 1306
794 |  |  |  | JBG | F10 |  | 0 | 0 | 0 | 0 | 0 | 0 | 0 | 0 | 0 | 1308
795 |  |  |  | Total 310 |  |  | 0 | 0 | 0 | 0 | 0 | 0 | 0 | 0 | 0
796
797 |  | 311 | Structures and Improvements |  | F10 |  | 0 | 0 | 0 | 0 | 0 | 0 | 0 | 0 | 0 | 1316
798 |  |  |  |  | F10 |  | 0 | 0 | 0 | 0 | 0 | 0 | 0 | 0 | 0 | 1317
799 |  |  |  | JBG | F10 |  | 0 | 0 | 0 | 0 | 0 | 0 | 0 | 0 | 0 | 1319
800 |  |  |  | Total 311 |  |  | 0 | 0 | 0 | 0 | 0 | 0 | 0 | 0 | 0
801
802 |  | 312 | Boiler Plant Equipment
803 |  |  |  | SG | F10 |  | 0 | 0 | 0 | 0 | 0 | 0 | 0 | 0 | 0 | 1324
804 |  |  |  | S | F10 |  | 0 | 0 | 0 | 0 | 0 | 0 | 0 | 0 | 0 | 1325
805 |  |  |  | CAGW | F10 |  | 0 | 0 | 0 | 0 | 0 | 0 | 0 | 0 | 0 | 1326
806 |  |  |  | JBG | F10 |  | 0 | 0 | 0 | 0 | 0 | 0 | 0 | 0 | 0 | 1327
807 |  |  |  | Total 312 |  |  | 0 | 0 | 0 | 0 | 0 | 0 | 0 | 0 | 0
808
809 |  | 314 | Turbogenerator Units |  | F10 |  | 0 | 0 | 0 | 0 | 0 | 0 | 0 | 0 | 0 | 1333
810 |  |  |  |  | F10 |  | 0 | 0 | 0 | 0 | 0 | 0 | 0 | 0 | 0 | 1334
811 |  |  |  | JBG | F10 |  | 0 | 0 | 0 | 0 | 0 | 0 | 0 | 0 | 0 | 1336
812 |  |  |  | Total 314 |  |  | 0 | 0 | 0 | 0 | 0 | 0 | 0 | 0 | 0
813
814 |  | 315 | Accessory Electric Equipment |  | F10 |  | 0 | 0 | 0 | 0 | 0 | 0 | 0 | 0 | 0 | 1343
[5 empty] | F10 |  | 0 | 0 | 0 | 0 | 0 | 0 | 0 | 0 | 0 | 1344
816 |  |  |  | JBG | F10 |  | 0 | 0 | 0 | 0 | 0 | 0 | 0 | 0 | 0 | 1346
817 |  |  |  | Total 316 |  |  | 0 | 0 | 0 | 0 | 0 | 0 | 0 | 0 | 0
818
819 |  | 316 | Misc Power Plant Equipment |  | F10 |  | 0 | 0 | 0 | 0 | 0 | 0 | 0 | 0 | 0 | 1353
[5 empty] | F10 |  | 0 | 0 | 0 | 0 | 0 | 0 | 0 | 0 | 0 | 1354
821 |  |  |  | JBG | F10 |  | 0 | 0 | 0 | 0 | 0 | 0 | 0 | 0 | 0 | 1356
822 |  |  |  | Total 316 |  |  | 0 | 0 | 0 | 0 | 0 | 0 | 0 | 0 | 0
823
824 |  | S00 | Unclassified Steam Plant - Acct 300 |  | F10 |  | 0 | 0 | 0 | 0 | 0 | 0 | 0 | 0 | 0 | 1364
825
826
827
828 |  | Total Steam Generation Plant |  |  |  |  | 0 | 0 | 0 | 0 | 0 | 0 | 0 | 0 | 0
829
830
831 | [6 empty] | D: NUCLEAR GENERATION
832
833
834 |  | 320 | Land and Land Rights |  | F10 |  | 0 | 0 | 0 | 0 | 0 | 0 | 0 | 0 | 0 | 1370
835
836 |  | 321 | Structures and Improvements |  | F10 |  | 0 | 0 | 0 | 0 | 0 | 0 | 0 | 0 | 0 | 1374
837
838 |  | 322 | Reactor Plant Equipment |  | F10 |  | 0 | 0 | 0 | 0 | 0 | 0 | 0 | 0 | 0 | 1378
839
840 |  | 323 | Turbogenerator Units |  | F10 |  | 0 | 0 | 0 | 0 | 0 | 0 | 0 | 0 | 0 | 1382
841
842 |  | 324 | Land and Land Rights |  | F10 |  | 0 | 0 | 0 | 0 | 0 | 0 | 0 | 0 | 0 | 1386
843
844 |  | 325 | Misc. Power Plant Equipment |  | F10 |  | 0 | 0 | 0 | 0 | 0 | 0 | 0 | 0 | 0 | 1390
845
846 |  | N00 | Unclassified Nuclear Plt - Acct 300 |  | F10 |  | 0 | 0 | 0 | 0 | 0 | 0 | 0 | 0 | 0 | 1396
847
848 |  | Total Nuclear Generation Plant |  |  |  |  | 0 | 0 | 0 | 0 | 0 | 0 | 0 | 0 | 0
849
850
851 | [6 empty] | D: HYDRAULIC GENERATION PLANT
852
853
854 |  | 330 | Land and Land Rights |  | F10 |  | 0 | 0 | 0 | 0 | 0 | 0 | 0 | 0 | 0 | 1408
855
856 |  | 331 | Structures and Improvements |  | F10 |  | 0 | 0 | 0 | 0 | 0 | 0 | 0 | 0 | 0 | 1417
857
858 |  | 332 | Reservoirs, Dams & Waterways |  | F10 |  | 0 | 0 | 0 | 0 | 0 | 0 | 0 | 0 | 0 | 1426
859
860 |  | 333 | Water Wheel, Turbines, & Generators |  | F10 |  | 0 | 0 | 0 | 0 | 0 | 0 | 0 | 0 | 0 | 1435
861
862 |  | 334 | Accessory Electric Equipment |  | F10 |  | 0 | 0 | 0 | 0 | 0 | 0 | 0 | 0 | 0 | 1444
863
864 |  | 335 | Misc. Power Plant Equipment |  | F10 |  | 0 | 0 | 0 | 0 | 0 | 0 | 0 | 0 | 0 | 1453
865
866 |  | 336 | Roads, Railroads & Bridges |  | F10 |  | 0 | 0 | 0 | 0 | 0 | 0 | 0 | 0 | 0 | 1462
867
868 |  | H00 | Unclassified Hydro Plant - Acct 300 |  | F10 |  | 0 | 0 | 0 | 0 | 0 | 0 | 0 | 0 | 0 | 1468
869
870 |  | Total Hydraulic Plant |  |  |  |  | 0 | 0 | 0 | 0 | 0 | 0 | 0 | 0 | 0
871
872 |  | Distribution - METER - Unbundled
873 |  | A |  | B | C |  | D | E | F | G | H | I | J | K
874 |  | FERC ACCT |  | DESCRIPTION | COS Factor |  | Washington Jurisdiction Normalized | Residential Schedule 16 | Small General Service Schedule 24 | Large General Service < 1,000 kW Schedule 36 | Large General Service > 1,000 kW Schedule 48 | Large General Dedicated Facilities Schedule 48 | Agricultural Pumping Schedule 40 | Street & Area Lighting Sch. 15, 51-54, 57
875 |  | 340 | Land and Land Rights |  | F10 |  | 0 | 0 | 0 | 0 | 0 | 0 | 0 | 0 | 0 | 1480
876 |  |  |  | Total 340 |  |  | 0 | 0 | 0 | 0 | 0 | 0 | 0 | 0 | 0
877
878 |  | 341 | Structures and Improvements |  | F10 |  | 0 | 0 | 0 | 0 | 0 | 0 | 0 | 0 | 0 | 1488
879 |  |  |  | Total 341 |  |  | 0 | 0 | 0 | 0 | 0 | 0 | 0 | 0 | 0
880
881 |  | 342 | Fuel Holders, Producers & Access |  | F10 |  | 0 | 0 | 0 | 0 | 0 | 0 | 0 | 0 | 0 | 1496
882 |  |  |  | Total 342 |  |  | 0 | 0 | 0 | 0 | 0 | 0 | 0 | 0 | 0
883
884 |  | 343 | Prime Movers |  | F10 |  | 0 | 0 | 0 | 0 | 0 | 0 | 0 | 0 | 0 | 1505
885 |  |  |  | Total 343 |  |  | 0 | 0 | 0 | 0 | 0 | 0 | 0 | 0 | 0
886
887 |  | 344 | Generators |  | F10 |  | 0 | 0 | 0 | 0 | 0 | 0 | 0 | 0 | 0 | 1514
888 |  |  |  | Total 344 |  |  | 0 | 0 | 0 | 0 | 0 | 0 | 0 | 0 | 0
889
890 |  | 345 | Accessory Electric Plant |  | F10 |  | 0 | 0 | 0 | 0 | 0 | 0 | 0 | 0 | 0 | 1522
891 |  |  |  | Total 345 |  |  | 0 | 0 | 0 | 0 | 0 | 0 | 0 | 0 | 0
892
893 |  | 346 | Misc. Power Plant Equipment |  | F10 |  | 0 | 0 | 0 | 0 | 0 | 0 | 0 | 0 | 0 | 1529
894
895 |  | O00 | Unclassified Other Prod - Acct 300 |  | F10 |  | 0 | 0 | 0 | 0 | 0 | 0 | 0 | 0 | 0 | 1534
896
897 |  | Total Other Generation Plant |  |  |  |  | 0 | 0 | 0 | 0 | 0 | 0 | 0 | 0 | 0
898
899 |  | Experimental Plant
900 |  | 103 | Experimental Plant |  | F10 |  | 0 | 0 | 0 | 0 | 0 | 0 | 0 | 0 | 0 | 1540
901
902 |  | TOTAL GENERATION PLANT |  |  |  |  | 0 | 0 | 0 | 0 | 0 | 0 | 0 | 0 | 0
903
904 | [6 empty] | D: TRANSMISSION PLANT
905 |  | 350 | Land and Land Rights
906 |  |  |  | Demand | F12 |  | 0 | 0 | 0 | 0 | 0 | 0 | 0 | 0 | 0 | 1549
907 |  |  |  | Direct Assigned | A | 0 | 0 | 0 | 0 | 0 | 0 | 0 | 0 | 0 | 0
908 | [6 empty] | 0 | 0 | 0 | 0 | 0 | 0 | 0 | 0 | 0
909 |  | 352 | Structures and Improvements
910 |  |  |  | Demand | F12 |  | 0 | 0 | 0 | 0 | 0 | 0 | 0 | 0 | 0 | 1556
911 |  |  |  | Direct Assigned | A | 0 | 0 | 0 | 0 | 0 | 0 | 0 | 0 | 0 | 0
912 | [6 empty] | 0 | 0 | 0 | 0 | 0 | 0 | 0 | 0 | 0
913 |  | 353 | Station Equipment
914 |  |  |  | Demand | F12 |  | 0 | 0 | 0 | 0 | 0 | 0 | 0 | 0 | 0 | 1562
915 |  |  |  | Direct Assigned | A | 0 | 0 | 0 | 0 | 0 | 0 | 0 | 0 | 0 | 0
916 | [6 empty] | 0 | 0 | 0 | 0 | 0 | 0 | 0 | 0 | 0
917 |  | 354 | Towers and Fixtures
918 |  |  |  | Demand | F12 |  | 0 | 0 | 0 | 0 | 0 | 0 | 0 | 0 | 0 | 1568
919 |  |  |  | Direct Assigned | A | 0 | 0 | 0 | 0 | 0 | 0 | 0 | 0 | 0 | 0
920 | [6 empty] | 0 | 0 | 0 | 0 | 0 | 0 | 0 | 0 | 0
921 |  | 355 | Poles and Fixtures
922 |  |  |  | Demand | F12 |  | 0 | 0 | 0 | 0 | 0 | 0 | 0 | 0 | 0 | 1575
923 |  |  |  | Direct Assigned | A | 0 | 0 | 0 | 0 | 0 | 0 | 0 | 0 | 0 | 0
924 | [6 empty] | 0 | 0 | 0 | 0 | 0 | 0 | 0 | 0 | 0
925 |  | 356 | Overhead Conductors
926 |  |  |  | Demand | F12 |  | 0 | 0 | 0 | 0 | 0 | 0 | 0 | 0 | 0 | 1581
927 |  |  |  | Direct Assigned | A | 0 | 0 | 0 | 0 | 0 | 0 | 0 | 0 | 0 | 0
928 | [6 empty] | 0 | 0 | 0 | 0 | 0 | 0 | 0 | 0 | 0
929 |  | 357 | Underground Conduit
930 |  |  |  | Demand | F12 |  | 0 | 0 | 0 | 0 | 0 | 0 | 0 | 0 | 0 | 1587
931 |  |  |  | Direct Assigned | A | 0 | 0 | 0 | 0 | 0 | 0 | 0 | 0 | 0 | 0
932 | [6 empty] | 0 | 0 | 0 | 0 | 0 | 0 | 0 | 0 | 0
933 |  | 358 | Underground Conductors
934 |  |  |  | Demand | F12 |  | 0 | 0 | 0 | 0 | 0 | 0 | 0 | 0 | 0 | 1593
935 |  |  |  | Direct Assigned | A | 0 | 0 | 0 | 0 | 0 | 0 | 0 | 0 | 0 | 0
936 | [6 empty] | 0 | 0 | 0 | 0 | 0 | 0 | 0 | 0 | 0
937 |  | 359 | Roads and Trails
938 |  |  |  | Demand | F12 |  | 0 | 0 | 0 | 0 | 0 | 0 | 0 | 0 | 0 | 1599
939 |  |  |  | Direct Assigned | A | 0 | 0 | 0 | 0 | 0 | 0 | 0 | 0 | 0 | 0
940 | [6 empty] | 0 | 0 | 0 | 0 | 0 | 0 | 0 | 0 | 0
941
942 |  | T00 | Unclassified Trans Plant - Acct 300 |  | F10 |  | 0 | 0 | 0 | 0 | 0 | 0 | 0 | 0 | 0 | 1604
943 |  | TS0 | Unclassified Trans Sub - Acct 300 |  | F10 |  | 0 | 0 | 0 | 0 | 0 | 0 | 0 | 0 | 0 | 1608
944
945 |  | TOTAL TRANSMISSION PLANT |  |  |  |  | 0 | 0 | 0 | 0 | 0 | 0 | 0 | 0 | 0
946 |  | Distribution - METER - Unbundled |  |  |  |  | D: DISTRIBUTION PLANT
947 |  | A |  | B | C |  | D | E | F | G | H | I | J | K
948 |  | FERC ACCT |  | DESCRIPTION | COS Factor |  | Washington Jurisdiction Normalized | Residential Schedule 16 | Small General Service Schedule 24 | Large General Service < 1,000 kW Schedule 36 | Large General Service > 1,000 kW Schedule 48 | Large General Dedicated Facilities Schedule 48 | Agricultural Pumping Schedule 40 | Street & Area Lighting Sch. 15, 51-54, 57
949
950 |  | 360 | Land and Land Rights
951 |  |  |  | Demand Primary | F20A |  | 0 | 0 | 0 | 0 | 0 | 0 | 0 | 0 | 0 | 1614
952 |  |  |  | Assigned | A | 0 | 0 | 0 | 0 | 0 | 0 | 0 | 0 | 0 | 0
953 | [6 empty] | 0 | 0 | 0 | 0 | 0 | 0 | 0 | 0 | 0
954 |  | 361 | Structures and Improvements
955 |  |  |  | Demand Primary | F20 |  | 0 | 0 | 0 | 0 | 0 | 0 | 0 | 0 | 0 | 1620
956 |  |  |  | Assigned | A | 0 | 0 | 0 | 0 | 0 | 0 | 0 | 0 | 0 | 0
957 | [6 empty] | 0 | 0 | 0 | 0 | 0 | 0 | 0 | 0 | 0
958 |  | 362 | Station Equipment
959 |  |  |  | Demand Primary | F20A |  | 0 | 0 | 0 | 0 | 0 | 0 | 0 | 0 | 0 | 1626
960 |  |  |  | Assigned | A | 0 | 0 | 0 | 0 | 0 | 0 | 0 | 0 | 0 | 0
961 | [6 empty] | 0 | 0 | 0 | 0 | 0 | 0 | 0 | 0 | 0
962 |  | 364 | Poles, Towers & Fixtures
963 |  |  |  | Demand Primary | F20A | 0 | 0 | 0 | 0 | 0 | 0 | 0 | 0 | 0 | 0 | 1632
964 |  |  |  | Demand Secondary | F22 | 0 | 0 | 0 | 0 | 0 | 0 | 0 | 0 | 0 | 0
965 |  |  |  | Assigned | A | 0 | 0 | 0 | 0 | 0 | 0 | 0 | 0 | 0 | 0
966 | [6 empty] | 0 | 0 | 0 | 0 | 0 | 0 | 0 | 0 | 0
967 |  | 365 | Overhead Conductors
968 |  |  |  | Demand Primary | F20A | 0 | 0 | 0 | 0 | 0 | 0 | 0 | 0 | 0 | 0 | 1639
969 |  |  |  | Demand Secondary | F22 | 0 | 0 | 0 | 0 | 0 | 0 | 0 | 0 | 0 | 0
970 |  |  |  | Assigned | A | 0 | 0 | 0 | 0 | 0 | 0 | 0 | 0 | 0 | 0
971 | [6 empty] | 0 | 0 | 0 | 0 | 0 | 0 | 0 | 0 | 0
972 |  | 366 | Underground Conduit
973 |  |  |  | Demand Primary | F20A | 0 | 0 | 0 | 0 | 0 | 0 | 0 | 0 | 0 | 0 | 1646
974 |  |  |  | Demand Secondary | F22 | 0 | 0 | 0 | 0 | 0 | 0 | 0 | 0 | 0 | 0
975 |  |  |  | Assigned | A | 0 | 0 | 0 | 0 | 0 | 0 | 0 | 0 | 0 | 0
976 | [6 empty] | 0 | 0 | 0 | 0 | 0 | 0 | 0 | 0 | 0
977 |  | 367 | Underground Conductors
978 |  |  |  | Demand Primary | F20A | 0 | 0 | 0 | 0 | 0 | 0 | 0 | 0 | 0 | 0 | 1653
979 |  |  |  | Demand Secondary | F22 | 0 | 0 | 0 | 0 | 0 | 0 | 0 | 0 | 0 | 0
980 |  |  |  | Assigned | A | 0 | 0 | 0 | 0 | 0 | 0 | 0 | 0 | 0 | 0
981 | [6 empty] | 0 | 0 | 0 | 0 | 0 | 0 | 0 | 0 | 0
982 |  | 368 | Line Transformers
983 |  |  |  | Demand Secondary | F21 |  | 134087821.8336 | 78654268.6029 | 30293787.5333 | 8580697.5957 | 1108530.5066 | 0 | 15291531.4563 | 159006.1388 | 0 | 1660
984 |  |  |  | Assigned | A | 1 | 0 | 0 | 0 | 0 | 0 | 0 | 0 | 0 | 0
985 | [6 empty] | 134087821.8336 | 78654268.6029 | 30293787.5333 | 8580697.5957 | 1108530.5066 | 0 | 15291531.4563 | 159006.1388 | 0
986 |  | 369 | Services
987 |  |  |  | Customer | F70 |  | 0 | 0 | 0 | 0 | 0 | 0 | 0 | 0 | 0 | 1666
988 |  |  |  | Assigned | A | 0 | 0 | 0 | 0 | 0 | 0 | 0 | 0 | 0 | 0
989 | [6 empty] | 0 | 0 | 0 | 0 | 0 | 0 | 0 | 0 | 0
990 |  | 370 | Meters
991 |  |  |  | Customer | F60A |  | 0 | 0 | 0 | 0 | 0 | 0 | 0 | 0 | 0 | 1673
992 |  |  |  | Assigned | A | 0 | 0 | 0 | 0 | 0 | 0 | 0 | 0 | 0 | 0
993 | [6 empty] | 0 | 0 | 0 | 0 | 0 | 0 | 0 | 0 | 0
994 |  | 371 | Install on Customers' Premises
995 |  |  |  | Demand Primary | F20 | 0 | 0 | 0 | 0 | 0 | 0 | 0 | 0 | 0 | 0 | 1679
996 |  |  |  | Demand Secondary | F22 | 0 | 0 | 0 | 0 | 0 | 0 | 0 | 0 | 0 | 0
997 |  |  |  | Assigned | A | 0 | 0 | 0 | 0 | 0 | 0 | 0 | 0 | 0 | 0
998 | [6 empty] | 0 | 0 | 0 | 0 | 0 | 0 | 0 | 0 | 0
999 |  | 372 | Leased Property
1000 |  |  |  | Demand Primary | F20 | 0 | 0 | 0 | 0 | 0 | 0 | 0 | 0 | 0 | 0 | 1686
1001 |  |  |  | Demand Secondary | F22 | 0 | 0 | 0 | 0 | 0 | 0 | 0 | 0 | 0 | 0
1002 |  |  |  | Assigned | A | 0 | 0 | 0 | 0 | 0 | 0 | 0 | 0 | 0 | 0
1003 | [6 empty] | 0 | 0 | 0 | 0 | 0 | 0 | 0 | 0 | 0
1004
1005 |  | 373 | Street Lights |  | A | 0 | 0 | 0 | 0 | 0 | 0 | 0 | 0 | 0 | 0 | 1695
1006
1007
1008 |  | D00 | Unclassified Dist Plant - Acct 300 |  | F22 |  | 0 | 0 | 0 | 0 | 0 | 0 | 0 | 0 | 0 | 1698
1009 |  | DS0 | Unclassified Dist Sub - Acct 300 |  | F20 |  | 0 | 0 | 0 | 0 | 0 | 0 | 0 | 0 | 0 | 1702
1010 |  | TOTAL DISTRIBUTION PLANT |  |  |  |  | 134087821.8336 | 78654268.6029 | 30293787.5333 | 8580697.5957 | 1108530.5066 | 0 | 15291531.4563 | 159006.1388 | 0
1011
1012 |  | Distribution - METER - Unbundled |  |  |  |  | DISTRIBUTION PLANT D: GENERAL PLANT
1013
1014 |  | A |  | B | C |  | D | E | F | G | H | I | J | K
1015 |  | FERC ACCT |  | DESCRIPTION | COS Factor |  | Washington Jurisdiction Normalized | Residential Schedule 16 | Small General Service Schedule 24 | Large General Service < 1,000 kW Schedule 36 | Large General Service > 1,000 kW Schedule 48 | Large General Dedicated Facilities Schedule 48 | Agricultural Pumping Schedule 40 | Street & Area Lighting Sch. 15, 51-54, 57
1016 |  | 389 | Land and Land Rights
1017 |  |  |  | S | F107D |  | 169930.1894 | 103950.5383 | 28448.1143 | 19041.5239 | 6479.4457 | 1838.8851 | 8722.0813 | 1449.6008 | 0 | 1709
1018 |  |  |  | CN | F42 |  | 0 | 0 | 0 | 0 | 0 | 0 | 0 | 0 | 0 | 1710
1019 |  |  |  | DGU | F105D |  | 0 | 0 | 0 | 0 | 0 | 0 | 0 | 0 | 0 | 1711
1020 |  |  |  | SG | F105D |  | 0 | 0 | 0 | 0 | 0 | 0 | 0 | 0 | 0 | 1712
1021 |  |  |  | CAGW | F105D |  | 0 | 0 | 0 | 0 | 0 | 0 | 0 | 0 | 0 | 1713
1022 |  |  |  | CAGE | F105D |  | 0 | 0 | 0 | 0 | 0 | 0 | 0 | 0 | 0 | 1714
1023 |  |  |  | SO | F102D |  | 32669.1787 | 19984.552 | 5469.1667 | 3660.7442 | 1245.6772 | 353.5267 | 1676.8253 | 278.6866 | 0 | 1715
1024 |  |  | Total Land & Land Rights |  |  |  | 202599.3682 | 123935.0903 | 33917.2809 | 22702.2681 | 7725.123 | 2192.4119 | 10398.9066 | 1728.2874 | 0
1025
1026 |  | 390 | Structures and Improvements
1027 |  |  |  | S | F107D |  | 2210521.4765 | 1352231.1611 | 370064.7174 | 247699.9392 | 84287.2826 | 23920.9706 | 113460.4049 | 18857.0007 | 0 | 1719
1028 |  |  |  | CAEE | F105D |  | 0 | 0 | 0 | 0 | 0 | 0 | 0 | 0 | 0 | 1720
1029 |  |  |  | SE | F105D |  | 0 | 0 | 0 | 0 | 0 | 0 | 0 | 0 | 0 | 1721
1030 |  |  |  | CN | F42 |  | 0 | 0 | 0 | 0 | 0 | 0 | 0 | 0 | 0 | 1722
1031 |  |  |  | SG/CAGE/CAGW | F105D |  | 0 | 0 | 0 | 0 | 0 | 0 | 0 | 0 | 0 | 1723
1032 |  |  |  | CAGW | F105D |  | 0 | 0 | 0 | 0 | 0 | 0 | 0 | 0 | 0 | 1724
1033 |  |  |  | CAGE | F105D |  | 0 | 0 | 0 | 0 | 0 | 0 | 0 | 0 | 0 | 1725
1034 |  |  |  | JBG | F105D |  | 0 | 0 | 0 | 0 | 0 | 0 | 0 | 0 | 0 | 1726
1035 |  |  |  | SO | F102D |  | 463227.0561 | 283367.5522 | 77549.1174 | 51906.8984 | 17662.8683 | 5012.7723 | 23776.2582 | 3951.5892 | 0 | 1727
1036
1037 |  |  | Total Structures and Improvements |  |  |  | 2673748.5326 | 1635598.7133 | 447613.8348 | 299606.8376 | 101950.1509 | 28933.7429 | 137236.6631 | 22808.5899 | 0
1038
1039 |  | 391 | Office Furniture & Equipment
1040 |  |  |  | S | F107D |  | 66839.9021 | 40887.6364 | 11189.7078 | 7489.7439 | 2548.6084 | 723.3023 | 3430.721 | 570.1822 | 0 | 1731
1041 |  |  |  | DGP | F105D |  | 0 | 0 | 0 | 0 | 0 | 0 | 0 | 0 | 0 | 1732
1042 |  |  |  | DGU | F105D |  | 0 | 0 | 0 | 0 | 0 | 0 | 0 | 0 | 0 | 1733
1043 |  |  |  | CN | F42 |  | 0 | 0 | 0 | 0 | 0 | 0 | 0 | 0 | 0 | 1734
1044 |  |  |  | SG | F105D |  | 0 | 0 | 0 | 0 | 0 | 0 | 0 | 0 | 0 | 1735
1045 |  |  |  | SE | F10 |  | 0 | 0 | 0 | 0 | 0 | 0 | 0 | 0 | 0 | 1736
1046 |  |  |  | SO | F102D |  | 317463.2953 | 194200.2215 | 53146.7194 | 35573.3431 | 12104.8896 | 3435.4021 | 16294.5777 | 2708.1418 | 0 | 1737
1047 |  |  |  | CAGW | F105D |  | 0 | 0 | 0 | 0 | 0 | 0 | 0 | 0 | 0 | 1738
1048 |  |  |  | CAGE | F105D |  | 0 | 0 | 0 | 0 | 0 | 0 | 0 | 0 | 0 | 1739
1049 |  |  |  | JBG | F105D |  | 0 | 0 | 0 | 0 | 0 | 0 | 0 | 0 | 0 | 1740
1050 |  |  |  | JBE | F10 |  | 0 | 0 | 0 | 0 | 0 | 0 | 0 | 0 | 0 | 1741
1051 |  |  |  | CAEE | F105D |  | 0 | 0 | 0 | 0 | 0 | 0 | 0 | 0 | 0 | 1742
1052 |  |  |  | CAGE | F105D |  | 0 | 0 | 0 | 0 | 0 | 0 | 0 | 0 | 0 | 1743
1053 |  |  |  | CAGE | F105D |  | 0 | 0 | 0 | 0 | 0 | 0 | 0 | 0 | 0 | 1744
1054 |  |  | Total Office Furniture & Equipment |  |  |  | 384303.1974 | 235087.8579 | 64336.4272 | 43063.087 | 14653.4981 | 4158.7044 | 19725.2987 | 3278.324 | 0
1055
1056 |  | 392 | Transportation Equipment
1057 |  |  |  | S | F107D |  | 983873.0797 | 601859.72 | 164710.7785 | 110247.878 | 37515.1245 | 10646.8991 | 50499.6849 | 8392.9948 | 0 | 1748
1058 |  |  |  | SO | F102D |  | 29257.1445 | 17897.3255 | 4897.956 | 3278.4087 | 1115.5762 | 316.6037 | 1501.6943 | 249.58 | 0 | 1749
1059 |  |  |  | SG | F105D |  | 0 | 0 | 0 | 0 | 0 | 0 | 0 | 0 | 0 | 1750
1060 |  |  |  | CN | F42 |  | 0 | 0 | 0 | 0 | 0 | 0 | 0 | 0 | 0 | 1751
1061 |  |  |  | DGU | F105D |  | 0 | 0 | 0 | 0 | 0 | 0 | 0 | 0 | 0 | 1752
1062 |  |  |  | SE | F10 |  | 0 | 0 | 0 | 0 | 0 | 0 | 0 | 0 | 0 | 1753
1063 |  |  |  | DGP | F105D |  | 0 | 0 | 0 | 0 | 0 | 0 | 0 | 0 | 0 | 1754
1064 |  |  |  | CAGW | F105D |  | 0 | 0 | 0 | 0 | 0 | 0 | 0 | 0 | 0 | 1755
1065 |  |  |  | CAGE | F105D |  | 0 | 0 | 0 | 0 | 0 | 0 | 0 | 0 | 0 | 1756
1066 |  |  |  | JBG | F105D |  | 0 | 0 | 0 | 0 | 0 | 0 | 0 | 0 | 0 | 1757
1067 |  |  |  | CAEW | F105D |  | 0 | 0 | 0 | 0 | 0 | 0 | 0 | 0 | 0 | 1758
1068 |  |  |  | CAEE | F105D |  | 0 | 0 | 0 | 0 | 0 | 0 | 0 | 0 | 0 | 1759
1069 |  |  |  | CAGE | F105D |  | 0 | 0 | 0 | 0 | 0 | 0 | 0 | 0 | 0 | 1760
1070 |  |  |  | CAGE | F10 |  | 0 | 0 | 0 | 0 | 0 | 0 | 0 | 0 | 0 | 1761
1071 |  |  | Total Transportation Equipment |  |  |  | 1013130.2242 | 619757.0456 | 169608.7344 | 113526.2867 | 38630.7007 | 10963.5028 | 52001.3792 | 8642.5748 | 0
1072
1073 |  | 393 | Stores Equipment
1074 |  |  |  | S | F107D |  | 107840.9981 | 65969.0302 | 18053.7257 | 12084.1209 | 4111.9821 | 1166.9922 | 5535.2022 | 919.9448 | 0 | 1765
1075 |  |  |  | DGP | F105D |  | 0 | 0 | 0 | 0 | 0 | 0 | 0 | 0 | 0 | 1766
1076 |  |  |  | DGU | F105D |  | 0 | 0 | 0 | 0 | 0 | 0 | 0 | 0 | 0 | 1767
1077 |  |  |  | SO | F102D |  | 936.4554 | 572.8531 | 156.7726 | 104.9345 | 35.7071 | 10.1338 | 48.0659 | 7.9885 | 0 | 1768
1078 |  |  |  | SG | F105D |  | 0 | 0 | 0 | 0 | 0 | 0 | 0 | 0 | 0 | 1769
1079 |  |  |  | CAGW | F105D |  | 0 | 0 | 0 | 0 | 0 | 0 | 0 | 0 | 0 | 1770
1080 |  |  |  | CAGE | F105D |  | 0 | 0 | 0 | 0 | 0 | 0 | 0 | 0 | 0 | 1771
1081 |  |  |  | JBG | F105D |  | 0 | 0 | 0 | 0 | 0 | 0 | 0 | 0 | 0 | 1772
1082 |  |  |  | CAGE | F105D |  | 0 | 0 | 0 | 0 | 0 | 0 | 0 | 0 | 0 | 1773
1083 |  |  | Total Stores Equipment |  |  |  | 108777.4535 | 66541.8833 | 18210.4983 | 12189.0553 | 4147.6892 | 1177.126 | 5583.268 | 927.9333 | 0 | 1774
1084
1085 |  | 394 | Tools, Shop & Garage Equipment
1086 |  |  |  | S | F107D |  | 424898.262 | 259920.8722 | 71132.4712 | 47611.9661 | 16201.3897 | 4598.0005 | 21808.9394 | 3624.6229 | 0 | 1777
1087 |  |  |  | DGP | F105D |  | 0 | 0 | 0 | 0 | 0 | 0 | 0 | 0 | 0 | 1778
1088 |  |  |  | SG | F105D |  | 0 | 0 | 0 | 0 | 0 | 0 | 0 | 0 | 0 | 1779
1089 |  |  |  | SO | F102D |  | 7873.6184 | 4816.4889 | 1318.1271 | 882.2781 | 300.2214 | 85.2037 | 404.1327 | 67.1664 | 0 | 1780
1090 |  |  |  | SE | F10 |  | 0 | 0 | 0 | 0 | 0 | 0 | 0 | 0 | 0 | 1781
1091 |  |  |  | DGU | F105D |  | 0 | 0 | 0 | 0 | 0 | 0 | 0 | 0 | 0 | 1782
1092 |  |  |  | CAGW | F105D |  | 0 | 0 | 0 | 0 | 0 | 0 | 0 | 0 | 0 | 1783
1093 |  |  |  | CAGE | F105D |  | 0 | 0 | 0 | 0 | 0 | 0 | 0 | 0 | 0 | 1784
1094 |  |  |  | JBG | F105D |  | 0 | 0 | 0 | 0 | 0 | 0 | 0 | 0 | 0 | 1785
1095 |  |  |  | CAEW | F105D |  | 0 | 0 | 0 | 0 | 0 | 0 | 0 | 0 | 0 | 1786
1096 |  |  |  | CAEE | F105D |  | 0 | 0 | 0 | 0 | 0 | 0 | 0 | 0 | 0 | 1787
1097 |  |  |  | CAGE | F105D |  | 0 | 0 | 0 | 0 | 0 | 0 | 0 | 0 | 0 | 1788
1098 |  |  |  | CAGE | F102D |  | 0 | 0 | 0 | 0 | 0 | 0 | 0 | 0 | 0 | 1789
1099 |  |  | Total Tools, Shop & Garage Equipment |  |  |  | 432771.8804 | 264737.3611 | 72450.5983 | 48494.2443 | 16501.6111 | 4683.2042 | 22213.072 | 3691.7893 | 0
1100
1101 |  | 395 | Laboratory Equipment
1102 |  |  |  | S | F107D |  | 222804.8341 | 136295.2781 | 37299.89 | 24966.3912 | 8495.5583 | 2411.0636 | 11436.0014 | 1900.6515 | 0 | 1793
1103 |  |  |  | DGP | F105D |  | 0 | 0 | 0 | 0 | 0 | 0 | 0 | 0 | 0 | 1794
1104 |  |  |  | DGU | F105D |  | 0 | 0 | 0 | 0 | 0 | 0 | 0 | 0 | 0 | 1795
1105 |  |  |  | SO | F102D |  | 22134.1773 | 13540.0287 | 3705.4958 | 2480.2448 | 843.9772 | 239.5231 | 1136.0906 | 188.8171 | 0 | 1796
1106 |  |  |  | SE | F10 |  | 0 | 0 | 0 | 0 | 0 | 0 | 0 | 0 | 0 | 1797
1107 |  |  |  | SG | F105D |  | 0 | 0 | 0 | 0 | 0 | 0 | 0 | 0 | 0 | 1798
1108 |  |  |  | CAGW | F105D |  | 0 | 0 | 0 | 0 | 0 | 0 | 0 | 0 | 0 | 1799
1109 |  |  |  | CAGE | F105D |  | 0 | 0 | 0 | 0 | 0 | 0 | 0 | 0 | 0 | 1800
1110 |  |  |  | JBG | F105D |  | 0 | 0 | 0 | 0 | 0 | 0 | 0 | 0 | 0 | 1801
1111 |  |  |  | CAEW | F105D |  | 0 | 0 | 0 | 0 | 0 | 0 | 0 | 0 | 0 | 1802
1112 |  |  |  | CAEE | F105D |  | 0 | 0 | 0 | 0 | 0 | 0 | 0 | 0 | 0 | 1803
1113 |  |  |  | CAGE | F105D |  | 0 | 0 | 0 | 0 | 0 | 0 | 0 | 0 | 0 | 1804
1114 |  |  |  | CAGE | F102D |  | 0 | 0 | 0 | 0 | 0 | 0 | 0 | 0 | 0 | 1805
1115 |  |  | Total Laboratory Equipment |  |  |  | 244939.0113 | 149835.3068 | 41005.3858 | 27446.6359 | 9339.5354 | 2650.5867 | 12572.092 | 2089.4685 | 0
1116
1117 |  | 396 | Power Operated Equipment
1118 |  |  |  | S | F107D |  | 1482575.2406 | 906928.2793 | 248198.8043 | 166129.9385 | 56530.6601 | 16043.5622 | 76096.7893 | 12647.2068 | 0 | 1809
1119 |  |  |  | DGP | F105D |  | 0 | 0 | 0 | 0 | 0 | 0 | 0 | 0 | 0 | 1810
1120 |  |  |  | DGU | F105D |  | 0 | 0 | 0 | 0 | 0 | 0 | 0 | 0 | 0 | 1811
1121 |  |  |  | SO | F102D |  | 18334.4099 | 11215.6162 | 3069.3745 | 2054.4619 | 699.0919 | 198.4043 | 941.0583 | 156.4029 | 0 | 1812
1122 |  |  |  | SE | F10 |  | 0 | 0 | 0 | 0 | 0 | 0 | 0 | 0 | 0 | 1813
1123 |  |  |  | SG | F105D |  | 0 | 0 | 0 | 0 | 0 | 0 | 0 | 0 | 0 | 1814
1124 |  |  |  | CAGW | F105D |  | 0 | 0 | 0 | 0 | 0 | 0 | 0 | 0 | 0 | 1815
1125 |  |  |  | CAGE | F105D |  | 0 | 0 | 0 | 0 | 0 | 0 | 0 | 0 | 0 | 1816
1126 |  |  |  | JBG | F105D |  | 0 | 0 | 0 | 0 | 0 | 0 | 0 | 0 | 0 | 1817
1127 |  |  |  | CAEW | F105D |  | 0 | 0 | 0 | 0 | 0 | 0 | 0 | 0 | 0 | 1818
1128 |  |  |  | CAEE | F105D |  | 0 | 0 | 0 | 0 | 0 | 0 | 0 | 0 | 0 | 1819
1129 |  |  |  | CAGE | F105D |  | 0 | 0 | 0 | 0 | 0 | 0 | 0 | 0 | 0 | 1820
1130 |  |  |  | CAGE | F102D |  | 0 | 0 | 0 | 0 | 0 | 0 | 0 | 0 | 0 | 1821
1131 |  |  | Total Power Operated Equipment |  |  |  | 1500909.6505 | 918143.8955 | 251268.1788 | 168184.4004 | 57229.752 | 16241.9665 | 77037.8476 | 12803.6097 | 0
1132
1133 |  | 397 | Communication Equipment
1134 |  |  |  | S | F107D |  | 2312112.6967 | 1414377.0462 | 387072.1641 | 259083.7413 | 88160.9604 | 25020.3314 | 118674.822 | 19723.6313 | 0 | 1825
1135 |  |  |  | SGP | F105D |  | 0 | 0 | 0 | 0 | 0 | 0 | 0 | 0 | 0 | 1826
1136 |  |  |  | SGU | F105D |  | 0 | 0 | 0 | 0 | 0 | 0 | 0 | 0 | 0 | 1827
1137 |  |  |  | SO | F102D |  | 606180.2453 | 370815.5861 | 101480.996 | 67925.5151 | 23113.6798 | 6559.7281 | 31113.6792 | 5171.0609 | 0 | 1828
1138 |  |  |  | CN | F42 |  | 0 | 0 | 0 | 0 | 0 | 0 | 0 | 0 | 0 | 1829
1139 |  |  |  | SG/CAGE/CAGW | F105D |  | 0 | 0 | 0 | 0 | 0 | 0 | 0 | 0 | 0 | 1830
1140 |  |  |  | SE | F10 |  | 0 | 0 | 0 | 0 | 0 | 0 | 0 | 0 | 0 | 1831
1141 |  |  |  | JBG | F105D |  | 0 | 0 | 0 | 0 | 0 | 0 | 0 | 0 | 0 | 1832
|  |  |  | CAGE | F105D |  | 0 | 0 | 0 | 0 | 0 | 0 | 0 | 0 | 0 | 1833
1143 |  |  |  | CAGE | F105D |  | 0 | 0 | 0 | 0 | 0 | 0 | 0 | 0 | 0 | 1834
1144 |  |  | Total Communication Equipment |  |  |  | 2918292.942 | 1785192.6323 | 488553.1601 | 327009.2564 | 111274.6402 | 31580.0595 | 149788.5012 | 24894.6923 | 0
1145
1146 |  | Distribution - METER - Unbundled |  |  |  |  | D: GENERAL PLANT
1147
1148 |  | A |  | B | C |  | D | E | F | G | H | I | J | K
1149 |  | FERC ACCT |  | DESCRIPTION | COS Factor |  | Washington Jurisdiction Normalized | Residential Schedule 16 | Small General Service Schedule 24 | Large General Service < 1,000 kW Schedule 36 | Large General Service > 1,000 kW Schedule 48 | Large General Dedicated Facilities Schedule 48 | Agricultural Pumping Schedule 40 | Street & Area Lighting Sch. 15, 51-54, 57
1150 |  | 398 | Misc. Equipment
1151 |  |  |  | S | F107D |  | 29188.6439 | 17855.422 | 4886.4883 | 3270.7329 | 1112.9643 | 315.8624 | 1498.1783 | 248.9957 | 0 | 1838
1152 |  |  |  | SGP | F105D |  | 0 | 0 | 0 | 0 | 0 | 0 | 0 | 0 | 0 | 1844
1153 |  |  |  | SGU | F105D |  | 0 | 0 | 0 | 0 | 0 | 0 | 0 | 0 | 0 | 1840
|  |  |  | CN | F42 |  | 0 | 0 | 0 | 0 | 0 | 0 | 0 | 0 | 0 | 1841
1155 |  |  |  | SO | F102D |  | 8762.6595 | 5360.3375 | 1466.9621 | 981.8996 | 334.1206 | 94.8244 | 449.7649 | 74.7505 | 0 | 1842
1156 |  |  |  | SE | F10 |  | 0 | 0 | 0 | 0 | 0 | 0 | 0 | 0 | 0 | 1843
1157 |  |  |  | SG | F105D |  | 0 | 0 | 0 | 0 | 0 | 0 | 0 | 0 | 0 | 1845
1158 |  |  |  | JBG | F105D |  | 0 | 0 | 0 | 0 | 0 | 0 | 0 | 0 | 0 | 1847
1159 |  |  | Total Misc. Equipment |  |  |  | 37951.3034 | 23215.7595 | 6353.4503 | 4252.6325 | 1447.0849 | 410.6868 | 1947.9432 | 323.7461 | 0
1160
1161 |  | 399 | Coal Mine |  | F10 |  | 0 | 0 | 0 | 0 | 0 | 0 | 0 | 0 | 0 | 1858
1162 |  | 399L | WIDCO Capital Lease |  | F10 |  | 0 | 0 | 0 | 0 | 0 | 0 | 0 | 0 | 0 | 1861
1163 |  |  | Remove Capital Lease |  | F10 |  | 0 | 0 | 0 | 0 | 0 | 0 | 0 | 0 | 0 | 1864
1164
1165 |  | 390L | General Capital Lease
1166 |  |  |  | S | F10 |  | 0 | 0 | 0 | 0 | 0 | 0 | 0 | 0 | 0 | 1869
1167 |  |  |  | SG | F10 |  | 0 | 0 | 0 | 0 | 0 | 0 | 0 | 0 | 0 | 1870
1168 |  |  |  | SO-U | F10 |  | 0 | 0 | 0 | 0 | 0 | 0 | 0 | 0 | 0 | 1871
1170 |  |  | Remove Capital Lease |  |  |  | 0 | 0 | 0 | 0 | 0 | 0 | 0 | 0
1171
1172 |  | 392L | General Vehicles Capital Lease |  | F10 |  | 0 | 0 | 0 | 0 | 0 | 0 | 0 | 0 | 0 | 1878
1173 |  |  | Remove Capital Lease |  | F10 |  | 0 | 0 | 0 | 0 | 0 | 0 | 0 | 0 | 0 | 1881
1174
1175 |  | G00 | Unclassified Gen Plant - Acct 300 |  | F102D |  | 286021.1601 | 174966.2826 | 47882.9728 | 32050.0953 | 10905.9996 | 3095.1537 | 14680.7335 | 2439.9226 | 0 | 1891
1176 |  | GV0 | Unclassified Gen Veh - Acct 300 |  | F102D |  | 0 | 0 | 0 | 0 | 0 | 0 | 0 | 0 | 0 | 1899
1177
1178 |  | TOTAL GENERAL PLANT |  |  |  |  | 9803444.7235 | 5997011.8284 | 1641200.522 | 1098524.7996 | 373805.785 | 106087.1454 | 503185.7051 | 83628.938 | 0
1179
1180
1181
1182 | [6 empty] | D: INTANGIBLE PLANT
1183
1184 |  | 301 | Organization
1185 |  |  |  | S | F107D |  | 0 | 0 | 0 | 0 | 0 | 0 | 0 | 0 | 0 | 1904
1186 |  |  |  | SO | F102D |  | 0 | 0 | 0 | 0 | 0 | 0 | 0 | 0 | 0 | 1905
1187 |  |  |  | SG/CAGE/CAGW | F105D |  | 0 | 0 | 0 | 0 | 0 | 0 | 0 | 0 | 0 | 1906
1188 |  |  | Total Organization |  |  |  | 0 | 0 | 0 | 0 | 0 | 0 | 0 | 0 | 0
1189
1190 |  | 302 | Franchise & Consent
1191 |  |  |  | S | F107D |  | 0 | 0 | 0 | 0 | 0 | 0 | 0 | 0 | 0 | 1909
1192 |  |  |  | SG/CAGE/CAGW | F105D |  | 0 | 0 | 0 | 0 | 0 | 0 | 0 | 0 | 0 | 1910
1193 |  |  |  | DGP | F105D |  | 0 | 0 | 0 | 0 | 0 | 0 | 0 | 0 | 0 | 1911
1194 |  |  |  | DGU | F105D |  | 0 | 0 | 0 | 0 | 0 | 0 | 0 | 0 | 0 | 1912
1195 |  |  | Total Franchise & Consent |  |  |  | 0 | 0 | 0 | 0 | 0 | 0 | 0 | 0 | 0
1196
1197 |  | 303 | Miscellaneous Intangible Plant
1198 |  |  |  | S | F107D |  | 393241.7206 | 240555.7757 | 65832.8307 | 44064.693 | 14994.3244 | 4255.4319 | 20184.0902 | 3354.5747 | 0 | 1920
1199 |  |  |  | SG/CAGW | F105D |  | 0 | 0 | 0 | 0 | 0 | 0 | 0 | 0 | 0 | 1921
1200 |  |  |  | SO | F102D |  | 2436105.2595 | 1490226.3917 | 407829.8329 | 272977.7254 | 92888.8023 | 26362.1064 | 125039.0426 | 20781.3581 | 0 | 1922
1201 |  |  |  | SE | F105D |  | 0 | 0 | 0 | 0 | 0 | 0 | 0 | 0 | 0 | 1923
1202 |  |  |  | CN | F42 |  | 0 | 0 | 0 | 0 | 0 | 0 | 0 | 0 | 0 | 1924
1203 |  |  |  | DGU | F10 |  | 0 | 0 | 0 | 0 | 0 | 0 | 0 | 0 | 0 | 1925
1204 |  |  |  | DGP | F105D |  | 0 | 0 | 0 | 0 | 0 | 0 | 0 | 0 | 0 | 1926
1205 |  |  |  | JBG | F105D |  | 0 | 0 | 0 | 0 | 0 | 0 | 0 | 0 | 0 | 1927
1206 |  |  | Total Miscellaneous Intangible Plant |  |  |  | 2829346.98 | 1730782.1673 | 473662.6636 | 317042.4184 | 107883.1267 | 30617.5383 | 145223.1328 | 24135.9328 | 0
1207
1208 |  | I00 | Unclass Intangible Plant - Acct 300 |  | F102D |  | 0 | 0 | 0 | 0 | 0 | 0 | 0 | 0 | 0 | 1938
1209
1210 |  | TOTAL INTANGIBLE PLANT |  |  |  |  | 2829346.98 | 1730782.1673 | 473662.6636 | 317042.4184 | 107883.1267 | 30617.5383 | 145223.1328 | 24135.9328 | 0
1211
1212
1213 |  | TOTAL ELECTRIC PLANT IN SERVICE |  |  |  |  | 146720613.5371 | 86382062.5986 | 32408650.7189 | 9996264.8138 | 1590219.4183 | 136704.6837 | 15939940.2941 | 266771.0096 | 0
1214
1215
1216 |  | Distribution - METER - Unbundled |  |  |  |  | D: MISC RATE BASE
1217
1218 |  | A |  | B | C |  | D | E | F | G | H | I | J | K
1219 |  | FERC ACCT |  | DESCRIPTION | COS Factor |  | Washington Jurisdiction Normalized | Residential Schedule 16 | Small General Service Schedule 24 | Large General Service < 1,000 kW Schedule 36 | Large General Service > 1,000 kW Schedule 48 | Large General Dedicated Facilities Schedule 48 | Agricultural Pumping Schedule 40 | Street & Area Lighting Sch. 15, 51-54, 57
1220 |  | 105 | Plant Held For Future Use
1221 |  |  |  | S | F20 |  | 0 | 0 | 0 | 0 | 0 | 0 | 0 | 0 | 0 | 1946
1222 |  |  |  | SG | F10 |  | 0 | 0 | 0 | 0 | 0 | 0 | 0 | 0 | 0 | 1947
1223 |  |  |  | SG | F10 |  | 0 | 0 | 0 | 0 | 0 | 0 | 0 | 0 | 0 | 1948
1224 |  |  |  | SG | F10 |  | 0 | 0 | 0 | 0 | 0 | 0 | 0 | 0 | 0 | 1949
1225 |  |  |  | SE | F10 |  | 0 | 0 | 0 | 0 | 0 | 0 | 0 | 0 | 0 | 1950
1226 |  |  |  | SG | F10 |  | 0 | 0 | 0 | 0 | 0 | 0 | 0 | 0 | 0 | 1951
1227 |  |  |  | SG | F10 |  | 0 | 0 | 0 | 0 | 0 | 0 | 0 | 0 | 0 | 1952
1228 |  |  |  | CAGE | F102 |  | 0 | 0 | 0 | 0 | 0 | 0 | 0 | 0 | 0 | 1953
1229 |  |  |  | CAEW | F102 |  | 0 | 0 | 0 | 0 | 0 | 0 | 0 | 0 | 0 | 1954
1230 |  |  |  | CAEE | F102 |  | 0 | 0 | 0 | 0 | 0 | 0 | 0 | 0 | 0 | 1955
1231 |  |  | Total Plant Held For Future Use |  |  |  | 0 | 0 | 0 | 0 | 0 | 0 | 0 | 0 | 0
1232
1233 |  | 114 | Electric Plant Acquisition Adjust |  | F10 |  | 0 | 0 | 0 | 0 | 0 | 0 | 0 | 0 | 0 | 1964
1234
1235 |  | 115 | Accum Provision for Asset Acquisition Adjustments |  | F10 |  | 0 | 0 | 0 | 0 | 0 | 0 | 0 | 0 | 0 | 1972
1236
1237 |  | 128 | Pensions |  | F102D |  | 0 | 0 | 0 | 0 | 0 | 0 | 0 | 0 | 0 | 1976
1238
1239 |  | 124 | Weatherization |  | F10 |  | 0 | 0 | 0 | 0 | 0 | 0 | 0 | 0 | 0 | 1998
1240
1241 |  | 151 | Fuel Stock |  | F10 |  | 0 | 0 | 0 | 0 | 0 | 0 | 0 | 0 | 0 | 2001
1242 |  |  |  | SE | F10 |  | 0 | 0 | 0 | 0 | 0 | 0 | 0 | 0 | 0 | 2002
1243 |  |  |  | CAEW | F10 |  | 0 | 0 | 0 | 0 | 0 | 0 | 0 | 0 | 0 | 2003
1244 |  |  |  | CAEE | F10 |  | 0 | 0 | 0 | 0 | 0 | 0 | 0 | 0 | 0 | 2004
1245 |  |  |  | JBE | F10 |  | 0 | 0 | 0 | 0 | 0 | 0 | 0 | 0 | 0 | 2005
1246 |  |  |  | CAEE | F10 |  | 0 | 0 | 0 | 0 | 0 | 0 | 0 | 0 | 0 | 2006
1247 |  |  |  | CAEE | F10 |  | 0 | 0 | 0 | 0 | 0 | 0 | 0 | 0 | 0 | 2007
1248 |  |  |  | Total Fuel Stock |  |  | 0 | 0 | 0 | 0 | 0 | 0 | 0 | 0 | 0
1249
1250 |  | 152 | Fuel Stock - Undistributed |  | F10 |  | 0 | 0 | 0 | 0 | 0 | 0 | 0 | 0 | 0 | 2011
1251
1252 |  | 25316 | DG&T Working Capital Deposit |  | F10 |  | 0 | 0 | 0 | 0 | 0 | 0 | 0 | 0 | 0 | 2016
1253
1254 |  | 25317 | DG&T Working Capital Deposit |  | F10 |  | 0 | 0 | 0 | 0 | 0 | 0 | 0 | 0 | 0 | 2020
1255
1256 |  | 25319 | Provo Working Capital Deposit |  | F10 |  | 0 | 0 | 0 | 0 | 0 | 0 | 0 | 0 | 0 | 2024
1257
1258 |  | 154 | Materials and Supplies |  | F102D |  | 0 | 0 | 0 | 0 | 0 | 0 | 0 | 0 | 0 | 2029
1259 |  |  |  | SG | F102D |  | 0 | 0 | 0 | 0 | 0 | 0 | 0 | 0 | 0 | 2030
1260 |  |  |  | SE | F102D |  | 0 | 0 | 0 | 0 | 0 | 0 | 0 | 0 | 0 | 2031
1261 |  |  |  | SO | F102D |  | 0 | 0 | 0 | 0 | 0 | 0 | 0 | 0 | 0 | 2032
1262 |  |  |  | SNPPS | F102D |  | 0 | 0 | 0 | 0 | 0 | 0 | 0 | 0 | 0 | 2033
1263 |  |  |  | SNPPH | F102D |  | 0 | 0 | 0 | 0 | 0 | 0 | 0 | 0 | 0 | 2034
1264 |  |  |  | SNPD | F102D |  | 3.4202e-06 | 2.0922e-06 | 5.7257e-07 | 3.8325e-07 | 1.3041e-07 | 3.7011e-08 | 1.7555e-07 | 2.9176e-08 | 0 | 2035
1265 |  |  |  | SNPT | F102D |  | 0 | 0 | 0 | 0 | 0 | 0 | 0 | 0 | 0 | 2036
1266 |  |  |  | DGU | F102D |  | 0 | 0 | 0 | 0 | 0 | 0 | 0 | 0 | 0 | 2037
1267 |  |  |  | DGP | F102D |  | 0 | 0 | 0 | 0 | 0 | 0 | 0 | 0 | 0 | 2038
1268 |  |  |  | JBE | F10 |  | 0 | 0 | 0 | 0 | 0 | 0 | 0 | 0 | 0 | 2039
1269 |  |  |  | SNPP | F102D |  | 0 | 0 | 0 | 0 | 0 | 0 | 0 | 0 | 0 | 2040
1270 |  |  |  | CAGW | F102D |  | 0 | 0 | 0 | 0 | 0 | 0 | 0 | 0 | 0 | 2041
1271 |  |  |  | CAGE | F102D |  | 0 | 0 | 0 | 0 | 0 | 0 | 0 | 0 | 0 | 2042
1272 |  |  |  | JBG | F10 |  | 0 | 0 | 0 | 0 | 0 | 0 | 0 | 0 | 0 | 2043
1273 |  |  |  | CAEW | F102D |  | 0 | 0 | 0 | 0 | 0 | 0 | 0 | 0 | 0 | 2044
1274 |  |  |  | CAEE | F102D |  | 0 | 0 | 0 | 0 | 0 | 0 | 0 | 0 | 0 | 2045
1275 |  |  |  | CAGE | F102D |  | 0 | 0 | 0 | 0 | 0 | 0 | 0 | 0 | 0 | 2046
1276 |  |  | Total Materials and Supplies |  |  |  | 3.4202e-06 | 2.0922e-06 | 5.7257e-07 | 3.8325e-07 | 1.3041e-07 | 3.7011e-08 | 1.7555e-07 | 2.9176e-08 | 0
1277
1278 |  | 163 | Stores Expense Undistributed |  | F102D |  | 0 | 0 | 0 | 0 | 0 | 0 | 0 | 0 | 0 | 2050
1279
1280 |  | 25318 | Provo Working Capital Deposit |  | F102D |  | 0 | 0 | 0 | 0 | 0 | 0 | 0 | 0 | 0 | 2055
1281
1282 |  | 165 | Prepayments |  | F102D |  | 0 | 0 | 0 | 0 | 0 | 0 | 0 | 0 | 0 | 2062
1283 |  |  |  | GPS | F42 |  | 0 | 0 | 0 | 0 | 0 | 0 | 0 | 0 | 0 | 2063
1284 |  |  |  | SG | F102D |  | 0 | 0 | 0 | 0 | 0 | 0 | 0 | 0 | 0 | 2064
1285 |  |  |  | SE | F102D |  | 0 | 0 | 0 | 0 | 0 | 0 | 0 | 0 | 0 | 2065
1286 |  |  |  | SO | F102D |  | 3.1032e-10 | 1.8983e-10 | 5.1951e-11 | 3.4773e-11 | 1.1833e-11 | 3.3581e-12 | 1.5928e-11 | 2.6472e-12 | 0 | 2066
1287 |  |  |  | Total Prepayments |  |  | 3.1032e-10 | 1.8983e-10 | 5.1951e-11 | 3.4773e-11 | 1.1833e-11 | 3.3581e-12 | 1.5928e-11 | 2.6472e-12 | 0
1288
1289 |  | 182 | Misc Regulatory Assets |  | F102D |  | 0 | 0 | 0 | 0 | 0 | 0 | 0 | 0 | 0 | 2070
1290 |  |  |  | SG | F102D |  | 0 | 0 | 0 | 0 | 0 | 0 | 0 | 0 | 0 | 2071
1291 |  |  |  | CAGE | F102D |  | 0 | 0 | 0 | 0 | 0 | 0 | 0 | 0 | 0 | 2072
1292 |  |  |  | CAGE | F102D |  | 0 | 0 | 0 | 0 | 0 | 0 | 0 | 0 | 0 | 2073
1293 |  |  |  | CAGW | F102D |  | 0 | 0 | 0 | 0 | 0 | 0 | 0 | 0 | 0 | 2074
1294 |  |  |  | JBG | F102D |  | 0 | 0 | 0 | 0 | 0 | 0 | 0 | 0 | 0 | 2075
1295 |  |  |  | SE | F102D |  | 0 | 0 | 0 | 0 | 0 | 0 | 0 | 0 | 0 | 2076
1296 |  |  |  | CAEW | F102D |  | 0 | 0 | 0 | 0 | 0 | 0 | 0 | 0 | 0 | 2077
1297 |  |  |  | CAEE | F10 |  | 0 | 0 | 0 | 0 | 0 | 0 | 0 | 0 | 0 | 2078
1298 |  |  |  | SO | F102D |  | 0 | 0 | 0 | 0 | 0 | 0 | 0 | 0 | 0 | 2079
1299 |  |  |  | Total Misc Regulatory Assets |  |  | 0 | 0 | 0 | 0 | 0 | 0 | 0 | 0 | 0
1300
1301 |  | 186 | Misc Deferred Debits |  | F102D |  | 0 | 0 | 0 | 0 | 0 | 0 | 0 | 0 | 0 | 2083
1302 |  |  |  | CAEW | F102D |  | 0 | 0 | 0 | 0 | 0 | 0 | 0 | 0 | 0 | 2084
1303 |  |  |  | CAEE | F102D |  | 0 | 0 | 0 | 0 | 0 | 0 | 0 | 0 | 0 | 2085
1304 |  |  |  | SG | F102D |  | 0 | 0 | 0 | 0 | 0 | 0 | 0 | 0 | 0 | 2086
1305 |  |  |  | SO | F102D |  | 0 | 0 | 0 | 0 | 0 | 0 | 0 | 0 | 0 | 2087
1306 |  |  |  | SE | F10 |  | 0 | 0 | 0 | 0 | 0 | 0 | 0 | 0 | 0 | 2088
1307 |  |  |  | CAGW | F102D |  | 0 | 0 | 0 | 0 | 0 | 0 | 0 | 0 | 0 | 2089
|  |  |  | CAGE | F102D |  | 0 | 0 | 0 | 0 | 0 | 0 | 0 | 0 | 0 | 2090
|  |  |  | CAEW | F102D |  | 0 | 0 | 0 | 0 | 0 | 0 | 0 | 0 | 0 | 2091
|  |  |  | CAEE | F102D |  | 0 | 0 | 0 | 0 | 0 | 0 | 0 | 0 | 0 | 2092
|  |  |  | JBE | F102D |  | 0 | 0 | 0 | 0 | 0 | 0 | 0 | 0 | 0 | 2093
1312 |  |  |  | EXCTAX | F102D |  | 0 | 0 | 0 | 0 | 0 | 0 | 0 | 0 | 0 | 2094
1313 |  |  |  | Total Misc Deferred Debits |  |  | 0 | 0 | 0 | 0 | 0 | 0 | 0 | 0 | 0
1314
1315 |  | CWC | Cash Working Capital |  | F137D |  | 0 | 0 | 0 | 0 | 0 | 0 | 0 | 0 | 0 | 2102
1316
1317 |  | OWC | Other Working Capital |  | F137D |  | 0 | 0 | 0 | 0 | 0 | 0 | 0 | 0 | 0 | 2115
1318 |  |  |  | Total Other Working Capital |  |  | 0 | 0 | 0 | 0 | 0 | 0 | 0 | 0 | 0
1319
1320 |  | 18222 | Nuclear Plant |  | F10 |  | 0 | 0 | 0 | 0 | 0 | 0 | 0 | 0 | 0 | 2129
1321
1322 |  | 1869 | Misc Deferred Debits-Trojan |  | F10 |  | 0 | 0 | 0 | 0 | 0 | 0 | 0 | 0 | 0 | 2134
1323
1324 |  | 141 | Impact Housing - Notes Receivable |  | F10 |  | 0 | 0 | 0 | 0 | 0 | 0 | 0 | 0 | 0 | 2137
1325 |  | TOTAL RATE BASE ADDITIONS |  |  |  |  | 3.4205e-06 | 2.0924e-06 | 5.7263e-07 | 3.8328e-07 | 1.3042e-07 | 3.7015e-08 | 1.7556e-07 | 2.9179e-08 | 0
1326
1327 |  | Distribution - METER - Unbundled
1328
1329 |  | A |  | B | C |  | D | E | F | G | H | I | J | K
1330 |  | FERC ACCT |  | DESCRIPTION | COS Factor |  | Washington Jurisdiction Normalized | Residential Schedule 16 | Small General Service Schedule 24 | Large General Service < 1,000 kW Schedule 36 | Large General Service > 1,000 kW Schedule 48 | Large General Dedicated Facilities Schedule 48 | Agricultural Pumping Schedule 40 | Street & Area Lighting Sch. 15, 51-54, 57
1331
1332 |  | 235 | Customer Service Deposits |  | F51 |  | 0 | 0 | 0 | 0 | 0 | 0 | 0 | 0 | 0 | 2149
1333
1334 |  | 2281 | Accum Prov for Property Insurance |  | F102D |  | 495.3271 | 303.0039 | 82.923 | 55.5039 | 18.8868 | 5.3601 | 25.4239 | 4.2254 | 0 | 2154
1335
1336 |  | 2282 | Accum Prov for Injuries & Damages |  | F102D |  | 0 | 0 | 0 | 0 | 0 | 0 | 0 | 0 | 0 | 2158
1337
1338 |  | 2283 | Accum Prov for Pension & Benefits |  | F102D |  | -8876.1164 | -5429.7419 | -1485.9559 | -994.613 | -338.4467 | -96.0521 | -455.5883 | -75.7183 | 0 | 2163
1339
1340 |  | 254 | Reg Liabilities - Insurance Provision |  | F10 |  | 0 | 0 | 0 | 0 | 0 | 0 | 0 | 0 | 0 | 2169
1341
1342 |  | 22844 | Accum Hydro Relicensing Obligation |  | F10 |  | 0 | 0 | 0 | 0 | 0 | 0 | 0 | 0 | 0 | 2173
1343
1344
1345 |  | 22842 | Accum Misc Oper Prov - Trojan |  | F10 |  | 0 | 0 | 0 | 0 | 0 | 0 | 0 | 0 | 0 | 2178
1346
1347 |  | 252 | Customer Advances for Const |  | F50 |  | -1697312.7363 | -767065.1989 | -618465.015 | -107959.2553 | 0 | 0 | -95458.4922 | -108364.775 | 0 | 2186
1348
1349 |  | 25398 | SO2 Emissions |  | F10 |  | 0 | 0 | 0 | 0 | 0 | 0 | 0 | 0 | 0 | 2189
1350
1351 |  | 25399 | Other Deferred Credits |  | F10 |  | 0 | 0 | 0 | 0 | 0 | 0 | 0 | 0 | 0 | 2198
1352
1353 |  | 190 | Accum Deferred Income Taxes |  | F104D |  | 0 | 0 | 0 | 0 | 0 | 0 | 0 | 0 | 0 | 2201
1354 |  |  |  | SG/CAGW | F104D |  | 0 | 0 | 0 | 0 | 0 | 0 | 0 | 0 | 0 | 2202
1355 |  |  |  | DOP | F138D |  | 1938.1416 | 1173.5397 | 293.2458 | 257.5016 | 96.0465 | 34.1692 | 72.9286 | 10.7101 | 0 | 2203
1356 |  |  |  | CN | F104D |  | 0 | 0 | 0 | 0 | 0 | 0 | 0 | 0 | 0 | 2204
1357 |  |  |  | BADDEBT | F42 |  | 0 | 0 | 0 | 0 | 0 | 0 | 0 | 0 | 0 | 2205
1358 |  |  |  | JBG | F104D |  | 0 | 0 | 0 | 0 | 0 | 0 | 0 | 0 | 0 | 2206
1359 |  |  |  | JBE | F104D |  | 0 | 0 | 0 | 0 | 0 | 0 | 0 | 0 | 0 | 2207
1360 |  |  |  | SE/CAEW | F104D |  | 0 | 0 | 0 | 0 | 0 | 0 | 0 | 0 | 0 | 2208
1361 |  |  |  | SNP | F104D |  | 0 | 0 | 0 | 0 | 0 | 0 | 0 | 0 | 0 | 2209
1362 |  |  |  | SNPD | F104D |  | 16683.0425 | 10250.8892 | 2767.7814 | 1848.9619 | 633.7044 | 223.2559 | 819.2049 | 139.2448 | 0 | 2210
1363 |  |  |  | Total Accum Deferred Income Taxes |  |  | 18621.1841 | 11424.4289 | 3061.0272 | 2106.4635 | 729.751 | 257.4251 | 892.1335 | 149.9548 | 0
1364
1365 |  | 281 | Accum Deferred Income Taxes |  | F104D |  | 0 | 0 | 0 | 0 | 0 | 0 | 0 | 0 | 0 | 2217
1366
1367 |  | 282 | Accum Deferred Income Taxes |  | F104D |  | -12261973.7749 | -7534365.1718 | -2034308.9919 | -1358980.0723 | -465770.381 | -164092.2532 | -602112.5215 | -102344.3832 | 0 | 2220
1368 |  |  |  |  | F104D |  | 0 | 0 | 0 | 0 | 0 | 0 | 0 | 0 | 0 | 2221
1369 |  |  |  |  | F104D |  | 0 | 0 | 0 | 0 | 0 | 0 | 0 | 0 | 0 | 2222
1370 |  |  |  |  | F104D |  | -1378.1051 | -846.7761 | -228.633 | -152.7338 | -52.3472 | -18.4421 | -67.6705 | -11.5023 | 0 | 2223
1371 |  |  |  |  | F104D |  | 0 | 0 | 0 | 0 | 0 | 0 | 0 | 0 | 0 | 2224
1372 |  |  |  | DITBAL | F104D |  | 0 | 0 | 0 | 0 | 0 | 0 | 0 | 0 | 0 | 2225
1373 |  |  |  | DGP | F42 |  | 0 | 0 | 0 | 0 | 0 | 0 | 0 | 0 | 0 | 2226
1374 |  |  |  | SO | F138D |  | 513.6113 | 310.9903 | 77.7107 | 68.2384 | 25.4525 | 9.0549 | 19.3262 | 2.8382 | 0 | 2227
1375 |  |  |  | JBE | F104D |  | -20113.6387 | -12358.8177 | -3336.9306 | -2229.1708 | -764.0154 | -269.1648 | -987.661 | -167.8782 | 0 | 2228
1376 |  |  |  | SE | F104D |  | 0 | 0 | 0 | 0 | 0 | 0 | 0 | 0 | 0 | 2229
1377 |  |  |  | SG | F104D |  | 0 | 0 | 0 | 0 | 0 | 0 | 0 | 0 | 0 | 2230
1378 |  |  |  | Total Accum Deferred Income Taxes |  |  | -12282951.9073 | -7547259.7754 | -2037796.8448 | -1361293.7384 | -466561.2911 | -164370.8052 | -603148.5268 | -102520.9256 | 0
1379
1380
1381 |  | 283 | Accum Deferred Income Taxes |  | F104D |  | -1978.0332 | -1215.4018 | -328.1634 | -219.2231 | -75.1355 | -26.4704 | -97.1294 | -16.5096 | 0 | 2234
1382 |  |  |  | SG/CAGW | F104D |  | 0 | 0 | 0 | 0 | 0 | 0 | 0 | 0 | 0 | 2235
1383 |  |  |  | SE | F104D |  | 0 | 0 | 0 | 0 | 0 | 0 | 0 | 0 | 0 | 2236
1384 |  |  |  | SO | F138D |  | -78.9818 | -47.8233 | -11.9501 | -10.4935 | -3.914 | -1.3924 | -2.9719 | -0.43645 | 0 | 2237
1385 |  |  |  | GPS | F104D |  | -22252.3347 | -13672.9387 | -3691.7486 | -2466.2 | -845.2537 | -297.7853 | -1092.6797 | -185.7288 | 0 | 2238
1386 |  |  |  | SNP | F104D |  | -2897.9277 | -1780.6306 | -480.7774 | -321.1739 | -110.0776 | -38.7807 | -142.3 | -24.1875 | 0 | 2239
1387 |  |  |  | TROJD | F104D |  | 0 | 0 | 0 | 0 | 0 | 0 | 0 | 0 | 0 | 2240
1388 |  |  |  | SNPD | F104D |  | 0 | 0 | 0 | 0 | 0 | 0 | 0 | 0 | 0 | 2241
1389 |  |  |  | JBE | F104D |  | 0 | 0 | 0 | 0 | 0 | 0 | 0 | 0 | 0 | 2242
1390 |  |  |  | Total Accum Deferred Income Taxes |  |  | -27207.2774 | -16716.7943 | -4512.6396 | -3017.0905 | -1034.3808 | -364.4289 | -1335.081 | -226.8624 | 0
1391
1392 |  | 255 | Accum Investment Tax Credit |  | F104D |  | -905.3046 | -556.2641 | -150.1936 | -100.3338 | -34.3879 | -12.115 | -44.4541 | -7.5561 | 0 | 2256
1393 |  | TOTAL RATE BASE DEDUCTIONS |  |  |  |  | -13998136.8309 | -8325300.3417 | -2659266.6986 | -1471203.0638 | -467219.8688 | -164580.6159 | -699524.5851 | -211041.657 | 0
1394
1395 | [6 empty] | D: ACCUMULATED DEPRECIATION
1396 | [6 empty] | D: GENERATION PLANT
1397
1398 |  | 108SP | Steam Prod Accumulated Depr |  | F10 |  | 0 | 0 | 0 | 0 | 0 | 0 | 0 | 0 | 0 | 2270
1399
1400 |  | 108NP | Nuclear Prod Accumulated Depr |  | F10 |  | 0 | 0 | 0 | 0 | 0 | 0 | 0 | 0 | 0 | 2276
1401
1402 |  | 108HP | Hydraulic Prod Accum Depr |  | F10 |  | 0 | 0 | 0 | 0 | 0 | 0 | 0 | 0 | 0 | 2287
1403
1404 |  | 108OP | Other Generation - Accum Depr |  | F10 |  | 0 | 0 | 0 | 0 | 0 | 0 | 0 | 0 | 0 | 2290
1405 |  |  |  | DGU | F10 |  | 0 | 0 | 0 | 0 | 0 | 0 | 0 | 0 | 0 | 2291
1406 |  |  |  | DGP | F10 |  | 0 | 0 | 0 | 0 | 0 | 0 | 0 | 0 | 0 | 2292
1407 |  |  |  | SG | F10 |  | 0 | 0 | 0 | 0 | 0 | 0 | 0 | 0 | 0 | 2293
1408 |  |  |  | CAGW | F10 |  | 0 | 0 | 0 | 0 | 0 | 0 | 0 | 0 | 0 | 2294
1409 |  |  |  | CAGE | F10 |  | 0 | 0 | 0 | 0 | 0 | 0 | 0 | 0 | 0 | 2295
1410 |  |  |  | SG | F10 |  | 0 | 0 | 0 | 0 | 0 | 0 | 0 | 0 | 0 | 2296
1411 |  |  |  | Total Other Generation - Accum Depr |  |  | 0 | 0 | 0 | 0 | 0 | 0 | 0 | 0 | 0
1412
1413 |  | 108EP | Experimental Plant - Accum Depr |  | F10 |  | 0 | 0 | 0 | 0 | 0 | 0 | 0 | 0 | 0 | 2302
1414
1415
1416
1417 |  | TOTAL GENERATION PLANT DEPRECIATION |  |  |  |  | 0 | 0 | 0 | 0 | 0 | 0 | 0 | 0 | 0
1418
1419
1420 | [6 empty] | D: TRANSMISSION PLANT
1421
1422 |  | 108TP | Transmission Plant Accum Depr |  | F106 |  | 0 | 0 | 0 | 0 | 0 | 0 | 0 | 0 | 0 | 2313
1423
1424
1425 | [6 empty] | D: DISTRIBUTION PLANT
1426
1427 |  | 108360 | Land and Land Rights |  | F118 |  | 0 | 0 | 0 | 0 | 0 | 0 | 0 | 0 | 0 | 2317
1428
1429 |  | 108361 | Structures and Improvements |  | F119 |  | 0 | 0 | 0 | 0 | 0 | 0 | 0 | 0 | 0 | 2321
1430
1431 |  | 108362 | Station Equipment |  | F120 |  | 0 | 0 | 0 | 0 | 0 | 0 | 0 | 0 | 0 | 2325
1432
1433 |  | Distribution - METER - Unbundled
1434
1435 |  | A |  | B | C |  | D | E | F | G | H | I | J | K
1436 |  | FERC ACCT |  | DESCRIPTION | COS Factor |  | Washington Jurisdiction Normalized | Residential Schedule 16 | Small General Service Schedule 24 | Large General Service < 1,000 kW Schedule 36 | Large General Service > 1,000 kW Schedule 48 | Large General Dedicated Facilities Schedule 48 | Agricultural Pumping Schedule 40 | Street & Area Lighting Sch. 15, 51-54, 57
1437
1438 |  | 108364 | Poles, Towers & Fixtures |  | F121 |  | 0 | 0 | 0 | 0 | 0 | 0 | 0 | 0 | 0 | 2329
1439
1440 |  | 108365 | Overhead Conductors |  | F122 |  | 0 | 0 | 0 | 0 | 0 | 0 | 0 | 0 | 0 | 2333
1441
1442 |  | 108366 | Underground Conduit |  | F123 |  | 0 | 0 | 0 | 0 | 0 | 0 | 0 | 0 | 0 | 2337
1443
1444 |  | 108367 | Underground Conductors |  | F124 |  | 0 | 0 | 0 | 0 | 0 | 0 | 0 | 0 | 0 | 2341
1445
1446 |  | 108368 | Line Transformers |  | F125 |  | -71104726.5828 | -41709158.8714 | -16064333.4365 | -4550213.0476 | -587836.8184 | 0 | -8108865.8788 | -84318.53 | 0 | 2345
1447
1448 |  | 108369 | Services |  | F126 |  | 0 | 0 | 0 | 0 | 0 | 0 | 0 | 0 | 0 | 2349
1449
1450 |  | 108370 | Meters |  | F127 |  | 0 | 0 | 0 | 0 | 0 | 0 | 0 | 0 | 0 | 2353
1451
1452 |  | 108371 | Install on Customers' Premises |  | F128 |  | 0 | 0 | 0 | 0 | 0 | 0 | 0 | 0 | 0 | 2357
1453
1454 |  | 108372 | Leased Property |  | F129 |  | 0 | 0 | 0 | 0 | 0 | 0 | 0 | 0 | 0 | 2361
1455
1456 |  | 108373 | Street Lights |  | F130 |  | 0 | 0 | 0 | 0 | 0 | 0 | 0 | 0 | 0 | 2365
1457
1458 |  | 108D00 | Unclassified Dist Plant - Acct 300 |  | F121 |  | 0 | 0 | 0 | 0 | 0 | 0 | 0 | 0 | 0 | 2369
1459
1460 |  | 108DS | Unclassified Dist Sub - Acct 300 |  | F120 |  | 0 | 0 | 0 | 0 | 0 | 0 | 0 | 0 | 0 | 2373
1461
1462 |  | 108D | Unclassified Dist Sub - Acct 300 |  | F102D |  | 65505.6332 | 40071.4308 | 10966.3371 | 7340.2324 | 2497.7327 | 708.8637 | 3362.2364 | 558.8002 | 0 | 2377
1463
1464
1465 |  | TOTAL DISTRIBUTION PLANT DEPR |  |  |  |  | -71039220.9496 | -41669087.4406 | -16053367.0995 | -4542872.8152 | -585339.0857 | 708.8637 | -8105503.6425 | -83759.7298 | 0
1466
1467 | [6 empty] | D: GENERAL PLANT
1468 |  | 108GP | General Plant Accumulated Depr
1469 |  |  |  | S | F107D |  | -4202377.0746 | -2570698.9466 | -703522.4498 | -470897.2778 | -160236.8255 | -45475.667 | -215697.2504 | -35848.6575 | 0 | 2383
1470 |  |  |  | SG-P | F105D |  | 0 | 0 | 0 | 0 | 0 | 0 | 0 | 0 | 0 | 2384
1471 |  |  |  | SG-U | F105D |  | 0 | 0 | 0 | 0 | 0 | 0 | 0 | 0 | 0 | 2385
1472 |  |  |  | CAGW | F105D |  | 0 | 0 | 0 | 0 | 0 | 0 | 0 | 0 | 0 | 2386
1473 |  |  |  | CN | F42 |  | 0 | 0 | 0 | 0 | 0 | 0 | 0 | 0 | 0 | 2387
1474 |  |  |  | SO | F102D |  | -583450.9067 | -356911.4824 | -97675.8639 | -65378.5795 | -22247.0091 | -6313.7645 | -29947.0405 | -4977.1668 | 0 | 2388
1475 |  |  |  | SE | F10 |  | 0 | 0 | 0 | 0 | 0 | 0 | 0 | 0 | 0 | 2389
1476 |  |  |  | JBG | F105D |  | 0 | 0 | 0 | 0 | 0 | 0 | 0 | 0 | 0 | 2390
1477 |  |  |  | CAGE | F105D |  | 0 | 0 | 0 | 0 | 0 | 0 | 0 | 0 | 0 | 2391
1478 |  |  |  | CAGE | F105D |  | 0 | 0 | 0 | 0 | 0 | 0 | 0 | 0 | 0 | 2392
1479 |  |  | Total General Plant Accumulated Depr |  |  |  | -4785827.9814 | -2927610.429 | -801198.3137 | -536275.8574 | -182483.8346 | -51789.4315 | -245644.2909 | -40825.8243 | 0
1480
1481 |  | 108MP | Mining Plant Accumulated Depr. |  | F10 |  | 0 | 0 | 0 | 0 | 0 | 0 | 0 | 0 | 0 | 2399
1482
1483 |  | 1081390 | Accum Depr - Capital Lease |  | F10 |  | 0 | 0 | 0 | 0 | 0 | 0 | 0 | 0 | 0 | 2406
1484 |  |  | Remove Capital Lease |  | F10 |  | 0 | 0 | 0 | 0 | 0 | 0 | 0 | 0 | 0 | 2409
1485
1486 |  | 1081399L | Accum Depr - Capital Lease |  | F10 |  | 0 | 0 | 0 | 0 | 0 | 0 | 0 | 0 | 0 | 2413
1487 |  |  |  | SE | F10 |  | 0 | 0 | 0 | 0 | 0 | 0 | 0 | 0 | 0 | 2414
1488 |  |  | Remove Capital Lease |  | F10 |  | 0 | 0 | 0 | 0 | 0 | 0 | 0 | 0 | 0 | 2417
1489
1490 |  | TOTAL GENERAL PLANT ACCUM DEPR |  |  |  |  | -4785827.9814 | -2927610.429 | -801198.3137 | -536275.8574 | -182483.8346 | -51789.4315 | -245644.2909 | -40825.8243 | 0
1491
1492
1493 |  | TOTAL ACCUM DEPR - PLANT IN SERVICE |  |  |  |  | -75825048.931 | -44596697.8696 | -16854565.4132 | -5079148.6726 | -767822.9203 | -51080.5678 | -8351147.9333 | -124585.5541 | 0
1494
1495
1496 | [6 empty] | D: ACCUMULATED AMORTIZATION
1497
1498 |  | 111CLS | Accum Prov for Amort-Steam |  | F10 |  | 0 | 0 | 0 | 0 | 0 | 0 | 0 | 0 | 0 | 2430
1499
1500 |  | 111CLG | Accum Prov for Amort-General
1501 |  |  |  | S | F108 |  | -331603.1806 | -162653.369 | -46300.2253 | -58718.655 | -22707.0322 | -26147.5872 | -13855.8701 | -1220.4419 | 0 | 2434
1502 |  |  |  | CN | F108 |  | 0 | 0 | 0 | 0 | 0 | 0 | 0 | 0 | 0 | 2435
1503 |  |  |  | SG | F108 |  | 0 | 0 | 0 | 0 | 0 | 0 | 0 | 0 | 0 | 2436
1504 |  |  |  | SO | F108 |  | -6436.876 | -3157.3267 | -898.7514 | -1139.8102 | -440.7749 | -507.5608 | -268.9616 | -23.6905 | 0 | 2437
1505 |  |  |  | SE | F108 |  | 0 | 0 | 0 | 0 | 0 | 0 | 0 | 0 | 0 | 2438
1506 |  |  | Total Accum Prov for Amort-General |  |  |  | -338040.0566 | -165810.6957 | -47198.9766 | -59858.4652 | -23147.8071 | -26655.148 | -14124.8316 | -1244.1324 | 0 | 2439
1507
1508 |  | 111CLH | Accum Prov for Amort-Hydro |  | F10 |  | 0 | 0 | 0 | 0 | 0 | 0 | 0 | 0 | 0 | 2449
1509
1510 |  | 111IP | Accum Prov for Amort-Intangible
1511 |  |  |  | S | F107D |  | -2719.9478 | -1663.8599 | -455.3481 | -304.7837 | -103.7117 | -29.4337 | -139.608 | -23.2027 | 0 | 2453
1512 |  |  |  | DGP | F105D |  | 0 | 0 | 0 | 0 | 0 | 0 | 0 | 0 | 0 | 2454
1513 |  |  |  | DGU | F105D |  | 0 | 0 | 0 | 0 | 0 | 0 | 0 | 0 | 0 | 2455
1514 |  |  |  | CAEW | F105D |  | 0 | 0 | 0 | 0 | 0 | 0 | 0 | 0 | 0 | 2456
1515 |  |  |  | CAEE | F105D |  | 0 | 0 | 0 | 0 | 0 | 0 | 0 | 0 | 0 | 2457
1516 |  |  |  | SE | F10 |  | 0 | 0 | 0 | 0 | 0 | 0 | 0 | 0 | 0 | 2458
1517 |  |  |  | SG | F105D |  | 0 | 0 | 0 | 0 | 0 | 0 | 0 | 0 | 0 | 2459
1518 |  |  |  | SG-P | F105D |  | 0 | 0 | 0 | 0 | 0 | 0 | 0 | 0 | 0 | 2460
1519 |  |  |  | SG-U | F105D |  | 0 | 0 | 0 | 0 | 0 | 0 | 0 | 0 | 0 | 2461
1520 |  |  |  | CN | F42 |  | 0 | 0 | 0 | 0 | 0 | 0 | 0 | 0 | 0 | 2462
1521 |  |  |  | CAGE | F105D |  | 0 | 0 | 0 | 0 | 0 | 0 | 0 | 0 | 0 | 2463
1522 |  |  |  | CAGE | F105D |  | 0 | 0 | 0 | 0 | 0 | 0 | 0 | 0 | 0 | 2464
1523 |  |  |  | CAGW | F105D |  | 0 | 0 | 0 | 0 | 0 | 0 | 0 | 0 | 0 | 2465
1524 |  |  |  | CAGE | F105D |  | 0 | 0 | 0 | 0 | 0 | 0 | 0 | 0 | 0 | 2466
1525 |  |  |  | JBG | F105D |  | -36394.5323 | -22263.4438 | -6092.8303 | -4078.1886 | -1387.7251 | -393.8403 | -1868.0381 | -310.466 | 0 | 2467
1526 |  |  |  | SO | F102D |  | -1698038.0876 | -1038732.2807 | -284269.5679 | -190273.6235 | -64746.2681 | -18375.1751 | -87155.9453 | -14485.227 | 0 | 2468
1527 |  |  | Total Accum Prov for Amort-Intangible |  |  |  | -1737152.5676 | -1062659.5844 | -290817.7463 | -194656.5957 | -66237.705 | -18798.4491 | -89163.5914 | -14818.8957 | 0
1528
1529 |  | 111390 | Accum Prov for Amort-Capital Lease |  | F10 |  | 0 | 0 | 0 | 0 | 0 | 0 | 0 | 0 | 0 | 2479
1530
1531
1532 |  | TOTAL ACCUM PROV FOR AMORTIZATION |  |  |  |  | -2075192.6243 | -1228470.2801 | -338016.723 | -254515.061 | -89385.5121 | -45453.5971 | -103288.423 | -16063.028 | 0

## Dist-Service
DIS SERVICE |  |  | - | DIS - SERVICE - Unbundled
PacifiCorp
3 | Cost Of Service By Rate Schedule
4 | State of Washington
5 | WCA
6 | 12 Months Ending June 2022
7
8
9 |  | A |  | B | C |  | D | E | F | G | H | I | J | K | Chk Total
12 |  |  |  | DESCRIPTION |  |  | Washington Jurisdiction Normalized | Residential Schedule 16 | Small General Service Schedule 24 | Large General Service < 1,000 kW Schedule 36 | Large General Service > 1,000 kW Schedule 48 | Large General Dedicated Facilities Schedule 48 | Agricultural Pumping Schedule 40 | Street & Area Lighting Sch. 15, 51-54, 57 | 0
13
12 |  |  |  | Operating Revenues |  |  | 5911694.4255 | 3869745.772 | 1457580.1883 | 386888.0906 | 105154.2406 | 20722.8268 | 65279.7187 | 6323.5885 | 0
13
14 |  |  |  | Operating Expenses
15 |  |  |  | Operation & Maintenance Expenses |  |  | 205581.0533 | 124478.7972 | 31104.9399 | 27313.5133 | 10187.7728 | 3624.3696 | 7735.6292 | 1136.0313 | 0
16 |  |  |  | Depreciation Expense |  |  | 2110309.7463 | 1480909.2615 | 475839.8094 | 111071.4359 | 30092.6333 | 1897.9899 | 9002.4231 | 1496.1933 | 0
17 |  |  |  | Amortization Expense |  |  | 116432.0689 | 69032.0168 | 19072.9527 | 14202.1428 | 4981.2962 | 2415.0183 | 5813.1803 | 915.4617 | 0
18 |  |  |  | Taxes Other Than Income |  |  | 1037831.787 | 642138.2136 | 166711.5502 | 116354.0633 | 40483.4232 | 14263.0708 | 50746.2472 | 7135.2186 | 0
19 |  |  |  | Income Taxes - Federal |  |  | 491928.8301 | 304371.3867 | 79020.7227 | 55151.4407 | 19189.0085 | 6760.6483 | 24053.5531 | 3382.07 | 0
20 |  |  |  | Income Taxes - State |  |  | 0 | 0 | 0 | 0 | 0 | 0 | 0 | 0 | 0
21 |  |  |  | Income Taxes Deferred |  |  | -467110.3923 | -289015.4615 | -75034.0263 | -52368.9801 | -18220.8986 | -6419.565 | -22840.0206 | -3211.4402 | 0
22 |  |  |  | Investment Tax Credit Adj |  |  | 0 | 0 | 0 | 0 | 0 | 0 | 0 | 0 | 0
23 |  |  |  | Misc Revenues & Expense |  |  | 0.30943 | 0.12918 | 0.040314 | 0.066349 | 0.026651 | 0.035016 | 0.011414 | 0.00050744 | 0
24
25 |  |  |  | Total Operating Expenses |  |  | 3494973.4027 | 2331914.3435 | 696715.9889 | 271723.6823 | 86713.2621 | 22541.567 | 74511.0237 | 10853.5351 | 0
26
27 |  |  |  | Operating Revenue For Return |  |  | 2416721.0227 | 1537831.4285 | 760864.1994 | 115164.4083 | 18440.9784 | -1818.7403 | -9231.305 | -4529.9466 | 0
28
29
30 |  |  |  | Rate Base :
31 |  |  |  | Electric Plant In Service |  |  | 89128443.1023 | 62519702.2933 | 20080110.708 | 4708341.8081 | 1277891.0177 | 83044.0613 | 393889.2349 | 65463.979 | 0
32 |  |  |  | Plant Held For Future Use |  |  | 0 | 0 | 0 | 0 | 0 | 0 | 0 | 0 | 0
33 |  |  |  | Electric Plant Acquisition Adj |  |  | 0 | 0 | 0 | 0 | 0 | 0 | 0 | 0 | 0
34 |  |  |  | Pensions |  |  | 0 | 0 | 0 | 0 | 0 | 0 | 0 | 0 | 0
35 |  |  |  | Prepayments |  |  | 1.8851e-10 | 1.1532e-10 | 3.1559e-11 | 2.1124e-11 | 7.1879e-12 | 2.0399e-12 | 9.6758e-12 | 1.6081e-12 | 0
36 |  |  |  | Fuel Stock |  |  | 0 | 0 | 0 | 0 | 0 | 0 | 0 | 0 | 0
37 |  |  |  | Materials & Supplies |  |  | 2.0777e-06 | 1.271e-06 | 3.4782e-07 | 2.3281e-07 | 7.9221e-08 | 2.2483e-08 | 1.0664e-07 | 1.7724e-08 | 0
38 |  |  |  | Misc Deferred Debits |  |  | 0 | 0 | 0 | 0 | 0 | 0 | 0 | 0 | 0
39 |  |  |  | Cash Working Capital |  |  | 0 | 0 | 0 | 0 | 0 | 0 | 0 | 0 | 0
40 |  |  |  | Weatherization Loans |  |  | 0 | 0 | 0 | 0 | 0 | 0 | 0 | 0 | 0
41 |  |  |  | Miscellaneous Rate Base |  |  | 0 | 0 | 0 | 0 | 0 | 0 | 0 | 0 | 0
42
43 |  |  |  | Total Rate Base Additions |  |  | 89128443.1023 | 62519702.2933 | 20080110.708 | 4708341.8081 | 1277891.0177 | 83044.0613 | 393889.2349 | 65463.979 | 0
44
45 |  |  |  | Rate Base Deductions :
46 |  |  |  | Accum Provision For Depreciation |  |  | -40044178.6027 | -28146224.2259 | -9058476.3369 | -2077778.8695 | -559029.0054 | -31029.9376 | -147179.1985 | -24461.0289 | 0
47 |  |  |  | Accum Provision For Amortization |  |  | -1260618.2818 | -746259.4439 | -205335.1846 | -154610.389 | -54299.0609 | -27611.7189 | -62744.669 | -9757.8155 | 0
48 |  |  |  | Accum Deferred Income Taxes |  |  | -7468188.0092 | -4588825.312 | -1239001.3467 | -827690.4573 | -283678.6996 | -99940.8268 | -366718.2458 | -62333.1211 | 0
49 |  |  |  | Unamortized ITC |  |  | -549.9459 | -337.914 | -91.2381 | -60.9498 | -20.8897 | -7.3595 | -27.0046 | -4.5901 | 0
50 |  |  |  | Customer Advance For Construction |  |  | -1031067.4008 | -465969.4728 | -375699.2461 | -65582.0618 | 0 | 0 | -57988.2171 | -65828.403 | 0
51 |  |  |  | Customer Service Deposits |  |  | 0 | 0 | 0 | 0 | 0 | 0 | 0 | 0 | 0
52 |  |  |  | Misc Rate Base Deductions |  |  | -5091.0822 | -3114.342 | -852.3011 | -570.4811 | -194.1232 | -55.0927 | -261.3122 | -43.4298 | 0
53 | [14 empty] | 0
54 |  |  |  | Total Rate Base Deductions |  |  | -49809693.3226 | -33950730.7106 | -10879455.6535 | -3126293.2085 | -897221.7787 | -158644.9356 | -634918.6472 | -162428.3884 | 0
55 | [14 empty] | 0
56 |  |  |  | Total Rate Base |  |  | 39318749.7797 | 28568971.5827 | 9200655.0545 | 1582048.5997 | 380669.2389 | -75600.8743 | -241029.4123 | -96964.4094 | 0
57
58
59 |  |  |  | Return On Rate Base |  |  | 6.146% | 5.383% | 8.27% | 7.279% | 4.844% | 2.406% | 3.83% | 4.672%
60
61 |  |  |  | Return On Equity |  |  | 7.3% | 5.818% | 11.42% | 9.498% | 4.773% | 0.04038% | 2.804% | 4.438%
PacifiCorp
Cost Of Service By Rate Schedule
State of Washington
WCA
12 Months Ending June 2022
|  | A |  | B | C |  | D | E | F | G | H | I | J | K
|  |  |  | DESCRIPTION | COS Factor |  | Washington Jurisdiction Normalized | Residential Schedule 16 | Small General Service Schedule 24 | Large General Service < 1,000 kW Schedule 36 | Large General Service > 1,000 kW Schedule 48 | Large General Dedicated Facilities Schedule 48 | Agricultural Pumping Schedule 40 | Street & Area Lighting Sch. 15, 51-54, 57
79 |  |  |  | Total Rate Base |  |  | 39318749.7797 | 28568971.5827 | 9200655.0545 | 1582048.5997 | 380669.2389 | -75600.8743 | -241029.4123 | -96964.4094 | 0
80
81
82 |  |  |  | Return On Ratebase ($$) | 5.772% |  | 2269286.5106 | 1648861.7313 | 531016.9454 | 91308.1308 | 21970.3722 | -4363.3138 | -13911.0424 | -5596.3129 | 0
83 |  |  |  | Operating & Maintenance Expense |  |  | 205581.0533 | 124478.7972 | 31104.9399 | 27313.5133 | 10187.7728 | 3624.3696 | 7735.6292 | 1136.0313 | 0
84 |  |  |  | Bad Debt to Produce ROR | F80 |  | 0 | 0 | 0 | 0 | 0 | 0 | 0 | 0 | 0
85 |  |  |  | Depreciation Expense |  |  | 2110309.7463 | 1480909.2615 | 475839.8094 | 111071.4359 | 30092.6333 | 1897.9899 | 9002.4231 | 1496.1933 | 0
86 |  |  |  | Amortization Expense |  |  | 116432.0689 | 69032.0168 | 19072.9527 | 14202.1428 | 4981.2962 | 2415.0183 | 5813.1803 | 915.4617 | 0
87 |  |  |  | Taxes Other Than Income |  |  | 1037831.787 | 642138.2136 | 166711.5502 | 116354.0633 | 40483.4232 | 14263.0708 | 50746.2472 | 7135.2186 | 0
88 |  |  |  | Federal Income Taxes |  |  | 491928.8301 | 304371.3867 | 79020.7227 | 55151.4407 | 19189.0085 | 6760.6483 | 24053.5531 | 3382.07 | 0
89 |  |  |  | FIT Adj to Produce Target ROR | F101 |  | 0 | 0 | 0 | 0 | 0 | 0 | 0 | 0 | 0
90 |  |  |  | State Income Taxes |  |  | 0 | 0 | 0 | 0 | 0 | 0 | 0 | 0 | 0
91 |  |  |  | SIT Adj to Produce Target ROR | F101 |  | 0 | 0 | 0 | 0 | 0 | 0 | 0 | 0 | 0
92 |  |  |  | Deferred Income Taxes |  |  | -467110.3923 | -289015.4615 | -75034.0263 | -52368.9801 | -18220.8986 | -6419.565 | -22840.0206 | -3211.4402 | 0
93 |  |  |  | Investment Tax Credit |  |  | 0 | 0 | 0 | 0 | 0 | 0 | 0 | 0 | 0
94 |  |  |  | Misc Revenue & Expenses |  |  | 0.30943 | 0.12918 | 0.040314 | 0.066349 | 0.026651 | 0.035016 | 0.011414 | 0.00050744 | 0
95 |  |  |  | Revenue Credits |  |  | -218837.7915 | -71388.6929 | -40884.4585 | -54943.4761 | -15162.2274 | -10850.1705 | -25213.5163 | -395.2499 | 0
96
97 |  |  |  | Total Revenue Requirements |  |  | 5545422.1218 | 3909387.3819 | 1186848.4758 | 308088.337 | 93521.407 | 7328.0827 | 35386.4651 | 4861.9723 | 0
98 |  |  |  | Operating Revenues |  |  | 5692856.6339 | 3798357.0791 | 1416695.7298 | 331944.6145 | 89992.0132 | 9872.6563 | 40066.2025 | 5928.3386 | 0
99
100 |  |  |  | Increase / (Decrease) Required to
101 |  |  |  | Earn Equal Rates of Return |  |  | -147434.5121 | 111030.3028 | -229847.254 | -23856.2775 | 3529.3938 | -2544.5736 | -4679.7374 | -1066.3663 | 0
102
103 |  |  |  | Existing Revenues |  |  | 5692856.6339 | 3798357.0791 | 1416695.7298 | 331944.6145 | 89992.0132 | 9872.6563 | 40066.2025 | 5928.3386 | 0
104 |  |  |  | check |  |  | 0 | 0 | 0 | 0 | 0 | 0 | 0 | 0 | 0
105 |  |  |  | Percent Increase / (Decrease)
106 |  |  |  | Over Existing Rates To
107 |  |  |  | Equal Authorized RoE & RoR |  |  | -2.59% | 2.923% | -16.22% | -7.187% | 3.922% | -25.77% | -11.68% | -17.99%
[5 empty] | WCA |  | E: ELECTRIC REVENUES
|  | DIS - SERVICE - Unbundled |  |  | Method
|  | A |  | B | 0 |  | D | E | F | G | H | I | J | K
|  | FERC ACCT |  | DESCRIPTION | COS Factor |  | Washington Jurisdiction Normalized | Residential Schedule 16 | Small General Service Schedule 24 | Large General Service < 1,000 kW Schedule 36 | Large General Service > 1,000 kW Schedule 48 | Large General Dedicated Facilities Schedule 48 | Agricultural Pumping Schedule 40 | Street & Area Lighting Sch. 15, 51-54, 57 |  | Func Study Row
120 |  | 440 | Residential Sales |  | A |  | 3798357.0791 | 3798357.0791 | 0 | 0 | 0 | 0 | 0 | 0 | 0
121
122 |  | 442 | Commercial & Industrial Sales |  | A |  | 1798579.203 | 0 | 1416695.7298 | 331944.6145 | 0 | 9872.6563 | 40066.2025 | 0 | 0
123 |  |  |  | Interruptible Demand | F10 |  | 0 | 0 | 0 | 0 | 0 | 0 | 0 | 0 | 0 | 100
124 |  |  |  | Interruptible Energy | F10 |  | 0 | 0 | 0 | 0 | 0 | 0 | 0 | 0 | 0 | 101
125 | [6 empty] | 1798579.203 | 0 | 1416695.7298 | 331944.6145 | 0 | 9872.6563 | 40066.2025 | 0 | 0
126
127 |  | 444 | Public Street & Highway Lighting |  | A |  | 95920.3518 | 0 | 0 | 0 | 89992.0132 | 0 | 0 | 5928.3386 | 0
128
129 |  | 445 | Other Sales to Public Authority |  | A |  | 0 | 0 | 0 | 0 | 0 | 0 | 0 | 0 | 0
130
131 |  | 448 | Interdepartmental |  | A | 0 | 0 | 0 | 0 | 0 | 0 | 0 | 0 | 0 | 0 | 114
132 |  |  |  | Demand | F10 |  | 0 | 0 | 0 | 0 | 0 | 0 | 0 | 0 | 0 | 115
133 | [6 empty] | 0 | 0 | 0 | 0 | 0 | 0 | 0 | 0 | 0
134
135 |  | Total Sales to Ultimate Customers |  |  |  |  | 5692856.6339 | 3798357.0791 | 1416695.7298 | 331944.6145 | 89992.0132 | 9872.6563 | 40066.2025 | 5928.3386 | 0
136
137 |  | 447 | Sales for Resale |  | F30 |  | 0 | 0 | 0 | 0 | 0 | 0 | 0 | 0 | 0 | 121
138 | [6 empty] | 0 | 0 | 0 | 0 | 0 | 0 | 0 | 0 | 0
139
140 |  | 447NPC | Sales for Resale - NPC
141 |  |  |  | Demand | F30 |  | 0 | 0 | 0 | 0 | 0 | 0 | 0 | 0 | 0 | 0
142 |  |  |  | Energy | F30 |  | 0 | 0 | 0 | 0 | 0 | 0 | 0 | 0 | 0 | 127
143 | [6 empty] | 0 | 0 | 0 | 0 | 0 | 0 | 0 | 0 | 0
144
145 |  | 449 | Provision for Rate Refund |  | F11 |  | 0 | 0 | 0 | 0 | 0 | 0 | 0 | 0 | 0 | 133
146 |  |  |  |  | F10 |  | 0 | 0 | 0 | 0 | 0 | 0 | 0 | 0 |  | 134
147
148 |  | State Specific Revenue Credit |  |  | F140D |  | 7163.5592 | 4276.7053 | 1119.7796 | 900.1577 | 325.4424 | 166.88 | 324.29 | 50.3043 | 0 | 136
149
150 |  | AGA Revenue |  |  | A | 0.13279 | 83160.2899 | 150.9868 | 23234.9634 | 33220.2743 | 6913.122 | 908.842 | 18633.4354 | 98.6659 | 0 | 137
151
152 |  | Autopay Bill Credit |  |  | F40 | 0 | 0 | 0 | 0 | 0 | 0 | 0 | 0 | 0 | 0 | 139
153
154 |  | Paperless Bill Credit |  |  | F40 | 0 | 0 | 0 | 0 | 0 | 0 | 0 | 0 | 0 | 0 | 141
155
156
157 |  | Total Sales from Electricity |  |  |  |  | 5783180.4831 | 3802784.7711 | 1441050.4728 | 366065.0465 | 97230.5776 | 10948.3783 | 59023.9279 | 6077.3089 | 0
158
159 |  | Other Electric Operating Revenues
160 |  | 450 | Forfeited Discounts & Interest |  | A | 0 | 0 | 0 | 0 | 0 | 0 | 0 | 0 | 0 | 0 | 147
161 |  |  |  | Customers | F40 |  | 0 | 0 | 0 | 0 | 0 | 0 | 0 | 0 | 0 | 148
162 | [6 empty] | 0 | 0 | 0 | 0 | 0 | 0 | 0 | 0 | 0
163
164 |  | 451 | Misc Electric Revenue |  | A | 0 | 0 | 0 | 0 | 0 | 0 | 0 | 0 | 0 | 0 | 152
165 |  |  |  | Demand | F10 |  | 0 | 0 | 0 | 0 | 0 | 0 | 0 | 0 | 0 | 153
166 |  |  |  | Customer | F40 |  | 0.10253 | 0.080798 | 0.015186 | 0.0007811 | 4.8479e-05 | 7.2961e-07 | 0.0037508 | 0.0019645 | 0 | 154
167 | [6 empty] | 0.10253 | 0.080798 | 0.015186 | 0.0007811 | 4.8479e-05 | 7.2961e-07 | 0.0037508 | 0.0019645 | 0
168
169 |  | 453 | Water Sales |  | F12 |  | 0 | 0 | 0 | 0 | 0 | 0 | 0 | 0 | 0 | 162
170
171 |  | 454 | Rent of Electric Property |  | A | 0.13176 | 120686.1012 | 60792.3176 | 15370.2929 | 20763.4098 | 7919.9618 | 9774.3928 | 5969.4275 | 96.2988 | 0 | 165
172 |  |  |  | Demand | F10 |  | 0 | 0 | 0 | 0 | 0 | 0 | 0 | 0 | 0 | 166
173 |  |  |  | Demand | F10 |  | 0 | 0 | 0 | 0 | 0 | 0 | 0 | 0 | 0 | 167
174 |  |  |  | Jim Bridger Generation | F10 |  | 0 | 0 | 0 | 0 | 0 | 0 | 0 | 0 | 0 | 168
175 |  |  |  | Customer | F40 |  | 7827.7386 | 6168.6025 | 1159.4074 | 59.6335 | 3.7011 | 0.055703 | 286.3596 | 149.9788 | 0 | 169
176 | [6 empty] | 128513.8398 | 66960.9201 | 16529.7003 | 20823.0433 | 7923.6629 | 9774.4485 | 6255.7871 | 246.2777 | 0
177
178 |  | 456 | Other Electric Revenue |  | A | 0 | 0 | 0 | 0 | 0 | 0 | 0 | 0 | 0 | 0 | 173
179 |  |  |  | CAGE | F12 |  | 0 | 0 | 0 | 0 | 0 | 0 | 0 | 0 | 0 | 174
180 |  |  |  | CAGW | F12 |  | 0 | 0 | 0 | 0 | 0 | 0 | 0 | 0 | 0 | 175
181 |  |  |  | SO | F12 |  | 0 | 0 | 0 | 0 | 0 | 0 | 0 | 0 | 0 | 176
182 |  |  |  | SG | F40 |  | 0 | 0 | 0 | 0 | 0 | 0 | 0 | 0 | 0 | 177
183 |  |  |  | JBG | F12 |  | 0 | 0 | 0 | 0 | 0 | 0 | 0 | 0 | 0 | 178
184 |  |  |  | WRG | F12 |  | 0 | 0 | 0 | 0 | 0 | 0 | 0 | 0 | 0 | 179
185 |  |  |  | WRE | F12 |  | 0 | 0 | 0 | 0 | 0 | 0 | 0 | 0 | 0 | 180
186 |  |  |  | CN | F12 |  | 0 | 0 | 0 | 0 | 0 | 0 | 0 | 0 | 0 | 181
187 |  |  |  | SE | F12 |  | 0 | 0 | 0 | 0 | 0 | 0 | 0 | 0 | 0 | 182
188 | [6 empty] | 0 | 0 | 0 | 0 | 0 | 0 | 0 | 0 | 0
189 | [14 empty] | 0
190 |  | Total Other Electric Operating Revenues |  |  |  |  | 128513.9424 | 66961.0009 | 16529.7155 | 20823.0441 | 7923.663 | 9774.4485 | 6255.7908 | 246.2796 | 0
191 | [14 empty] | 0
192 |  | Total Electric Operating Revenues |  |  |  |  | 5911694.4255 | 3869745.772 | 1457580.1883 | 386888.0906 | 105154.2406 | 20722.8268 | 65279.7187 | 6323.5885 | 0
193
194 |  | Miscellaneous Revenues
195 |  | 41160 | Gain on Sale of Utility Plant - CR |  | F12 |  | 0 | 0 | 0 | 0 | 0 | 0 | 0 | 0 | 0 | 196
196 |  | 41170 | Loss on Sale of Utility Plant |  | F12 |  | 0 | 0 | 0 | 0 | 0 | 0 | 0 | 0 | 0 | 201
197 |  | 4118 | Gain from Emission Allowances |  | F12 |  | 0 | 0 | 0 | 0 | 0 | 0 | 0 | 0 | 0 | 203
198 |  | 41181 | Gain from Disposition of NOX Credits |  | F12 |  | 0 | 0 | 0 | 0 | 0 | 0 | 0 | 0 | 0 | 208
199 |  | 4194 | Impact Housing Interest Income |  | F12 |  | 0 | 0 | 0 | 0 | 0 | 0 | 0 | 0 | 0 | 212
200 |  | 421 | (Gain)/Loss on Sale of Utility Plant |  | F12 |  | 0.30943 | 0.12918 | 0.040314 | 0.066349 | 0.026651 | 0.035016 | 0.011414 | 0.00050744 | 0 | 223
201
202 |  | Total Miscellaneous Revenues |  |  |  |  | 0.30943 | 0.12918 | 0.040314 | 0.066349 | 0.026651 | 0.035016 | 0.011414 | 0.00050744 | 0
203
204 |  | Miscellaneous Expenses
205 |  | 4311 | Interest on Customer Deposits |  | F80 |  | 0 | 0 | 0 | 0 | 0 | 0 | 0 | 0 | 0 | 229
206
207 |  | Net Miscellaneous Revenues And Expense |  |  |  |  | 0.30943 | 0.12918 | 0.040314 | 0.066349 | 0.026651 | 0.035016 | 0.011414 | 0.00050744 | 0
208
209 |  | Distribution - METER - Unbundled
210 | [6 empty] | E: STEAM POWER GENERATION
211
212 |  | A |  | B | C |  | D | E | F | G | H | I | J | K
213 |  | FERC ACCT |  | DESCRIPTION | COS Factor |  | Washington Jurisdiction Normalized | Residential Schedule 16 | Small General Service Schedule 24 | Large General Service < 1,000 kW Schedule 36 | Large General Service > 1,000 kW Schedule 48 | Large General Dedicated Facilities Schedule 48 | Agricultural Pumping Schedule 40 | Street & Area Lighting Sch. 15, 51-54, 57
214 |  | 500 | Operation Suprvn & Engineering |  | F10 |  | 0 | 0 | 0 | 0 | 0 | 0 | 0 | 0 | 0 | 237
|  |  |  | JBG | F10 |  | 0 | 0 | 0 | 0 | 0 | 0 | 0 | 0 | 0 | 238
216 |  |  |  | CAGW | F10 |  | 0 | 0 | 0 | 0 | 0 | 0 | 0 | 0 | 0 | 239
217 |  |  |  | Total 500 |  |  | 0 | 0 | 0 | 0 | 0 | 0 | 0 | 0 | 0
218
219 |  | 501 | Fuel Related |  | F10 |  | 0 | 0 | 0 | 0 | 0 | 0 | 0 | 0 | 0 | 243
220 |  |  |  | S | F10 |  | 0 | 0 | 0 | 0 | 0 | 0 | 0 | 0 | 0 | 244
221 |  |  |  | SE | F10 |  | 0 | 0 | 0 | 0 | 0 | 0 | 0 | 0 | 0 | 245
222 |  |  |  | CAGW | F10 |  | 0 | 0 | 0 | 0 | 0 | 0 | 0 | 0 | 0 | 246
223 |  |  |  | CAGE | F10 |  | 0 | 0 | 0 | 0 | 0 | 0 | 0 | 0 | 0 | 247
224 |  |  |  | CAEW | F10 |  | 0 | 0 | 0 | 0 | 0 | 0 | 0 | 0 | 0 | 248
225 |  |  |  | CAEE | F10 |  | 0 | 0 | 0 | 0 | 0 | 0 | 0 | 0 | 0 | 249
226 |  |  |  | JBE | F10 |  | 0 | 0 | 0 | 0 | 0 | 0 | 0 | 0 | 0 | 250
227 |  |  |  | CAEE | F10 |  | 0 | 0 | 0 | 0 | 0 | 0 | 0 | 0 | 0 | 251
228 |  |  |  | JBG | F10 |  | 0 | 0 | 0 | 0 | 0 | 0 | 0 | 0 | 0 | 252
229 |  |  |  | Total 501 |  |  | 0 | 0 | 0 | 0 | 0 | 0 | 0 | 0 | 0
230
231 |  | 501NPC | Fuel Related - NPC
232 |  |  |  | S | F30 |  | 0 | 0 | 0 | 0 | 0 | 0 | 0 | 0 | 0 | 256
233 |  |  |  | CAEW | F30 |  | 0 | 0 | 0 | 0 | 0 | 0 | 0 | 0 | 0 | 257
234 |  |  | Total Fuel Related |  |  |  | 0 | 0 | 0 | 0 | 0 | 0 | 0 | 0 | 0
235
236
237 |  | 502 | Steam Expenses |  | F10 |  | 0 | 0 | 0 | 0 | 0 | 0 | 0 | 0 | 0 | 262
238 |  |  |  | SE/CAEW/CAEE | F10 |  | 0 | 0 | 0 | 0 | 0 | 0 | 0 | 0 | 0 | 263
239 |  |  |  | JBG | F10 |  | 0 | 0 | 0 | 0 | 0 | 0 | 0 | 0 | 0 | 265
240 |  |  |  | Total 502 |  |  | 0 | 0 | 0 | 0 | 0 | 0 | 0 | 0 | 0
241
242 |  | 503 | Steam From Other Sources |  | F10 |  | 0 | 0 | 0 | 0 | 0 | 0 | 0 | 0 | 0 | 270
243
244 |  | 503NPC | Steam From Other Sources-NPC
245 |  |  |  | S | F30 |  | 0 | 0 | 0 | 0 | 0 | 0 | 0 | 0 | 0 | 272
246 |  |  |  | SE | F30 |  | 0 | 0 | 0 | 0 | 0 | 0 | 0 | 0 | 0 | 273
247 |  |  |  | CAEE | F30 |  | 0 | 0 | 0 | 0 | 0 | 0 | 0 | 0 | 0 | 274
248 |  |  |  | Total Steam From Other Sources |  |  | 0 | 0 | 0 | 0 | 0 | 0 | 0 | 0 | 0
249
250 |  | 505 | Electric Expenses |  | F10 |  | 0 | 0 | 0 | 0 | 0 | 0 | 0 | 0 | 0 | 279
251 |  |  |  | JBG | F10 |  | 0 | 0 | 0 | 0 | 0 | 0 | 0 | 0 | 0 | 280
252 |  |  |  | Total 505 |  |  | 0 | 0 | 0 | 0 | 0 | 0 | 0 | 0 | 0
253
254 |  | 506 | Misc. Steam Expense |  | F10 |  | 0 | 0 | 0 | 0 | 0 | 0 | 0 | 0 | 0 | 284
255 |  |  |  | SE | F10 |  | 0 | 0 | 0 | 0 | 0 | 0 | 0 | 0 | 0 | 285
256 |  |  |  | JBG | F10 |  | 0 | 0 | 0 | 0 | 0 | 0 | 0 | 0 | 0 | 286
257 |  |  |  | Total 506 |  |  | 0 | 0 | 0 | 0 | 0 | 0 | 0 | 0 | 0
258
259 |  | 507 | Rents |  | F10 |  | 0 | 0 | 0 | 0 | 0 | 0 | 0 | 0 | 0 | 290
260 |  |  |  | CAGW | F10 |  | 0 | 0 | 0 | 0 | 0 | 0 | 0 | 0 | 0 | 292
261 |  |  |  | CAGE | F10 |  | 0 | 0 | 0 | 0 | 0 | 0 | 0 | 0 | 0 | 293
262 |  |  |  | JBG | F10 |  | 0 | 0 | 0 | 0 | 0 | 0 | 0 | 0 | 0 | 294
263 |  |  |  | CAGE | F10 |  | 0 | 0 | 0 | 0 | 0 | 0 | 0 | 0 | 0 | 295
264 |  |  |  | Total 507 |  |  | 0 | 0 | 0 | 0 | 0 | 0 | 0 | 0 | 0
265
266 |  | 510 | Maint Supervision & Engineering |  | F10 |  | 0 | 0 | 0 | 0 | 0 | 0 | 0 | 0 | 0 | 298
267 |  |  |  | JBG | F10 |  | 0 | 0 | 0 | 0 | 0 | 0 | 0 | 0 | 0 | 299
268 |  |  |  | Total 510 |  |  | 0 | 0 | 0 | 0 | 0 | 0 | 0 | 0 | 0
269
270 |  | 511 | Maintenance of Structures |  | F10 |  | 0 | 0 | 0 | 0 | 0 | 0 | 0 | 0 | 0 | 303
271 |  |  |  | CAGW | F10 |  | 0 | 0 | 0 | 0 | 0 | 0 | 0 | 0 | 0 | 304
272 |  |  |  | CAGE | F10 |  | 0 | 0 | 0 | 0 | 0 | 0 | 0 | 0 | 0 | 305
273 |  |  |  | JBG | F10 |  | 0 | 0 | 0 | 0 | 0 | 0 | 0 | 0 | 0 | 306
274 |  |  |  | CAGE | F10 |  | 0 | 0 | 0 | 0 | 0 | 0 | 0 | 0 | 0 | 307
275 |  |  |  | Total 511 |  |  | 0 | 0 | 0 | 0 | 0 | 0 | 0 | 0 | 0
276
277 |  | 512 | Maintenance of Boiler Plant |  | F10 |  | 0 | 0 | 0 | 0 | 0 | 0 | 0 | 0 | 0 | 311
278 |  |  |  |  | F10 |  | 0 | 0 | 0 | 0 | 0 | 0 | 0 | 0 | 0 | 312
279 |  |  |  | JBG | F10 |  | 0 | 0 | 0 | 0 | 0 | 0 | 0 | 0 | 0 | 313
280 |  |  |  | Total 512 |  |  | 0 | 0 | 0 | 0 | 0 | 0 | 0 | 0 | 0
281
282 |  | 513 | Maintenance of Electric Plant |  | F10 |  | 0 | 0 | 0 | 0 | 0 | 0 | 0 | 0 | 0 | 317
283 |  |  |  | CAGW | F10 |  | 0 | 0 | 0 | 0 | 0 | 0 | 0 | 0 | 0 | 318
284 |  |  |  | CAGE | F10 |  | 0 | 0 | 0 | 0 | 0 | 0 | 0 | 0 | 0 | 319
285 |  |  |  | JBG | F10 |  | 0 | 0 | 0 | 0 | 0 | 0 | 0 | 0 | 0 | 320
286 |  |  |  | CAGE | F10 |  | 0 | 0 | 0 | 0 | 0 | 0 | 0 | 0 | 0 | 321
287 |  |  |  | Total 513 |  |  | 0 | 0 | 0 | 0 | 0 | 0 | 0 | 0 | 0
288
289 |  | 514 | Maint of Misc. Steam Plant |  | F10 |  | 0 | 0 | 0 | 0 | 0 | 0 | 0 | 0 | 0 | 325
290 |  |  |  | CAGW | F10 |  | 0 | 0 | 0 | 0 | 0 | 0 | 0 | 0 | 0 | 326
291 |  |  |  | CAGE | F10 |  | 0 | 0 | 0 | 0 | 0 | 0 | 0 | 0 | 0 | 327
292 |  |  |  | JBG | F10 |  | 0 | 0 | 0 | 0 | 0 | 0 | 0 | 0 | 0 | 328
293 |  |  |  | CAGE | F10 |  | 0 | 0 | 0 | 0 | 0 | 0 | 0 | 0 | 0 | 329
294 |  |  |  | Total 514 |  |  | 0 | 0 | 0 | 0 | 0 | 0 | 0 | 0 | 0
295
296 |  | Total Steam Power Generation |  |  |  |  | 0 | 0 | 0 | 0 | 0 | 0 | 0 | 0 | 0
297
298
299 | [6 empty] | D: NUCLEAR POWER GENERATION
300
301
302 |  | 517 | Operation Super & Engineering |  | F10 |  | 0 | 0 | 0 | 0 | 0 | 0 | 0 | 0 | 0 | 336
303
304 |  | 518 | Nuclear Fuel Expense |  | F10 |  | 0 | 0 | 0 | 0 | 0 | 0 | 0 | 0 | 0 | 340
305
306 |  | 519 | Coolants and Water |  | F10 |  | 0 | 0 | 0 | 0 | 0 | 0 | 0 | 0 | 0 | 345
307
308 |  | 520 | Steam Expenses |  | F10 |  | 0 | 0 | 0 | 0 | 0 | 0 | 0 | 0 | 0 | 349
309
310 |  | 523 | Electric Expenses |  | F10 |  | 0 | 0 | 0 | 0 | 0 | 0 | 0 | 0 | 0 | 353
311
312 |  | 524 | Misc. Nuclear Expenses |  | F10 |  | 0 | 0 | 0 | 0 | 0 | 0 | 0 | 0 | 0 | 357
313
314 |  | 528 | Maint Supervision & Eng |  | F10 |  | 0 | 0 | 0 | 0 | 0 | 0 | 0 | 0 | 0 | 361
315
316 |  | 529 | Maintenance of Structures |  | F10 |  | 0 | 0 | 0 | 0 | 0 | 0 | 0 | 0 | 0 | 365
317
318 |  | 530 | Maintenance of Reactor Plant |  | F10 |  | 0 | 0 | 0 | 0 | 0 | 0 | 0 | 0 | 0 | 369
319
320 |  | 531 | Maintenance of Electric Plant |  | F10 |  | 0 | 0 | 0 | 0 | 0 | 0 | 0 | 0 | 0 | 373
321
322 |  | 532 | Maintenance of Misc Nuclear |  | F10 |  | 0 | 0 | 0 | 0 | 0 | 0 | 0 | 0 | 0 | 377
323
324 |  | Total Nuclear Power Generation |  |  |  |  | 0 | 0 | 0 | 0 | 0 | 0 | 0 | 0 | 0 | 380
325
326
327
328 |  | Distribution - METER - Unbundled |  |  |  |  | D: HYDRAULIC POWER GENERATION
329
330 |  | A |  | B | C |  | D | E | F | G | H | I | J | K
331 |  | FERC ACCT |  | DESCRIPTION | COS Factor |  | Washington Jurisdiction Normalized | Residential Schedule 16 | Small General Service Schedule 24 | Large General Service < 1,000 kW Schedule 36 | Large General Service > 1,000 kW Schedule 48 | Large General Dedicated Facilities Schedule 48 | Agricultural Pumping Schedule 40 | Street & Area Lighting Sch. 15, 51-54, 57
332 |  | 535 | Operation Super & Engineering
333 |  |  |  | DGP | F10 |  | 0 | 0 | 0 | 0 | 0 | 0 | 0 | 0 | 0 | 385
334 |  |  |  | CN | F10 |  | 0 | 0 | 0 | 0 | 0 | 0 | 0 | 0 | 0 | 386
335 |  |  |  | SG | F10 |  | 0 | 0 | 0 | 0 | 0 | 0 | 0 | 0 | 0 | 387
336 |  |  |  | SG-P | F10 |  | 0 | 0 | 0 | 0 | 0 | 0 | 0 | 0 | 0 | 388
337 |  |  |  | SG-U | F10 |  | 0 | 0 | 0 | 0 | 0 | 0 | 0 | 0 | 0 | 389
338
339 |  | 536 | Water For Power |  | F10 |  | 0 | 0 | 0 | 0 | 0 | 0 | 0 | 0 | 0 | 398
340
341 |  | 537 | Hydraulic Expenses |  | F10 |  | 0 | 0 | 0 | 0 | 0 | 0 | 0 | 0 | 0 | 406
342
343 |  | 538 | Electric Expenses |  | F10 |  | 0 | 0 | 0 | 0 | 0 | 0 | 0 | 0 | 0 | 410
344
345 |  | 539 | Misc. Hydro Expenses |  | F10 |  | 0 | 0 | 0 | 0 | 0 | 0 | 0 | 0 | 0 | 418
346
347 |  | 540 | Rents (Hydro Generation) |  | F10 |  | 0 | 0 | 0 | 0 | 0 | 0 | 0 | 0 | 0 | 426
348
349 |  | 541 | Maint Supervision & Engineering |  | F10 |  | 0 | 0 | 0 | 0 | 0 | 0 | 0 | 0 | 0 | 434
350
351 |  | 542 | Maintenance of Structures |  | F10 |  | 0 | 0 | 0 | 0 | 0 | 0 | 0 | 0 | 0 | 442
352
353 |  | 543 | Maint of Dams & Waterways |  | F10 |  | 0 | 0 | 0 | 0 | 0 | 0 | 0 | 0 | 0 | 450
354
355 |  | 544 | Maintenance of Electric Plant |  | F10 |  | 0 | 0 | 0 | 0 | 0 | 0 | 0 | 0 | 0 | 458
356
357 |  | 545 | Maint of Misc. Hydro Plant |  | F10
|  |  |  | SG | F10 |  | 0 | 0 | 0 | 0 | 0 | 0 | 0 | 0 | 0 | 461
|  |  |  | SG-P | F10 |  | 0 | 0 | 0 | 0 | 0 | 0 | 0 | 0 | 0 | 462
|  |  |  | SG-U | F10 |  | 0 | 0 | 0 | 0 | 0 | 0 | 0 | 0 | 0 | 463
|  |  |  | CAGW | F10 |  | 0 | 0 | 0 | 0 | 0 | 0 | 0 | 0 | 0 | 464
|  |  |  | CAGE | F10 |  | 0 | 0 | 0 | 0 | 0 | 0 | 0 | 0 | 0 | 465
363
364 |  | Total Hydraulic Power Generation |  |  |  |  | 0 | 0 | 0 | 0 | 0 | 0 | 0 | 0 | 0
365
366
367 | [6 empty] | D: OTHER POWER GENERATION
368
369
370 |  | 546 | Operation Super & Engineering |  | F10 |  | 0 | 0 | 0 | 0 | 0 | 0 | 0 | 0 | 0 | 472
371
372 |  | 547 | Fuel |  | F30 |  | 0 | 0 | 0 | 0 | 0 | 0 | 0 | 0 | 0 | 476
373 |  |  |  | CAEW/CAEE | F30 |  | 0 | 0 | 0 | 0 | 0 | 0 | 0 | 0 | 0 | 477
374
375
376 |  | 547NPC | Fuel-NPC |  | F30
377 |  |  |  | CAEW | F30 |  | 0 | 0 | 0 | 0 | 0 | 0 | 0 | 0 | 0 | 480
378 |  |  |  | S | F30 |  | 0 | 0 | 0 | 0 | 0 | 0 | 0 | 0 | 0 | 481
379 |  |  |  | Total 547 |  |  | 0 | 0 | 0 | 0 | 0 | 0 | 0 | 0 | 0
380
381 |  | 548 | Generation Expense |  | F10 |  | 0 | 0 | 0 | 0 | 0 | 0 | 0 | 0 | 0 | 486
382 |  |  |  | CAGW | F10 |  | 0 | 0 | 0 | 0 | 0 | 0 | 0 | 0 | 0 | 488
383 |  |  |  | Total 548 |  |  | 0 | 0 | 0 | 0 | 0 | 0 | 0 | 0 | 0
384
385 |  | 549 | Miscellaneous Other |  | F10 |  | 0 | 0 | 0 | 0 | 0 | 0 | 0 | 0 | 0 | 492
386 |  |  |  | CAGE/CAGW | F10 |  | 0 | 0 | 0 | 0 | 0 | 0 | 0 | 0 | 0 | 493
387
388 |  | 550/551 | Maint Supervision & Engineering
389 |  |  |  | CAGW | F10 |  | 0 | 0 | 0 | 0 | 0 | 0 | 0 | 0 | 0 | 498
390 |  |  |  | SG | F10 |  | 0 | 0 | 0 | 0 | 0 | 0 | 0 | 0 | 0 | 499
391 |  |  |  | Total 550 |  |  | 0 | 0 | 0 | 0 | 0 | 0 | 0 | 0 | 0
392
393 |  | 552 | Maintenance of Structures |  | F10 |  | 0 | 0 | 0 | 0 | 0 | 0 | 0 | 0 | 0 | 505
394
395 |  | 553 | Maint of Generation & Elect Plant |  | F10 |  | 0 | 0 | 0 | 0 | 0 | 0 | 0 | 0 | 0 | 509
396 |  |  |  | CAGW | F10 |  | 0 | 0 | 0 | 0 | 0 | 0 | 0 | 0 | 0 | 510
397 |  |  |  | Total 553 |  |  | 0 | 0 | 0 | 0 | 0 | 0 | 0 | 0 | 0
398
399 |  | 554 | Maintenance of Misc. Other |  | F10 |  | 0 | 0 | 0 | 0 | 0 | 0 | 0 | 0 | 0 | 514
400 |  |  |  | CAGW | F10 |  | 0 | 0 | 0 | 0 | 0 | 0 | 0 | 0 | 0 | 515
401 |  |  |  | Total 554 |  |  | 0 | 0 | 0 | 0 | 0 | 0 | 0 | 0 | 0
402
403 |  | Total Other Power Generation |  |  |  |  | 0 | 0 | 0 | 0 | 0 | 0 | 0 | 0 | 0
404
405
406 | [6 empty] | D: OTHER POWER SUPPLY
407
408
409 |  | 555 | Purchased Power |  | F10 |  | 0 | 0 | 0 | 0 | 0 | 0 | 0 | 0 | 0 | 520
410 |  |  |  | SG | F10 |  | 0 | 0 | 0 | 0 | 0 | 0 | 0 | 0 | 0 | 521
411 |  |  |  | SE | F10 |  | 0 | 0 | 0 | 0 | 0 | 0 | 0 | 0 | 0 | 522
412
413 |  | 555NPC | Purchased Power-NPC
414 |  |  |  | CAGW | F30 |  | 0 | 0 | 0 | 0 | 0 | 0 | 0 | 0 | 0 | 525
415 |  |  |  | CAEW | F30 |  | 0 | 0 | 0 | 0 | 0 | 0 | 0 | 0 | 0 | 526
416 |  |  |  | DGP | F30 |  | 0 | 0 | 0 | 0 | 0 | 0 | 0 | 0 | 0 | 527
417 |  |  |  | DGP | F30 |  | 0 | 0 | 0 | 0 | 0 | 0 | 0 | 0 | 0 | 528
418 |  |  |  | Total 555 |  |  | 0 | 0 | 0 | 0 | 0 | 0 | 0 | 0 | 0
419
420
421 |  | 556 | System Control & Load Dispatch |  | F10 |  | 0 | 0 | 0 | 0 | 0 | 0 | 0 | 0 | 0 | 532
422
423 |  | 557 | Other Expenses |  | F10 |  | 0 | 0 | 0 | 0 | 0 | 0 | 0 | 0 | 0 | 541
424
425
426 |  | Embedded Cost Differentials
427 |  |  |  | Company Owned Hydro | F10 |  | 0 | 0 | 0 | 0 | 0 | 0 | 0 | 0 | 0 | 544
428 |  |  |  | Company Owned Hydro | F10 |  | 0 | 0 | 0 | 0 | 0 | 0 | 0 | 0 | 0 | 545
|  |  |  | Mid-C Contract | F10 |  | 0 | 0 | 0 | 0 | 0 | 0 | 0 | 0 | 0 | 546
430 |  |  |  | Mid-C Contract | F10 |  | 0 | 0 | 0 | 0 | 0 | 0 | 0 | 0 | 0 | 547
431 |  |  |  | Existing QF Contracts | F10 |  | 0 | 0 | 0 | 0 | 0 | 0 | 0 | 0 | 0 | 548
432 |  |  |  | Existing QF Contracts | F10 |  | 0 | 0 | 0 | 0 | 0 | 0 | 0 | 0 | 0 | 548
433 | [6 empty] | 0 | 0 | 0 | 0 | 0 | 0 | 0 | 0 | 0
434
435 |  | Total Other Power Supply |  |  |  |  | 0 | 0 | 0 | 0 | 0 | 0 | 0 | 0 | 0
436
437 |  | TOTAL GENERATION EXPENSE |  |  |  |  | 0 | 0 | 0 | 0 | 0 | 0 | 0 | 0 | 0
438
439 |  | Distribution - METER - Unbundled |  |  |  |  | D: TRANSMISSION EXPENSE
440
441
442 |  | A |  | B | C |  | D | E | F | G | H | I | J | K
443 |  | FERC ACCT |  | DESCRIPTION | COS Factor |  | Washington Jurisdiction Normalized | Residential Schedule 16 | Small General Service Schedule 24 | Large General Service < 1,000 kW Schedule 36 | Large General Service > 1,000 kW Schedule 48 | Large General Dedicated Facilities Schedule 48 | Agricultural Pumping Schedule 40 | Street & Area Lighting Sch. 15, 51-54, 57
444 |  | 560 | Operation Supervision & Eng |  | F12 |  | 0 | 0 | 0 | 0 | 0 | 0 | 0 | 0 | 0 | 560
445
446 |  | 561 | Load Dispatching |  | F12 |  | 0 | 0 | 0 | 0 | 0 | 0 | 0 | 0 | 0 | 565
447
448 |  | 562 | Station Expense |  | F12 |  | 0 | 0 | 0 | 0 | 0 | 0 | 0 | 0 | 0 | 571
449
450 |  | 563 | Overhead Line Expense |  | F12 |  | 0 | 0 | 0 | 0 | 0 | 0 | 0 | 0 | 0 | 576
451
452 |  | 564 | Underground Line Expense |  | F12 |  | 0 | 0 | 0 | 0 | 0 | 0 | 0 | 0 | 0 | 580
453
454 |  | 565 | Transm of Electricity by Others |  | F12 |  | 0 | 0 | 0 | 0 | 0 | 0 | 0 | 0 | 0 | 584
455
456 |  | 565NPC | Transmission of Electricity by Others-NPC
457 |  |  | CAGW |  | F12 |  | 0 | 0 | 0 | 0 | 0 | 0 | 0 | 0 | 0 | 587
458 |  |  | SE |  | F12 |  | 0 | 0 | 0 | 0 | 0 | 0 | 0 | 0 | 0 | 588
459 |  |  | SE |  | F12 |  | 0 | 0 | 0 | 0 | 0 | 0 | 0 | 0 | 0 | 589
460 | [6 empty] | 0 | 0 | 0 | 0 | 0 | 0 | 0 | 0 | 0
461
462 |  | 566 | Misc. Transmission Expense |  | F12 |  | 0 | 0 | 0 | 0 | 0 | 0 | 0 | 0 | 0 | 595
463
464 |  | 567 | Rents - Transmission |  | F12 |  | 0 | 0 | 0 | 0 | 0 | 0 | 0 | 0 | 0 | 600
465
466 |  | 568 | Maint Supervision & Engineering |  | F12 |  | 0 | 0 | 0 | 0 | 0 | 0 | 0 | 0 | 0 | 605
467
468 |  | 569 | Maintenance of Structures |  | F12 |  | 0 | 0 | 0 | 0 | 0 | 0 | 0 | 0 | 0 | 610
469
470 |  | 570 | Maint of Station Equipment |  | F12 |  | 0 | 0 | 0 | 0 | 0 | 0 | 0 | 0 | 0 | 616
471
472 |  | 571 | Maintenance of Overhead Lines |  | F12 |  | 0 | 0 | 0 | 0 | 0 | 0 | 0 | 0 | 0 | 622
473
474 |  | 572 | Maint of Underground Lines |  | F12 |  | 0 | 0 | 0 | 0 | 0 | 0 | 0 | 0 | 0 | 628
475
476 |  | 573 | Maint of Misc Transmission Plant |  | F12 |  | 0 | 0 | 0 | 0 | 0 | 0 | 0 | 0 | 0 | 631
477
478
479 |  | TOTAL TRANSMISSION EXPENSE |  |  |  |  | 0 | 0 | 0 | 0 | 0 | 0 | 0 | 0 | 0
480
481
482
483
484
485
486
487
488
489
490
491 |  | Distribution - METER - Unbundled |  |  |  |  | D: DISTRIBUTION EXPENSE
492
493
494 |  | A |  | B | C |  | D | E | F | G | H | I | J | K
495 |  | FERC ACCT |  | DESCRIPTION | COS Factor |  | Washington Jurisdiction Normalized | Residential Schedule 16 | Small General Service Schedule 24 | Large General Service < 1,000 kW Schedule 36 | Large General Service > 1,000 kW Schedule 48 | Large General Dedicated Facilities Schedule 48 | Agricultural Pumping Schedule 40 | Street & Area Lighting Sch. 15, 51-54, 57
496 |  | 580 | Operation Supervision & Eng |  | F131 |  | 161876.9182 | 98016.0562 | 24492.3923 | 21506.9788 | 8021.9711 | 2853.8709 | 6091.1246 | 894.5243 | 0 | 639
497
498 |  | 581 | Load Dispatching |  | F20 |  | 0 | 0 | 0 | 0 | 0 | 0 | 0 | 0 | 0 | 644
499
500 |  | 582 | Station Expense |  | F120 |  | 0 | 0 | 0 | 0 | 0 | 0 | 0 | 0 | 0 | 649
501
502 |  | 583 | Overhead Line Expenses |  | F132 |  | 0 | 0 | 0 | 0 | 0 | 0 | 0 | 0 | 0 | 654
503
504 |  | 584 | Underground Line Expense |  | F133 |  | 0 | 0 | 0 | 0 | 0 | 0 | 0 | 0 | 0 | 659
505
506 |  | 585 | Street Lighting & Signal Systems |  | F130 |  | 0 | 0 | 0 | 0 | 0 | 0 | 0 | 0 | 0 | 664
507
508 |  | 586 | Meter Expenses |  | F127 |  | 0 | 0 | 0 | 0 | 0 | 0 | 0 | 0 | 0 | 669
509
510 |  | 587 | Customer Installation Expenses |  | F20 |  | 0 | 0 | 0 | 0 | 0 | 0 | 0 | 0 | 0 | 674
511
512 |  | 588 | Misc. Distribution Expenses |  | F131 |  | 0 | 0 | 0 | 0 | 0 | 0 | 0 | 0 | 0 | 680
513
514 |  | 589 | Rents |  | F131 |  | 0 | 0 | 0 | 0 | 0 | 0 | 0 | 0 | 0 | 685
515
516 |  | 590 | Maint Supervision & Engineering |  | F131 |  | 43704.1351 | 26462.741 | 6612.5476 | 5806.5345 | 2165.8017 | 770.4987 | 1644.5046 | 241.507 | 0 | 690
517
518 |  | 591 | Maintenance of Structures |  | F119 |  | 0 | 0 | 0 | 0 | 0 | 0 | 0 | 0 | 0 | 695
519
520 |  | 592 | Maint of Station Equipment |  | F120 |  | 0 | 0 | 0 | 0 | 0 | 0 | 0 | 0 | 0 | 700
521
522 |  | 593 | Maintenance of Overhead Lines |  | F134 |  | 0 | 0 | 0 | 0 | 0 | 0 | 0 | 0 | 0 | 705
523
524 |  | 594 | Maint of Underground Lines |  | F135 |  | 0 | 0 | 0 | 0 | 0 | 0 | 0 | 0 | 0 | 710
525
526 |  | 595 | Maint of Line Transformers |  | F125 |  | 0 | 0 | 0 | 0 | 0 | 0 | 0 | 0 | 0 | 715
527
528 |  | 596 | Maint of Street Lighting & Signals |  | F130 |  | 0 | 0 | 0 | 0 | 0 | 0 | 0 | 0 | 0 | 720
529
530 |  | 597 | Maintenance of Meters |  | F127 |  | 0 | 0 | 0 | 0 | 0 | 0 | 0 | 0 | 0 | 725
531
532 |  | 598 | Maint of Misc. Distribution Plant |  | F131 |  | 0 | 0 | 0 | 0 | 0 | 0 | 0 | 0 | 0 | 730
533
534 |  | TOTAL DISTRIBUTION EXPENSE |  |  |  |  | 205581.0533 | 124478.7972 | 31104.9399 | 27313.5133 | 10187.7728 | 3624.3696 | 7735.6292 | 1136.0313 | 0
535
536
537 | [6 empty] | D: CUSTOMER ACCOUNTS EXPENSE
538
539
540 |  | 901 | Supervision |  | F136 |  | 0 | 0 | 0 | 0 | 0 | 0 | 0 | 0 | 0 | 737
541
542 |  | 902 | Meter Reading Expense |  | F41 |  | 0 | 0 | 0 | 0 | 0 | 0 | 0 | 0 | 0 | 742
543
544 |  | 903 | Customer Receipts & Collections |  | F42 |  | 0 | 0 | 0 | 0 | 0 | 0 | 0 | 0 | 0 | 747
545
546 |  | 904 | Uncollectible Accounts |  | F80 |  | 0 | 0 | 0 | 0 | 0 | 0 | 0 | 0 | 0 | 753
547
548 |  | 905 | Misc. Customer Accounts Exp |  | F136 |  | 0 | 0 | 0 | 0 | 0 | 0 | 0 | 0 | 0 | 758
549
550 |  | TOTAL CUSTOMER ACCOUNTS EXPENSE |  |  |  |  | 0 | 0 | 0 | 0 | 0 | 0 | 0 | 0 | 0
551
552 |  | Distribution - METER - Unbundled |  |  |  |  | D: CUSTOMER SERVICE EXPENSE
553
554 |  | A |  | B | C |  | D | E | F | G | H | I | J | K
555 |  | FERC ACCT |  | DESCRIPTION | COS Factor |  | Washington Jurisdiction Normalized | Residential Schedule 16 | Small General Service Schedule 24 | Large General Service < 1,000 kW Schedule 36 | Large General Service > 1,000 kW Schedule 48 | Large General Dedicated Facilities Schedule 48 | Agricultural Pumping Schedule 40 | Street & Area Lighting Sch. 15, 51-54, 57
556 |  | 907 | Supervision |  | F40 |  | 0 | 0 | 0 | 0 | 0 | 0 | 0 | 0 | 0 | 765
557
558 |  | 908 | Customer Assistance |  | F40 |  | 0 | 0 | 0 | 0 | 0 | 0 | 0 | 0 | 0 | 770
559
560 |  | 909 | Informational & Instructional Adv |  | F40 |  | 0 | 0 | 0 | 0 | 0 | 0 | 0 | 0 | 0 | 776
561
562 |  | 910 | Misc. Customer Service |  | F40 |  | 0 | 0 | 0 | 0 | 0 | 0 | 0 | 0 | 0 | 781
563
564 |  | TOTAL CUSTOMER SERVICE EXPENSE |  |  |  |  | 0 | 0 | 0 | 0 | 0 | 0 | 0 | 0 | 0
565
566
567 | [6 empty] | D: SALES EXPENSE
568
569
570 |  | 911 | Supervision |  | F40 |  | 0 | 0 | 0 | 0 | 0 | 0 | 0 | 0 | 0 | 788
571
572 |  | 912 | Demonstration & Selling Expense |  | F40 |  | 0 | 0 | 0 | 0 | 0 | 0 | 0 | 0 | 0 | 793
573
574 |  | 913 | Advertising Expense |  | F40 |  | 0 | 0 | 0 | 0 | 0 | 0 | 0 | 0 | 0 | 798
575
576 |  | 916 | Misc. Sales Expense |  | F40 |  | 0 | 0 | 0 | 0 | 0 | 0 | 0 | 0 | 0 | 803
577
578 |  | TOTAL SALES EXPENSE |  |  |  |  | 0 | 0 | 0 | 0 | 0 | 0 | 0 | 0 | 0
579
580
581 | [6 empty] | D: ADMINISTRATION & GENERAL EXPENSE
582
583
584 |  | 920 | Administrative & General Salaries |  | F102D |  | 0 | 0 | 0 | 0 | 0 | 0 | 0 | 0 | 0 | 809
585 |  |  |  | Customer - System | F42 |  | 0 | 0 | 0 | 0 | 0 | 0 | 0 | 0 | 0 | 810
586 |  |  |  | System Overheads | F102D |  | 0 | 0 | 0 | 0 | 0 | 0 | 0 | 0 | 0 | 811
587 |  |  |  | Administrative & General Salaries |  |  | 0 | 0 | 0 | 0 | 0 | 0 | 0 | 0 | 0
588
589 |  | 921 | Office Supplies & expenses |  | F102D |  | 0 | 0 | 0 | 0 | 0 | 0 | 0 | 0 | 0 | 815
590 |  |  |  | Customer - System | F42 |  | 0 | 0 | 0 | 0 | 0 | 0 | 0 | 0 | 0 | 816
591 |  |  |  | System Overheads | F102D |  | 0 | 0 | 0 | 0 | 0 | 0 | 0 | 0 | 0 | 817
592 |  |  |  | Office Supplies & expenses |  |  | 0 | 0 | 0 | 0 | 0 | 0 | 0 | 0 | 0
593
594 |  | 922 | A&G Expenses Transferred |  | F102D |  | 0 | 0 | 0 | 0 | 0 | 0 | 0 | 0 | 0 | 821
595
596 |  | 923 | Outside Services |  | F102D |  | 0 | 0 | 0 | 0 | 0 | 0 | 0 | 0 | 0 | 825
597 |  |  |  | Customer - System | F42 |  | 0 | 0 | 0 | 0 | 0 | 0 | 0 | 0 | 0 | 826
598 |  |  |  | System Overheads | F102D |  | 0 | 0 | 0 | 0 | 0 | 0 | 0 | 0 | 0 | 827
599 |  |  |  | JBG | F102D |  | 0 | 0 | 0 | 0 | 0 | 0 | 0 | 0 | 0 | 828
600 |  |  |  | System Overheads | F102D |  | 0 | 0 | 0 | 0 | 0 | 0 | 0 | 0 | 0 | 829
601 |  |  |  | Outside Services |  |  | 0 | 0 | 0 | 0 | 0 | 0 | 0 | 0 | 0
602
603 |  | 924 | Property Insurance
604 |  |  |  | S | F102D |  | 0 | 0 | 0 | 0 | 0 | 0 | 0 | 0 |  | 833
605 |  |  |  | CAGW | F102D |  | 0 | 0 | 0 | 0 | 0 | 0 | 0 | 0 |  | 834
606 |  |  |  | SO | F102D |  | 0 | 0 | 0 | 0 | 0 | 0 | 0 | 0 |  | 835
607
608 |  | 925 | Injuries & Damages |  | F102D |  | 0 | 0 | 0 | 0 | 0 | 0 | 0 | 0 | 0 | 839
609 |  |  | Injuries & Damages |  | F102D |  | 0 | 0 | 0 | 0 | 0 | 0 | 0 | 0 | 0 | 840
610
611 |  | 926 | Employee Pensions & Benefits |  | F138D |  | 0 | 0 | 0 | 0 | 0 | 0 | 0 | 0 | 0 | 847
612
613 |  | 927 | Franchise Requirements |  | F102 |  | 0 | 0 | 0 | 0 | 0 | 0 | 0 | 0 | 0 | 852
614
615 |  | 928 | Regulatory Commission Expense |  | F141 |  | 0 | 0 | 0 | 0 | 0 | 0 | 0 | 0 | 0 | 859
616 |  |  |  | Regulatory Expense | F141 |  | 0 | 0 | 0 | 0 | 0 | 0 | 0 | 0 | 0 | 860
617
618 |  | 929 | Duplicate Charges |  | F138D |  | 0 | 0 | 0 | 0 | 0 | 0 | 0 | 0 | 0 | 868
619
620 |  | 930 | Misc General Expenses
621 |  |  |  | Situs | F138D |  | 0 | 0 | 0 | 0 | 0 | 0 | 0 | 0 | 0 | 871
622 |  |  |  | Customer | F138D |  | 0 | 0 | 0 | 0 | 0 | 0 | 0 | 0 | 0 | 872
623 |  |  |  | Labor | F138D |  | 0 | 0 | 0 | 0 | 0 | 0 | 0 | 0 | 0 | 873
624 |  |  |  | Labor | F138D |  | 0 | 0 | 0 | 0 | 0 | 0 | 0 | 0 | 0 | 874
625 |  |  |  | Customer | F138D |  | 0 | 0 | 0 | 0 | 0 | 0 | 0 | 0 | 0 | 875
626
627 |  | 931 | Rents |  | F102D |  | 0 | 0 | 0 | 0 | 0 | 0 | 0 | 0 | 0 | 881
628
629 |  | 935 | Maintenance of General Plant |  | F108 |  | 0 | 0 | 0 | 0 | 0 | 0 | 0 | 0 | 0 | 887
630
631 |  | TOTAL ADMINISTRATIVE & GEN EXPENSE |  |  |  |  | 0 | 0 | 0 | 0 | 0 | 0 | 0 | 0 | 0
632
633
634 |  | TOTAL O & M EXPENSE |  |  |  |  | 205581.0533 | 124478.7972 | 31104.9399 | 27313.5133 | 10187.7728 | 3624.3696 | 7735.6292 | 1136.0313 | 0
635
636 |  | Distribution - METER - Unbundled |  |  |  |  | D: DEPRECIATION EXPENSE
637
638 |  | A |  | B | C |  | D | E | F | G | H | I | J | K
639 |  | FERC ACCT |  | DESCRIPTION | COS Factor |  | Washington Jurisdiction Normalized | Residential Schedule 16 | Small General Service Schedule 24 | Large General Service < 1,000 kW Schedule 36 | Large General Service > 1,000 kW Schedule 48 | Large General Dedicated Facilities Schedule 48 | Agricultural Pumping Schedule 40 | Street & Area Lighting Sch. 15, 51-54, 57
640 |  | 403SP | Steam Depreciation |  | F10 |  | 0 | 0 | 0 | 0 | 0 | 0 | 0 | 0 | 0 | 900
641
642 |  | 403NP | Nuclear Depreciation |  | F10 |  | 0 | 0 | 0 | 0 | 0 | 0 | 0 | 0 | 0 | 904
643
644 |  | 403HP | Hydro Depreciation |  | F10 |  | 0 | 0 | 0 | 0 | 0 | 0 | 0 | 0 | 0 | 913
645
646 |  | 403OP | Other Generation Depreciation |  | F10 |  | 0 | 0 | 0 | 0 | 0 | 0 | 0 | 0 | 0 | 916
647 |  |  |  | SG | F10 |  | 0 | 0 | 0 | 0 | 0 | 0 | 0 | 0 | 0 | 917
648 |  |  |  | CAGW | F10 |  | 0 | 0 | 0 | 0 | 0 | 0 | 0 | 0 | 0 | 918
649 |  |  |  | CAGE | F10 |  | 0 | 0 | 0 | 0 | 0 | 0 | 0 | 0 | 0 | 919
650 |  |  |  | SG | F10 |  | 0 | 0 | 0 | 0 | 0 | 0 | 0 | 0 | 0 | 920
651 |  |  |  | CAGE | F10 |  | 0 | 0 | 0 | 0 | 0 | 0 | 0 | 0 | 0 | 921
652 |  |  |  | Total 403OP |  |  | 0 | 0 | 0 | 0 | 0 | 0 | 0 | 0 | 0
653
654 |  | 403TP | Transmission Depreciation |  | F106 |  | 0 | 0 | 0 | 0 | 0 | 0 | 0 | 0 | 0 | 929
655
656 |  | 403 | Distribution Depreciation
657 |  |  |  | Land Rights | F118 |  | 0 | 0 | 0 | 0 | 0 | 0 | 0 | 0 | 0 | 932
658 |  |  |  | Structures | F119 |  | 0 | 0 | 0 | 0 | 0 | 0 | 0 | 0 | 0 | 933
659 |  |  |  | Station Equip | F120 |  | 0 | 0 | 0 | 0 | 0 | 0 | 0 | 0 | 0 | 934
660 |  |  |  | Poles & Towers | F121 |  | 0 | 0 | 0 | 0 | 0 | 0 | 0 | 0 | 0 | 936
661 |  |  |  | OH Conductors | F122 |  | 0 | 0 | 0 | 0 | 0 | 0 | 0 | 0 | 0 | 937
662 |  |  |  | UG Conduit | F123 |  | 0 | 0 | 0 | 0 | 0 | 0 | 0 | 0 | 0 | 938
663 |  |  |  | UG Conductor | F124 |  | 0 | 0 | 0 | 0 | 0 | 0 | 0 | 0 | 0 | 939
664 |  |  |  | Line Transformer | F125 |  | 0 | 0 | 0 | 0 | 0 | 0 | 0 | 0 | 0 | 940
665 |  |  |  | Services | F126 |  | 1934917.7262 | 1373617.585 | 446477.3268 | 91417.8867 | 23404.9277 | 0 | 0 | 0 | 0 | 941
666 |  |  |  | Meters | F127 |  | 0 | 0 | 0 | 0 | 0 | 0 | 0 | 0 | 0 | 942
667 |  |  |  | Inst Cust Premises | F128 |  | 0 | 0 | 0 | 0 | 0 | 0 | 0 | 0 | 0 | 943
668 |  |  |  | Leased Property | F129 |  | 0 | 0 | 0 | 0 | 0 | 0 | 0 | 0 | 0 | 944
669 |  |  |  | Street Lighting | F130 |  | 0 | 0 | 0 | 0 | 0 | 0 | 0 | 0 | 0 | 945
670 |  |  | Total Distribution Expense |  |  |  | 1934917.7262 | 1373617.585 | 446477.3268 | 91417.8867 | 23404.9277 | 0 | 0 | 0 | 0
671
672 |  | 403GP | General Depreciation
673 |  |  |  | S | F107D |  | 109454.65 | 66956.1414 | 18323.8682 | 12264.9386 | 4173.5107 | 1184.4542 | 5618.0268 | 933.7102 | 0 | 949
674 |  |  |  | DGP | F105D |  | 0 | 0 | 0 | 0 | 0 | 0 | 0 | 0 | 0 | 950
675 |  |  |  | DGU | F105D |  | 0 | 0 | 0 | 0 | 0 | 0 | 0 | 0 | 0 | 951
676 |  |  |  | SE | F10 |  | 0 | 0 | 0 | 0 | 0 | 0 | 0 | 0 | 0 | 952
677 |  |  |  | CN | F42 |  | 0 | 0 | 0 | 0 | 0 | 0 | 0 | 0 | 0 | 953
678 |  |  |  | SG/CAGW/CAGE | F105D |  | 0 | 0 | 0 | 0 | 0 | 0 | 0 | 0 | 0 | 954
679 |  |  |  | SO | F102D |  | 65937.3702 | 40335.5351 | 11038.6144 | 7388.6107 | 2514.1949 | 713.5357 | 3384.3963 | 562.4831 | 0 | 955
680 |  |  |  | CAEW | F105D |  | 0 | 0 | 0 | 0 | 0 | 0 | 0 | 0 | 0 | 956
681 |  |  |  | JBG | F105D |  | 0 | 0 | 0 | 0 | 0 | 0 | 0 | 0 | 0 | 957
682 |  |  |  | JBE | F10 |  | 0 | 0 | 0 | 0 | 0 | 0 | 0 | 0 | 0 | 958
683 |  |  | Total General Expense |  |  |  | 175392.0202 | 107291.6765 | 29362.4826 | 19653.5493 | 6687.7056 | 1897.9899 | 9002.4231 | 1496.1933 | 0
684
685 |  | 403GV0 | General Vehicles |  | F105D |  | 0 | 0 | 0 | 0 | 0 | 0 | 0 | 0 | 0 | 962
686
687 |  | 403MP | Mining Depreciation |  | F10 |  | 0 | 0 | 0 | 0 | 0 | 0 | 0 | 0 | 0 | 966
688
689 |  | 403EP | Experimental Plant Depreciation |  | F10 |  | 0 | 0 | 0 | 0 | 0 | 0 | 0 | 0 | 0 | 972
690
691
692 |  | TOTAL DEPRECIATION EXPENSE |  |  |  |  | 2110309.7463 | 1480909.2615 | 475839.8094 | 111071.4359 | 30092.6333 | 1897.9899 | 9002.4231 | 1496.1933 | 0
693
694 | [6 empty] | D: AMORTIZATION EXPENSE
695
696
697 |  | 404CLG | Amort of LT Plant - Cap. Lease Gen
698 |  |  |  | S | F12 |  | 11286.2598 | 4711.701 | 1470.4302 | 2420.0313 | 972.0818 | 1277.1919 | 416.3153 | 18.5083 | 0 | 977
699 |  |  |  | SG/CAGW | F10 |  | 0 | 0 | 0 | 0 | 0 | 0 | 0 | 0 | 0 | 978
700 |  |  |  | SO | F102D |  | 282.3469 | 172.7186 | 47.2679 | 31.6384 | 10.7659 | 3.0554 | 14.4921 | 2.4086 | 0 | 979
701 |  |  |  | DGU | F10 | [10 empty] | 980
702 |  |  |  | CN | F42 |  | 0 | 0 | 0 | 0 | 0 | 0 | 0 | 0 | 0 | 981
703 |  |  |  | DGP | F10 |  | 0 | 0 | 0 | 0 | 0 | 0 | 0 | 0 | 0 | 982
704 |  |  |  | SG | F10 |  | 0 | 0 | 0 | 0 | 0 | 0 | 0 | 0 | 0 | 983
705 |  |  | Total Amort. Cap. Lease General |  |  |  | 11568.6067 | 4884.4196 | 1517.698 | 2451.6697 | 982.8477 | 1280.2473 | 430.8074 | 20.9169 | 0
706
707 |  | 404CLS | Amort of LT Plant - Cap Lease Steam |  | F10 |  | 0 | 0 | 0 | 0 | 0 | 0 | 0 | 0 | 0 | 989
708
709 |  | 404IP | Amort of LT Plant - Intangible Plant
710 |  |  |  | S | F107D |  | 14.6204 | 8.9437 | 2.4476 | 1.6383 | 0.55748 | 0.15821 | 0.75043 | 0.12472 | 0 | 992
711 |  |  |  | SE | F10 |  | 0 | 0 | 0 | 0 | 0 | 0 | 0 | 0 | 0 | 993
712 |  |  |  | SG | F105D |  | 0 | 0 | 0 | 0 | 0 | 0 | 0 | 0 | 0 | 994
713 |  |  |  | SO | F102D |  | 104848.8419 | 64138.6536 | 17552.8071 | 11748.8349 | 3997.891 | 1134.6128 | 5381.6225 | 894.42 | 0 | 995
714 |  |  |  | CN | F42 |  | 0 | 0 | 0 | 0 | 0 | 0 | 0 | 0 | 0 | 996
715 |  |  |  | SG-P | F10 |  | 0 | 0 | 0 | 0 | 0 | 0 | 0 | 0 | 0 | 997
716 |  |  |  | SG-U | F10 |  | 0 | 0 | 0 | 0 | 0 | 0 | 0 | 0 | 0 | 998
717 |  |  |  | DGP | F10 |  | 0 | 0 | 0 | 0 | 0 | 0 | 0 | 0 | 0 | 999
718 |  |  |  | CAGE | F105D |  | 0 | 0 | 0 | 0 | 0 | 0 | 0 | 0 | 0 | 1000
719 |  |  |  | CAGE | F105D |  | 0 | 0 | 0 | 0 | 0 | 0 | 0 | 0 | 0 | 1001
720 |  |  |  | CAGW | F105D |  | 0 | 0 | 0 | 0 | 0 | 0 | 0 | 0 | 0 | 1002
721 |  |  |  | CAGE | F105D |  | 0 | 0 | 0 | 0 | 0 | 0 | 0 | 0 | 0 | 1003
722 |  |  |  | JBG | F105D |  | 0 | 0 | 0 | 0 | 0 | 0 | 0 | 0 | 0 | 1004
723 |  |  |  | CAEW | F10 |  | 0 | 0 | 0 | 0 | 0 | 0 | 0 | 0 | 0 | 1005
724 |  |  |  | CAEE | F10 |  | 0 | 0 | 0 | 0 | 0 | 0 | 0 | 0 | 0 | 1006
725 |  |  |  | DGU | F10 |  | 0 | 0 | 0 | 0 | 0 | 0 | 0 | 0 | 0 | 1007
726 |  |  | Total Amort. Intangible Plant |  |  |  | 104863.4623 | 64147.5972 | 17555.2547 | 11750.4731 | 3998.4485 | 1134.7711 | 5382.3729 | 894.5447 | 0
727
728 |  | Distribution - METER - Unbundled |  |  |  |  | D: AMORTIZATION EXPENSE (continued)
729
730
731 |  | A |  | B | C |  | D | E | F | G | H | I | J | K
732 |  | FERC ACCT |  | DESCRIPTION | COS Factor |  | Washington Jurisdiction Normalized | Residential Schedule 16 | Small General Service Schedule 24 | Large General Service < 1,000 kW Schedule 36 | Large General Service > 1,000 kW Schedule 48 | Large General Dedicated Facilities Schedule 48 | Agricultural Pumping Schedule 40 | Street & Area Lighting Sch. 15, 51-54, 57
733 |  | 404O | Amort of LT Plant - Other Plant |  | F10 |  | 0 | 0 | 0 | 0 | 0 | 0 | 0 | 0 | 0 | 1012
734
735 |  | 404HP | Amort of Other Electric Plant |  | F110 |  | 0 | 0 | 0 | 0 | 0 | 0 | 0 | 0 | 0 | 1020
736
737 |  | 405 | Amort of Other Electric Plant |  | F110 |  | 0 | 0 | 0 | 0 | 0 | 0 | 0 | 0 | 0 | 1028
738
739 |  | 406 | Amort of Plant Acquisition Adj |  | F10 |  | 0 | 0 | 0 | 0 | 0 | 0 | 0 | 0 | 0 | 1036
740
741 |  | 407 | Amort of Prop Losses, Unrec Plant, |  | F110 |  | 0 | 0 | 0 | 0 | 0 | 0 | 0 | 0 | 0 | 1049
742
743
744 |  | TOTAL AMORTIZATION EXPENSE |  |  |  |  | 116432.0689 | 69032.0168 | 19072.9527 | 14202.1428 | 4981.2962 | 2415.0183 | 5813.1803 | 915.4617 | 0
745
746
747 | [6 empty] | D: TAX OTHER THAN INCOME
748
749
750 |  | 408 | Total Taxes Other Than Income |  | F101D |  | 1037831.787 | 642138.2136 | 166711.5502 | 116354.0633 | 40483.4232 | 14263.0708 | 50746.2472 | 7135.2186 | 0 | 1062
751
752
753 | [6 empty] | D: DEFERRED ITC
754
755
756 |  | 41140 | Deferred I T C - Federal |  | F101D |  | 0 | 0 | 0 | 0 | 0 | 0 | 0 | 0 | 0 | 1067
757
758 |  | 41141 | Deferred I T C - Idaho |  | F101D |  | 0 | 0 | 0 | 0 | 0 | 0 | 0 | 0 | 0 | 1072
759
760 |  | TOTAL DEFERRED ITC |  |  |  |  | 0 | 0 | 0 | 0 | 0 | 0 | 0 | 0 | 0
761
762
763 | [6 empty] | D: DEFERRED INCOME TAXES
764
765
766 |  | 41010 | Deferred Income Tax - Federal-DR |  | F101D |  | 723328.8772 | 447545.661 | 116191.5447 | 81094.3113 | 28215.3904 | 9940.8123 | 35368.1844 | 4972.9732 | 0 | 1120
767
768 |  | 41011 | Deferred Income Tax - State-DR |  | F101D |  | 0 | 0 | 0 | 0 | 0 | 0 | 0 | 0 | 0 | 1135
769
770 |  | 41110 | Deferred Income Tax - Federal-CR |  | F101D |  | -1190439.2695 | -736561.1224 | -191225.571 | -133463.2913 | -46436.289 | -16360.3773 | -58208.205 | -8184.4134 | 0 | 1151
771
772 |  | 41111 | Deferred Income Tax - State-CR |  | F101D |  | 0 | 0 | 0 | 0 | 0 | 0 | 0 | 0 | 0 | 1166
773
774 |  | TOTAL DEFERRED INCOME TAXES |  |  |  |  | -467110.3923 | -289015.4615 | -75034.0263 | -52368.9801 | -18220.8986 | -6419.565 | -22840.0206 | -3211.4402 | 0
775
776
777
778
779
780 |  | 40911 | State Income Taxes |  | F101D |  | 0 | 0 | 0 | 0 | 0 | 0 | 0 | 0 | 0 | 1263
781
782 |  | 40910 | Federal Income Tax |  | F101D |  | 491928.8301 | 304371.3867 | 79020.7227 | 55151.4407 | 19189.0085 | 6760.6483 | 24053.5531 | 3382.07 | 0 | 1296
783
784
785 |  | TOTAL OPERATING EXPENSES |  |  |  |  | 3494973.4027 | 2331914.3435 | 696715.9889 | 271723.6823 | 86713.2621 | 22541.567 | 74511.0237 | 10853.5351 | 0
786
787
788 |  | Distribution - METER - Unbundled |  |  |  |  | D: STEAM GENERATION PLANT
789
790 |  | A |  | B | C |  | D | E | F | G | H | I | J | K
791 |  | FERC ACCT |  | DESCRIPTION | COS Factor |  | Washington Jurisdiction Normalized | Residential Schedule 16 | Small General Service Schedule 24 | Large General Service < 1,000 kW Schedule 36 | Large General Service > 1,000 kW Schedule 48 | Large General Dedicated Facilities Schedule 48 | Agricultural Pumping Schedule 40 | Street & Area Lighting Sch. 15, 51-54, 57
792 |  | 310 | Land and Land Rights |  | F10 |  | 0 | 0 | 0 | 0 | 0 | 0 | 0 | 0 | 0 | 1305
793 |  |  |  |  | F10 |  | 0 | 0 | 0 | 0 | 0 | 0 | 0 | 0 | 0 | 1306
794 |  |  |  | JBG | F10 |  | 0 | 0 | 0 | 0 | 0 | 0 | 0 | 0 | 0 | 1308
795 |  |  |  | Total 310 |  |  | 0 | 0 | 0 | 0 | 0 | 0 | 0 | 0 | 0
796
797 |  | 311 | Structures and Improvements |  | F10 |  | 0 | 0 | 0 | 0 | 0 | 0 | 0 | 0 | 0 | 1316
798 |  |  |  |  | F10 |  | 0 | 0 | 0 | 0 | 0 | 0 | 0 | 0 | 0 | 1317
799 |  |  |  | JBG | F10 |  | 0 | 0 | 0 | 0 | 0 | 0 | 0 | 0 | 0 | 1319
800 |  |  |  | Total 311 |  |  | 0 | 0 | 0 | 0 | 0 | 0 | 0 | 0 | 0
801
802 |  | 312 | Boiler Plant Equipment
803 |  |  |  | SG | F10 |  | 0 | 0 | 0 | 0 | 0 | 0 | 0 | 0 | 0 | 1324
804 |  |  |  | S | F10 |  | 0 | 0 | 0 | 0 | 0 | 0 | 0 | 0 | 0 | 1325
805 |  |  |  | CAGW | F10 |  | 0 | 0 | 0 | 0 | 0 | 0 | 0 | 0 | 0 | 1326
806 |  |  |  | JBG | F10 |  | 0 | 0 | 0 | 0 | 0 | 0 | 0 | 0 | 0 | 1327
807 |  |  |  | Total 312 |  |  | 0 | 0 | 0 | 0 | 0 | 0 | 0 | 0 | 0
808
809 |  | 314 | Turbogenerator Units |  | F10 |  | 0 | 0 | 0 | 0 | 0 | 0 | 0 | 0 | 0 | 1333
810 |  |  |  |  | F10 |  | 0 | 0 | 0 | 0 | 0 | 0 | 0 | 0 | 0 | 1334
811 |  |  |  | JBG | F10 |  | 0 | 0 | 0 | 0 | 0 | 0 | 0 | 0 | 0 | 1336
812 |  |  |  | Total 314 |  |  | 0 | 0 | 0 | 0 | 0 | 0 | 0 | 0 | 0
813
814 |  | 315 | Accessory Electric Equipment |  | F10 |  | 0 | 0 | 0 | 0 | 0 | 0 | 0 | 0 | 0 | 1343
[5 empty] | F10 |  | 0 | 0 | 0 | 0 | 0 | 0 | 0 | 0 | 0 | 1344
816 |  |  |  | JBG | F10 |  | 0 | 0 | 0 | 0 | 0 | 0 | 0 | 0 | 0 | 1346
817 |  |  |  | Total 316 |  |  | 0 | 0 | 0 | 0 | 0 | 0 | 0 | 0 | 0
818
819 |  | 316 | Misc Power Plant Equipment |  | F10 |  | 0 | 0 | 0 | 0 | 0 | 0 | 0 | 0 | 0 | 1353
[5 empty] | F10 |  | 0 | 0 | 0 | 0 | 0 | 0 | 0 | 0 | 0 | 1354
821 |  |  |  | JBG | F10 |  | 0 | 0 | 0 | 0 | 0 | 0 | 0 | 0 | 0 | 1356
822 |  |  |  | Total 316 |  |  | 0 | 0 | 0 | 0 | 0 | 0 | 0 | 0 | 0
823
824 |  | S00 | Unclassified Steam Plant - Acct 300 |  | F10 |  | 0 | 0 | 0 | 0 | 0 | 0 | 0 | 0 | 0 | 1364
825
826
827
828 |  | Total Steam Generation Plant |  |  |  |  | 0 | 0 | 0 | 0 | 0 | 0 | 0 | 0 | 0
829
830
831 | [6 empty] | D: NUCLEAR GENERATION
832
833
834 |  | 320 | Land and Land Rights |  | F10 |  | 0 | 0 | 0 | 0 | 0 | 0 | 0 | 0 | 0 | 1370
835
836 |  | 321 | Structures and Improvements |  | F10 |  | 0 | 0 | 0 | 0 | 0 | 0 | 0 | 0 | 0 | 1374
837
838 |  | 322 | Reactor Plant Equipment |  | F10 |  | 0 | 0 | 0 | 0 | 0 | 0 | 0 | 0 | 0 | 1378
839
840 |  | 323 | Turbogenerator Units |  | F10 |  | 0 | 0 | 0 | 0 | 0 | 0 | 0 | 0 | 0 | 1382
841
842 |  | 324 | Land and Land Rights |  | F10 |  | 0 | 0 | 0 | 0 | 0 | 0 | 0 | 0 | 0 | 1386
843
844 |  | 325 | Misc. Power Plant Equipment |  | F10 |  | 0 | 0 | 0 | 0 | 0 | 0 | 0 | 0 | 0 | 1390
845
846 |  | N00 | Unclassified Nuclear Plt - Acct 300 |  | F10 |  | 0 | 0 | 0 | 0 | 0 | 0 | 0 | 0 | 0 | 1396
847
848 |  | Total Nuclear Generation Plant |  |  |  |  | 0 | 0 | 0 | 0 | 0 | 0 | 0 | 0 | 0
849
850
851 | [6 empty] | D: HYDRAULIC GENERATION PLANT
852
853
854 |  | 330 | Land and Land Rights |  | F10 |  | 0 | 0 | 0 | 0 | 0 | 0 | 0 | 0 | 0 | 1408
855
856 |  | 331 | Structures and Improvements |  | F10 |  | 0 | 0 | 0 | 0 | 0 | 0 | 0 | 0 | 0 | 1417
857
858 |  | 332 | Reservoirs, Dams & Waterways |  | F10 |  | 0 | 0 | 0 | 0 | 0 | 0 | 0 | 0 | 0 | 1426
859
860 |  | 333 | Water Wheel, Turbines, & Generators |  | F10 |  | 0 | 0 | 0 | 0 | 0 | 0 | 0 | 0 | 0 | 1435
861
862 |  | 334 | Accessory Electric Equipment |  | F10 |  | 0 | 0 | 0 | 0 | 0 | 0 | 0 | 0 | 0 | 1444
863
864 |  | 335 | Misc. Power Plant Equipment |  | F10 |  | 0 | 0 | 0 | 0 | 0 | 0 | 0 | 0 | 0 | 1453
865
866 |  | 336 | Roads, Railroads & Bridges |  | F10 |  | 0 | 0 | 0 | 0 | 0 | 0 | 0 | 0 | 0 | 1462
867
868 |  | H00 | Unclassified Hydro Plant - Acct 300 |  | F10 |  | 0 | 0 | 0 | 0 | 0 | 0 | 0 | 0 | 0 | 1468
869
870 |  | Total Hydraulic Plant |  |  |  |  | 0 | 0 | 0 | 0 | 0 | 0 | 0 | 0 | 0
871
872 |  | Distribution - METER - Unbundled
873 |  | A |  | B | C |  | D | E | F | G | H | I | J | K
874 |  | FERC ACCT |  | DESCRIPTION | COS Factor |  | Washington Jurisdiction Normalized | Residential Schedule 16 | Small General Service Schedule 24 | Large General Service < 1,000 kW Schedule 36 | Large General Service > 1,000 kW Schedule 48 | Large General Dedicated Facilities Schedule 48 | Agricultural Pumping Schedule 40 | Street & Area Lighting Sch. 15, 51-54, 57
875 |  | 340 | Land and Land Rights |  | F10 |  | 0 | 0 | 0 | 0 | 0 | 0 | 0 | 0 | 0 | 1480
876 |  |  |  | Total 340 |  |  | 0 | 0 | 0 | 0 | 0 | 0 | 0 | 0 | 0
877
878 |  | 341 | Structures and Improvements |  | F10 |  | 0 | 0 | 0 | 0 | 0 | 0 | 0 | 0 | 0 | 1488
879 |  |  |  | Total 341 |  |  | 0 | 0 | 0 | 0 | 0 | 0 | 0 | 0 | 0
880
881 |  | 342 | Fuel Holders, Producers & Access |  | F10 |  | 0 | 0 | 0 | 0 | 0 | 0 | 0 | 0 | 0 | 1496
882 |  |  |  | Total 342 |  |  | 0 | 0 | 0 | 0 | 0 | 0 | 0 | 0 | 0
883
884 |  | 343 | Prime Movers |  | F10 |  | 0 | 0 | 0 | 0 | 0 | 0 | 0 | 0 | 0 | 1505
885 |  |  |  | Total 343 |  |  | 0 | 0 | 0 | 0 | 0 | 0 | 0 | 0 | 0
886
887 |  | 344 | Generators |  | F10 |  | 0 | 0 | 0 | 0 | 0 | 0 | 0 | 0 | 0 | 1514
888 |  |  |  | Total 344 |  |  | 0 | 0 | 0 | 0 | 0 | 0 | 0 | 0 | 0
889
890 |  | 345 | Accessory Electric Plant |  | F10 |  | 0 | 0 | 0 | 0 | 0 | 0 | 0 | 0 | 0 | 1522
891 |  |  |  | Total 345 |  |  | 0 | 0 | 0 | 0 | 0 | 0 | 0 | 0 | 0
892
893 |  | 346 | Misc. Power Plant Equipment |  | F10 |  | 0 | 0 | 0 | 0 | 0 | 0 | 0 | 0 | 0 | 1529
894
895 |  | O00 | Unclassified Other Prod - Acct 300 |  | F10 |  | 0 | 0 | 0 | 0 | 0 | 0 | 0 | 0 | 0 | 1534
896
897 |  | Total Other Generation Plant |  |  |  |  | 0 | 0 | 0 | 0 | 0 | 0 | 0 | 0 | 0
898
899 |  | Experimental Plant
900 |  | 103 | Experimental Plant |  | F10 |  | 0 | 0 | 0 | 0 | 0 | 0 | 0 | 0 | 0 | 1540
901
902 |  | TOTAL GENERATION PLANT |  |  |  |  | 0 | 0 | 0 | 0 | 0 | 0 | 0 | 0 | 0
903
904 | [6 empty] | D: TRANSMISSION PLANT
905 |  | 350 | Land and Land Rights
906 |  |  |  | Demand | F12 |  | 0 | 0 | 0 | 0 | 0 | 0 | 0 | 0 | 0 | 1549
907 |  |  |  | Direct Assigned | A | 0 | 0 | 0 | 0 | 0 | 0 | 0 | 0 | 0 | 0
908 | [6 empty] | 0 | 0 | 0 | 0 | 0 | 0 | 0 | 0 | 0
909 |  | 352 | Structures and Improvements
910 |  |  |  | Demand | F12 |  | 0 | 0 | 0 | 0 | 0 | 0 | 0 | 0 | 0 | 1556
911 |  |  |  | Direct Assigned | A | 0 | 0 | 0 | 0 | 0 | 0 | 0 | 0 | 0 | 0
912 | [6 empty] | 0 | 0 | 0 | 0 | 0 | 0 | 0 | 0 | 0
913 |  | 353 | Station Equipment
914 |  |  |  | Demand | F12 |  | 0 | 0 | 0 | 0 | 0 | 0 | 0 | 0 | 0 | 1562
915 |  |  |  | Direct Assigned | A | 0 | 0 | 0 | 0 | 0 | 0 | 0 | 0 | 0 | 0
916 | [6 empty] | 0 | 0 | 0 | 0 | 0 | 0 | 0 | 0 | 0
917 |  | 354 | Towers and Fixtures
918 |  |  |  | Demand | F12 |  | 0 | 0 | 0 | 0 | 0 | 0 | 0 | 0 | 0 | 1568
919 |  |  |  | Direct Assigned | A | 0 | 0 | 0 | 0 | 0 | 0 | 0 | 0 | 0 | 0
920 | [6 empty] | 0 | 0 | 0 | 0 | 0 | 0 | 0 | 0 | 0
921 |  | 355 | Poles and Fixtures
922 |  |  |  | Demand | F12 |  | 0 | 0 | 0 | 0 | 0 | 0 | 0 | 0 | 0 | 1575
923 |  |  |  | Direct Assigned | A | 0 | 0 | 0 | 0 | 0 | 0 | 0 | 0 | 0 | 0
924 | [6 empty] | 0 | 0 | 0 | 0 | 0 | 0 | 0 | 0 | 0
925 |  | 356 | Overhead Conductors
926 |  |  |  | Demand | F12 |  | 0 | 0 | 0 | 0 | 0 | 0 | 0 | 0 | 0 | 1581
927 |  |  |  | Direct Assigned | A | 0 | 0 | 0 | 0 | 0 | 0 | 0 | 0 | 0 | 0
928 | [6 empty] | 0 | 0 | 0 | 0 | 0 | 0 | 0 | 0 | 0
929 |  | 357 | Underground Conduit
930 |  |  |  | Demand | F12 |  | 0 | 0 | 0 | 0 | 0 | 0 | 0 | 0 | 0 | 1587
931 |  |  |  | Direct Assigned | A | 0 | 0 | 0 | 0 | 0 | 0 | 0 | 0 | 0 | 0
932 | [6 empty] | 0 | 0 | 0 | 0 | 0 | 0 | 0 | 0 | 0
933 |  | 358 | Underground Conductors
934 |  |  |  | Demand | F12 |  | 0 | 0 | 0 | 0 | 0 | 0 | 0 | 0 | 0 | 1593
935 |  |  |  | Direct Assigned | A | 0 | 0 | 0 | 0 | 0 | 0 | 0 | 0 | 0 | 0
936 | [6 empty] | 0 | 0 | 0 | 0 | 0 | 0 | 0 | 0 | 0
937 |  | 359 | Roads and Trails
938 |  |  |  | Demand | F12 |  | 0 | 0 | 0 | 0 | 0 | 0 | 0 | 0 | 0 | 1599
939 |  |  |  | Direct Assigned | A | 0 | 0 | 0 | 0 | 0 | 0 | 0 | 0 | 0 | 0
940 | [6 empty] | 0 | 0 | 0 | 0 | 0 | 0 | 0 | 0 | 0
941
942 |  | T00 | Unclassified Trans Plant - Acct 300 |  | F10 |  | 0 | 0 | 0 | 0 | 0 | 0 | 0 | 0 | 0 | 1604
943 |  | TS0 | Unclassified Trans Sub - Acct 300 |  | F10 |  | 0 | 0 | 0 | 0 | 0 | 0 | 0 | 0 | 0 | 1608
944
945 |  | TOTAL TRANSMISSION PLANT |  |  |  |  | 0 | 0 | 0 | 0 | 0 | 0 | 0 | 0 | 0
946 |  | Distribution - METER - Unbundled |  |  |  |  | D: DISTRIBUTION PLANT
947 |  | A |  | B | C |  | D | E | F | G | H | I | J | K
948 |  | FERC ACCT |  | DESCRIPTION | COS Factor |  | Washington Jurisdiction Normalized | Residential Schedule 16 | Small General Service Schedule 24 | Large General Service < 1,000 kW Schedule 36 | Large General Service > 1,000 kW Schedule 48 | Large General Dedicated Facilities Schedule 48 | Agricultural Pumping Schedule 40 | Street & Area Lighting Sch. 15, 51-54, 57
949
950 |  | 360 | Land and Land Rights
951 |  |  |  | Demand Primary | F20A |  | 0 | 0 | 0 | 0 | 0 | 0 | 0 | 0 | 0 | 1614
952 |  |  |  | Assigned | A | 0 | 0 | 0 | 0 | 0 | 0 | 0 | 0 | 0 | 0
953 | [6 empty] | 0 | 0 | 0 | 0 | 0 | 0 | 0 | 0 | 0
954 |  | 361 | Structures and Improvements
955 |  |  |  | Demand Primary | F20 |  | 0 | 0 | 0 | 0 | 0 | 0 | 0 | 0 | 0 | 1620
956 |  |  |  | Assigned | A | 0 | 0 | 0 | 0 | 0 | 0 | 0 | 0 | 0 | 0
957 | [6 empty] | 0 | 0 | 0 | 0 | 0 | 0 | 0 | 0 | 0
958 |  | 362 | Station Equipment
959 |  |  |  | Demand Primary | F20A |  | 0 | 0 | 0 | 0 | 0 | 0 | 0 | 0 | 0 | 1626
960 |  |  |  | Assigned | A | 0 | 0 | 0 | 0 | 0 | 0 | 0 | 0 | 0 | 0
961 | [6 empty] | 0 | 0 | 0 | 0 | 0 | 0 | 0 | 0 | 0
962 |  | 364 | Poles, Towers & Fixtures
963 |  |  |  | Demand Primary | F20A | 0 | 0 | 0 | 0 | 0 | 0 | 0 | 0 | 0 | 0 | 1632
964 |  |  |  | Demand Secondary | F22 | 0 | 0 | 0 | 0 | 0 | 0 | 0 | 0 | 0 | 0
965 |  |  |  | Assigned | A | 0 | 0 | 0 | 0 | 0 | 0 | 0 | 0 | 0 | 0
966 | [6 empty] | 0 | 0 | 0 | 0 | 0 | 0 | 0 | 0 | 0
967 |  | 365 | Overhead Conductors
968 |  |  |  | Demand Primary | F20A | 0 | 0 | 0 | 0 | 0 | 0 | 0 | 0 | 0 | 0 | 1639
969 |  |  |  | Demand Secondary | F22 | 0 | 0 | 0 | 0 | 0 | 0 | 0 | 0 | 0 | 0
970 |  |  |  | Assigned | A | 0 | 0 | 0 | 0 | 0 | 0 | 0 | 0 | 0 | 0
971 | [6 empty] | 0 | 0 | 0 | 0 | 0 | 0 | 0 | 0 | 0
972 |  | 366 | Underground Conduit
973 |  |  |  | Demand Primary | F20A | 0 | 0 | 0 | 0 | 0 | 0 | 0 | 0 | 0 | 0 | 1646
974 |  |  |  | Demand Secondary | F22 | 0 | 0 | 0 | 0 | 0 | 0 | 0 | 0 | 0 | 0
975 |  |  |  | Assigned | A | 0 | 0 | 0 | 0 | 0 | 0 | 0 | 0 | 0 | 0
976 | [6 empty] | 0 | 0 | 0 | 0 | 0 | 0 | 0 | 0 | 0
977 |  | 367 | Underground Conductors
978 |  |  |  | Demand Primary | F20A | 0 | 0 | 0 | 0 | 0 | 0 | 0 | 0 | 0 | 0 | 1653
979 |  |  |  | Demand Secondary | F22 | 0 | 0 | 0 | 0 | 0 | 0 | 0 | 0 | 0 | 0
980 |  |  |  | Assigned | A | 0 | 0 | 0 | 0 | 0 | 0 | 0 | 0 | 0 | 0
981 | [6 empty] | 0 | 0 | 0 | 0 | 0 | 0 | 0 | 0 | 0
982 |  | 368 | Line Transformers
983 |  |  |  | Demand Secondary | F21 |  | 0 | 0 | 0 | 0 | 0 | 0 | 0 | 0 | 0 | 1660
984 |  |  |  | Assigned | A | 0 | 0 | 0 | 0 | 0 | 0 | 0 | 0 | 0 | 0
985 | [6 empty] | 0 | 0 | 0 | 0 | 0 | 0 | 0 | 0 | 0
986 |  | 369 | Services
987 |  |  |  | Customer | F70 |  | 81454394.9272 | 57825295.4826 | 18795393.7309 | 3848426.4956 | 985279.2181 | 0 | 0 | 0 | 0 | 1666
988 |  |  |  | Assigned | A | 1 | 0 | 0 | 0 | 0 | 0 | 0 | 0 | 0 | 0
989 | [6 empty] | 81454394.9272 | 57825295.4826 | 18795393.7309 | 3848426.4956 | 985279.2181 | 0 | 0 | 0 | 0
990 |  | 370 | Meters
991 |  |  |  | Customer | F60A |  | 0 | 0 | 0 | 0 | 0 | 0 | 0 | 0 | 0 | 1673
992 |  |  |  | Assigned | A | 0 | 0 | 0 | 0 | 0 | 0 | 0 | 0 | 0 | 0
993 | [6 empty] | 0 | 0 | 0 | 0 | 0 | 0 | 0 | 0 | 0
994 |  | 371 | Install on Customers' Premises
995 |  |  |  | Demand Primary | F20 | 0 | 0 | 0 | 0 | 0 | 0 | 0 | 0 | 0 | 0 | 1679
996 |  |  |  | Demand Secondary | F22 | 0 | 0 | 0 | 0 | 0 | 0 | 0 | 0 | 0 | 0
997 |  |  |  | Assigned | A | 0 | 0 | 0 | 0 | 0 | 0 | 0 | 0 | 0 | 0
998 | [6 empty] | 0 | 0 | 0 | 0 | 0 | 0 | 0 | 0 | 0
999 |  | 372 | Leased Property
1000 |  |  |  | Demand Primary | F20 | 0 | 0 | 0 | 0 | 0 | 0 | 0 | 0 | 0 | 0 | 1686
1001 |  |  |  | Demand Secondary | F22 | 0 | 0 | 0 | 0 | 0 | 0 | 0 | 0 | 0 | 0
1002 |  |  |  | Assigned | A | 0 | 0 | 0 | 0 | 0 | 0 | 0 | 0 | 0 | 0
1003 | [6 empty] | 0 | 0 | 0 | 0 | 0 | 0 | 0 | 0 | 0
1004
1005 |  | 373 | Street Lights |  | A | 0 | 0 | 0 | 0 | 0 | 0 | 0 | 0 | 0 | 0 | 1695
1006
1007
1008 |  | D00 | Unclassified Dist Plant - Acct 300 |  | F22 |  | 0 | 0 | 0 | 0 | 0 | 0 | 0 | 0 | 0 | 1698
1009 |  | DS0 | Unclassified Dist Sub - Acct 300 |  | F20 |  | 0 | 0 | 0 | 0 | 0 | 0 | 0 | 0 | 0 | 1702
1010 |  | TOTAL DISTRIBUTION PLANT |  |  |  |  | 81454394.9272 | 57825295.4826 | 18795393.7309 | 3848426.4956 | 985279.2181 | 0 | 0 | 0 | 0
1011
1012 |  | Distribution - METER - Unbundled |  |  |  |  | DISTRIBUTION PLANT D: GENERAL PLANT
1013
1014 |  | A |  | B | C |  | D | E | F | G | H | I | J | K
1015 |  | FERC ACCT |  | DESCRIPTION | COS Factor |  | Washington Jurisdiction Normalized | Residential Schedule 16 | Small General Service Schedule 24 | Large General Service < 1,000 kW Schedule 36 | Large General Service > 1,000 kW Schedule 48 | Large General Dedicated Facilities Schedule 48 | Agricultural Pumping Schedule 40 | Street & Area Lighting Sch. 15, 51-54, 57
1016 |  | 389 | Land and Land Rights
1017 |  |  |  | S | F107D |  | 103227.5756 | 63146.8845 | 17281.3899 | 11567.1639 | 3936.0721 | 1117.0685 | 5298.407 | 880.5897 | 0 | 1709
1018 |  |  |  | CN | F42 |  | 0 | 0 | 0 | 0 | 0 | 0 | 0 | 0 | 0 | 1710
1019 |  |  |  | DGU | F105D |  | 0 | 0 | 0 | 0 | 0 | 0 | 0 | 0 | 0 | 1711
1020 |  |  |  | SG | F105D |  | 0 | 0 | 0 | 0 | 0 | 0 | 0 | 0 | 0 | 1712
1021 |  |  |  | CAGW | F105D |  | 0 | 0 | 0 | 0 | 0 | 0 | 0 | 0 | 0 | 1713
1022 |  |  |  | CAGE | F105D |  | 0 | 0 | 0 | 0 | 0 | 0 | 0 | 0 | 0 | 1714
1023 |  |  |  | SO | F102D |  | 19845.562 | 12140.0256 | 3322.3574 | 2223.7941 | 756.7122 | 214.7571 | 1018.6219 | 169.2939 | 0 | 1715
1024 |  |  | Total Land & Land Rights |  |  |  | 123073.1376 | 75286.9101 | 20603.7473 | 13790.9579 | 4692.7842 | 1331.8255 | 6317.0289 | 1049.8836 | 0
1025
1026 |  | 390 | Structures and Improvements
1027 |  |  |  | S | F107D |  | 1342826.566 | 821440.527 | 224803.3955 | 150470.4036 | 51202.0369 | 14531.2838 | 68923.8478 | 11455.0714 | 0 | 1719
1028 |  |  |  | CAEE | F105D |  | 0 | 0 | 0 | 0 | 0 | 0 | 0 | 0 | 0 | 1720
1029 |  |  |  | SE | F105D |  | 0 | 0 | 0 | 0 | 0 | 0 | 0 | 0 | 0 | 1721
1030 |  |  |  | CN | F42 |  | 0 | 0 | 0 | 0 | 0 | 0 | 0 | 0 | 0 | 1722
1031 |  |  |  | SG/CAGE/CAGW | F105D |  | 0 | 0 | 0 | 0 | 0 | 0 | 0 | 0 | 0 | 1723
1032 |  |  |  | CAGW | F105D |  | 0 | 0 | 0 | 0 | 0 | 0 | 0 | 0 | 0 | 1724
1033 |  |  |  | CAGE | F105D |  | 0 | 0 | 0 | 0 | 0 | 0 | 0 | 0 | 0 | 1725
1034 |  |  |  | JBG | F105D |  | 0 | 0 | 0 | 0 | 0 | 0 | 0 | 0 | 0 | 1726
1035 |  |  |  | SO | F102D |  | 281396.7671 | 172137.426 | 47108.8004 | 31531.909 | 10729.6713 | 3045.1112 | 14443.3752 | 2400.4739 | 0 | 1727
1036
1037 |  |  | Total Structures and Improvements |  |  |  | 1624223.3331 | 993577.953 | 271912.1959 | 182002.3126 | 61931.7082 | 17576.395 | 83367.2231 | 13855.5453 | 0
1038
1039 |  | 391 | Office Furniture & Equipment
1040 |  |  |  | S | F107D |  | 40603.2681 | 24838.0325 | 6797.4173 | 4549.7984 | 1548.2044 | 439.3848 | 2084.0617 | 346.3689 | 0 | 1731
1041 |  |  |  | DGP | F105D |  | 0 | 0 | 0 | 0 | 0 | 0 | 0 | 0 | 0 | 1732
1042 |  |  |  | DGU | F105D |  | 0 | 0 | 0 | 0 | 0 | 0 | 0 | 0 | 0 | 1733
1043 |  |  |  | CN | F42 |  | 0 | 0 | 0 | 0 | 0 | 0 | 0 | 0 | 0 | 1734
1044 |  |  |  | SG | F105D |  | 0 | 0 | 0 | 0 | 0 | 0 | 0 | 0 | 0 | 1735
1045 |  |  |  | SE | F10 |  | 0 | 0 | 0 | 0 | 0 | 0 | 0 | 0 | 0 | 1736
1046 |  |  |  | SO | F102D |  | 192849.5838 | 117970.9039 | 32285.0637 | 21609.7562 | 7353.3632 | 2086.9054 | 9898.4751 | 1645.1162 | 0 | 1737
1047 |  |  |  | CAGW | F105D |  | 0 | 0 | 0 | 0 | 0 | 0 | 0 | 0 | 0 | 1738
1048 |  |  |  | CAGE | F105D |  | 0 | 0 | 0 | 0 | 0 | 0 | 0 | 0 | 0 | 1739
1049 |  |  |  | JBG | F105D |  | 0 | 0 | 0 | 0 | 0 | 0 | 0 | 0 | 0 | 1740
1050 |  |  |  | JBE | F10 |  | 0 | 0 | 0 | 0 | 0 | 0 | 0 | 0 | 0 | 1741
1051 |  |  |  | CAEE | F105D |  | 0 | 0 | 0 | 0 | 0 | 0 | 0 | 0 | 0 | 1742
1052 |  |  |  | CAGE | F105D |  | 0 | 0 | 0 | 0 | 0 | 0 | 0 | 0 | 0 | 1743
1053 |  |  |  | CAGE | F105D |  | 0 | 0 | 0 | 0 | 0 | 0 | 0 | 0 | 0 | 1744
1054 |  |  | Total Office Furniture & Equipment |  |  |  | 233452.8519 | 142808.9364 | 39082.481 | 26159.5546 | 8901.5677 | 2526.2902 | 11982.5369 | 1991.4851 | 0
1055
1056 |  | 392 | Transportation Equipment
1057 |  |  |  | S | F107D |  | 597673.8625 | 365612.0194 | 100056.9374 | 66972.3325 | 22789.3311 | 6467.677 | 30677.0684 | 5098.4967 | 0 | 1748
1058 |  |  |  | SO | F102D |  | 17772.8519 | 10872.0971 | 2975.3637 | 1991.5366 | 677.6796 | 192.3274 | 912.235 | 151.6125 | 0 | 1749
1059 |  |  |  | SG | F105D |  | 0 | 0 | 0 | 0 | 0 | 0 | 0 | 0 | 0 | 1750
1060 |  |  |  | CN | F42 |  | 0 | 0 | 0 | 0 | 0 | 0 | 0 | 0 | 0 | 1751
1061 |  |  |  | DGU | F105D |  | 0 | 0 | 0 | 0 | 0 | 0 | 0 | 0 | 0 | 1752
1062 |  |  |  | SE | F10 |  | 0 | 0 | 0 | 0 | 0 | 0 | 0 | 0 | 0 | 1753
1063 |  |  |  | DGP | F105D |  | 0 | 0 | 0 | 0 | 0 | 0 | 0 | 0 | 0 | 1754
1064 |  |  |  | CAGW | F105D |  | 0 | 0 | 0 | 0 | 0 | 0 | 0 | 0 | 0 | 1755
1065 |  |  |  | CAGE | F105D |  | 0 | 0 | 0 | 0 | 0 | 0 | 0 | 0 | 0 | 1756
1066 |  |  |  | JBG | F105D |  | 0 | 0 | 0 | 0 | 0 | 0 | 0 | 0 | 0 | 1757
1067 |  |  |  | CAEW | F105D |  | 0 | 0 | 0 | 0 | 0 | 0 | 0 | 0 | 0 | 1758
1068 |  |  |  | CAEE | F105D |  | 0 | 0 | 0 | 0 | 0 | 0 | 0 | 0 | 0 | 1759
1069 |  |  |  | CAGE | F105D |  | 0 | 0 | 0 | 0 | 0 | 0 | 0 | 0 | 0 | 1760
1070 |  |  |  | CAGE | F10 |  | 0 | 0 | 0 | 0 | 0 | 0 | 0 | 0 | 0 | 1761
1071 |  |  | Total Transportation Equipment |  |  |  | 615446.7144 | 376484.1166 | 103032.3011 | 68963.8691 | 23467.0107 | 6660.0044 | 31589.3033 | 5250.1092 | 0
1072
1073 |  | 393 | Stores Equipment
1074 |  |  |  | S | F107D |  | 65510.224 | 40074.2392 | 10967.1056 | 7340.7468 | 2497.9078 | 708.9133 | 3362.472 | 558.8393 | 0 | 1765
1075 |  |  |  | DGP | F105D |  | 0 | 0 | 0 | 0 | 0 | 0 | 0 | 0 | 0 | 1766
1076 |  |  |  | DGU | F105D |  | 0 | 0 | 0 | 0 | 0 | 0 | 0 | 0 | 0 | 1767
1077 |  |  |  | SO | F102D |  | 568.869 | 347.9914 | 95.2347 | 63.7446 | 21.691 | 6.156 | 29.1986 | 4.8528 | 0 | 1768
1078 |  |  |  | SG | F105D |  | 0 | 0 | 0 | 0 | 0 | 0 | 0 | 0 | 0 | 1769
1079 |  |  |  | CAGW | F105D |  | 0 | 0 | 0 | 0 | 0 | 0 | 0 | 0 | 0 | 1770
1080 |  |  |  | CAGE | F105D |  | 0 | 0 | 0 | 0 | 0 | 0 | 0 | 0 | 0 | 1771
1081 |  |  |  | JBG | F105D |  | 0 | 0 | 0 | 0 | 0 | 0 | 0 | 0 | 0 | 1772
1082 |  |  |  | CAGE | F105D |  | 0 | 0 | 0 | 0 | 0 | 0 | 0 | 0 | 0 | 1773
1083 |  |  | Total Stores Equipment |  |  |  | 66079.093 | 40422.2305 | 11062.3403 | 7404.4914 | 2519.5988 | 715.0693 | 3391.6706 | 563.6921 | 0 | 1774
1084
1085 |  | 394 | Tools, Shop & Garage Equipment
1086 |  |  |  | S | F107D |  | 258113.1557 | 157894.2598 | 43210.8772 | 28922.8644 | 9841.8662 | 2793.1496 | 13248.2871 | 2201.8515 | 0 | 1777
1087 |  |  |  | DGP | F105D |  | 0 | 0 | 0 | 0 | 0 | 0 | 0 | 0 | 0 | 1778
1088 |  |  |  | SG | F105D |  | 0 | 0 | 0 | 0 | 0 | 0 | 0 | 0 | 0 | 1779
1089 |  |  |  | SO | F102D |  | 4782.9908 | 2925.8749 | 800.7233 | 535.9579 | 182.3757 | 51.7587 | 245.4987 | 40.8016 | 0 | 1780
1090 |  |  |  | SE | F10 |  | 0 | 0 | 0 | 0 | 0 | 0 | 0 | 0 | 0 | 1781
1091 |  |  |  | DGU | F105D |  | 0 | 0 | 0 | 0 | 0 | 0 | 0 | 0 | 0 | 1782
1092 |  |  |  | CAGW | F105D |  | 0 | 0 | 0 | 0 | 0 | 0 | 0 | 0 | 0 | 1783
1093 |  |  |  | CAGE | F105D |  | 0 | 0 | 0 | 0 | 0 | 0 | 0 | 0 | 0 | 1784
1094 |  |  |  | JBG | F105D |  | 0 | 0 | 0 | 0 | 0 | 0 | 0 | 0 | 0 | 1785
1095 |  |  |  | CAEW | F105D |  | 0 | 0 | 0 | 0 | 0 | 0 | 0 | 0 | 0 | 1786
1096 |  |  |  | CAEE | F105D |  | 0 | 0 | 0 | 0 | 0 | 0 | 0 | 0 | 0 | 1787
1097 |  |  |  | CAGE | F105D |  | 0 | 0 | 0 | 0 | 0 | 0 | 0 | 0 | 0 | 1788
1098 |  |  |  | CAGE | F102D |  | 0 | 0 | 0 | 0 | 0 | 0 | 0 | 0 | 0 | 1789
1099 |  |  | Total Tools, Shop & Garage Equipment |  |  |  | 262896.1465 | 160820.1346 | 44011.6005 | 29458.8224 | 10024.2418 | 2844.9083 | 13493.7858 | 2242.6531 | 0
1100
1101 |  | 395 | Laboratory Equipment
1102 |  |  |  | S | F107D |  | 135347.3619 | 82795.3595 | 22658.5825 | 15166.3459 | 5160.801 | 1464.65 | 6947.0334 | 1154.5897 | 0 | 1793
1103 |  |  |  | DGP | F105D |  | 0 | 0 | 0 | 0 | 0 | 0 | 0 | 0 | 0 | 1794
1104 |  |  |  | DGU | F105D |  | 0 | 0 | 0 | 0 | 0 | 0 | 0 | 0 | 0 | 1795
1105 |  |  |  | SO | F102D |  | 13445.8595 | 8225.1679 | 2250.9794 | 1506.6755 | 512.6912 | 145.5032 | 690.1415 | 114.7008 | 0 | 1796
1106 |  |  |  | SE | F10 |  | 0 | 0 | 0 | 0 | 0 | 0 | 0 | 0 | 0 | 1797
1107 |  |  |  | SG | F105D |  | 0 | 0 | 0 | 0 | 0 | 0 | 0 | 0 | 0 | 1798
1108 |  |  |  | CAGW | F105D |  | 0 | 0 | 0 | 0 | 0 | 0 | 0 | 0 | 0 | 1799
1109 |  |  |  | CAGE | F105D |  | 0 | 0 | 0 | 0 | 0 | 0 | 0 | 0 | 0 | 1800
1110 |  |  |  | JBG | F105D |  | 0 | 0 | 0 | 0 | 0 | 0 | 0 | 0 | 0 | 1801
1111 |  |  |  | CAEW | F105D |  | 0 | 0 | 0 | 0 | 0 | 0 | 0 | 0 | 0 | 1802
1112 |  |  |  | CAEE | F105D |  | 0 | 0 | 0 | 0 | 0 | 0 | 0 | 0 | 0 | 1803
1113 |  |  |  | CAGE | F105D |  | 0 | 0 | 0 | 0 | 0 | 0 | 0 | 0 | 0 | 1804
1114 |  |  |  | CAGE | F102D |  | 0 | 0 | 0 | 0 | 0 | 0 | 0 | 0 | 0 | 1805
1115 |  |  | Total Laboratory Equipment |  |  |  | 148793.2214 | 91020.5274 | 24909.5618 | 16673.0214 | 5673.4922 | 1610.1532 | 7637.1749 | 1269.2905 | 0
1116
1117 |  | 396 | Power Operated Equipment
1118 |  |  |  | S | F107D |  | 900620.7089 | 550932.1669 | 150773.4495 | 100919.0353 | 34340.7078 | 9745.9906 | 46226.5539 | 7682.8049 | 0 | 1809
1119 |  |  |  | DGP | F105D |  | 0 | 0 | 0 | 0 | 0 | 0 | 0 | 0 | 0 | 1810
1120 |  |  |  | DGU | F105D |  | 0 | 0 | 0 | 0 | 0 | 0 | 0 | 0 | 0 | 1811
1121 |  |  |  | SO | F102D |  | 11137.613 | 6813.1559 | 1864.5544 | 1248.025 | 424.6777 | 120.5247 | 571.6651 | 95.0101 | 0 | 1812
1122 |  |  |  | SE | F10 |  | 0 | 0 | 0 | 0 | 0 | 0 | 0 | 0 | 0 | 1813
1123 |  |  |  | SG | F105D |  | 0 | 0 | 0 | 0 | 0 | 0 | 0 | 0 | 0 | 1814
1124 |  |  |  | CAGW | F105D |  | 0 | 0 | 0 | 0 | 0 | 0 | 0 | 0 | 0 | 1815
1125 |  |  |  | CAGE | F105D |  | 0 | 0 | 0 | 0 | 0 | 0 | 0 | 0 | 0 | 1816
1126 |  |  |  | JBG | F105D |  | 0 | 0 | 0 | 0 | 0 | 0 | 0 | 0 | 0 | 1817
1127 |  |  |  | CAEW | F105D |  | 0 | 0 | 0 | 0 | 0 | 0 | 0 | 0 | 0 | 1818
1128 |  |  |  | CAEE | F105D |  | 0 | 0 | 0 | 0 | 0 | 0 | 0 | 0 | 0 | 1819
1129 |  |  |  | CAGE | F105D |  | 0 | 0 | 0 | 0 | 0 | 0 | 0 | 0 | 0 | 1820
1130 |  |  |  | CAGE | F102D |  | 0 | 0 | 0 | 0 | 0 | 0 | 0 | 0 | 0 | 1821
1131 |  |  | Total Power Operated Equipment |  |  |  | 911758.3219 | 557745.3227 | 152638.0039 | 102167.0603 | 34765.3855 | 9866.5153 | 46798.2191 | 7777.8151 | 0
1132
1133 |  | 397 | Communication Equipment
1134 |  |  |  | S | F107D |  | 1404540.2344 | 859192.3183 | 235134.9175 | 157385.7275 | 53555.1819 | 15199.113 | 72091.4523 | 11981.524 | 0 | 1825
1135 |  |  |  | SGP | F105D |  | 0 | 0 | 0 | 0 | 0 | 0 | 0 | 0 | 0 | 1826
1136 |  |  |  | SGU | F105D |  | 0 | 0 | 0 | 0 | 0 | 0 | 0 | 0 | 0 | 1827
1137 |  |  |  | SO | F102D |  | 368236.6111 | 225259.5261 | 61646.7105 | 41262.746 | 14040.8784 | 3984.8412 | 18900.642 | 3141.2669 | 0 | 1828
1138 |  |  |  | CN | F42 |  | 0 | 0 | 0 | 0 | 0 | 0 | 0 | 0 | 0 | 1829
1139 |  |  |  | SG/CAGE/CAGW | F105D |  | 0 | 0 | 0 | 0 | 0 | 0 | 0 | 0 | 0 | 1830
1140 |  |  |  | SE | F10 |  | 0 | 0 | 0 | 0 | 0 | 0 | 0 | 0 | 0 | 1831
1141 |  |  |  | JBG | F105D |  | 0 | 0 | 0 | 0 | 0 | 0 | 0 | 0 | 0 | 1832
|  |  |  | CAGE | F105D |  | 0 | 0 | 0 | 0 | 0 | 0 | 0 | 0 | 0 | 1833
1143 |  |  |  | CAGE | F105D |  | 0 | 0 | 0 | 0 | 0 | 0 | 0 | 0 | 0 | 1834
1144 |  |  | Total Communication Equipment |  |  |  | 1772776.8455 | 1084451.8444 | 296781.6279 | 198648.4735 | 67596.0603 | 19183.9542 | 90992.0943 | 15122.7909 | 0
1145
1146 |  | Distribution - METER - Unbundled |  |  |  |  | D: GENERAL PLANT
1147
1148 |  | A |  | B | C |  | D | E | F | G | H | I | J | K
1149 |  | FERC ACCT |  | DESCRIPTION | COS Factor |  | Washington Jurisdiction Normalized | Residential Schedule 16 | Small General Service Schedule 24 | Large General Service < 1,000 kW Schedule 36 | Large General Service > 1,000 kW Schedule 48 | Large General Dedicated Facilities Schedule 48 | Agricultural Pumping Schedule 40 | Street & Area Lighting Sch. 15, 51-54, 57
1150 |  | 398 | Misc. Equipment
1151 |  |  |  | S | F107D |  | 17731.2398 | 10846.642 | 2968.3974 | 1986.8737 | 676.093 | 191.8771 | 910.0991 | 151.2575 | 0 | 1838
1152 |  |  |  | SGP | F105D |  | 0 | 0 | 0 | 0 | 0 | 0 | 0 | 0 | 0 | 1844
1153 |  |  |  | SGU | F105D |  | 0 | 0 | 0 | 0 | 0 | 0 | 0 | 0 | 0 | 1840
|  |  |  | CN | F42 |  | 0 | 0 | 0 | 0 | 0 | 0 | 0 | 0 | 0 | 1841
1155 |  |  |  | SO | F102D |  | 5323.0571 | 3256.2469 | 891.1362 | 596.4751 | 202.9684 | 57.603 | 273.2189 | 45.4087 | 0 | 1842
1156 |  |  |  | SE | F10 |  | 0 | 0 | 0 | 0 | 0 | 0 | 0 | 0 | 0 | 1843
1157 |  |  |  | SG | F105D |  | 0 | 0 | 0 | 0 | 0 | 0 | 0 | 0 | 0 | 1845
1158 |  |  |  | JBG | F105D |  | 0 | 0 | 0 | 0 | 0 | 0 | 0 | 0 | 0 | 1847
1159 |  |  | Total Misc. Equipment |  |  |  | 23054.2969 | 14102.8888 | 3859.5336 | 2583.3488 | 879.0614 | 249.4801 | 1183.318 | 196.6662 | 0
1160
1161 |  | 399 | Coal Mine |  | F10 |  | 0 | 0 | 0 | 0 | 0 | 0 | 0 | 0 | 0 | 1858
1162 |  | 399L | WIDCO Capital Lease |  | F10 |  | 0 | 0 | 0 | 0 | 0 | 0 | 0 | 0 | 0 | 1861
1163 |  |  | Remove Capital Lease |  | F10 |  | 0 | 0 | 0 | 0 | 0 | 0 | 0 | 0 | 0 | 1864
1164
1165 |  | 390L | General Capital Lease
1166 |  |  |  | S | F10 |  | 0 | 0 | 0 | 0 | 0 | 0 | 0 | 0 | 0 | 1869
1167 |  |  |  | SG | F10 |  | 0 | 0 | 0 | 0 | 0 | 0 | 0 | 0 | 0 | 1870
1168 |  |  |  | SO-U | F10 |  | 0 | 0 | 0 | 0 | 0 | 0 | 0 | 0 | 0 | 1871
1170 |  |  | Remove Capital Lease |  |  |  | 0 | 0 | 0 | 0 | 0 | 0 | 0 | 0
1171
1172 |  | 392L | General Vehicles Capital Lease |  | F10 |  | 0 | 0 | 0 | 0 | 0 | 0 | 0 | 0 | 0 | 1878
1173 |  |  | Remove Capital Lease |  | F10 |  | 0 | 0 | 0 | 0 | 0 | 0 | 0 | 0 | 0 | 1881
1174
1175 |  | G00 | Unclassified Gen Plant - Acct 300 |  | F102D |  | 173749.4145 | 106286.8536 | 29087.493 | 19469.4871 | 6625.0729 | 1880.2145 | 8918.1124 | 1482.181 | 0 | 1891
1176 |  | GV0 | Unclassified Gen Veh - Acct 300 |  | F102D |  | 0 | 0 | 0 | 0 | 0 | 0 | 0 | 0 | 0 | 1899
1177
1178 |  | TOTAL GENERAL PLANT |  |  |  |  | 5955303.3768 | 3643007.7182 | 996980.8864 | 667321.3991 | 227075.9837 | 64444.8103 | 305670.4672 | 50802.112 | 0
1179
1180
1181
1182 | [6 empty] | D: INTANGIBLE PLANT
1183
1184 |  | 301 | Organization
1185 |  |  |  | S | F107D |  | 0 | 0 | 0 | 0 | 0 | 0 | 0 | 0 | 0 | 1904
1186 |  |  |  | SO | F102D |  | 0 | 0 | 0 | 0 | 0 | 0 | 0 | 0 | 0 | 1905
1187 |  |  |  | SG/CAGE/CAGW | F105D |  | 0 | 0 | 0 | 0 | 0 | 0 | 0 | 0 | 0 | 1906
1188 |  |  | Total Organization |  |  |  | 0 | 0 | 0 | 0 | 0 | 0 | 0 | 0 | 0
1189
1190 |  | 302 | Franchise & Consent
1191 |  |  |  | S | F107D |  | 0 | 0 | 0 | 0 | 0 | 0 | 0 | 0 | 0 | 1909
1192 |  |  |  | SG/CAGE/CAGW | F105D |  | 0 | 0 | 0 | 0 | 0 | 0 | 0 | 0 | 0 | 1910
1193 |  |  |  | DGP | F105D |  | 0 | 0 | 0 | 0 | 0 | 0 | 0 | 0 | 0 | 1911
1194 |  |  |  | DGU | F105D |  | 0 | 0 | 0 | 0 | 0 | 0 | 0 | 0 | 0 | 1912
1195 |  |  | Total Franchise & Consent |  |  |  | 0 | 0 | 0 | 0 | 0 | 0 | 0 | 0 | 0
1196
1197 |  | 303 | Miscellaneous Intangible Plant
1198 |  |  |  | S | F107D |  | 238882.741 | 146130.5351 | 39991.502 | 26768.0007 | 9108.6096 | 2585.0493 | 12261.2392 | 2037.8051 | 0 | 1920
1199 |  |  |  | SG/CAGW | F105D |  | 0 | 0 | 0 | 0 | 0 | 0 | 0 | 0 | 0 | 1921
1200 |  |  |  | SO | F102D |  | 1479862.0574 | 905268.5574 | 247744.5887 | 165825.9128 | 56427.2063 | 16014.2017 | 75957.5286 | 12624.0618 | 0 | 1922
1201 |  |  |  | SE | F105D |  | 0 | 0 | 0 | 0 | 0 | 0 | 0 | 0 | 0 | 1923
1202 |  |  |  | CN | F42 |  | 0 | 0 | 0 | 0 | 0 | 0 | 0 | 0 | 0 | 1924
1203 |  |  |  | DGU | F10 |  | 0 | 0 | 0 | 0 | 0 | 0 | 0 | 0 | 0 | 1925
1204 |  |  |  | DGP | F105D |  | 0 | 0 | 0 | 0 | 0 | 0 | 0 | 0 | 0 | 1926
1205 |  |  |  | JBG | F105D |  | 0 | 0 | 0 | 0 | 0 | 0 | 0 | 0 | 0 | 1927
1206 |  |  | Total Miscellaneous Intangible Plant |  |  |  | 1718744.7983 | 1051399.0925 | 287736.0907 | 192593.9135 | 65535.8159 | 18599.251 | 88218.7677 | 14661.867 | 0
1207
1208 |  | I00 | Unclass Intangible Plant - Acct 300 |  | F102D |  | 0 | 0 | 0 | 0 | 0 | 0 | 0 | 0 | 0 | 1938
1209
1210 |  | TOTAL INTANGIBLE PLANT |  |  |  |  | 1718744.7983 | 1051399.0925 | 287736.0907 | 192593.9135 | 65535.8159 | 18599.251 | 88218.7677 | 14661.867 | 0
1211
1212
1213 |  | TOTAL ELECTRIC PLANT IN SERVICE |  |  |  |  | 89128443.1023 | 62519702.2933 | 20080110.708 | 4708341.8081 | 1277891.0177 | 83044.0613 | 393889.2349 | 65463.979 | 0
1214
1215
1216 |  | Distribution - METER - Unbundled |  |  |  |  | D: MISC RATE BASE
1217
1218 |  | A |  | B | C |  | D | E | F | G | H | I | J | K
1219 |  | FERC ACCT |  | DESCRIPTION | COS Factor |  | Washington Jurisdiction Normalized | Residential Schedule 16 | Small General Service Schedule 24 | Large General Service < 1,000 kW Schedule 36 | Large General Service > 1,000 kW Schedule 48 | Large General Dedicated Facilities Schedule 48 | Agricultural Pumping Schedule 40 | Street & Area Lighting Sch. 15, 51-54, 57
1220 |  | 105 | Plant Held For Future Use
1221 |  |  |  | S | F20 |  | 0 | 0 | 0 | 0 | 0 | 0 | 0 | 0 | 0 | 1946
1222 |  |  |  | SG | F10 |  | 0 | 0 | 0 | 0 | 0 | 0 | 0 | 0 | 0 | 1947
1223 |  |  |  | SG | F10 |  | 0 | 0 | 0 | 0 | 0 | 0 | 0 | 0 | 0 | 1948
1224 |  |  |  | SG | F10 |  | 0 | 0 | 0 | 0 | 0 | 0 | 0 | 0 | 0 | 1949
1225 |  |  |  | SE | F10 |  | 0 | 0 | 0 | 0 | 0 | 0 | 0 | 0 | 0 | 1950
1226 |  |  |  | SG | F10 |  | 0 | 0 | 0 | 0 | 0 | 0 | 0 | 0 | 0 | 1951
1227 |  |  |  | SG | F10 |  | 0 | 0 | 0 | 0 | 0 | 0 | 0 | 0 | 0 | 1952
1228 |  |  |  | CAGE | F102 |  | 0 | 0 | 0 | 0 | 0 | 0 | 0 | 0 | 0 | 1953
1229 |  |  |  | CAEW | F102 |  | 0 | 0 | 0 | 0 | 0 | 0 | 0 | 0 | 0 | 1954
1230 |  |  |  | CAEE | F102 |  | 0 | 0 | 0 | 0 | 0 | 0 | 0 | 0 | 0 | 1955
1231 |  |  | Total Plant Held For Future Use |  |  |  | 0 | 0 | 0 | 0 | 0 | 0 | 0 | 0 | 0
1232
1233 |  | 114 | Electric Plant Acquisition Adjust |  | F10 |  | 0 | 0 | 0 | 0 | 0 | 0 | 0 | 0 | 0 | 1964
1234
1235 |  | 115 | Accum Provision for Asset Acquisition Adjustments |  | F10 |  | 0 | 0 | 0 | 0 | 0 | 0 | 0 | 0 | 0 | 1972
1236
1237 |  | 128 | Pensions |  | F102D |  | 0 | 0 | 0 | 0 | 0 | 0 | 0 | 0 | 0 | 1976
1238
1239 |  | 124 | Weatherization |  | F10 |  | 0 | 0 | 0 | 0 | 0 | 0 | 0 | 0 | 0 | 1998
1240
1241 |  | 151 | Fuel Stock |  | F10 |  | 0 | 0 | 0 | 0 | 0 | 0 | 0 | 0 | 0 | 2001
1242 |  |  |  | SE | F10 |  | 0 | 0 | 0 | 0 | 0 | 0 | 0 | 0 | 0 | 2002
1243 |  |  |  | CAEW | F10 |  | 0 | 0 | 0 | 0 | 0 | 0 | 0 | 0 | 0 | 2003
1244 |  |  |  | CAEE | F10 |  | 0 | 0 | 0 | 0 | 0 | 0 | 0 | 0 | 0 | 2004
1245 |  |  |  | JBE | F10 |  | 0 | 0 | 0 | 0 | 0 | 0 | 0 | 0 | 0 | 2005
1246 |  |  |  | CAEE | F10 |  | 0 | 0 | 0 | 0 | 0 | 0 | 0 | 0 | 0 | 2006
1247 |  |  |  | CAEE | F10 |  | 0 | 0 | 0 | 0 | 0 | 0 | 0 | 0 | 0 | 2007
1248 |  |  |  | Total Fuel Stock |  |  | 0 | 0 | 0 | 0 | 0 | 0 | 0 | 0 | 0
1249
1250 |  | 152 | Fuel Stock - Undistributed |  | F10 |  | 0 | 0 | 0 | 0 | 0 | 0 | 0 | 0 | 0 | 2011
1251
1252 |  | 25316 | DG&T Working Capital Deposit |  | F10 |  | 0 | 0 | 0 | 0 | 0 | 0 | 0 | 0 | 0 | 2016
1253
1254 |  | 25317 | DG&T Working Capital Deposit |  | F10 |  | 0 | 0 | 0 | 0 | 0 | 0 | 0 | 0 | 0 | 2020
1255
1256 |  | 25319 | Provo Working Capital Deposit |  | F10 |  | 0 | 0 | 0 | 0 | 0 | 0 | 0 | 0 | 0 | 2024
1257
1258 |  | 154 | Materials and Supplies |  | F102D |  | 0 | 0 | 0 | 0 | 0 | 0 | 0 | 0 | 0 | 2029
1259 |  |  |  | SG | F102D |  | 0 | 0 | 0 | 0 | 0 | 0 | 0 | 0 | 0 | 2030
1260 |  |  |  | SE | F102D |  | 0 | 0 | 0 | 0 | 0 | 0 | 0 | 0 | 0 | 2031
1261 |  |  |  | SO | F102D |  | 0 | 0 | 0 | 0 | 0 | 0 | 0 | 0 | 0 | 2032
1262 |  |  |  | SNPPS | F102D |  | 0 | 0 | 0 | 0 | 0 | 0 | 0 | 0 | 0 | 2033
1263 |  |  |  | SNPPH | F102D |  | 0 | 0 | 0 | 0 | 0 | 0 | 0 | 0 | 0 | 2034
1264 |  |  |  | SNPD | F102D |  | 2.0777e-06 | 1.271e-06 | 3.4782e-07 | 2.3281e-07 | 7.9221e-08 | 2.2483e-08 | 1.0664e-07 | 1.7724e-08 | 0 | 2035
1265 |  |  |  | SNPT | F102D |  | 0 | 0 | 0 | 0 | 0 | 0 | 0 | 0 | 0 | 2036
1266 |  |  |  | DGU | F102D |  | 0 | 0 | 0 | 0 | 0 | 0 | 0 | 0 | 0 | 2037
1267 |  |  |  | DGP | F102D |  | 0 | 0 | 0 | 0 | 0 | 0 | 0 | 0 | 0 | 2038
1268 |  |  |  | JBE | F10 |  | 0 | 0 | 0 | 0 | 0 | 0 | 0 | 0 | 0 | 2039
1269 |  |  |  | SNPP | F102D |  | 0 | 0 | 0 | 0 | 0 | 0 | 0 | 0 | 0 | 2040
1270 |  |  |  | CAGW | F102D |  | 0 | 0 | 0 | 0 | 0 | 0 | 0 | 0 | 0 | 2041
1271 |  |  |  | CAGE | F102D |  | 0 | 0 | 0 | 0 | 0 | 0 | 0 | 0 | 0 | 2042
1272 |  |  |  | JBG | F10 |  | 0 | 0 | 0 | 0 | 0 | 0 | 0 | 0 | 0 | 2043
1273 |  |  |  | CAEW | F102D |  | 0 | 0 | 0 | 0 | 0 | 0 | 0 | 0 | 0 | 2044
1274 |  |  |  | CAEE | F102D |  | 0 | 0 | 0 | 0 | 0 | 0 | 0 | 0 | 0 | 2045
1275 |  |  |  | CAGE | F102D |  | 0 | 0 | 0 | 0 | 0 | 0 | 0 | 0 | 0 | 2046
1276 |  |  | Total Materials and Supplies |  |  |  | 2.0777e-06 | 1.271e-06 | 3.4782e-07 | 2.3281e-07 | 7.9221e-08 | 2.2483e-08 | 1.0664e-07 | 1.7724e-08 | 0
1277
1278 |  | 163 | Stores Expense Undistributed |  | F102D |  | 0 | 0 | 0 | 0 | 0 | 0 | 0 | 0 | 0 | 2050
1279
1280 |  | 25318 | Provo Working Capital Deposit |  | F102D |  | 0 | 0 | 0 | 0 | 0 | 0 | 0 | 0 | 0 | 2055
1281
1282 |  | 165 | Prepayments |  | F102D |  | 0 | 0 | 0 | 0 | 0 | 0 | 0 | 0 | 0 | 2062
1283 |  |  |  | GPS | F42 |  | 0 | 0 | 0 | 0 | 0 | 0 | 0 | 0 | 0 | 2063
1284 |  |  |  | SG | F102D |  | 0 | 0 | 0 | 0 | 0 | 0 | 0 | 0 | 0 | 2064
1285 |  |  |  | SE | F102D |  | 0 | 0 | 0 | 0 | 0 | 0 | 0 | 0 | 0 | 2065
1286 |  |  |  | SO | F102D |  | 1.8851e-10 | 1.1532e-10 | 3.1559e-11 | 2.1124e-11 | 7.1879e-12 | 2.0399e-12 | 9.6758e-12 | 1.6081e-12 | 0 | 2066
1287 |  |  |  | Total Prepayments |  |  | 1.8851e-10 | 1.1532e-10 | 3.1559e-11 | 2.1124e-11 | 7.1879e-12 | 2.0399e-12 | 9.6758e-12 | 1.6081e-12 | 0
1288
1289 |  | 182 | Misc Regulatory Assets |  | F102D |  | 0 | 0 | 0 | 0 | 0 | 0 | 0 | 0 | 0 | 2070
1290 |  |  |  | SG | F102D |  | 0 | 0 | 0 | 0 | 0 | 0 | 0 | 0 | 0 | 2071
1291 |  |  |  | CAGE | F102D |  | 0 | 0 | 0 | 0 | 0 | 0 | 0 | 0 | 0 | 2072
1292 |  |  |  | CAGE | F102D |  | 0 | 0 | 0 | 0 | 0 | 0 | 0 | 0 | 0 | 2073
1293 |  |  |  | CAGW | F102D |  | 0 | 0 | 0 | 0 | 0 | 0 | 0 | 0 | 0 | 2074
1294 |  |  |  | JBG | F102D |  | 0 | 0 | 0 | 0 | 0 | 0 | 0 | 0 | 0 | 2075
1295 |  |  |  | SE | F102D |  | 0 | 0 | 0 | 0 | 0 | 0 | 0 | 0 | 0 | 2076
1296 |  |  |  | CAEW | F102D |  | 0 | 0 | 0 | 0 | 0 | 0 | 0 | 0 | 0 | 2077
1297 |  |  |  | CAEE | F10 |  | 0 | 0 | 0 | 0 | 0 | 0 | 0 | 0 | 0 | 2078
1298 |  |  |  | SO | F102D |  | 0 | 0 | 0 | 0 | 0 | 0 | 0 | 0 | 0 | 2079
1299 |  |  |  | Total Misc Regulatory Assets |  |  | 0 | 0 | 0 | 0 | 0 | 0 | 0 | 0 | 0
1300
1301 |  | 186 | Misc Deferred Debits |  | F102D |  | 0 | 0 | 0 | 0 | 0 | 0 | 0 | 0 | 0 | 2083
1302 |  |  |  | CAEW | F102D |  | 0 | 0 | 0 | 0 | 0 | 0 | 0 | 0 | 0 | 2084
1303 |  |  |  | CAEE | F102D |  | 0 | 0 | 0 | 0 | 0 | 0 | 0 | 0 | 0 | 2085
1304 |  |  |  | SG | F102D |  | 0 | 0 | 0 | 0 | 0 | 0 | 0 | 0 | 0 | 2086
1305 |  |  |  | SO | F102D |  | 0 | 0 | 0 | 0 | 0 | 0 | 0 | 0 | 0 | 2087
1306 |  |  |  | SE | F10 |  | 0 | 0 | 0 | 0 | 0 | 0 | 0 | 0 | 0 | 2088
1307 |  |  |  | CAGW | F102D |  | 0 | 0 | 0 | 0 | 0 | 0 | 0 | 0 | 0 | 2089
|  |  |  | CAGE | F102D |  | 0 | 0 | 0 | 0 | 0 | 0 | 0 | 0 | 0 | 2090
|  |  |  | CAEW | F102D |  | 0 | 0 | 0 | 0 | 0 | 0 | 0 | 0 | 0 | 2091
|  |  |  | CAEE | F102D |  | 0 | 0 | 0 | 0 | 0 | 0 | 0 | 0 | 0 | 2092
|  |  |  | JBE | F102D |  | 0 | 0 | 0 | 0 | 0 | 0 | 0 | 0 | 0 | 2093
1312 |  |  |  | EXCTAX | F102D |  | 0 | 0 | 0 | 0 | 0 | 0 | 0 | 0 | 0 | 2094
1313 |  |  |  | Total Misc Deferred Debits |  |  | 0 | 0 | 0 | 0 | 0 | 0 | 0 | 0 | 0
1314
1315 |  | CWC | Cash Working Capital |  | F137D |  | 0 | 0 | 0 | 0 | 0 | 0 | 0 | 0 | 0 | 2102
1316
1317 |  | OWC | Other Working Capital |  | F137D |  | 0 | 0 | 0 | 0 | 0 | 0 | 0 | 0 | 0 | 2115
1318 |  |  |  | Total Other Working Capital |  |  | 0 | 0 | 0 | 0 | 0 | 0 | 0 | 0 | 0
1319
1320 |  | 18222 | Nuclear Plant |  | F10 |  | 0 | 0 | 0 | 0 | 0 | 0 | 0 | 0 | 0 | 2129
1321
1322 |  | 1869 | Misc Deferred Debits-Trojan |  | F10 |  | 0 | 0 | 0 | 0 | 0 | 0 | 0 | 0 | 0 | 2134
1323
1324 |  | 141 | Impact Housing - Notes Receivable |  | F10 |  | 0 | 0 | 0 | 0 | 0 | 0 | 0 | 0 | 0 | 2137
1325 |  | TOTAL RATE BASE ADDITIONS |  |  |  |  | 2.0778e-06 | 1.2711e-06 | 3.4785e-07 | 2.3283e-07 | 7.9228e-08 | 2.2485e-08 | 1.0665e-07 | 1.7725e-08 | 0
1326
1327 |  | Distribution - METER - Unbundled
1328
1329 |  | A |  | B | C |  | D | E | F | G | H | I | J | K
1330 |  | FERC ACCT |  | DESCRIPTION | COS Factor |  | Washington Jurisdiction Normalized | Residential Schedule 16 | Small General Service Schedule 24 | Large General Service < 1,000 kW Schedule 36 | Large General Service > 1,000 kW Schedule 48 | Large General Dedicated Facilities Schedule 48 | Agricultural Pumping Schedule 40 | Street & Area Lighting Sch. 15, 51-54, 57
1331
1332 |  | 235 | Customer Service Deposits |  | F51 |  | 0 | 0 | 0 | 0 | 0 | 0 | 0 | 0 | 0 | 2149
1333
1334 |  | 2281 | Accum Prov for Property Insurance |  | F102D |  | 300.8966 | 184.066 | 50.3733 | 33.717 | 11.4732 | 3.2561 | 15.4443 | 2.5668 | 0 | 2154
1335
1336 |  | 2282 | Accum Prov for Injuries & Damages |  | F102D |  | 0 | 0 | 0 | 0 | 0 | 0 | 0 | 0 | 0 | 2158
1337
1338 |  | 2283 | Accum Prov for Pension & Benefits |  | F102D |  | -5391.9788 | -3298.408 | -902.6744 | -604.1981 | -205.5964 | -58.3488 | -276.7565 | -45.9966 | 0 | 2163
1339
1340 |  | 254 | Reg Liabilities - Insurance Provision |  | F10 |  | 0 | 0 | 0 | 0 | 0 | 0 | 0 | 0 | 0 | 2169
1341
1342 |  | 22844 | Accum Hydro Relicensing Obligation |  | F10 |  | 0 | 0 | 0 | 0 | 0 | 0 | 0 | 0 | 0 | 2173
1343
1344
1345 |  | 22842 | Accum Misc Oper Prov - Trojan |  | F10 |  | 0 | 0 | 0 | 0 | 0 | 0 | 0 | 0 | 0 | 2178
1346
1347 |  | 252 | Customer Advances for Const |  | F50 |  | -1031067.4008 | -465969.4728 | -375699.2461 | -65582.0618 | 0 | 0 | -57988.2171 | -65828.403 | 0 | 2186
1348
1349 |  | 25398 | SO2 Emissions |  | F10 |  | 0 | 0 | 0 | 0 | 0 | 0 | 0 | 0 | 0 | 2189
1350
1351 |  | 25399 | Other Deferred Credits |  | F10 |  | 0 | 0 | 0 | 0 | 0 | 0 | 0 | 0 | 0 | 2198
1352
1353 |  | 190 | Accum Deferred Income Taxes |  | F104D |  | 0 | 0 | 0 | 0 | 0 | 0 | 0 | 0 | 0 | 2201
1354 |  |  |  | SG/CAGW | F104D |  | 0 | 0 | 0 | 0 | 0 | 0 | 0 | 0 | 0 | 2202
1355 |  |  |  | DOP | F138D |  | 0 | 0 | 0 | 0 | 0 | 0 | 0 | 0 | 0 | 2203
1356 |  |  |  | CN | F104D |  | 0 | 0 | 0 | 0 | 0 | 0 | 0 | 0 | 0 | 2204
1357 |  |  |  | BADDEBT | F42 |  | 0 | 0 | 0 | 0 | 0 | 0 | 0 | 0 | 0 | 2205
1358 |  |  |  | JBG | F104D |  | 0 | 0 | 0 | 0 | 0 | 0 | 0 | 0 | 0 | 2206
1359 |  |  |  | JBE | F104D |  | 0 | 0 | 0 | 0 | 0 | 0 | 0 | 0 | 0 | 2207
1360 |  |  |  | SE/CAEW | F104D |  | 0 | 0 | 0 | 0 | 0 | 0 | 0 | 0 | 0 | 2208
1361 |  |  |  | SNP | F104D |  | 0 | 0 | 0 | 0 | 0 | 0 | 0 | 0 | 0 | 2209
1362 |  |  |  | SNPD | F104D |  | 10134.456 | 6227.1127 | 1681.3455 | 1123.1898 | 384.9567 | 135.6214 | 497.6428 | 84.5871 | 0 | 2210
1363 |  |  |  | Total Accum Deferred Income Taxes |  |  | 10134.456 | 6227.1127 | 1681.3455 | 1123.1898 | 384.9567 | 135.6214 | 497.6428 | 84.5871 | 0
1364
1365 |  | 281 | Accum Deferred Income Taxes |  | F104D |  | 0 | 0 | 0 | 0 | 0 | 0 | 0 | 0 | 0 | 2217
1366
1367 |  | 282 | Accum Deferred Income Taxes |  | F104D |  | -7448787.2261 | -4576904.5081 | -1235782.6815 | -825540.2914 | -282941.7619 | -99681.2016 | -365765.5889 | -62171.1927 | 0 | 2220
1368 |  |  |  |  | F104D |  | 0 | 0 | 0 | 0 | 0 | 0 | 0 | 0 | 0 | 2221
1369 |  |  |  |  | F104D |  | 0 | 0 | 0 | 0 | 0 | 0 | 0 | 0 | 0 | 2222
1370 |  |  |  |  | F104D |  | -837.1582 | -514.3915 | -138.8878 | -92.7812 | -31.7994 | -11.203 | -41.1079 | -6.9873 | 0 | 2223
1371 |  |  |  |  | F104D |  | 0 | 0 | 0 | 0 | 0 | 0 | 0 | 0 | 0 | 2224
1372 |  |  |  | DITBAL | F104D |  | 0 | 0 | 0 | 0 | 0 | 0 | 0 | 0 | 0 | 2225
1373 |  |  |  | DGP | F42 |  | 0 | 0 | 0 | 0 | 0 | 0 | 0 | 0 | 0 | 2226
1374 |  |  |  | SO | F138D |  | 0 | 0 | 0 | 0 | 0 | 0 | 0 | 0 | 0 | 2227
1375 |  |  |  | JBE | F104D |  | -12218.442 | -7507.6171 | -2027.0869 | -1354.1555 | -464.1168 | -163.5097 | -599.9749 | -101.981 | 0 | 2228
1376 |  |  |  | SE | F104D |  | 0 | 0 | 0 | 0 | 0 | 0 | 0 | 0 | 0 | 2229
1377 |  |  |  | SG | F104D |  | 0 | 0 | 0 | 0 | 0 | 0 | 0 | 0 | 0 | 2230
1378 |  |  |  | Total Accum Deferred Income Taxes |  |  | -7461842.8262 | -4584926.5167 | -1237948.6562 | -826987.2281 | -283437.6781 | -99855.9143 | -366406.6717 | -62280.1611 | 0
1379
1380
1381 |  | 283 | Accum Deferred Income Taxes |  | F104D |  | -1201.5968 | -738.3207 | -199.3496 | -133.1716 | -45.6426 | -16.08 | -59.0033 | -10.0291 | 0 | 2234
1382 |  |  |  | SG/CAGW | F104D |  | 0 | 0 | 0 | 0 | 0 | 0 | 0 | 0 | 0 | 2235
1383 |  |  |  | SE | F104D |  | 0 | 0 | 0 | 0 | 0 | 0 | 0 | 0 | 0 | 2236
1384 |  |  |  | SO | F138D |  | 0 | 0 | 0 | 0 | 0 | 0 | 0 | 0 | 0 | 2237
1385 |  |  |  | GPS | F104D |  | -13517.6367 | -8305.9068 | -2242.6283 | -1498.1437 | -513.4667 | -180.8958 | -663.7707 | -112.8248 | 0 | 2238
1386 |  |  |  | SNP | F104D |  | -1760.4056 | -1081.6805 | -292.0581 | -195.1037 | -66.8689 | -23.5581 | -86.443 | -14.6932 | 0 | 2239
1387 |  |  |  | TROJD | F104D |  | 0 | 0 | 0 | 0 | 0 | 0 | 0 | 0 | 0 | 2240
1388 |  |  |  | SNPD | F104D |  | 0 | 0 | 0 | 0 | 0 | 0 | 0 | 0 | 0 | 2241
1389 |  |  |  | JBE | F104D |  | 0 | 0 | 0 | 0 | 0 | 0 | 0 | 0 | 0 | 2242
1390 |  |  |  | Total Accum Deferred Income Taxes |  |  | -16479.6391 | -10125.908 | -2734.036 | -1826.4189 | -625.9782 | -220.5339 | -809.217 | -137.5471 | 0
1391
1392 |  | 255 | Accum Investment Tax Credit |  | F104D |  | -549.9459 | -337.914 | -91.2381 | -60.9498 | -20.8897 | -7.3595 | -27.0046 | -4.5901 | 0 | 2256
1393 |  | TOTAL RATE BASE DEDUCTIONS |  |  |  |  | -8504896.4381 | -5058247.0408 | -1615644.1321 | -893903.95 | -283893.7124 | -100003.279 | -424994.7797 | -128209.544 | 0
1394
1395 | [6 empty] | D: ACCUMULATED DEPRECIATION
1396 | [6 empty] | D: GENERATION PLANT
1397
1398 |  | 108SP | Steam Prod Accumulated Depr |  | F10 |  | 0 | 0 | 0 | 0 | 0 | 0 | 0 | 0 | 0 | 2270
1399
1400 |  | 108NP | Nuclear Prod Accumulated Depr |  | F10 |  | 0 | 0 | 0 | 0 | 0 | 0 | 0 | 0 | 0 | 2276
1401
1402 |  | 108HP | Hydraulic Prod Accum Depr |  | F10 |  | 0 | 0 | 0 | 0 | 0 | 0 | 0 | 0 | 0 | 2287
1403
1404 |  | 108OP | Other Generation - Accum Depr |  | F10 |  | 0 | 0 | 0 | 0 | 0 | 0 | 0 | 0 | 0 | 2290
1405 |  |  |  | DGU | F10 |  | 0 | 0 | 0 | 0 | 0 | 0 | 0 | 0 | 0 | 2291
1406 |  |  |  | DGP | F10 |  | 0 | 0 | 0 | 0 | 0 | 0 | 0 | 0 | 0 | 2292
1407 |  |  |  | SG | F10 |  | 0 | 0 | 0 | 0 | 0 | 0 | 0 | 0 | 0 | 2293
1408 |  |  |  | CAGW | F10 |  | 0 | 0 | 0 | 0 | 0 | 0 | 0 | 0 | 0 | 2294
1409 |  |  |  | CAGE | F10 |  | 0 | 0 | 0 | 0 | 0 | 0 | 0 | 0 | 0 | 2295
1410 |  |  |  | SG | F10 |  | 0 | 0 | 0 | 0 | 0 | 0 | 0 | 0 | 0 | 2296
1411 |  |  |  | Total Other Generation - Accum Depr |  |  | 0 | 0 | 0 | 0 | 0 | 0 | 0 | 0 | 0
1412
1413 |  | 108EP | Experimental Plant - Accum Depr |  | F10 |  | 0 | 0 | 0 | 0 | 0 | 0 | 0 | 0 | 0 | 2302
1414
1415
1416
1417 |  | TOTAL GENERATION PLANT DEPRECIATION |  |  |  |  | 0 | 0 | 0 | 0 | 0 | 0 | 0 | 0 | 0
1418
1419
1420 | [6 empty] | D: TRANSMISSION PLANT
1421
1422 |  | 108TP | Transmission Plant Accum Depr |  | F106 |  | 0 | 0 | 0 | 0 | 0 | 0 | 0 | 0 | 0 | 2313
1423
1424
1425 | [6 empty] | D: DISTRIBUTION PLANT
1426
1427 |  | 108360 | Land and Land Rights |  | F118 |  | 0 | 0 | 0 | 0 | 0 | 0 | 0 | 0 | 0 | 2317
1428
1429 |  | 108361 | Structures and Improvements |  | F119 |  | 0 | 0 | 0 | 0 | 0 | 0 | 0 | 0 | 0 | 2321
1430
1431 |  | 108362 | Station Equipment |  | F120 |  | 0 | 0 | 0 | 0 | 0 | 0 | 0 | 0 | 0 | 2325
1432
1433 |  | Distribution - METER - Unbundled
1434
1435 |  | A |  | B | C |  | D | E | F | G | H | I | J | K
1436 |  | FERC ACCT |  | DESCRIPTION | COS Factor |  | Washington Jurisdiction Normalized | Residential Schedule 16 | Small General Service Schedule 24 | Large General Service < 1,000 kW Schedule 36 | Large General Service > 1,000 kW Schedule 48 | Large General Dedicated Facilities Schedule 48 | Agricultural Pumping Schedule 40 | Street & Area Lighting Sch. 15, 51-54, 57
1437
1438 |  | 108364 | Poles, Towers & Fixtures |  | F121 |  | 0 | 0 | 0 | 0 | 0 | 0 | 0 | 0 | 0 | 2329
1439
1440 |  | 108365 | Overhead Conductors |  | F122 |  | 0 | 0 | 0 | 0 | 0 | 0 | 0 | 0 | 0 | 2333
1441
1442 |  | 108366 | Underground Conduit |  | F123 |  | 0 | 0 | 0 | 0 | 0 | 0 | 0 | 0 | 0 | 2337
1443
1444 |  | 108367 | Underground Conductors |  | F124 |  | 0 | 0 | 0 | 0 | 0 | 0 | 0 | 0 | 0 | 2341
1445
1446 |  | 108368 | Line Transformers |  | F125 |  | 0 | 0 | 0 | 0 | 0 | 0 | 0 | 0 | 0 | 2345
1447
1448 |  | 108369 | Services |  | F126 |  | -37176722.0696 | -26392129.4937 | -8578433.7302 | -1756466.0858 | -449692.7598 | 0 | 0 | 0 | 0 | 2349
1449
1450 |  | 108370 | Meters |  | F127 |  | 0 | 0 | 0 | 0 | 0 | 0 | 0 | 0 | 0 | 2353
1451
1452 |  | 108371 | Install on Customers' Premises |  | F128 |  | 0 | 0 | 0 | 0 | 0 | 0 | 0 | 0 | 0 | 2357
1453
1454 |  | 108372 | Leased Property |  | F129 |  | 0 | 0 | 0 | 0 | 0 | 0 | 0 | 0 | 0 | 2361
1455
1456 |  | 108373 | Street Lights |  | F130 |  | 0 | 0 | 0 | 0 | 0 | 0 | 0 | 0 | 0 | 2365
1457
1458 |  | 108D00 | Unclassified Dist Plant - Acct 300 |  | F121 |  | 0 | 0 | 0 | 0 | 0 | 0 | 0 | 0 | 0 | 2369
1459
1460 |  | 108DS | Unclassified Dist Sub - Acct 300 |  | F120 |  | 0 | 0 | 0 | 0 | 0 | 0 | 0 | 0 | 0 | 2373
1461
1462 |  | 108D | Unclassified Dist Sub - Acct 300 |  | F102D |  | 39792.7391 | 24342.2117 | 6661.7262 | 4458.9746 | 1517.2989 | 430.6138 | 2042.4594 | 339.4546 | 0 | 2377
1463
1464
1465 |  | TOTAL DISTRIBUTION PLANT DEPR |  |  |  |  | -37136929.3304 | -26367787.282 | -8571772.0041 | -1752007.1112 | -448175.4609 | 430.6138 | 2042.4594 | 339.4546 | 0
1466
1467 | [6 empty] | D: GENERAL PLANT
1468 |  | 108GP | General Plant Accumulated Depr
1469 |  |  |  | S | F107D |  | -2552820.0637 | -1561623.7506 | -427369.1278 | -286056.2004 | -97339.143 | -27625.1258 | -131029.7145 | -21777.0015 | 0 | 2383
1470 |  |  |  | SG-P | F105D |  | 0 | 0 | 0 | 0 | 0 | 0 | 0 | 0 | 0 | 2384
1471 |  |  |  | SG-U | F105D |  | 0 | 0 | 0 | 0 | 0 | 0 | 0 | 0 | 0 | 2385
1472 |  |  |  | CAGW | F105D |  | 0 | 0 | 0 | 0 | 0 | 0 | 0 | 0 | 0 | 2386
1473 |  |  |  | CN | F42 |  | 0 | 0 | 0 | 0 | 0 | 0 | 0 | 0 | 0 | 2387
1474 |  |  |  | SO | F102D |  | -354429.2086 | -216813.1934 | -59335.205 | -39715.5578 | -13514.4016 | -3835.4256 | -18191.9434 | -3023.482 | 0 | 2388
1475 |  |  |  | SE | F10 |  | 0 | 0 | 0 | 0 | 0 | 0 | 0 | 0 | 0 | 2389
1476 |  |  |  | JBG | F105D |  | 0 | 0 | 0 | 0 | 0 | 0 | 0 | 0 | 0 | 2390
1477 |  |  |  | CAGE | F105D |  | 0 | 0 | 0 | 0 | 0 | 0 | 0 | 0 | 0 | 2391
1478 |  |  |  | CAGE | F105D |  | 0 | 0 | 0 | 0 | 0 | 0 | 0 | 0 | 0 | 2392
1479 |  |  | Total General Plant Accumulated Depr |  |  |  | -2907249.2723 | -1778436.9439 | -486704.3328 | -325771.7582 | -110853.5446 | -31460.5514 | -149221.6579 | -24800.4835 | 0
1480
1481 |  | 108MP | Mining Plant Accumulated Depr. |  | F10 |  | 0 | 0 | 0 | 0 | 0 | 0 | 0 | 0 | 0 | 2399
1482
1483 |  | 1081390 | Accum Depr - Capital Lease |  | F10 |  | 0 | 0 | 0 | 0 | 0 | 0 | 0 | 0 | 0 | 2406
1484 |  |  | Remove Capital Lease |  | F10 |  | 0 | 0 | 0 | 0 | 0 | 0 | 0 | 0 | 0 | 2409
1485
1486 |  | 1081399L | Accum Depr - Capital Lease |  | F10 |  | 0 | 0 | 0 | 0 | 0 | 0 | 0 | 0 | 0 | 2413
1487 |  |  |  | SE | F10 |  | 0 | 0 | 0 | 0 | 0 | 0 | 0 | 0 | 0 | 2414
1488 |  |  | Remove Capital Lease |  | F10 |  | 0 | 0 | 0 | 0 | 0 | 0 | 0 | 0 | 0 | 2417
1489
1490 |  | TOTAL GENERAL PLANT ACCUM DEPR |  |  |  |  | -2907249.2723 | -1778436.9439 | -486704.3328 | -325771.7582 | -110853.5446 | -31460.5514 | -149221.6579 | -24800.4835 | 0
1491
1492
1493 |  | TOTAL ACCUM DEPR - PLANT IN SERVICE |  |  |  |  | -40044178.6027 | -28146224.2259 | -9058476.3369 | -2077778.8695 | -559029.0054 | -31029.9376 | -147179.1985 | -24461.0289 | 0
1494
1495
1496 | [6 empty] | D: ACCUMULATED AMORTIZATION
1497
1498 |  | 111CLS | Accum Prov for Amort-Steam |  | F10 |  | 0 | 0 | 0 | 0 | 0 | 0 | 0 | 0 | 0 | 2430
1499
1500 |  | 111CLG | Accum Prov for Amort-General
1501 |  |  |  | S | F108 |  | -201439.1468 | -98807.1219 | -28126.0206 | -35669.8502 | -13793.852 | -15883.8876 | -8417.0322 | -741.3824 | 0 | 2434
1502 |  |  |  | CN | F108 |  | 0 | 0 | 0 | 0 | 0 | 0 | 0 | 0 | 0 | 2435
1503 |  |  |  | SG | F108 |  | 0 | 0 | 0 | 0 | 0 | 0 | 0 | 0 | 0 | 2436
1504 |  |  |  | SO | F108 |  | -3910.2123 | -1917.9828 | -545.9649 | -692.4011 | -267.7577 | -308.3282 | -163.3862 | -14.3913 | 0 | 2437
1505 |  |  |  | SE | F108 |  | 0 | 0 | 0 | 0 | 0 | 0 | 0 | 0 | 0 | 2438
1506 |  |  | Total Accum Prov for Amort-General |  |  |  | -205349.3591 | -100725.1047 | -28671.9855 | -36362.2512 | -14061.6097 | -16192.2158 | -8580.4184 | -755.7737 | 0 | 2439
1507
1508 |  | 111CLH | Accum Prov for Amort-Hydro |  | F10 |  | 0 | 0 | 0 | 0 | 0 | 0 | 0 | 0 | 0 | 2449
1509
1510 |  | 111IP | Accum Prov for Amort-Intangible
1511 |  |  |  | S | F107D |  | -1652.288 | -1010.7458 | -276.6105 | -185.1471 | -63.0018 | -17.8801 | -84.8077 | -14.095 | 0 | 2453
1512 |  |  |  | DGP | F105D |  | 0 | 0 | 0 | 0 | 0 | 0 | 0 | 0 | 0 | 2454
1513 |  |  |  | DGU | F105D |  | 0 | 0 | 0 | 0 | 0 | 0 | 0 | 0 | 0 | 2455
1514 |  |  |  | CAEW | F105D |  | 0 | 0 | 0 | 0 | 0 | 0 | 0 | 0 | 0 | 2456
1515 |  |  |  | CAEE | F105D |  | 0 | 0 | 0 | 0 | 0 | 0 | 0 | 0 | 0 | 2457
1516 |  |  |  | SE | F10 |  | 0 | 0 | 0 | 0 | 0 | 0 | 0 | 0 | 0 | 2458
1517 |  |  |  | SG | F105D |  | 0 | 0 | 0 | 0 | 0 | 0 | 0 | 0 | 0 | 2459
1518 |  |  |  | SG-P | F105D |  | 0 | 0 | 0 | 0 | 0 | 0 | 0 | 0 | 0 | 2460
1519 |  |  |  | SG-U | F105D |  | 0 | 0 | 0 | 0 | 0 | 0 | 0 | 0 | 0 | 2461
1520 |  |  |  | CN | F42 |  | 0 | 0 | 0 | 0 | 0 | 0 | 0 | 0 | 0 | 2462
1521 |  |  |  | CAGE | F105D |  | 0 | 0 | 0 | 0 | 0 | 0 | 0 | 0 | 0 | 2463
1522 |  |  |  | CAGE | F105D |  | 0 | 0 | 0 | 0 | 0 | 0 | 0 | 0 | 0 | 2464
1523 |  |  |  | CAGW | F105D |  | 0 | 0 | 0 | 0 | 0 | 0 | 0 | 0 | 0 | 2465
1524 |  |  |  | CAGE | F105D |  | 0 | 0 | 0 | 0 | 0 | 0 | 0 | 0 | 0 | 2466
1525 |  |  |  | JBG | F105D |  | -22108.6044 | -13524.3851 | -3701.2146 | -2477.3792 | -843.0021 | -239.2464 | -1134.778 | -188.5989 | 0 | 2467
1526 |  |  |  | SO | F102D |  | -1031508.0303 | -630999.2083 | -172685.3739 | -115585.6114 | -39331.4473 | -11162.3766 | -52944.6649 | -8799.3479 | 0 | 2468
1527 |  |  | Total Accum Prov for Amort-Intangible |  |  |  | -1055268.9227 | -645534.3392 | -176663.1991 | -118248.1377 | -40237.4511 | -11419.5031 | -54164.2506 | -9002.0418 | 0
1528
1529 |  | 111390 | Accum Prov for Amort-Capital Lease |  | F10 |  | 0 | 0 | 0 | 0 | 0 | 0 | 0 | 0 | 0 | 2479
1530
1531
1532 |  | TOTAL ACCUM PROV FOR AMORTIZATION |  |  |  |  | -1260618.2818 | -746259.4439 | -205335.1846 | -154610.389 | -54299.0609 | -27611.7189 | -62744.669 | -9757.8155 | 0

## Dist-Meter
DIS METER |  |  | - | DIS - METER - Unbundled
PacifiCorp
3 | Cost Of Service By Rate Schedule
4 | State of Washington
5 | WCA
6 | 12 Months Ending June 2022
7
8
9 |  | A |  | B | C |  | D | E | F | G | H | I | J | K | Chk Total
12 |  |  |  | DESCRIPTION |  |  | Washington Jurisdiction Normalized | Residential Schedule 16 | Small General Service Schedule 24 | Large General Service < 1,000 kW Schedule 36 | Large General Service > 1,000 kW Schedule 48 | Large General Dedicated Facilities Schedule 48 | Agricultural Pumping Schedule 40 | Street & Area Lighting Sch. 15, 51-54, 57 | 0
13
12 |  |  |  | Operating Revenues |  |  | 1712671.1767 | 1110633.1881 | 317079.9648 | 145878.9342 | 24872.5155 | 11907.7865 | 83222.0294 | 19076.7581 | 0
13
14 |  |  |  | Operating Expenses
15 |  |  |  | Operation & Maintenance Expenses |  |  | 312910.4984 | 196257.6502 | 50897.9983 | 25008.9059 | 4771.4234 | 2430.9726 | 15278.223 | 18265.3249 | 0
16 |  |  |  | Depreciation Expense |  |  | 833175.086 | 560513.6154 | 146431.2655 | 65310.8549 | 9871.9088 | 5725.4786 | 45018.0209 | 303.942 | 0
17 |  |  |  | Amortization Expense |  |  | 23652.4249 | 14023.4096 | 3874.5475 | 2885.0739 | 1011.9182 | 490.5954 | 1180.9101 | 185.9701 | 0
18 |  |  |  | Taxes Other Than Income |  |  | 210828.8434 | 130446.2424 | 33866.3777 | 23636.5786 | 8223.9467 | 2897.451 | 10308.7733 | 1449.4737 | 0
19 |  |  |  | Income Taxes - Federal |  |  | 76740.364 | 47481.6063 | 12327.1471 | 8603.5649 | 2993.4645 | 1054.6538 | 3752.3282 | 527.5992 | 0
20 |  |  |  | Income Taxes - State |  |  | 0 | 0 | 0 | 0 | 0 | 0 | 0 | 0 | 0
21 |  |  |  | Income Taxes Deferred |  |  | -107288.3759 | -66382.5939 | -17234.2105 | -12028.3832 | -4185.072 | -1474.4795 | -5246.0163 | -737.6205 | 0
22 |  |  |  | Investment Tax Credit Adj |  |  | 0 | 0 | 0 | 0 | 0 | 0 | 0 | 0 | 0
23 |  |  |  | Misc Revenues & Expense |  |  | 0.062859 | 0.026242 | 0.0081896 | 0.013478 | 0.005414 | 0.0071133 | 0.0023187 | 0.00010308 | 0
24
25 |  |  |  | Total Operating Expenses |  |  | 1350018.9038 | 882339.9563 | 230163.1338 | 113416.6083 | 22687.5951 | 11124.6791 | 70292.2416 | 19994.6896 | 0
26
27 |  |  |  | Operating Revenue For Return |  |  | 362652.2729 | 228293.2319 | 86916.831 | 32462.3259 | 2184.9204 | 783.1074 | 12929.7878 | -917.9315 | 0
28
29
30 |  |  |  | Rate Base :
31 |  |  |  | Electric Plant In Service |  |  | 18105869.1898 | 12130598.4403 | 3175286.0458 | 1446878.5405 | 236071.3652 | 127658.8262 | 976077.3861 | 13298.5857 | 0
32 |  |  |  | Plant Held For Future Use |  |  | 0 | 0 | 0 | 0 | 0 | 0 | 0 | 0 | 0
33 |  |  |  | Electric Plant Acquisition Adj |  |  | 0 | 0 | 0 | 0 | 0 | 0 | 0 | 0 | 0
34 |  |  |  | Pensions |  |  | 0 | 0 | 0 | 0 | 0 | 0 | 0 | 0 | 0
35 |  |  |  | Prepayments |  |  | 3.8295e-11 | 2.3426e-11 | 6.4109e-12 | 4.2911e-12 | 1.4602e-12 | 4.144e-13 | 1.9656e-12 | 3.2668e-13 | 0
36 |  |  |  | Fuel Stock |  |  | 0 | 0 | 0 | 0 | 0 | 0 | 0 | 0 | 0
37 |  |  |  | Materials & Supplies |  |  | 4.2206e-07 | 2.5819e-07 | 7.0658e-08 | 4.7294e-08 | 1.6093e-08 | 4.5673e-09 | 2.1663e-08 | 3.6004e-09 | 0
38 |  |  |  | Misc Deferred Debits |  |  | 0 | 0 | 0 | 0 | 0 | 0 | 0 | 0 | 0
39 |  |  |  | Cash Working Capital |  |  | 0 | 0 | 0 | 0 | 0 | 0 | 0 | 0 | 0
40 |  |  |  | Weatherization Loans |  |  | 0 | 0 | 0 | 0 | 0 | 0 | 0 | 0 | 0
41 |  |  |  | Miscellaneous Rate Base |  |  | 0 | 0 | 0 | 0 | 0 | 0 | 0 | 0 | 0
42
43 |  |  |  | Total Rate Base Additions |  |  | 18105869.1898 | 12130598.4403 | 3175286.0458 | 1446878.5405 | 236071.3652 | 127658.8262 | 976077.3861 | 13298.5857 | 0
44
45 |  |  |  | Rate Base Deductions :
46 |  |  |  | Accum Provision For Depreciation |  |  | -9997286.6233 | -6715736.084 | -1755681.7016 | -789117.3458 | -122708.4097 | -69339.6038 | -539734.378 | -4969.1005 | 0
47 |  |  |  | Accum Provision For Amortization |  |  | -256086.485 | -151597.7998 | -41712.5203 | -31408.1048 | -11030.5045 | -5609.1429 | -12746.1754 | -1982.2374 | 0
48 |  |  |  | Accum Deferred Income Taxes |  |  | -1508213.1141 | -926800.6656 | -250348.3723 | -166957.3741 | -57186.3939 | -20145.4085 | -74161.5151 | -12613.3846 | 0
49 |  |  |  | Unamortized ITC |  |  | -111.718 | -68.6451 | -18.5344 | -12.3816 | -4.2436 | -1.495 | -5.4858 | -0.93245 | 0
50 |  |  |  | Customer Advance For Construction |  |  | -209454.7019 | -94658.6973 | -76320.8822 | -13322.5735 | 0 | 0 | -11779.9328 | -13372.6161 | 0
51 |  |  |  | Customer Service Deposits |  |  | 0 | 0 | 0 | 0 | 0 | 0 | 0 | 0 | 0
52 |  |  |  | Misc Rate Base Deductions |  |  | -1034.2206 | -632.6585 | -173.1395 | -115.8896 | -39.4349 | -11.1917 | -53.0839 | -8.8225 | 0
53 | [14 empty] | 0
54 |  |  |  | Total Rate Base Deductions |  |  | -11972186.8628 | -7889494.5503 | -2124255.1503 | -1000933.6692 | -190968.9866 | -95106.8419 | -638480.571 | -32947.0935 | 0
55 | [14 empty] | 0
56 |  |  |  | Total Rate Base |  |  | 6133682.327 | 4241103.89 | 1051030.8955 | 445944.8712 | 45102.3787 | 32551.9843 | 337596.8151 | -19648.5078 | 0
57
58
59 |  |  |  | Return On Rate Base |  |  | 5.912% | 5.383% | 8.27% | 7.279% | 4.844% | 2.406% | 3.83% | 4.672%
60
61 |  |  |  | Return On Equity |  |  | 6.846% | 5.818% | 11.42% | 9.498% | 4.773% | 0.04038% | 2.804% | 4.438%
PacifiCorp
Cost Of Service By Rate Schedule
State of Washington
WCA
12 Months Ending June 2022
|  | A |  | B | C |  | D | E | F | G | H | I | J | K
|  |  |  | DESCRIPTION | COS Factor |  | Washington Jurisdiction Normalized | Residential Schedule 16 | Small General Service Schedule 24 | Large General Service < 1,000 kW Schedule 36 | Large General Service > 1,000 kW Schedule 48 | Large General Dedicated Facilities Schedule 48 | Agricultural Pumping Schedule 40 | Street & Area Lighting Sch. 15, 51-54, 57
79 |  |  |  | Total Rate Base |  |  | 6133682.327 | 4241103.89 | 1051030.8955 | 445944.8712 | 45102.3787 | 32551.9843 | 337596.8151 | -19648.5078 | 0
80
81
82 |  |  |  | Return On Ratebase ($$) | 5.772% |  | 354006.2348 | 244775.836 | 60660.3782 | 25737.7634 | 2603.0894 | 1878.7418 | 19484.442 | -1134.0161 | 0
83 |  |  |  | Operating & Maintenance Expense |  |  | 312910.4984 | 196257.6502 | 50897.9983 | 25008.9059 | 4771.4234 | 2430.9726 | 15278.223 | 18265.3249 | 0
84 |  |  |  | Bad Debt to Produce ROR | F80 |  | 0 | 0 | 0 | 0 | 0 | 0 | 0 | 0 | 0
85 |  |  |  | Depreciation Expense |  |  | 833175.086 | 560513.6154 | 146431.2655 | 65310.8549 | 9871.9088 | 5725.4786 | 45018.0209 | 303.942 | 0
86 |  |  |  | Amortization Expense |  |  | 23652.4249 | 14023.4096 | 3874.5475 | 2885.0739 | 1011.9182 | 490.5954 | 1180.9101 | 185.9701 | 0
87 |  |  |  | Taxes Other Than Income |  |  | 210828.8434 | 130446.2424 | 33866.3777 | 23636.5786 | 8223.9467 | 2897.451 | 10308.7733 | 1449.4737 | 0
88 |  |  |  | Federal Income Taxes |  |  | 76740.364 | 47481.6063 | 12327.1471 | 8603.5649 | 2993.4645 | 1054.6538 | 3752.3282 | 527.5992 | 0
89 |  |  |  | FIT Adj to Produce Target ROR | F101 |  | 0 | 0 | 0 | 0 | 0 | 0 | 0 | 0 | 0
90 |  |  |  | State Income Taxes |  |  | 0 | 0 | 0 | 0 | 0 | 0 | 0 | 0 | 0
91 |  |  |  | SIT Adj to Produce Target ROR | F101 |  | 0 | 0 | 0 | 0 | 0 | 0 | 0 | 0 | 0
92 |  |  |  | Deferred Income Taxes |  |  | -107288.3759 | -66382.5939 | -17234.2105 | -12028.3832 | -4185.072 | -1474.4795 | -5246.0163 | -737.6205 | 0
93 |  |  |  | Investment Tax Credit |  |  | 0 | 0 | 0 | 0 | 0 | 0 | 0 | 0 | 0
94 |  |  |  | Misc Revenue & Expenses |  |  | 0.062859 | 0.026242 | 0.0081896 | 0.013478 | 0.005414 | 0.0071133 | 0.0023187 | 0.00010308 | 0
95 |  |  |  | Revenue Credits |  |  | -40197.2022 | -14293.4112 | -7157.2187 | -9552.8177 | -2738.8493 | -2153.4277 | -4228.2082 | -73.2693 | 0
96
97 |  |  |  | Total Revenue Requirements |  |  | 1663827.9363 | 1112822.381 | 283666.2933 | 129601.5541 | 22551.8352 | 10849.9932 | 85548.4753 | 18787.4043 | 0
98 |  |  |  | Operating Revenues |  |  | 1672473.9745 | 1096339.7769 | 309922.7461 | 136326.1165 | 22133.6662 | 9754.3588 | 78993.8212 | 19003.4888 | 0
99
100 |  |  |  | Increase / (Decrease) Required to
101 |  |  |  | Earn Equal Rates of Return |  |  | -8646.0381 | 16482.6041 | -26256.4528 | -6724.5624 | 418.169 | 1095.6344 | 6554.6541 | -216.0845 | 0
102
103 |  |  |  | Existing Revenues |  |  | 1672473.9745 | 1096339.7769 | 309922.7461 | 136326.1165 | 22133.6662 | 9754.3588 | 78993.8212 | 19003.4888 | 0
104 |  |  |  | check |  |  | 0 | 0 | 0 | 0 | 0 | 0 | 0 | 0 | 0
105 |  |  |  | Percent Increase / (Decrease)
106 |  |  |  | Over Existing Rates To
107 |  |  |  | Equal Authorized RoE & RoR |  |  | -0.517% | 1.503% | -8.472% | -4.933% | 1.889% | 11.23% | 8.298% | -1.137%
[5 empty] | WCA |  | E: ELECTRIC REVENUES
|  | DIS - METER - Unbundled |  |  | Method
|  | A |  | B | 0 |  | D | E | F | G | H | I | J | K
|  | FERC ACCT |  | DESCRIPTION | COS Factor |  | Washington Jurisdiction Normalized | Residential Schedule 16 | Small General Service Schedule 24 | Large General Service < 1,000 kW Schedule 36 | Large General Service > 1,000 kW Schedule 48 | Large General Dedicated Facilities Schedule 48 | Agricultural Pumping Schedule 40 | Street & Area Lighting Sch. 15, 51-54, 57 |  | Func Study Row
120 |  | 440 | Residential Sales |  | A |  | 1096339.7769 | 1096339.7769 | 0 | 0 | 0 | 0 | 0 | 0 | 0
121
122 |  | 442 | Commercial & Industrial Sales |  | A |  | 534997.0426 | 0 | 309922.7461 | 136326.1165 | 0 | 9754.3588 | 78993.8212 | 0 | 0
123 |  |  |  | Interruptible Demand | F10 |  | 0 | 0 | 0 | 0 | 0 | 0 | 0 | 0 | 0 | 100
124 |  |  |  | Interruptible Energy | F10 |  | 0 | 0 | 0 | 0 | 0 | 0 | 0 | 0 | 0 | 101
125 | [6 empty] | 534997.0426 | 0 | 309922.7461 | 136326.1165 | 0 | 9754.3588 | 78993.8212 | 0 | 0
126
127 |  | 444 | Public Street & Highway Lighting |  | A |  | 41137.155 | 0 | 0 | 0 | 22133.6662 | 0 | 0 | 19003.4888 | 0
128
129 |  | 445 | Other Sales to Public Authority |  | A |  | 0 | 0 | 0 | 0 | 0 | 0 | 0 | 0 | 0
130
131 |  | 448 | Interdepartmental |  | A | 0 | 0 | 0 | 0 | 0 | 0 | 0 | 0 | 0 | 0 | 114
132 |  |  |  | Demand | F10 |  | 0 | 0 | 0 | 0 | 0 | 0 | 0 | 0 | 0 | 115
133 | [6 empty] | 0 | 0 | 0 | 0 | 0 | 0 | 0 | 0 | 0
134
135 |  | Total Sales to Ultimate Customers |  |  |  |  | 1672473.9745 | 1096339.7769 | 309922.7461 | 136326.1165 | 22133.6662 | 9754.3588 | 78993.8212 | 19003.4888 | 0
136
137 |  | 447 | Sales for Resale |  | F30 |  | 0 | 0 | 0 | 0 | 0 | 0 | 0 | 0 | 0 | 121
138 | [6 empty] | 0 | 0 | 0 | 0 | 0 | 0 | 0 | 0 | 0
139
140 |  | 447NPC | Sales for Resale - NPC
141 |  |  |  | Demand | F30 |  | 0 | 0 | 0 | 0 | 0 | 0 | 0 | 0 | 0 | 0
142 |  |  |  | Energy | F30 |  | 0 | 0 | 0 | 0 | 0 | 0 | 0 | 0 | 0 | 127
143 | [6 empty] | 0 | 0 | 0 | 0 | 0 | 0 | 0 | 0 | 0
144
145 |  | 449 | Provision for Rate Refund |  | F11 |  | 0 | 0 | 0 | 0 | 0 | 0 | 0 | 0 | 0 | 133
146 |  |  |  |  | F10 |  | 0 | 0 | 0 | 0 | 0 | 0 | 0 | 0 |  | 134
147
148 |  | State Specific Revenue Credit |  |  | F140D |  | 1117.5075 | 667.1614 | 174.6844 | 140.4236 | 50.7687 | 26.0331 | 50.5889 | 7.8474 | 0 | 136
149
150 |  | AGA Revenue |  |  | A | 0.020716 | 12972.915 | 23.5538 | 3624.6291 | 5182.3268 | 1078.4395 | 141.7784 | 2906.7957 | 15.3918 | 0 | 137
151
152 |  | Autopay Bill Credit |  |  | F40 | 0 | 0 | 0 | 0 | 0 | 0 | 0 | 0 | 0 | 0 | 139
153
154 |  | Paperless Bill Credit |  |  | F40 | 0 | 0 | 0 | 0 | 0 | 0 | 0 | 0 | 0 | 0 | 141
155
156
157 |  | Total Sales from Electricity |  |  |  |  | 1686564.397 | 1097030.4921 | 313722.0596 | 141648.8669 | 23262.8744 | 9922.1702 | 81951.2058 | 19026.728 | 0
158
159 |  | Other Electric Operating Revenues
160 |  | 450 | Forfeited Discounts & Interest |  | A | 0 | 0 | 0 | 0 | 0 | 0 | 0 | 0 | 0 | 0 | 147
161 |  |  |  | Customers | F40 |  | 0 | 0 | 0 | 0 | 0 | 0 | 0 | 0 | 0 | 148
162 | [6 empty] | 0 | 0 | 0 | 0 | 0 | 0 | 0 | 0 | 0
163
164 |  | 451 | Misc Electric Revenue |  | A | 0 | 0 | 0 | 0 | 0 | 0 | 0 | 0 | 0 | 0 | 152
165 |  |  |  | Demand | F10 |  | 0 | 0 | 0 | 0 | 0 | 0 | 0 | 0 | 0 | 153
166 |  |  |  | Customer | F40 |  | 0.020828 | 0.016414 | 0.003085 | 0.00015867 | 9.8481e-06 | 1.4822e-07 | 0.00076196 | 0.00039907 | 0 | 154
167 | [6 empty] | 0.020828 | 0.016414 | 0.003085 | 0.00015867 | 9.8481e-06 | 1.4822e-07 | 0.00076196 | 0.00039907 | 0
168
169 |  | 453 | Water Sales |  | F12 |  | 0 | 0 | 0 | 0 | 0 | 0 | 0 | 0 | 0 | 162
170
171 |  | 454 | Rent of Electric Property |  | A | 0.026767 | 24516.6042 | 12349.5678 | 3122.376 | 4217.953 | 1608.8892 | 1985.6049 | 1212.6508 | 19.5625 | 0 | 165
172 |  |  |  | Demand | F10 |  | 0 | 0 | 0 | 0 | 0 | 0 | 0 | 0 | 0 | 166
173 |  |  |  | Demand | F10 |  | 0 | 0 | 0 | 0 | 0 | 0 | 0 | 0 | 0 | 167
174 |  |  |  | Jim Bridger Generation | F10 |  | 0 | 0 | 0 | 0 | 0 | 0 | 0 | 0 | 0 | 168
175 |  |  |  | Customer | F40 |  | 1590.1547 | 1253.1119 | 235.5261 | 12.1142 | 0.75186 | 0.011316 | 58.1721 | 30.4672 | 0 | 169
176 | [6 empty] | 26106.7589 | 13602.6797 | 3357.9022 | 4230.0671 | 1609.6411 | 1985.6163 | 1270.8229 | 50.0297 | 0
177
178 |  | 456 | Other Electric Revenue |  | A | 0 | 0 | 0 | 0 | 0 | 0 | 0 | 0 | 0 | 0 | 173
179 |  |  |  | CAGE | F12 |  | 0 | 0 | 0 | 0 | 0 | 0 | 0 | 0 | 0 | 174
180 |  |  |  | CAGW | F12 |  | 0 | 0 | 0 | 0 | 0 | 0 | 0 | 0 | 0 | 175
181 |  |  |  | SO | F12 |  | 0 | 0 | 0 | 0 | 0 | 0 | 0 | 0 | 0 | 176
182 |  |  |  | SG | F40 |  | 0 | 0 | 0 | 0 | 0 | 0 | 0 | 0 | 0 | 177
183 |  |  |  | JBG | F12 |  | 0 | 0 | 0 | 0 | 0 | 0 | 0 | 0 | 0 | 178
184 |  |  |  | WRG | F12 |  | 0 | 0 | 0 | 0 | 0 | 0 | 0 | 0 | 0 | 179
185 |  |  |  | WRE | F12 |  | 0 | 0 | 0 | 0 | 0 | 0 | 0 | 0 | 0 | 180
186 |  |  |  | CN | F12 |  | 0 | 0 | 0 | 0 | 0 | 0 | 0 | 0 | 0 | 181
187 |  |  |  | SE | F12 |  | 0 | 0 | 0 | 0 | 0 | 0 | 0 | 0 | 0 | 182
188 | [6 empty] | 0 | 0 | 0 | 0 | 0 | 0 | 0 | 0 | 0
189 | [14 empty] | 0
190 |  | Total Other Electric Operating Revenues |  |  |  |  | 26106.7797 | 13602.6961 | 3357.9052 | 4230.0673 | 1609.6411 | 1985.6163 | 1270.8236 | 50.0301 | 0
191 | [14 empty] | 0
192 |  | Total Electric Operating Revenues |  |  |  |  | 1712671.1767 | 1110633.1881 | 317079.9648 | 145878.9342 | 24872.5155 | 11907.7865 | 83222.0294 | 19076.7581 | 0
193
194 |  | Miscellaneous Revenues
195 |  | 41160 | Gain on Sale of Utility Plant - CR |  | F12 |  | 0 | 0 | 0 | 0 | 0 | 0 | 0 | 0 | 0 | 196
196 |  | 41170 | Loss on Sale of Utility Plant |  | F12 |  | 0 | 0 | 0 | 0 | 0 | 0 | 0 | 0 | 0 | 201
197 |  | 4118 | Gain from Emission Allowances |  | F12 |  | 0 | 0 | 0 | 0 | 0 | 0 | 0 | 0 | 0 | 203
198 |  | 41181 | Gain from Disposition of NOX Credits |  | F12 |  | 0 | 0 | 0 | 0 | 0 | 0 | 0 | 0 | 0 | 208
199 |  | 4194 | Impact Housing Interest Income |  | F12 |  | 0 | 0 | 0 | 0 | 0 | 0 | 0 | 0 | 0 | 212
200 |  | 421 | (Gain)/Loss on Sale of Utility Plant |  | F12 |  | 0.062859 | 0.026242 | 0.0081896 | 0.013478 | 0.005414 | 0.0071133 | 0.0023187 | 0.00010308 | 0 | 223
201
202 |  | Total Miscellaneous Revenues |  |  |  |  | 0.062859 | 0.026242 | 0.0081896 | 0.013478 | 0.005414 | 0.0071133 | 0.0023187 | 0.00010308 | 0
203
204 |  | Miscellaneous Expenses
205 |  | 4311 | Interest on Customer Deposits |  | F80 |  | 0 | 0 | 0 | 0 | 0 | 0 | 0 | 0 | 0 | 229
206
207 |  | Net Miscellaneous Revenues And Expense |  |  |  |  | 0.062859 | 0.026242 | 0.0081896 | 0.013478 | 0.005414 | 0.0071133 | 0.0023187 | 0.00010308 | 0
208
209 |  | Distribution - METER - Unbundled
210 | [6 empty] | E: STEAM POWER GENERATION
211
212 |  | A |  | B | C |  | D | E | F | G | H | I | J | K
213 |  | FERC ACCT |  | DESCRIPTION | COS Factor |  | Washington Jurisdiction Normalized | Residential Schedule 16 | Small General Service Schedule 24 | Large General Service < 1,000 kW Schedule 36 | Large General Service > 1,000 kW Schedule 48 | Large General Dedicated Facilities Schedule 48 | Agricultural Pumping Schedule 40 | Street & Area Lighting Sch. 15, 51-54, 57
214 |  | 500 | Operation Suprvn & Engineering |  | F10 |  | 0 | 0 | 0 | 0 | 0 | 0 | 0 | 0 | 0 | 237
|  |  |  | JBG | F10 |  | 0 | 0 | 0 | 0 | 0 | 0 | 0 | 0 | 0 | 238
216 |  |  |  | CAGW | F10 |  | 0 | 0 | 0 | 0 | 0 | 0 | 0 | 0 | 0 | 239
217 |  |  |  | Total 500 |  |  | 0 | 0 | 0 | 0 | 0 | 0 | 0 | 0 | 0
218
219 |  | 501 | Fuel Related |  | F10 |  | 0 | 0 | 0 | 0 | 0 | 0 | 0 | 0 | 0 | 243
220 |  |  |  | S | F10 |  | 0 | 0 | 0 | 0 | 0 | 0 | 0 | 0 | 0 | 244
221 |  |  |  | SE | F10 |  | 0 | 0 | 0 | 0 | 0 | 0 | 0 | 0 | 0 | 245
222 |  |  |  | CAGW | F10 |  | 0 | 0 | 0 | 0 | 0 | 0 | 0 | 0 | 0 | 246
223 |  |  |  | CAGE | F10 |  | 0 | 0 | 0 | 0 | 0 | 0 | 0 | 0 | 0 | 247
224 |  |  |  | CAEW | F10 |  | 0 | 0 | 0 | 0 | 0 | 0 | 0 | 0 | 0 | 248
225 |  |  |  | CAEE | F10 |  | 0 | 0 | 0 | 0 | 0 | 0 | 0 | 0 | 0 | 249
226 |  |  |  | JBE | F10 |  | 0 | 0 | 0 | 0 | 0 | 0 | 0 | 0 | 0 | 250
227 |  |  |  | CAEE | F10 |  | 0 | 0 | 0 | 0 | 0 | 0 | 0 | 0 | 0 | 251
228 |  |  |  | JBG | F10 |  | 0 | 0 | 0 | 0 | 0 | 0 | 0 | 0 | 0 | 252
229 |  |  |  | Total 501 |  |  | 0 | 0 | 0 | 0 | 0 | 0 | 0 | 0 | 0
230
231 |  | 501NPC | Fuel Related - NPC
232 |  |  |  | S | F30 |  | 0 | 0 | 0 | 0 | 0 | 0 | 0 | 0 | 0 | 256
233 |  |  |  | CAEW | F30 |  | 0 | 0 | 0 | 0 | 0 | 0 | 0 | 0 | 0 | 257
234 |  |  | Total Fuel Related |  |  |  | 0 | 0 | 0 | 0 | 0 | 0 | 0 | 0 | 0
235
236
237 |  | 502 | Steam Expenses |  | F10 |  | 0 | 0 | 0 | 0 | 0 | 0 | 0 | 0 | 0 | 262
238 |  |  |  | SE/CAEW/CAEE | F10 |  | 0 | 0 | 0 | 0 | 0 | 0 | 0 | 0 | 0 | 263
239 |  |  |  | JBG | F10 |  | 0 | 0 | 0 | 0 | 0 | 0 | 0 | 0 | 0 | 265
240 |  |  |  | Total 502 |  |  | 0 | 0 | 0 | 0 | 0 | 0 | 0 | 0 | 0
241
242 |  | 503 | Steam From Other Sources |  | F10 |  | 0 | 0 | 0 | 0 | 0 | 0 | 0 | 0 | 0 | 270
243
244 |  | 503NPC | Steam From Other Sources-NPC
245 |  |  |  | S | F30 |  | 0 | 0 | 0 | 0 | 0 | 0 | 0 | 0 | 0 | 272
246 |  |  |  | SE | F30 |  | 0 | 0 | 0 | 0 | 0 | 0 | 0 | 0 | 0 | 273
247 |  |  |  | CAEE | F30 |  | 0 | 0 | 0 | 0 | 0 | 0 | 0 | 0 | 0 | 274
248 |  |  |  | Total Steam From Other Sources |  |  | 0 | 0 | 0 | 0 | 0 | 0 | 0 | 0 | 0
249
250 |  | 505 | Electric Expenses |  | F10 |  | 0 | 0 | 0 | 0 | 0 | 0 | 0 | 0 | 0 | 279
251 |  |  |  | JBG | F10 |  | 0 | 0 | 0 | 0 | 0 | 0 | 0 | 0 | 0 | 280
252 |  |  |  | Total 505 |  |  | 0 | 0 | 0 | 0 | 0 | 0 | 0 | 0 | 0
253
254 |  | 506 | Misc. Steam Expense |  | F10 |  | 0 | 0 | 0 | 0 | 0 | 0 | 0 | 0 | 0 | 284
255 |  |  |  | SE | F10 |  | 0 | 0 | 0 | 0 | 0 | 0 | 0 | 0 | 0 | 285
256 |  |  |  | JBG | F10 |  | 0 | 0 | 0 | 0 | 0 | 0 | 0 | 0 | 0 | 286
257 |  |  |  | Total 506 |  |  | 0 | 0 | 0 | 0 | 0 | 0 | 0 | 0 | 0
258
259 |  | 507 | Rents |  | F10 |  | 0 | 0 | 0 | 0 | 0 | 0 | 0 | 0 | 0 | 290
260 |  |  |  | CAGW | F10 |  | 0 | 0 | 0 | 0 | 0 | 0 | 0 | 0 | 0 | 292
261 |  |  |  | CAGE | F10 |  | 0 | 0 | 0 | 0 | 0 | 0 | 0 | 0 | 0 | 293
262 |  |  |  | JBG | F10 |  | 0 | 0 | 0 | 0 | 0 | 0 | 0 | 0 | 0 | 294
263 |  |  |  | CAGE | F10 |  | 0 | 0 | 0 | 0 | 0 | 0 | 0 | 0 | 0 | 295
264 |  |  |  | Total 507 |  |  | 0 | 0 | 0 | 0 | 0 | 0 | 0 | 0 | 0
265
266 |  | 510 | Maint Supervision & Engineering |  | F10 |  | 0 | 0 | 0 | 0 | 0 | 0 | 0 | 0 | 0 | 298
267 |  |  |  | JBG | F10 |  | 0 | 0 | 0 | 0 | 0 | 0 | 0 | 0 | 0 | 299
268 |  |  |  | Total 510 |  |  | 0 | 0 | 0 | 0 | 0 | 0 | 0 | 0 | 0
269
270 |  | 511 | Maintenance of Structures |  | F10 |  | 0 | 0 | 0 | 0 | 0 | 0 | 0 | 0 | 0 | 303
271 |  |  |  | CAGW | F10 |  | 0 | 0 | 0 | 0 | 0 | 0 | 0 | 0 | 0 | 304
272 |  |  |  | CAGE | F10 |  | 0 | 0 | 0 | 0 | 0 | 0 | 0 | 0 | 0 | 305
273 |  |  |  | JBG | F10 |  | 0 | 0 | 0 | 0 | 0 | 0 | 0 | 0 | 0 | 306
274 |  |  |  | CAGE | F10 |  | 0 | 0 | 0 | 0 | 0 | 0 | 0 | 0 | 0 | 307
275 |  |  |  | Total 511 |  |  | 0 | 0 | 0 | 0 | 0 | 0 | 0 | 0 | 0
276
277 |  | 512 | Maintenance of Boiler Plant |  | F10 |  | 0 | 0 | 0 | 0 | 0 | 0 | 0 | 0 | 0 | 311
278 |  |  |  |  | F10 |  | 0 | 0 | 0 | 0 | 0 | 0 | 0 | 0 | 0 | 312
279 |  |  |  | JBG | F10 |  | 0 | 0 | 0 | 0 | 0 | 0 | 0 | 0 | 0 | 313
280 |  |  |  | Total 512 |  |  | 0 | 0 | 0 | 0 | 0 | 0 | 0 | 0 | 0
281
282 |  | 513 | Maintenance of Electric Plant |  | F10 |  | 0 | 0 | 0 | 0 | 0 | 0 | 0 | 0 | 0 | 317
283 |  |  |  | CAGW | F10 |  | 0 | 0 | 0 | 0 | 0 | 0 | 0 | 0 | 0 | 318
284 |  |  |  | CAGE | F10 |  | 0 | 0 | 0 | 0 | 0 | 0 | 0 | 0 | 0 | 319
285 |  |  |  | JBG | F10 |  | 0 | 0 | 0 | 0 | 0 | 0 | 0 | 0 | 0 | 320
286 |  |  |  | CAGE | F10 |  | 0 | 0 | 0 | 0 | 0 | 0 | 0 | 0 | 0 | 321
287 |  |  |  | Total 513 |  |  | 0 | 0 | 0 | 0 | 0 | 0 | 0 | 0 | 0
288
289 |  | 514 | Maint of Misc. Steam Plant |  | F10 |  | 0 | 0 | 0 | 0 | 0 | 0 | 0 | 0 | 0 | 325
290 |  |  |  | CAGW | F10 |  | 0 | 0 | 0 | 0 | 0 | 0 | 0 | 0 | 0 | 326
291 |  |  |  | CAGE | F10 |  | 0 | 0 | 0 | 0 | 0 | 0 | 0 | 0 | 0 | 327
292 |  |  |  | JBG | F10 |  | 0 | 0 | 0 | 0 | 0 | 0 | 0 | 0 | 0 | 328
293 |  |  |  | CAGE | F10 |  | 0 | 0 | 0 | 0 | 0 | 0 | 0 | 0 | 0 | 329
294 |  |  |  | Total 514 |  |  | 0 | 0 | 0 | 0 | 0 | 0 | 0 | 0 | 0
295
296 |  | Total Steam Power Generation |  |  |  |  | 0 | 0 | 0 | 0 | 0 | 0 | 0 | 0 | 0
297
298
299 | [6 empty] | D: NUCLEAR POWER GENERATION
300
301
302 |  | 517 | Operation Super & Engineering |  | F10 |  | 0 | 0 | 0 | 0 | 0 | 0 | 0 | 0 | 0 | 336
303
304 |  | 518 | Nuclear Fuel Expense |  | F10 |  | 0 | 0 | 0 | 0 | 0 | 0 | 0 | 0 | 0 | 340
305
306 |  | 519 | Coolants and Water |  | F10 |  | 0 | 0 | 0 | 0 | 0 | 0 | 0 | 0 | 0 | 345
307
308 |  | 520 | Steam Expenses |  | F10 |  | 0 | 0 | 0 | 0 | 0 | 0 | 0 | 0 | 0 | 349
309
310 |  | 523 | Electric Expenses |  | F10 |  | 0 | 0 | 0 | 0 | 0 | 0 | 0 | 0 | 0 | 353
311
312 |  | 524 | Misc. Nuclear Expenses |  | F10 |  | 0 | 0 | 0 | 0 | 0 | 0 | 0 | 0 | 0 | 357
313
314 |  | 528 | Maint Supervision & Eng |  | F10 |  | 0 | 0 | 0 | 0 | 0 | 0 | 0 | 0 | 0 | 361
315
316 |  | 529 | Maintenance of Structures |  | F10 |  | 0 | 0 | 0 | 0 | 0 | 0 | 0 | 0 | 0 | 365
317
318 |  | 530 | Maintenance of Reactor Plant |  | F10 |  | 0 | 0 | 0 | 0 | 0 | 0 | 0 | 0 | 0 | 369
319
320 |  | 531 | Maintenance of Electric Plant |  | F10 |  | 0 | 0 | 0 | 0 | 0 | 0 | 0 | 0 | 0 | 373
321
322 |  | 532 | Maintenance of Misc Nuclear |  | F10 |  | 0 | 0 | 0 | 0 | 0 | 0 | 0 | 0 | 0 | 377
323
324 |  | Total Nuclear Power Generation |  |  |  |  | 0 | 0 | 0 | 0 | 0 | 0 | 0 | 0 | 0 | 380
325
326
327
328 |  | Distribution - METER - Unbundled |  |  |  |  | D: HYDRAULIC POWER GENERATION
329
330 |  | A |  | B | C |  | D | E | F | G | H | I | J | K
331 |  | FERC ACCT |  | DESCRIPTION | COS Factor |  | Washington Jurisdiction Normalized | Residential Schedule 16 | Small General Service Schedule 24 | Large General Service < 1,000 kW Schedule 36 | Large General Service > 1,000 kW Schedule 48 | Large General Dedicated Facilities Schedule 48 | Agricultural Pumping Schedule 40 | Street & Area Lighting Sch. 15, 51-54, 57
332 |  | 535 | Operation Super & Engineering
333 |  |  |  | DGP | F10 |  | 0 | 0 | 0 | 0 | 0 | 0 | 0 | 0 | 0 | 385
334 |  |  |  | CN | F10 |  | 0 | 0 | 0 | 0 | 0 | 0 | 0 | 0 | 0 | 386
335 |  |  |  | SG | F10 |  | 0 | 0 | 0 | 0 | 0 | 0 | 0 | 0 | 0 | 387
336 |  |  |  | SG-P | F10 |  | 0 | 0 | 0 | 0 | 0 | 0 | 0 | 0 | 0 | 388
337 |  |  |  | SG-U | F10 |  | 0 | 0 | 0 | 0 | 0 | 0 | 0 | 0 | 0 | 389
338
339 |  | 536 | Water For Power |  | F10 |  | 0 | 0 | 0 | 0 | 0 | 0 | 0 | 0 | 0 | 398
340
341 |  | 537 | Hydraulic Expenses |  | F10 |  | 0 | 0 | 0 | 0 | 0 | 0 | 0 | 0 | 0 | 406
342
343 |  | 538 | Electric Expenses |  | F10 |  | 0 | 0 | 0 | 0 | 0 | 0 | 0 | 0 | 0 | 410
344
345 |  | 539 | Misc. Hydro Expenses |  | F10 |  | 0 | 0 | 0 | 0 | 0 | 0 | 0 | 0 | 0 | 418
346
347 |  | 540 | Rents (Hydro Generation) |  | F10 |  | 0 | 0 | 0 | 0 | 0 | 0 | 0 | 0 | 0 | 426
348
349 |  | 541 | Maint Supervision & Engineering |  | F10 |  | 0 | 0 | 0 | 0 | 0 | 0 | 0 | 0 | 0 | 434
350
351 |  | 542 | Maintenance of Structures |  | F10 |  | 0 | 0 | 0 | 0 | 0 | 0 | 0 | 0 | 0 | 442
352
353 |  | 543 | Maint of Dams & Waterways |  | F10 |  | 0 | 0 | 0 | 0 | 0 | 0 | 0 | 0 | 0 | 450
354
355 |  | 544 | Maintenance of Electric Plant |  | F10 |  | 0 | 0 | 0 | 0 | 0 | 0 | 0 | 0 | 0 | 458
356
357 |  | 545 | Maint of Misc. Hydro Plant |  | F10
|  |  |  | SG | F10 |  | 0 | 0 | 0 | 0 | 0 | 0 | 0 | 0 | 0 | 461
|  |  |  | SG-P | F10 |  | 0 | 0 | 0 | 0 | 0 | 0 | 0 | 0 | 0 | 462
|  |  |  | SG-U | F10 |  | 0 | 0 | 0 | 0 | 0 | 0 | 0 | 0 | 0 | 463
|  |  |  | CAGW | F10 |  | 0 | 0 | 0 | 0 | 0 | 0 | 0 | 0 | 0 | 464
|  |  |  | CAGE | F10 |  | 0 | 0 | 0 | 0 | 0 | 0 | 0 | 0 | 0 | 465
363
364 |  | Total Hydraulic Power Generation |  |  |  |  | 0 | 0 | 0 | 0 | 0 | 0 | 0 | 0 | 0
365
366
367 | [6 empty] | D: OTHER POWER GENERATION
368
369
370 |  | 546 | Operation Super & Engineering |  | F10 |  | 0 | 0 | 0 | 0 | 0 | 0 | 0 | 0 | 0 | 472
371
372 |  | 547 | Fuel |  | F30 |  | 0 | 0 | 0 | 0 | 0 | 0 | 0 | 0 | 0 | 476
373 |  |  |  | CAEW/CAEE | F30 |  | 0 | 0 | 0 | 0 | 0 | 0 | 0 | 0 | 0 | 477
374
375
376 |  | 547NPC | Fuel-NPC |  | F30
377 |  |  |  | CAEW | F30 |  | 0 | 0 | 0 | 0 | 0 | 0 | 0 | 0 | 0 | 480
378 |  |  |  | S | F30 |  | 0 | 0 | 0 | 0 | 0 | 0 | 0 | 0 | 0 | 481
379 |  |  |  | Total 547 |  |  | 0 | 0 | 0 | 0 | 0 | 0 | 0 | 0 | 0
380
381 |  | 548 | Generation Expense |  | F10 |  | 0 | 0 | 0 | 0 | 0 | 0 | 0 | 0 | 0 | 486
382 |  |  |  | CAGW | F10 |  | 0 | 0 | 0 | 0 | 0 | 0 | 0 | 0 | 0 | 488
383 |  |  |  | Total 548 |  |  | 0 | 0 | 0 | 0 | 0 | 0 | 0 | 0 | 0
384
385 |  | 549 | Miscellaneous Other |  | F10 |  | 0 | 0 | 0 | 0 | 0 | 0 | 0 | 0 | 0 | 492
386 |  |  |  | CAGE/CAGW | F10 |  | 0 | 0 | 0 | 0 | 0 | 0 | 0 | 0 | 0 | 493
387
388 |  | 550/551 | Maint Supervision & Engineering
389 |  |  |  | CAGW | F10 |  | 0 | 0 | 0 | 0 | 0 | 0 | 0 | 0 | 0 | 498
390 |  |  |  | SG | F10 |  | 0 | 0 | 0 | 0 | 0 | 0 | 0 | 0 | 0 | 499
391 |  |  |  | Total 550 |  |  | 0 | 0 | 0 | 0 | 0 | 0 | 0 | 0 | 0
392
393 |  | 552 | Maintenance of Structures |  | F10 |  | 0 | 0 | 0 | 0 | 0 | 0 | 0 | 0 | 0 | 505
394
395 |  | 553 | Maint of Generation & Elect Plant |  | F10 |  | 0 | 0 | 0 | 0 | 0 | 0 | 0 | 0 | 0 | 509
396 |  |  |  | CAGW | F10 |  | 0 | 0 | 0 | 0 | 0 | 0 | 0 | 0 | 0 | 510
397 |  |  |  | Total 553 |  |  | 0 | 0 | 0 | 0 | 0 | 0 | 0 | 0 | 0
398
399 |  | 554 | Maintenance of Misc. Other |  | F10 |  | 0 | 0 | 0 | 0 | 0 | 0 | 0 | 0 | 0 | 514
400 |  |  |  | CAGW | F10 |  | 0 | 0 | 0 | 0 | 0 | 0 | 0 | 0 | 0 | 515
401 |  |  |  | Total 554 |  |  | 0 | 0 | 0 | 0 | 0 | 0 | 0 | 0 | 0
402
403 |  | Total Other Power Generation |  |  |  |  | 0 | 0 | 0 | 0 | 0 | 0 | 0 | 0 | 0
404
405
406 | [6 empty] | D: OTHER POWER SUPPLY
407
408
409 |  | 555 | Purchased Power |  | F10 |  | 0 | 0 | 0 | 0 | 0 | 0 | 0 | 0 | 0 | 520
410 |  |  |  | SG | F10 |  | 0 | 0 | 0 | 0 | 0 | 0 | 0 | 0 | 0 | 521
411 |  |  |  | SE | F10 |  | 0 | 0 | 0 | 0 | 0 | 0 | 0 | 0 | 0 | 522
412
413 |  | 555NPC | Purchased Power-NPC
414 |  |  |  | CAGW | F30 |  | 0 | 0 | 0 | 0 | 0 | 0 | 0 | 0 | 0 | 525
415 |  |  |  | CAEW | F30 |  | 0 | 0 | 0 | 0 | 0 | 0 | 0 | 0 | 0 | 526
416 |  |  |  | DGP | F30 |  | 0 | 0 | 0 | 0 | 0 | 0 | 0 | 0 | 0 | 527
417 |  |  |  | DGP | F30 |  | 0 | 0 | 0 | 0 | 0 | 0 | 0 | 0 | 0 | 528
418 |  |  |  | Total 555 |  |  | 0 | 0 | 0 | 0 | 0 | 0 | 0 | 0 | 0
419
420
421 |  | 556 | System Control & Load Dispatch |  | F10 |  | 0 | 0 | 0 | 0 | 0 | 0 | 0 | 0 | 0 | 532
422
423 |  | 557 | Other Expenses |  | F10 |  | 0 | 0 | 0 | 0 | 0 | 0 | 0 | 0 | 0 | 541
424
425
426 |  | Embedded Cost Differentials
427 |  |  |  | Company Owned Hydro | F10 |  | 0 | 0 | 0 | 0 | 0 | 0 | 0 | 0 | 0 | 544
428 |  |  |  | Company Owned Hydro | F10 |  | 0 | 0 | 0 | 0 | 0 | 0 | 0 | 0 | 0 | 545
|  |  |  | Mid-C Contract | F10 |  | 0 | 0 | 0 | 0 | 0 | 0 | 0 | 0 | 0 | 546
430 |  |  |  | Mid-C Contract | F10 |  | 0 | 0 | 0 | 0 | 0 | 0 | 0 | 0 | 0 | 547
431 |  |  |  | Existing QF Contracts | F10 |  | 0 | 0 | 0 | 0 | 0 | 0 | 0 | 0 | 0 | 548
432 |  |  |  | Existing QF Contracts | F10 |  | 0 | 0 | 0 | 0 | 0 | 0 | 0 | 0 | 0 | 548
433 | [6 empty] | 0 | 0 | 0 | 0 | 0 | 0 | 0 | 0 | 0
434
435 |  | Total Other Power Supply |  |  |  |  | 0 | 0 | 0 | 0 | 0 | 0 | 0 | 0 | 0
436
437 |  | TOTAL GENERATION EXPENSE |  |  |  |  | 0 | 0 | 0 | 0 | 0 | 0 | 0 | 0 | 0
438
439 |  | Distribution - METER - Unbundled |  |  |  |  | D: TRANSMISSION EXPENSE
440
441
442 |  | A |  | B | C |  | D | E | F | G | H | I | J | K
443 |  | FERC ACCT |  | DESCRIPTION | COS Factor |  | Washington Jurisdiction Normalized | Residential Schedule 16 | Small General Service Schedule 24 | Large General Service < 1,000 kW Schedule 36 | Large General Service > 1,000 kW Schedule 48 | Large General Dedicated Facilities Schedule 48 | Agricultural Pumping Schedule 40 | Street & Area Lighting Sch. 15, 51-54, 57
444 |  | 560 | Operation Supervision & Eng |  | F12 |  | 0 | 0 | 0 | 0 | 0 | 0 | 0 | 0 | 0 | 560
445
446 |  | 561 | Load Dispatching |  | F12 |  | 0 | 0 | 0 | 0 | 0 | 0 | 0 | 0 | 0 | 565
447
448 |  | 562 | Station Expense |  | F12 |  | 0 | 0 | 0 | 0 | 0 | 0 | 0 | 0 | 0 | 571
449
450 |  | 563 | Overhead Line Expense |  | F12 |  | 0 | 0 | 0 | 0 | 0 | 0 | 0 | 0 | 0 | 576
451
452 |  | 564 | Underground Line Expense |  | F12 |  | 0 | 0 | 0 | 0 | 0 | 0 | 0 | 0 | 0 | 580
453
454 |  | 565 | Transm of Electricity by Others |  | F12 |  | 0 | 0 | 0 | 0 | 0 | 0 | 0 | 0 | 0 | 584
455
456 |  | 565NPC | Transmission of Electricity by Others-NPC
457 |  |  | CAGW |  | F12 |  | 0 | 0 | 0 | 0 | 0 | 0 | 0 | 0 | 0 | 587
458 |  |  | SE |  | F12 |  | 0 | 0 | 0 | 0 | 0 | 0 | 0 | 0 | 0 | 588
459 |  |  | SE |  | F12 |  | 0 | 0 | 0 | 0 | 0 | 0 | 0 | 0 | 0 | 589
460 | [6 empty] | 0 | 0 | 0 | 0 | 0 | 0 | 0 | 0 | 0
461
462 |  | 566 | Misc. Transmission Expense |  | F12 |  | 0 | 0 | 0 | 0 | 0 | 0 | 0 | 0 | 0 | 595
463
464 |  | 567 | Rents - Transmission |  | F12 |  | 0 | 0 | 0 | 0 | 0 | 0 | 0 | 0 | 0 | 600
465
466 |  | 568 | Maint Supervision & Engineering |  | F12 |  | 0 | 0 | 0 | 0 | 0 | 0 | 0 | 0 | 0 | 605
467
468 |  | 569 | Maintenance of Structures |  | F12 |  | 0 | 0 | 0 | 0 | 0 | 0 | 0 | 0 | 0 | 610
469
470 |  | 570 | Maint of Station Equipment |  | F12 |  | 0 | 0 | 0 | 0 | 0 | 0 | 0 | 0 | 0 | 616
471
472 |  | 571 | Maintenance of Overhead Lines |  | F12 |  | 0 | 0 | 0 | 0 | 0 | 0 | 0 | 0 | 0 | 622
473
474 |  | 572 | Maint of Underground Lines |  | F12 |  | 0 | 0 | 0 | 0 | 0 | 0 | 0 | 0 | 0 | 628
475
476 |  | 573 | Maint of Misc Transmission Plant |  | F12 |  | 0 | 0 | 0 | 0 | 0 | 0 | 0 | 0 | 0 | 631
477
478
479 |  | TOTAL TRANSMISSION EXPENSE |  |  |  |  | 0 | 0 | 0 | 0 | 0 | 0 | 0 | 0 | 0
480
481
482
483
484
485
486
487
488
489
490
491 |  | Distribution - METER - Unbundled |  |  |  |  | D: DISTRIBUTION EXPENSE
492
493
494 |  | A |  | B | C |  | D | E | F | G | H | I | J | K
495 |  | FERC ACCT |  | DESCRIPTION | COS Factor |  | Washington Jurisdiction Normalized | Residential Schedule 16 | Small General Service Schedule 24 | Large General Service < 1,000 kW Schedule 36 | Large General Service > 1,000 kW Schedule 48 | Large General Dedicated Facilities Schedule 48 | Agricultural Pumping Schedule 40 | Street & Area Lighting Sch. 15, 51-54, 57
496 |  | 580 | Operation Supervision & Eng |  | F131 |  | 32884.2534 | 19911.3306 | 4975.4718 | 4369.0042 | 1629.6118 | 579.7455 | 1237.3727 | 181.7168 | 0 | 639
497
498 |  | 581 | Load Dispatching |  | F20 |  | 0 | 0 | 0 | 0 | 0 | 0 | 0 | 0 | 0 | 644
499
500 |  | 582 | Station Expense |  | F120 |  | 0 | 0 | 0 | 0 | 0 | 0 | 0 | 0 | 0 | 649
501
502 |  | 583 | Overhead Line Expenses |  | F132 |  | 0 | 0 | 0 | 0 | 0 | 0 | 0 | 0 | 0 | 654
503
504 |  | 584 | Underground Line Expense |  | F133 |  | 0 | 0 | 0 | 0 | 0 | 0 | 0 | 0 | 0 | 659
505
506 |  | 585 | Street Lighting & Signal Systems |  | F130 |  | 18034.5475 | 0 | 0 | 0 | 0 | 0 | 0 | 18034.5475 | 0 | 664
507
508 |  | 586 | Meter Expenses |  | F127 |  | 239163 | 161547.4498 | 42122.2222 | 18387.7745 | 2552.9295 | 1601.3007 | 12951.3233 | 0 | 0 | 669
509
510 |  | 587 | Customer Installation Expenses |  | F20 |  | 0 | 0 | 0 | 0 | 0 | 0 | 0 | 0 | 0 | 674
511
512 |  | 588 | Misc. Distribution Expenses |  | F131 |  | 0 | 0 | 0 | 0 | 0 | 0 | 0 | 0 | 0 | 680
513
514 |  | 589 | Rents |  | F131 |  | 0 | 0 | 0 | 0 | 0 | 0 | 0 | 0 | 0 | 685
515
516 |  | 590 | Maint Supervision & Engineering |  | F131 |  | 8878.2136 | 5375.7354 | 1343.2965 | 1179.5601 | 439.9687 | 156.5219 | 334.0705 | 49.0606 | 0 | 690
517
518 |  | 591 | Maintenance of Structures |  | F119 |  | 0 | 0 | 0 | 0 | 0 | 0 | 0 | 0 | 0 | 695
519
520 |  | 592 | Maint of Station Equipment |  | F120 |  | 0 | 0 | 0 | 0 | 0 | 0 | 0 | 0 | 0 | 700
521
522 |  | 593 | Maintenance of Overhead Lines |  | F134 |  | 0 | 0 | 0 | 0 | 0 | 0 | 0 | 0 | 0 | 705
523
524 |  | 594 | Maint of Underground Lines |  | F135 |  | 0 | 0 | 0 | 0 | 0 | 0 | 0 | 0 | 0 | 710
525
526 |  | 595 | Maint of Line Transformers |  | F125 |  | 0 | 0 | 0 | 0 | 0 | 0 | 0 | 0 | 0 | 715
527
528 |  | 596 | Maint of Street Lighting & Signals |  | F130 |  | 0 | 0 | 0 | 0 | 0 | 0 | 0 | 0 | 0 | 720
529
530 |  | 597 | Maintenance of Meters |  | F127 |  | 13950.484 | 9423.1345 | 2457.0079 | 1072.5671 | 148.9135 | 93.4046 | 755.4564 | 0 | 0 | 725
531
532 |  | 598 | Maint of Misc. Distribution Plant |  | F131 |  | 0 | 0 | 0 | 0 | 0 | 0 | 0 | 0 | 0 | 730
533
534 |  | TOTAL DISTRIBUTION EXPENSE |  |  |  |  | 312910.4984 | 196257.6502 | 50897.9983 | 25008.9059 | 4771.4234 | 2430.9726 | 15278.223 | 18265.3249 | 0
535
536
537 | [6 empty] | D: CUSTOMER ACCOUNTS EXPENSE
538
539
540 |  | 901 | Supervision |  | F136 |  | 0 | 0 | 0 | 0 | 0 | 0 | 0 | 0 | 0 | 737
541
542 |  | 902 | Meter Reading Expense |  | F41 |  | 0 | 0 | 0 | 0 | 0 | 0 | 0 | 0 | 0 | 742
543
544 |  | 903 | Customer Receipts & Collections |  | F42 |  | 0 | 0 | 0 | 0 | 0 | 0 | 0 | 0 | 0 | 747
545
546 |  | 904 | Uncollectible Accounts |  | F80 |  | 0 | 0 | 0 | 0 | 0 | 0 | 0 | 0 | 0 | 753
547
548 |  | 905 | Misc. Customer Accounts Exp |  | F136 |  | 0 | 0 | 0 | 0 | 0 | 0 | 0 | 0 | 0 | 758
549
550 |  | TOTAL CUSTOMER ACCOUNTS EXPENSE |  |  |  |  | 0 | 0 | 0 | 0 | 0 | 0 | 0 | 0 | 0
551
552 |  | Distribution - METER - Unbundled |  |  |  |  | D: CUSTOMER SERVICE EXPENSE
553
554 |  | A |  | B | C |  | D | E | F | G | H | I | J | K
555 |  | FERC ACCT |  | DESCRIPTION | COS Factor |  | Washington Jurisdiction Normalized | Residential Schedule 16 | Small General Service Schedule 24 | Large General Service < 1,000 kW Schedule 36 | Large General Service > 1,000 kW Schedule 48 | Large General Dedicated Facilities Schedule 48 | Agricultural Pumping Schedule 40 | Street & Area Lighting Sch. 15, 51-54, 57
556 |  | 907 | Supervision |  | F40 |  | 0 | 0 | 0 | 0 | 0 | 0 | 0 | 0 | 0 | 765
557
558 |  | 908 | Customer Assistance |  | F40 |  | 0 | 0 | 0 | 0 | 0 | 0 | 0 | 0 | 0 | 770
559
560 |  | 909 | Informational & Instructional Adv |  | F40 |  | 0 | 0 | 0 | 0 | 0 | 0 | 0 | 0 | 0 | 776
561
562 |  | 910 | Misc. Customer Service |  | F40 |  | 0 | 0 | 0 | 0 | 0 | 0 | 0 | 0 | 0 | 781
563
564 |  | TOTAL CUSTOMER SERVICE EXPENSE |  |  |  |  | 0 | 0 | 0 | 0 | 0 | 0 | 0 | 0 | 0
565
566
567 | [6 empty] | D: SALES EXPENSE
568
569
570 |  | 911 | Supervision |  | F40 |  | 0 | 0 | 0 | 0 | 0 | 0 | 0 | 0 | 0 | 788
571
572 |  | 912 | Demonstration & Selling Expense |  | F40 |  | 0 | 0 | 0 | 0 | 0 | 0 | 0 | 0 | 0 | 793
573
574 |  | 913 | Advertising Expense |  | F40 |  | 0 | 0 | 0 | 0 | 0 | 0 | 0 | 0 | 0 | 798
575
576 |  | 916 | Misc. Sales Expense |  | F40 |  | 0 | 0 | 0 | 0 | 0 | 0 | 0 | 0 | 0 | 803
577
578 |  | TOTAL SALES EXPENSE |  |  |  |  | 0 | 0 | 0 | 0 | 0 | 0 | 0 | 0 | 0
579
580
581 | [6 empty] | D: ADMINISTRATION & GENERAL EXPENSE
582
583
584 |  | 920 | Administrative & General Salaries |  | F102D |  | 0 | 0 | 0 | 0 | 0 | 0 | 0 | 0 | 0 | 809
585 |  |  |  | Customer - System | F42 |  | 0 | 0 | 0 | 0 | 0 | 0 | 0 | 0 | 0 | 810
586 |  |  |  | System Overheads | F102D |  | 0 | 0 | 0 | 0 | 0 | 0 | 0 | 0 | 0 | 811
587 |  |  |  | Administrative & General Salaries |  |  | 0 | 0 | 0 | 0 | 0 | 0 | 0 | 0 | 0
588
589 |  | 921 | Office Supplies & expenses |  | F102D |  | 0 | 0 | 0 | 0 | 0 | 0 | 0 | 0 | 0 | 815
590 |  |  |  | Customer - System | F42 |  | 0 | 0 | 0 | 0 | 0 | 0 | 0 | 0 | 0 | 816
591 |  |  |  | System Overheads | F102D |  | 0 | 0 | 0 | 0 | 0 | 0 | 0 | 0 | 0 | 817
592 |  |  |  | Office Supplies & expenses |  |  | 0 | 0 | 0 | 0 | 0 | 0 | 0 | 0 | 0
593
594 |  | 922 | A&G Expenses Transferred |  | F102D |  | 0 | 0 | 0 | 0 | 0 | 0 | 0 | 0 | 0 | 821
595
596 |  | 923 | Outside Services |  | F102D |  | 0 | 0 | 0 | 0 | 0 | 0 | 0 | 0 | 0 | 825
597 |  |  |  | Customer - System | F42 |  | 0 | 0 | 0 | 0 | 0 | 0 | 0 | 0 | 0 | 826
598 |  |  |  | System Overheads | F102D |  | 0 | 0 | 0 | 0 | 0 | 0 | 0 | 0 | 0 | 827
599 |  |  |  | JBG | F102D |  | 0 | 0 | 0 | 0 | 0 | 0 | 0 | 0 | 0 | 828
600 |  |  |  | System Overheads | F102D |  | 0 | 0 | 0 | 0 | 0 | 0 | 0 | 0 | 0 | 829
601 |  |  |  | Outside Services |  |  | 0 | 0 | 0 | 0 | 0 | 0 | 0 | 0 | 0
602
603 |  | 924 | Property Insurance
604 |  |  |  | S | F102D |  | 0 | 0 | 0 | 0 | 0 | 0 | 0 | 0 |  | 833
605 |  |  |  | CAGW | F102D |  | 0 | 0 | 0 | 0 | 0 | 0 | 0 | 0 |  | 834
606 |  |  |  | SO | F102D |  | 0 | 0 | 0 | 0 | 0 | 0 | 0 | 0 |  | 835
607
608 |  | 925 | Injuries & Damages |  | F102D |  | 0 | 0 | 0 | 0 | 0 | 0 | 0 | 0 | 0 | 839
609 |  |  | Injuries & Damages |  | F102D |  | 0 | 0 | 0 | 0 | 0 | 0 | 0 | 0 | 0 | 840
610
611 |  | 926 | Employee Pensions & Benefits |  | F138D |  | 0 | 0 | 0 | 0 | 0 | 0 | 0 | 0 | 0 | 847
612
613 |  | 927 | Franchise Requirements |  | F102 |  | 0 | 0 | 0 | 0 | 0 | 0 | 0 | 0 | 0 | 852
614
615 |  | 928 | Regulatory Commission Expense |  | F141 |  | 0 | 0 | 0 | 0 | 0 | 0 | 0 | 0 | 0 | 859
616 |  |  |  | Regulatory Expense | F141 |  | 0 | 0 | 0 | 0 | 0 | 0 | 0 | 0 | 0 | 860
617
618 |  | 929 | Duplicate Charges |  | F138D |  | 0 | 0 | 0 | 0 | 0 | 0 | 0 | 0 | 0 | 868
619
620 |  | 930 | Misc General Expenses
621 |  |  |  | Situs | F138D |  | 0 | 0 | 0 | 0 | 0 | 0 | 0 | 0 | 0 | 871
622 |  |  |  | Customer | F138D |  | 0 | 0 | 0 | 0 | 0 | 0 | 0 | 0 | 0 | 872
623 |  |  |  | Labor | F138D |  | 0 | 0 | 0 | 0 | 0 | 0 | 0 | 0 | 0 | 873
624 |  |  |  | Labor | F138D |  | 0 | 0 | 0 | 0 | 0 | 0 | 0 | 0 | 0 | 874
625 |  |  |  | Customer | F138D |  | 0 | 0 | 0 | 0 | 0 | 0 | 0 | 0 | 0 | 875
626
627 |  | 931 | Rents |  | F102D |  | 0 | 0 | 0 | 0 | 0 | 0 | 0 | 0 | 0 | 881
628
629 |  | 935 | Maintenance of General Plant |  | F108 |  | 0 | 0 | 0 | 0 | 0 | 0 | 0 | 0 | 0 | 887
630
631 |  | TOTAL ADMINISTRATIVE & GEN EXPENSE |  |  |  |  | 0 | 0 | 0 | 0 | 0 | 0 | 0 | 0 | 0
632
633
634 |  | TOTAL O & M EXPENSE |  |  |  |  | 312910.4984 | 196257.6502 | 50897.9983 | 25008.9059 | 4771.4234 | 2430.9726 | 15278.223 | 18265.3249 | 0
635
636 |  | Distribution - METER - Unbundled |  |  |  |  | D: DEPRECIATION EXPENSE
637
638 |  | A |  | B | C |  | D | E | F | G | H | I | J | K
639 |  | FERC ACCT |  | DESCRIPTION | COS Factor |  | Washington Jurisdiction Normalized | Residential Schedule 16 | Small General Service Schedule 24 | Large General Service < 1,000 kW Schedule 36 | Large General Service > 1,000 kW Schedule 48 | Large General Dedicated Facilities Schedule 48 | Agricultural Pumping Schedule 40 | Street & Area Lighting Sch. 15, 51-54, 57
640 |  | 403SP | Steam Depreciation |  | F10 |  | 0 | 0 | 0 | 0 | 0 | 0 | 0 | 0 | 0 | 900
641
642 |  | 403NP | Nuclear Depreciation |  | F10 |  | 0 | 0 | 0 | 0 | 0 | 0 | 0 | 0 | 0 | 904
643
644 |  | 403HP | Hydro Depreciation |  | F10 |  | 0 | 0 | 0 | 0 | 0 | 0 | 0 | 0 | 0 | 913
645
646 |  | 403OP | Other Generation Depreciation |  | F10 |  | 0 | 0 | 0 | 0 | 0 | 0 | 0 | 0 | 0 | 916
647 |  |  |  | SG | F10 |  | 0 | 0 | 0 | 0 | 0 | 0 | 0 | 0 | 0 | 917
648 |  |  |  | CAGW | F10 |  | 0 | 0 | 0 | 0 | 0 | 0 | 0 | 0 | 0 | 918
649 |  |  |  | CAGE | F10 |  | 0 | 0 | 0 | 0 | 0 | 0 | 0 | 0 | 0 | 919
650 |  |  |  | SG | F10 |  | 0 | 0 | 0 | 0 | 0 | 0 | 0 | 0 | 0 | 920
651 |  |  |  | CAGE | F10 |  | 0 | 0 | 0 | 0 | 0 | 0 | 0 | 0 | 0 | 921
652 |  |  |  | Total 403OP |  |  | 0 | 0 | 0 | 0 | 0 | 0 | 0 | 0 | 0
653
654 |  | 403TP | Transmission Depreciation |  | F106 |  | 0 | 0 | 0 | 0 | 0 | 0 | 0 | 0 | 0 | 929
655
656 |  | 403 | Distribution Depreciation
657 |  |  |  | Land Rights | F118 |  | 0 | 0 | 0 | 0 | 0 | 0 | 0 | 0 | 0 | 932
658 |  |  |  | Structures | F119 |  | 0 | 0 | 0 | 0 | 0 | 0 | 0 | 0 | 0 | 933
659 |  |  |  | Station Equip | F120 |  | 0 | 0 | 0 | 0 | 0 | 0 | 0 | 0 | 0 | 934
660 |  |  |  | Poles & Towers | F121 |  | 0 | 0 | 0 | 0 | 0 | 0 | 0 | 0 | 0 | 936
661 |  |  |  | OH Conductors | F122 |  | 0 | 0 | 0 | 0 | 0 | 0 | 0 | 0 | 0 | 937
662 |  |  |  | UG Conduit | F123 |  | 0 | 0 | 0 | 0 | 0 | 0 | 0 | 0 | 0 | 938
663 |  |  |  | UG Conductor | F124 |  | 0 | 0 | 0 | 0 | 0 | 0 | 0 | 0 | 0 | 939
664 |  |  |  | Line Transformer | F125 |  | 0 | 0 | 0 | 0 | 0 | 0 | 0 | 0 | 0 | 940
665 |  |  |  | Services | F126 |  | 0 | 0 | 0 | 0 | 0 | 0 | 0 | 0 | 0 | 941
666 |  |  |  | Meters | F127 |  | 797545.3267 | 538718.0023 | 140466.4662 | 61318.3629 | 8513.3444 | 5339.9142 | 43189.2366 | 0 | 0 | 942
667 |  |  |  | Inst Cust Premises | F128 |  | 0 | 0 | 0 | 0 | 0 | 0 | 0 | 0 | 0 | 943
668 |  |  |  | Leased Property | F129 |  | 0 | 0 | 0 | 0 | 0 | 0 | 0 | 0 | 0 | 944
669 |  |  |  | Street Lighting | F130 |  | 0 | 0 | 0 | 0 | 0 | 0 | 0 | 0 | 0 | 945
670 |  |  | Total Distribution Expense |  |  |  | 797545.3267 | 538718.0023 | 140466.4662 | 61318.3629 | 8513.3444 | 5339.9142 | 43189.2366 | 0 | 0
671
672 |  | 403GP | General Depreciation
673 |  |  |  | S | F107D |  | 22235.0072 | 13601.7089 | 3722.3758 | 2491.5433 | 847.8218 | 240.6142 | 1141.266 | 189.6772 | 0 | 949
674 |  |  |  | DGP | F105D |  | 0 | 0 | 0 | 0 | 0 | 0 | 0 | 0 | 0 | 950
675 |  |  |  | DGU | F105D |  | 0 | 0 | 0 | 0 | 0 | 0 | 0 | 0 | 0 | 951
676 |  |  |  | SE | F10 |  | 0 | 0 | 0 | 0 | 0 | 0 | 0 | 0 | 0 | 952
677 |  |  |  | CN | F42 |  | 0 | 0 | 0 | 0 | 0 | 0 | 0 | 0 | 0 | 953
678 |  |  |  | SG/CAGW/CAGE | F105D |  | 0 | 0 | 0 | 0 | 0 | 0 | 0 | 0 | 0 | 954
679 |  |  |  | SO | F102D |  | 13394.7521 | 8193.9042 | 2242.4234 | 1500.9487 | 510.7425 | 144.9502 | 687.5183 | 114.2648 | 0 | 955
680 |  |  |  | CAEW | F105D |  | 0 | 0 | 0 | 0 | 0 | 0 | 0 | 0 | 0 | 956
681 |  |  |  | JBG | F105D |  | 0 | 0 | 0 | 0 | 0 | 0 | 0 | 0 | 0 | 957
682 |  |  |  | JBE | F10 |  | 0 | 0 | 0 | 0 | 0 | 0 | 0 | 0 | 0 | 958
683 |  |  | Total General Expense |  |  |  | 35629.7593 | 21795.6131 | 5964.7992 | 3992.492 | 1358.5643 | 385.5644 | 1828.7843 | 303.942 | 0
684
685 |  | 403GV0 | General Vehicles |  | F105D |  | 0 | 0 | 0 | 0 | 0 | 0 | 0 | 0 | 0 | 962
686
687 |  | 403MP | Mining Depreciation |  | F10 |  | 0 | 0 | 0 | 0 | 0 | 0 | 0 | 0 | 0 | 966
688
689 |  | 403EP | Experimental Plant Depreciation |  | F10 |  | 0 | 0 | 0 | 0 | 0 | 0 | 0 | 0 | 0 | 972
690
691
692 |  | TOTAL DEPRECIATION EXPENSE |  |  |  |  | 833175.086 | 560513.6154 | 146431.2655 | 65310.8549 | 9871.9088 | 5725.4786 | 45018.0209 | 303.942 | 0
693
694 | [6 empty] | D: AMORTIZATION EXPENSE
695
696
697 |  | 404CLG | Amort of LT Plant - Cap. Lease Gen
698 |  |  |  | S | F12 |  | 2292.731 | 957.1517 | 298.7084 | 491.6138 | 197.4722 | 259.4533 | 84.5718 | 3.7598 | 0 | 977
699 |  |  |  | SG/CAGW | F10 |  | 0 | 0 | 0 | 0 | 0 | 0 | 0 | 0 | 0 | 978
700 |  |  |  | SO | F102D |  | 57.3569 | 35.0867 | 9.6022 | 6.4271 | 2.187 | 0.62068 | 2.944 | 0.48929 | 0 | 979
701 |  |  |  | DGU | F10 | [10 empty] | 980
702 |  |  |  | CN | F42 |  | 0 | 0 | 0 | 0 | 0 | 0 | 0 | 0 | 0 | 981
703 |  |  |  | DGP | F10 |  | 0 | 0 | 0 | 0 | 0 | 0 | 0 | 0 | 0 | 982
704 |  |  |  | SG | F10 |  | 0 | 0 | 0 | 0 | 0 | 0 | 0 | 0 | 0 | 983
705 |  |  | Total Amort. Cap. Lease General |  |  |  | 2350.0879 | 992.2384 | 308.3106 | 498.0409 | 199.6592 | 260.074 | 87.5157 | 4.2491 | 0
706
707 |  | 404CLS | Amort of LT Plant - Cap Lease Steam |  | F10 |  | 0 | 0 | 0 | 0 | 0 | 0 | 0 | 0 | 0 | 989
708
709 |  | 404IP | Amort of LT Plant - Intangible Plant
710 |  |  |  | S | F107D |  | 2.97 | 1.8168 | 0.49722 | 0.33281 | 0.11325 | 0.03214 | 0.15244 | 0.025336 | 0 | 992
711 |  |  |  | SE | F10 |  | 0 | 0 | 0 | 0 | 0 | 0 | 0 | 0 | 0 | 993
712 |  |  |  | SG | F105D |  | 0 | 0 | 0 | 0 | 0 | 0 | 0 | 0 | 0 | 994
713 |  |  |  | SO | F102D |  | 21299.367 | 13029.3544 | 3565.7397 | 2386.7001 | 812.1458 | 230.4893 | 1093.2419 | 181.6957 | 0 | 995
714 |  |  |  | CN | F42 |  | 0 | 0 | 0 | 0 | 0 | 0 | 0 | 0 | 0 | 996
715 |  |  |  | SG-P | F10 |  | 0 | 0 | 0 | 0 | 0 | 0 | 0 | 0 | 0 | 997
716 |  |  |  | SG-U | F10 |  | 0 | 0 | 0 | 0 | 0 | 0 | 0 | 0 | 0 | 998
717 |  |  |  | DGP | F10 |  | 0 | 0 | 0 | 0 | 0 | 0 | 0 | 0 | 0 | 999
718 |  |  |  | CAGE | F105D |  | 0 | 0 | 0 | 0 | 0 | 0 | 0 | 0 | 0 | 1000
719 |  |  |  | CAGE | F105D |  | 0 | 0 | 0 | 0 | 0 | 0 | 0 | 0 | 0 | 1001
720 |  |  |  | CAGW | F105D |  | 0 | 0 | 0 | 0 | 0 | 0 | 0 | 0 | 0 | 1002
721 |  |  |  | CAGE | F105D |  | 0 | 0 | 0 | 0 | 0 | 0 | 0 | 0 | 0 | 1003
722 |  |  |  | JBG | F105D |  | 0 | 0 | 0 | 0 | 0 | 0 | 0 | 0 | 0 | 1004
723 |  |  |  | CAEW | F10 |  | 0 | 0 | 0 | 0 | 0 | 0 | 0 | 0 | 0 | 1005
724 |  |  |  | CAEE | F10 |  | 0 | 0 | 0 | 0 | 0 | 0 | 0 | 0 | 0 | 1006
725 |  |  |  | DGU | F10 |  | 0 | 0 | 0 | 0 | 0 | 0 | 0 | 0 | 0 | 1007
726 |  |  | Total Amort. Intangible Plant |  |  |  | 21302.337 | 13031.1712 | 3566.2369 | 2387.0329 | 812.2591 | 230.5214 | 1093.3944 | 181.721 | 0
727
728 |  | Distribution - METER - Unbundled |  |  |  |  | D: AMORTIZATION EXPENSE (continued)
729
730
731 |  | A |  | B | C |  | D | E | F | G | H | I | J | K
732 |  | FERC ACCT |  | DESCRIPTION | COS Factor |  | Washington Jurisdiction Normalized | Residential Schedule 16 | Small General Service Schedule 24 | Large General Service < 1,000 kW Schedule 36 | Large General Service > 1,000 kW Schedule 48 | Large General Dedicated Facilities Schedule 48 | Agricultural Pumping Schedule 40 | Street & Area Lighting Sch. 15, 51-54, 57
733 |  | 404O | Amort of LT Plant - Other Plant |  | F10 |  | 0 | 0 | 0 | 0 | 0 | 0 | 0 | 0 | 0 | 1012
734
735 |  | 404HP | Amort of Other Electric Plant |  | F110 |  | 0 | 0 | 0 | 0 | 0 | 0 | 0 | 0 | 0 | 1020
736
737 |  | 405 | Amort of Other Electric Plant |  | F110 |  | 0 | 0 | 0 | 0 | 0 | 0 | 0 | 0 | 0 | 1028
738
739 |  | 406 | Amort of Plant Acquisition Adj |  | F10 |  | 0 | 0 | 0 | 0 | 0 | 0 | 0 | 0 | 0 | 1036
740
741 |  | 407 | Amort of Prop Losses, Unrec Plant, |  | F110 |  | 0 | 0 | 0 | 0 | 0 | 0 | 0 | 0 | 0 | 1049
742
743
744 |  | TOTAL AMORTIZATION EXPENSE |  |  |  |  | 23652.4249 | 14023.4096 | 3874.5475 | 2885.0739 | 1011.9182 | 490.5954 | 1180.9101 | 185.9701 | 0
745
746
747 | [6 empty] | D: TAX OTHER THAN INCOME
748
749
750 |  | 408 | Total Taxes Other Than Income |  | F101D |  | 210828.8434 | 130446.2424 | 33866.3777 | 23636.5786 | 8223.9467 | 2897.451 | 10308.7733 | 1449.4737 | 0 | 1062
751
752
753 | [6 empty] | D: DEFERRED ITC
754
755
756 |  | 41140 | Deferred I T C - Federal |  | F101D |  | 0 | 0 | 0 | 0 | 0 | 0 | 0 | 0 | 0 | 1067
757
758 |  | 41141 | Deferred I T C - Idaho |  | F101D |  | 0 | 0 | 0 | 0 | 0 | 0 | 0 | 0 | 0 | 1072
759
760 |  | TOTAL DEFERRED ITC |  |  |  |  | 0 | 0 | 0 | 0 | 0 | 0 | 0 | 0 | 0
761
762
763 | [6 empty] | D: DEFERRED INCOME TAXES
764
765
766 |  | 41010 | Deferred Income Tax - Federal-DR |  | F101D |  | 132309.7833 | 81864.1026 | 21253.5108 | 14833.5993 | 5161.0993 | 1818.3523 | 6469.4732 | 909.6457 | 0 | 1120
767
768 |  | 41011 | Deferred Income Tax - State-DR |  | F101D |  | 0 | 0 | 0 | 0 | 0 | 0 | 0 | 0 | 0 | 1135
769
770 |  | 41110 | Deferred Income Tax - Federal-CR |  | F101D |  | -239598.1592 | -148246.6965 | -38487.7213 | -26861.9826 | -9346.1713 | -3292.8318 | -11715.4895 | -1647.2662 | 0 | 1151
771
772 |  | 41111 | Deferred Income Tax - State-CR |  | F101D |  | 0 | 0 | 0 | 0 | 0 | 0 | 0 | 0 | 0 | 1166
773
774 |  | TOTAL DEFERRED INCOME TAXES |  |  |  |  | -107288.3759 | -66382.5939 | -17234.2105 | -12028.3832 | -4185.072 | -1474.4795 | -5246.0163 | -737.6205 | 0
775
776
777
778
779
780 |  | 40911 | State Income Taxes |  | F101D |  | 0 | 0 | 0 | 0 | 0 | 0 | 0 | 0 | 0 | 1263
781
782 |  | 40910 | Federal Income Tax |  | F101D |  | 76740.364 | 47481.6063 | 12327.1471 | 8603.5649 | 2993.4645 | 1054.6538 | 3752.3282 | 527.5992 | 0 | 1296
783
784
785 |  | TOTAL OPERATING EXPENSES |  |  |  |  | 1350018.9038 | 882339.9563 | 230163.1338 | 113416.6083 | 22687.5951 | 11124.6791 | 70292.2416 | 19994.6896 | 0
786
787
788 |  | Distribution - METER - Unbundled |  |  |  |  | D: STEAM GENERATION PLANT
789
790 |  | A |  | B | C |  | D | E | F | G | H | I | J | K
791 |  | FERC ACCT |  | DESCRIPTION | COS Factor |  | Washington Jurisdiction Normalized | Residential Schedule 16 | Small General Service Schedule 24 | Large General Service < 1,000 kW Schedule 36 | Large General Service > 1,000 kW Schedule 48 | Large General Dedicated Facilities Schedule 48 | Agricultural Pumping Schedule 40 | Street & Area Lighting Sch. 15, 51-54, 57
792 |  | 310 | Land and Land Rights |  | F10 |  | 0 | 0 | 0 | 0 | 0 | 0 | 0 | 0 | 0 | 1305
793 |  |  |  |  | F10 |  | 0 | 0 | 0 | 0 | 0 | 0 | 0 | 0 | 0 | 1306
794 |  |  |  | JBG | F10 |  | 0 | 0 | 0 | 0 | 0 | 0 | 0 | 0 | 0 | 1308
795 |  |  |  | Total 310 |  |  | 0 | 0 | 0 | 0 | 0 | 0 | 0 | 0 | 0
796
797 |  | 311 | Structures and Improvements |  | F10 |  | 0 | 0 | 0 | 0 | 0 | 0 | 0 | 0 | 0 | 1316
798 |  |  |  |  | F10 |  | 0 | 0 | 0 | 0 | 0 | 0 | 0 | 0 | 0 | 1317
799 |  |  |  | JBG | F10 |  | 0 | 0 | 0 | 0 | 0 | 0 | 0 | 0 | 0 | 1319
800 |  |  |  | Total 311 |  |  | 0 | 0 | 0 | 0 | 0 | 0 | 0 | 0 | 0
801
802 |  | 312 | Boiler Plant Equipment
803 |  |  |  | SG | F10 |  | 0 | 0 | 0 | 0 | 0 | 0 | 0 | 0 | 0 | 1324
804 |  |  |  | S | F10 |  | 0 | 0 | 0 | 0 | 0 | 0 | 0 | 0 | 0 | 1325
805 |  |  |  | CAGW | F10 |  | 0 | 0 | 0 | 0 | 0 | 0 | 0 | 0 | 0 | 1326
806 |  |  |  | JBG | F10 |  | 0 | 0 | 0 | 0 | 0 | 0 | 0 | 0 | 0 | 1327
807 |  |  |  | Total 312 |  |  | 0 | 0 | 0 | 0 | 0 | 0 | 0 | 0 | 0
808
809 |  | 314 | Turbogenerator Units |  | F10 |  | 0 | 0 | 0 | 0 | 0 | 0 | 0 | 0 | 0 | 1333
810 |  |  |  |  | F10 |  | 0 | 0 | 0 | 0 | 0 | 0 | 0 | 0 | 0 | 1334
811 |  |  |  | JBG | F10 |  | 0 | 0 | 0 | 0 | 0 | 0 | 0 | 0 | 0 | 1336
812 |  |  |  | Total 314 |  |  | 0 | 0 | 0 | 0 | 0 | 0 | 0 | 0 | 0
813
814 |  | 315 | Accessory Electric Equipment |  | F10 |  | 0 | 0 | 0 | 0 | 0 | 0 | 0 | 0 | 0 | 1343
[5 empty] | F10 |  | 0 | 0 | 0 | 0 | 0 | 0 | 0 | 0 | 0 | 1344
816 |  |  |  | JBG | F10 |  | 0 | 0 | 0 | 0 | 0 | 0 | 0 | 0 | 0 | 1346
817 |  |  |  | Total 316 |  |  | 0 | 0 | 0 | 0 | 0 | 0 | 0 | 0 | 0
818
819 |  | 316 | Misc Power Plant Equipment |  | F10 |  | 0 | 0 | 0 | 0 | 0 | 0 | 0 | 0 | 0 | 1353
[5 empty] | F10 |  | 0 | 0 | 0 | 0 | 0 | 0 | 0 | 0 | 0 | 1354
821 |  |  |  | JBG | F10 |  | 0 | 0 | 0 | 0 | 0 | 0 | 0 | 0 | 0 | 1356
822 |  |  |  | Total 316 |  |  | 0 | 0 | 0 | 0 | 0 | 0 | 0 | 0 | 0
823
824 |  | S00 | Unclassified Steam Plant - Acct 300 |  | F10 |  | 0 | 0 | 0 | 0 | 0 | 0 | 0 | 0 | 0 | 1364
825
826
827
828 |  | Total Steam Generation Plant |  |  |  |  | 0 | 0 | 0 | 0 | 0 | 0 | 0 | 0 | 0
829
830
831 | [6 empty] | D: NUCLEAR GENERATION
832
833
834 |  | 320 | Land and Land Rights |  | F10 |  | 0 | 0 | 0 | 0 | 0 | 0 | 0 | 0 | 0 | 1370
835
836 |  | 321 | Structures and Improvements |  | F10 |  | 0 | 0 | 0 | 0 | 0 | 0 | 0 | 0 | 0 | 1374
837
838 |  | 322 | Reactor Plant Equipment |  | F10 |  | 0 | 0 | 0 | 0 | 0 | 0 | 0 | 0 | 0 | 1378
839
840 |  | 323 | Turbogenerator Units |  | F10 |  | 0 | 0 | 0 | 0 | 0 | 0 | 0 | 0 | 0 | 1382
841
842 |  | 324 | Land and Land Rights |  | F10 |  | 0 | 0 | 0 | 0 | 0 | 0 | 0 | 0 | 0 | 1386
843
844 |  | 325 | Misc. Power Plant Equipment |  | F10 |  | 0 | 0 | 0 | 0 | 0 | 0 | 0 | 0 | 0 | 1390
845
846 |  | N00 | Unclassified Nuclear Plt - Acct 300 |  | F10 |  | 0 | 0 | 0 | 0 | 0 | 0 | 0 | 0 | 0 | 1396
847
848 |  | Total Nuclear Generation Plant |  |  |  |  | 0 | 0 | 0 | 0 | 0 | 0 | 0 | 0 | 0
849
850
851 | [6 empty] | D: HYDRAULIC GENERATION PLANT
852
853
854 |  | 330 | Land and Land Rights |  | F10 |  | 0 | 0 | 0 | 0 | 0 | 0 | 0 | 0 | 0 | 1408
855
856 |  | 331 | Structures and Improvements |  | F10 |  | 0 | 0 | 0 | 0 | 0 | 0 | 0 | 0 | 0 | 1417
857
858 |  | 332 | Reservoirs, Dams & Waterways |  | F10 |  | 0 | 0 | 0 | 0 | 0 | 0 | 0 | 0 | 0 | 1426
859
860 |  | 333 | Water Wheel, Turbines, & Generators |  | F10 |  | 0 | 0 | 0 | 0 | 0 | 0 | 0 | 0 | 0 | 1435
861
862 |  | 334 | Accessory Electric Equipment |  | F10 |  | 0 | 0 | 0 | 0 | 0 | 0 | 0 | 0 | 0 | 1444
863
864 |  | 335 | Misc. Power Plant Equipment |  | F10 |  | 0 | 0 | 0 | 0 | 0 | 0 | 0 | 0 | 0 | 1453
865
866 |  | 336 | Roads, Railroads & Bridges |  | F10 |  | 0 | 0 | 0 | 0 | 0 | 0 | 0 | 0 | 0 | 1462
867
868 |  | H00 | Unclassified Hydro Plant - Acct 300 |  | F10 |  | 0 | 0 | 0 | 0 | 0 | 0 | 0 | 0 | 0 | 1468
869
870 |  | Total Hydraulic Plant |  |  |  |  | 0 | 0 | 0 | 0 | 0 | 0 | 0 | 0 | 0
871
872 |  | Distribution - METER - Unbundled
873 |  | A |  | B | C |  | D | E | F | G | H | I | J | K
874 |  | FERC ACCT |  | DESCRIPTION | COS Factor |  | Washington Jurisdiction Normalized | Residential Schedule 16 | Small General Service Schedule 24 | Large General Service < 1,000 kW Schedule 36 | Large General Service > 1,000 kW Schedule 48 | Large General Dedicated Facilities Schedule 48 | Agricultural Pumping Schedule 40 | Street & Area Lighting Sch. 15, 51-54, 57
875 |  | 340 | Land and Land Rights |  | F10 |  | 0 | 0 | 0 | 0 | 0 | 0 | 0 | 0 | 0 | 1480
876 |  |  |  | Total 340 |  |  | 0 | 0 | 0 | 0 | 0 | 0 | 0 | 0 | 0
877
878 |  | 341 | Structures and Improvements |  | F10 |  | 0 | 0 | 0 | 0 | 0 | 0 | 0 | 0 | 0 | 1488
879 |  |  |  | Total 341 |  |  | 0 | 0 | 0 | 0 | 0 | 0 | 0 | 0 | 0
880
881 |  | 342 | Fuel Holders, Producers & Access |  | F10 |  | 0 | 0 | 0 | 0 | 0 | 0 | 0 | 0 | 0 | 1496
882 |  |  |  | Total 342 |  |  | 0 | 0 | 0 | 0 | 0 | 0 | 0 | 0 | 0
883
884 |  | 343 | Prime Movers |  | F10 |  | 0 | 0 | 0 | 0 | 0 | 0 | 0 | 0 | 0 | 1505
885 |  |  |  | Total 343 |  |  | 0 | 0 | 0 | 0 | 0 | 0 | 0 | 0 | 0
886
887 |  | 344 | Generators |  | F10 |  | 0 | 0 | 0 | 0 | 0 | 0 | 0 | 0 | 0 | 1514
888 |  |  |  | Total 344 |  |  | 0 | 0 | 0 | 0 | 0 | 0 | 0 | 0 | 0
889
890 |  | 345 | Accessory Electric Plant |  | F10 |  | 0 | 0 | 0 | 0 | 0 | 0 | 0 | 0 | 0 | 1522
891 |  |  |  | Total 345 |  |  | 0 | 0 | 0 | 0 | 0 | 0 | 0 | 0 | 0
892
893 |  | 346 | Misc. Power Plant Equipment |  | F10 |  | 0 | 0 | 0 | 0 | 0 | 0 | 0 | 0 | 0 | 1529
894
895 |  | O00 | Unclassified Other Prod - Acct 300 |  | F10 |  | 0 | 0 | 0 | 0 | 0 | 0 | 0 | 0 | 0 | 1534
896
897 |  | Total Other Generation Plant |  |  |  |  | 0 | 0 | 0 | 0 | 0 | 0 | 0 | 0 | 0
898
899 |  | Experimental Plant
900 |  | 103 | Experimental Plant |  | F10 |  | 0 | 0 | 0 | 0 | 0 | 0 | 0 | 0 | 0 | 1540
901
902 |  | TOTAL GENERATION PLANT |  |  |  |  | 0 | 0 | 0 | 0 | 0 | 0 | 0 | 0 | 0
903
904 | [6 empty] | D: TRANSMISSION PLANT
905 |  | 350 | Land and Land Rights
906 |  |  |  | Demand | F12 |  | 0 | 0 | 0 | 0 | 0 | 0 | 0 | 0 | 0 | 1549
907 |  |  |  | Direct Assigned | A | 0 | 0 | 0 | 0 | 0 | 0 | 0 | 0 | 0 | 0
908 | [6 empty] | 0 | 0 | 0 | 0 | 0 | 0 | 0 | 0 | 0
909 |  | 352 | Structures and Improvements
910 |  |  |  | Demand | F12 |  | 0 | 0 | 0 | 0 | 0 | 0 | 0 | 0 | 0 | 1556
911 |  |  |  | Direct Assigned | A | 0 | 0 | 0 | 0 | 0 | 0 | 0 | 0 | 0 | 0
912 | [6 empty] | 0 | 0 | 0 | 0 | 0 | 0 | 0 | 0 | 0
913 |  | 353 | Station Equipment
914 |  |  |  | Demand | F12 |  | 0 | 0 | 0 | 0 | 0 | 0 | 0 | 0 | 0 | 1562
915 |  |  |  | Direct Assigned | A | 0 | 0 | 0 | 0 | 0 | 0 | 0 | 0 | 0 | 0
916 | [6 empty] | 0 | 0 | 0 | 0 | 0 | 0 | 0 | 0 | 0
917 |  | 354 | Towers and Fixtures
918 |  |  |  | Demand | F12 |  | 0 | 0 | 0 | 0 | 0 | 0 | 0 | 0 | 0 | 1568
919 |  |  |  | Direct Assigned | A | 0 | 0 | 0 | 0 | 0 | 0 | 0 | 0 | 0 | 0
920 | [6 empty] | 0 | 0 | 0 | 0 | 0 | 0 | 0 | 0 | 0
921 |  | 355 | Poles and Fixtures
922 |  |  |  | Demand | F12 |  | 0 | 0 | 0 | 0 | 0 | 0 | 0 | 0 | 0 | 1575
923 |  |  |  | Direct Assigned | A | 0 | 0 | 0 | 0 | 0 | 0 | 0 | 0 | 0 | 0
924 | [6 empty] | 0 | 0 | 0 | 0 | 0 | 0 | 0 | 0 | 0
925 |  | 356 | Overhead Conductors
926 |  |  |  | Demand | F12 |  | 0 | 0 | 0 | 0 | 0 | 0 | 0 | 0 | 0 | 1581
927 |  |  |  | Direct Assigned | A | 0 | 0 | 0 | 0 | 0 | 0 | 0 | 0 | 0 | 0
928 | [6 empty] | 0 | 0 | 0 | 0 | 0 | 0 | 0 | 0 | 0
929 |  | 357 | Underground Conduit
930 |  |  |  | Demand | F12 |  | 0 | 0 | 0 | 0 | 0 | 0 | 0 | 0 | 0 | 1587
931 |  |  |  | Direct Assigned | A | 0 | 0 | 0 | 0 | 0 | 0 | 0 | 0 | 0 | 0
932 | [6 empty] | 0 | 0 | 0 | 0 | 0 | 0 | 0 | 0 | 0
933 |  | 358 | Underground Conductors
934 |  |  |  | Demand | F12 |  | 0 | 0 | 0 | 0 | 0 | 0 | 0 | 0 | 0 | 1593
935 |  |  |  | Direct Assigned | A | 0 | 0 | 0 | 0 | 0 | 0 | 0 | 0 | 0 | 0
936 | [6 empty] | 0 | 0 | 0 | 0 | 0 | 0 | 0 | 0 | 0
937 |  | 359 | Roads and Trails
938 |  |  |  | Demand | F12 |  | 0 | 0 | 0 | 0 | 0 | 0 | 0 | 0 | 0 | 1599
939 |  |  |  | Direct Assigned | A | 0 | 0 | 0 | 0 | 0 | 0 | 0 | 0 | 0 | 0
940 | [6 empty] | 0 | 0 | 0 | 0 | 0 | 0 | 0 | 0 | 0
941
942 |  | T00 | Unclassified Trans Plant - Acct 300 |  | F10 |  | 0 | 0 | 0 | 0 | 0 | 0 | 0 | 0 | 0 | 1604
943 |  | TS0 | Unclassified Trans Sub - Acct 300 |  | F10 |  | 0 | 0 | 0 | 0 | 0 | 0 | 0 | 0 | 0 | 1608
944
945 |  | TOTAL TRANSMISSION PLANT |  |  |  |  | 0 | 0 | 0 | 0 | 0 | 0 | 0 | 0 | 0
946 |  | Distribution - METER - Unbundled |  |  |  |  | D: DISTRIBUTION PLANT
947 |  | A |  | B | C |  | D | E | F | G | H | I | J | K
948 |  | FERC ACCT |  | DESCRIPTION | COS Factor |  | Washington Jurisdiction Normalized | Residential Schedule 16 | Small General Service Schedule 24 | Large General Service < 1,000 kW Schedule 36 | Large General Service > 1,000 kW Schedule 48 | Large General Dedicated Facilities Schedule 48 | Agricultural Pumping Schedule 40 | Street & Area Lighting Sch. 15, 51-54, 57
949
950 |  | 360 | Land and Land Rights
951 |  |  |  | Demand Primary | F20A |  | 0 | 0 | 0 | 0 | 0 | 0 | 0 | 0 | 0 | 1614
952 |  |  |  | Assigned | A | 0 | 0 | 0 | 0 | 0 | 0 | 0 | 0 | 0 | 0
953 | [6 empty] | 0 | 0 | 0 | 0 | 0 | 0 | 0 | 0 | 0
954 |  | 361 | Structures and Improvements
955 |  |  |  | Demand Primary | F20 |  | 0 | 0 | 0 | 0 | 0 | 0 | 0 | 0 | 0 | 1620
956 |  |  |  | Assigned | A | 0 | 0 | 0 | 0 | 0 | 0 | 0 | 0 | 0 | 0
957 | [6 empty] | 0 | 0 | 0 | 0 | 0 | 0 | 0 | 0 | 0
958 |  | 362 | Station Equipment
959 |  |  |  | Demand Primary | F20A |  | 0 | 0 | 0 | 0 | 0 | 0 | 0 | 0 | 0 | 1626
960 |  |  |  | Assigned | A | 0 | 0 | 0 | 0 | 0 | 0 | 0 | 0 | 0 | 0
961 | [6 empty] | 0 | 0 | 0 | 0 | 0 | 0 | 0 | 0 | 0
962 |  | 364 | Poles, Towers & Fixtures
963 |  |  |  | Demand Primary | F20A | 0 | 0 | 0 | 0 | 0 | 0 | 0 | 0 | 0 | 0 | 1632
964 |  |  |  | Demand Secondary | F22 | 0 | 0 | 0 | 0 | 0 | 0 | 0 | 0 | 0 | 0
965 |  |  |  | Assigned | A | 0 | 0 | 0 | 0 | 0 | 0 | 0 | 0 | 0 | 0
966 | [6 empty] | 0 | 0 | 0 | 0 | 0 | 0 | 0 | 0 | 0
967 |  | 365 | Overhead Conductors
968 |  |  |  | Demand Primary | F20A | 0 | 0 | 0 | 0 | 0 | 0 | 0 | 0 | 0 | 0 | 1639
969 |  |  |  | Demand Secondary | F22 | 0 | 0 | 0 | 0 | 0 | 0 | 0 | 0 | 0 | 0
970 |  |  |  | Assigned | A | 0 | 0 | 0 | 0 | 0 | 0 | 0 | 0 | 0 | 0
971 | [6 empty] | 0 | 0 | 0 | 0 | 0 | 0 | 0 | 0 | 0
972 |  | 366 | Underground Conduit
973 |  |  |  | Demand Primary | F20A | 0 | 0 | 0 | 0 | 0 | 0 | 0 | 0 | 0 | 0 | 1646
974 |  |  |  | Demand Secondary | F22 | 0 | 0 | 0 | 0 | 0 | 0 | 0 | 0 | 0 | 0
975 |  |  |  | Assigned | A | 0 | 0 | 0 | 0 | 0 | 0 | 0 | 0 | 0 | 0
976 | [6 empty] | 0 | 0 | 0 | 0 | 0 | 0 | 0 | 0 | 0
977 |  | 367 | Underground Conductors
978 |  |  |  | Demand Primary | F20A | 0 | 0 | 0 | 0 | 0 | 0 | 0 | 0 | 0 | 0 | 1653
979 |  |  |  | Demand Secondary | F22 | 0 | 0 | 0 | 0 | 0 | 0 | 0 | 0 | 0 | 0
980 |  |  |  | Assigned | A | 0 | 0 | 0 | 0 | 0 | 0 | 0 | 0 | 0 | 0
981 | [6 empty] | 0 | 0 | 0 | 0 | 0 | 0 | 0 | 0 | 0
982 |  | 368 | Line Transformers
983 |  |  |  | Demand Secondary | F21 |  | 0 | 0 | 0 | 0 | 0 | 0 | 0 | 0 | 0 | 1660
984 |  |  |  | Assigned | A | 0 | 0 | 0 | 0 | 0 | 0 | 0 | 0 | 0 | 0
985 | [6 empty] | 0 | 0 | 0 | 0 | 0 | 0 | 0 | 0 | 0
986 |  | 369 | Services
987 |  |  |  | Customer | F70 |  | 0 | 0 | 0 | 0 | 0 | 0 | 0 | 0 | 0 | 1666
988 |  |  |  | Assigned | A | 0 | 0 | 0 | 0 | 0 | 0 | 0 | 0 | 0 | 0
989 | [6 empty] | 0 | 0 | 0 | 0 | 0 | 0 | 0 | 0 | 0
990 |  | 370 | Meters
991 |  |  |  | Customer | F60A |  | 16436146.7673 | 11176959.9308 | 2914304.066 | 1272192.2829 | 176629.1627 | 0 | 896061.3248 | 0 | 0 | 1673
992 |  |  |  | Assigned | A | 1 | 110788.96 | 0 | 0 | 0 | 0 | 110788.96 | 0 | 0 | 0
993 | [6 empty] | 16546935.7273 | 11176959.9308 | 2914304.066 | 1272192.2829 | 176629.1627 | 110788.96 | 896061.3248 | 0 | 0
994 |  | 371 | Install on Customers' Premises
995 |  |  |  | Demand Primary | F20 | 0 | 0 | 0 | 0 | 0 | 0 | 0 | 0 | 0 | 0 | 1679
996 |  |  |  | Demand Secondary | F22 | 0 | 0 | 0 | 0 | 0 | 0 | 0 | 0 | 0 | 0
997 |  |  |  | Assigned | A | 0 | 0 | 0 | 0 | 0 | 0 | 0 | 0 | 0 | 0
998 | [6 empty] | 0 | 0 | 0 | 0 | 0 | 0 | 0 | 0 | 0
999 |  | 372 | Leased Property
1000 |  |  |  | Demand Primary | F20 | 0 | 0 | 0 | 0 | 0 | 0 | 0 | 0 | 0 | 0 | 1686
1001 |  |  |  | Demand Secondary | F22 | 0 | 0 | 0 | 0 | 0 | 0 | 0 | 0 | 0 | 0
1002 |  |  |  | Assigned | A | 0 | 0 | 0 | 0 | 0 | 0 | 0 | 0 | 0 | 0
1003 | [6 empty] | 0 | 0 | 0 | 0 | 0 | 0 | 0 | 0 | 0
1004
1005 |  | 373 | Street Lights |  | A | 0 | 0 | 0 | 0 | 0 | 0 | 0 | 0 | 0 | 0 | 1695
1006
1007
1008 |  | D00 | Unclassified Dist Plant - Acct 300 |  | F22 |  | 0 | 0 | 0 | 0 | 0 | 0 | 0 | 0 | 0 | 1698
1009 |  | DS0 | Unclassified Dist Sub - Acct 300 |  | F20 |  | 0 | 0 | 0 | 0 | 0 | 0 | 0 | 0 | 0 | 1702
1010 |  | TOTAL DISTRIBUTION PLANT |  |  |  |  | 16546935.7273 | 11176959.9308 | 2914304.066 | 1272192.2829 | 176629.1627 | 110788.96 | 896061.3248 | 0 | 0
1011
1012 |  | Distribution - METER - Unbundled |  |  |  |  | DISTRIBUTION PLANT D: GENERAL PLANT
1013
1014 |  | A |  | B | C |  | D | E | F | G | H | I | J | K
1015 |  | FERC ACCT |  | DESCRIPTION | COS Factor |  | Washington Jurisdiction Normalized | Residential Schedule 16 | Small General Service Schedule 24 | Large General Service < 1,000 kW Schedule 36 | Large General Service > 1,000 kW Schedule 48 | Large General Dedicated Facilities Schedule 48 | Agricultural Pumping Schedule 40 | Street & Area Lighting Sch. 15, 51-54, 57
1016 |  | 389 | Land and Land Rights
1017 |  |  |  | S | F107D |  | 20970.0171 | 12827.8829 | 3510.6031 | 2349.7948 | 799.5877 | 226.9253 | 1076.3373 | 178.8861 | 0 | 1709
1018 |  |  |  | CN | F42 |  | 0 | 0 | 0 | 0 | 0 | 0 | 0 | 0 | 0 | 1710
1019 |  |  |  | DGU | F105D |  | 0 | 0 | 0 | 0 | 0 | 0 | 0 | 0 | 0 | 1711
1020 |  |  |  | SG | F105D |  | 0 | 0 | 0 | 0 | 0 | 0 | 0 | 0 | 0 | 1712
1021 |  |  |  | CAGW | F105D |  | 0 | 0 | 0 | 0 | 0 | 0 | 0 | 0 | 0 | 1713
1022 |  |  |  | CAGE | F105D |  | 0 | 0 | 0 | 0 | 0 | 0 | 0 | 0 | 0 | 1714
1023 |  |  |  | SO | F102D |  | 4031.4981 | 2466.168 | 674.9155 | 451.7494 | 153.7212 | 43.6265 | 206.9265 | 34.391 | 0 | 1715
1024 |  |  | Total Land & Land Rights |  |  |  | 25001.5153 | 15294.0509 | 4185.5186 | 2801.5443 | 953.3089 | 270.5518 | 1283.2637 | 213.2771 | 0
1025
1026 |  | 390 | Structures and Improvements
1027 |  |  |  | S | F107D |  | 272786.5685 | 166870.3526 | 45667.362 | 30567.0934 | 10401.364 | 2951.9367 | 14001.4358 | 2327.024 | 0 | 1719
1028 |  |  |  | CAEE | F105D |  | 0 | 0 | 0 | 0 | 0 | 0 | 0 | 0 | 0 | 1720
1029 |  |  |  | SE | F105D |  | 0 | 0 | 0 | 0 | 0 | 0 | 0 | 0 | 0 | 1721
1030 |  |  |  | CN | F42 |  | 0 | 0 | 0 | 0 | 0 | 0 | 0 | 0 | 0 | 1722
1031 |  |  |  | SG/CAGE/CAGW | F105D |  | 0 | 0 | 0 | 0 | 0 | 0 | 0 | 0 | 0 | 1723
1032 |  |  |  | CAGW | F105D |  | 0 | 0 | 0 | 0 | 0 | 0 | 0 | 0 | 0 | 1724
1033 |  |  |  | CAGE | F105D |  | 0 | 0 | 0 | 0 | 0 | 0 | 0 | 0 | 0 | 1725
1034 |  |  |  | JBG | F105D |  | 0 | 0 | 0 | 0 | 0 | 0 | 0 | 0 | 0 | 1726
1035 |  |  |  | SO | F102D |  | 57163.9409 | 34968.6094 | 9569.8494 | 6405.5042 | 2179.6636 | 618.5947 | 2934.0787 | 487.6408 | 0 | 1727
1036
1037 |  |  | Total Structures and Improvements |  |  |  | 329950.5094 | 201838.9621 | 55237.2114 | 36972.5976 | 12581.0277 | 3570.5314 | 16935.5144 | 2814.6648 | 0
1038
1039 |  | 391 | Office Furniture & Equipment
1040 |  |  |  | S | F107D |  | 8248.2924 | 5045.6863 | 1380.8515 | 924.2622 | 314.5078 | 89.2582 | 423.3637 | 70.3626 | 0 | 1731
1041 |  |  |  | DGP | F105D |  | 0 | 0 | 0 | 0 | 0 | 0 | 0 | 0 | 0 | 1732
1042 |  |  |  | DGU | F105D |  | 0 | 0 | 0 | 0 | 0 | 0 | 0 | 0 | 0 | 1733
1043 |  |  |  | CN | F42 |  | 0 | 0 | 0 | 0 | 0 | 0 | 0 | 0 | 0 | 1734
1044 |  |  |  | SG | F105D |  | 0 | 0 | 0 | 0 | 0 | 0 | 0 | 0 | 0 | 1735
1045 |  |  |  | SE | F10 |  | 0 | 0 | 0 | 0 | 0 | 0 | 0 | 0 | 0 | 1736
1046 |  |  |  | SO | F102D |  | 39176.1509 | 23965.0293 | 6558.5028 | 4389.8828 | 1493.7884 | 423.9414 | 2010.8115 | 334.1948 | 0 | 1737
1047 |  |  |  | CAGW | F105D |  | 0 | 0 | 0 | 0 | 0 | 0 | 0 | 0 | 0 | 1738
1048 |  |  |  | CAGE | F105D |  | 0 | 0 | 0 | 0 | 0 | 0 | 0 | 0 | 0 | 1739
1049 |  |  |  | JBG | F105D |  | 0 | 0 | 0 | 0 | 0 | 0 | 0 | 0 | 0 | 1740
1050 |  |  |  | JBE | F10 |  | 0 | 0 | 0 | 0 | 0 | 0 | 0 | 0 | 0 | 1741
1051 |  |  |  | CAEE | F105D |  | 0 | 0 | 0 | 0 | 0 | 0 | 0 | 0 | 0 | 1742
1052 |  |  |  | CAGE | F105D |  | 0 | 0 | 0 | 0 | 0 | 0 | 0 | 0 | 0 | 1743
1053 |  |  |  | CAGE | F105D |  | 0 | 0 | 0 | 0 | 0 | 0 | 0 | 0 | 0 | 1744
1054 |  |  | Total Office Furniture & Equipment |  |  |  | 47424.4433 | 29010.7157 | 7939.3543 | 5314.145 | 1808.2961 | 513.1996 | 2434.1752 | 404.5574 | 0
1055
1056 |  | 392 | Transportation Equipment
1057 |  |  |  | S | F107D |  | 121413.5959 | 74271.727 | 20325.9224 | 13604.998 | 4629.5058 | 1313.8669 | 6231.8489 | 1035.7268 | 0 | 1748
1058 |  |  |  | SO | F102D |  | 3610.4404 | 2208.5965 | 604.426 | 404.5678 | 137.6663 | 39.0701 | 185.3147 | 30.7991 | 0 | 1749
1059 |  |  |  | SG | F105D |  | 0 | 0 | 0 | 0 | 0 | 0 | 0 | 0 | 0 | 1750
1060 |  |  |  | CN | F42 |  | 0 | 0 | 0 | 0 | 0 | 0 | 0 | 0 | 0 | 1751
1061 |  |  |  | DGU | F105D |  | 0 | 0 | 0 | 0 | 0 | 0 | 0 | 0 | 0 | 1752
1062 |  |  |  | SE | F10 |  | 0 | 0 | 0 | 0 | 0 | 0 | 0 | 0 | 0 | 1753
1063 |  |  |  | DGP | F105D |  | 0 | 0 | 0 | 0 | 0 | 0 | 0 | 0 | 0 | 1754
1064 |  |  |  | CAGW | F105D |  | 0 | 0 | 0 | 0 | 0 | 0 | 0 | 0 | 0 | 1755
1065 |  |  |  | CAGE | F105D |  | 0 | 0 | 0 | 0 | 0 | 0 | 0 | 0 | 0 | 1756
1066 |  |  |  | JBG | F105D |  | 0 | 0 | 0 | 0 | 0 | 0 | 0 | 0 | 0 | 1757
1067 |  |  |  | CAEW | F105D |  | 0 | 0 | 0 | 0 | 0 | 0 | 0 | 0 | 0 | 1758
1068 |  |  |  | CAEE | F105D |  | 0 | 0 | 0 | 0 | 0 | 0 | 0 | 0 | 0 | 1759
1069 |  |  |  | CAGE | F105D |  | 0 | 0 | 0 | 0 | 0 | 0 | 0 | 0 | 0 | 1760
1070 |  |  |  | CAGE | F10 |  | 0 | 0 | 0 | 0 | 0 | 0 | 0 | 0 | 0 | 1761
1071 |  |  | Total Transportation Equipment |  |  |  | 125024.0363 | 76480.3236 | 20930.3484 | 14009.5658 | 4767.1721 | 1352.937 | 6417.1635 | 1066.5259 | 0
1072
1073 |  | 393 | Stores Equipment
1074 |  |  |  | S | F107D |  | 13307.9801 | 8140.8236 | 2227.8969 | 1491.2254 | 507.4339 | 144.0112 | 683.0645 | 113.5246 | 0 | 1765
1075 |  |  |  | DGP | F105D |  | 0 | 0 | 0 | 0 | 0 | 0 | 0 | 0 | 0 | 1766
1076 |  |  |  | DGU | F105D |  | 0 | 0 | 0 | 0 | 0 | 0 | 0 | 0 | 0 | 1767
1077 |  |  |  | SO | F102D |  | 115.5621 | 70.6922 | 19.3463 | 12.9493 | 4.4064 | 1.2505 | 5.9315 | 0.98581 | 0 | 1768
1078 |  |  |  | SG | F105D |  | 0 | 0 | 0 | 0 | 0 | 0 | 0 | 0 | 0 | 1769
1079 |  |  |  | CAGW | F105D |  | 0 | 0 | 0 | 0 | 0 | 0 | 0 | 0 | 0 | 1770
1080 |  |  |  | CAGE | F105D |  | 0 | 0 | 0 | 0 | 0 | 0 | 0 | 0 | 0 | 1771
1081 |  |  |  | JBG | F105D |  | 0 | 0 | 0 | 0 | 0 | 0 | 0 | 0 | 0 | 1772
1082 |  |  |  | CAGE | F105D |  | 0 | 0 | 0 | 0 | 0 | 0 | 0 | 0 | 0 | 1773
1083 |  |  | Total Stores Equipment |  |  |  | 13423.5422 | 8211.5158 | 2247.2432 | 1504.1747 | 511.8403 | 145.2617 | 688.996 | 114.5104 | 0 | 1774
1084
1085 |  | 394 | Tools, Shop & Garage Equipment
1086 |  |  |  | S | F107D |  | 52434.0252 | 32075.202 | 8778.0114 | 5875.4936 | 1999.3117 | 567.4104 | 2691.3042 | 447.2919 | 0 | 1777
1087 |  |  |  | DGP | F105D |  | 0 | 0 | 0 | 0 | 0 | 0 | 0 | 0 | 0 | 1778
1088 |  |  |  | SG | F105D |  | 0 | 0 | 0 | 0 | 0 | 0 | 0 | 0 | 0 | 1779
1089 |  |  |  | SO | F102D |  | 971.6338 | 594.3726 | 162.6618 | 108.8764 | 37.0484 | 10.5145 | 49.8715 | 8.2886 | 0 | 1780
1090 |  |  |  | SE | F10 |  | 0 | 0 | 0 | 0 | 0 | 0 | 0 | 0 | 0 | 1781
1091 |  |  |  | DGU | F105D |  | 0 | 0 | 0 | 0 | 0 | 0 | 0 | 0 | 0 | 1782
1092 |  |  |  | CAGW | F105D |  | 0 | 0 | 0 | 0 | 0 | 0 | 0 | 0 | 0 | 1783
1093 |  |  |  | CAGE | F105D |  | 0 | 0 | 0 | 0 | 0 | 0 | 0 | 0 | 0 | 1784
1094 |  |  |  | JBG | F105D |  | 0 | 0 | 0 | 0 | 0 | 0 | 0 | 0 | 0 | 1785
1095 |  |  |  | CAEW | F105D |  | 0 | 0 | 0 | 0 | 0 | 0 | 0 | 0 | 0 | 1786
1096 |  |  |  | CAEE | F105D |  | 0 | 0 | 0 | 0 | 0 | 0 | 0 | 0 | 0 | 1787
1097 |  |  |  | CAGE | F105D |  | 0 | 0 | 0 | 0 | 0 | 0 | 0 | 0 | 0 | 1788
1098 |  |  |  | CAGE | F102D |  | 0 | 0 | 0 | 0 | 0 | 0 | 0 | 0 | 0 | 1789
1099 |  |  | Total Tools, Shop & Garage Equipment |  |  |  | 53405.659 | 32669.5746 | 8940.6732 | 5984.37 | 2036.3602 | 577.9248 | 2741.1757 | 455.5805 | 0
1100
1101 |  | 395 | Laboratory Equipment
1102 |  |  |  | S | F107D |  | 27494.9449 | 16819.344 | 4602.9451 | 3080.9455 | 1048.3835 | 297.5342 | 1411.2451 | 234.5475 | 0 | 1793
1103 |  |  |  | DGP | F105D |  | 0 | 0 | 0 | 0 | 0 | 0 | 0 | 0 | 0 | 1794
1104 |  |  |  | DGU | F105D |  | 0 | 0 | 0 | 0 | 0 | 0 | 0 | 0 | 0 | 1795
1105 |  |  |  | SO | F102D |  | 2731.4398 | 1670.8899 | 457.272 | 306.0714 | 104.1499 | 29.558 | 140.1978 | 23.3007 | 0 | 1796
1106 |  |  |  | SE | F10 |  | 0 | 0 | 0 | 0 | 0 | 0 | 0 | 0 | 0 | 1797
1107 |  |  |  | SG | F105D |  | 0 | 0 | 0 | 0 | 0 | 0 | 0 | 0 | 0 | 1798
1108 |  |  |  | CAGW | F105D |  | 0 | 0 | 0 | 0 | 0 | 0 | 0 | 0 | 0 | 1799
1109 |  |  |  | CAGE | F105D |  | 0 | 0 | 0 | 0 | 0 | 0 | 0 | 0 | 0 | 1800
1110 |  |  |  | JBG | F105D |  | 0 | 0 | 0 | 0 | 0 | 0 | 0 | 0 | 0 | 1801
1111 |  |  |  | CAEW | F105D |  | 0 | 0 | 0 | 0 | 0 | 0 | 0 | 0 | 0 | 1802
1112 |  |  |  | CAEE | F105D |  | 0 | 0 | 0 | 0 | 0 | 0 | 0 | 0 | 0 | 1803
1113 |  |  |  | CAGE | F105D |  | 0 | 0 | 0 | 0 | 0 | 0 | 0 | 0 | 0 | 1804
1114 |  |  |  | CAGE | F102D |  | 0 | 0 | 0 | 0 | 0 | 0 | 0 | 0 | 0 | 1805
1115 |  |  | Total Laboratory Equipment |  |  |  | 30226.3846 | 18490.2339 | 5060.2171 | 3387.0169 | 1152.5334 | 327.0923 | 1551.4429 | 257.8482 | 0
1116
1117 |  | 396 | Power Operated Equipment
1118 |  |  |  | S | F107D |  | 182955.2966 | 111918.3215 | 30628.6552 | 20501.0521 | 6976.0936 | 1979.8352 | 9390.6267 | 1560.7123 | 0 | 1809
1119 |  |  |  | DGP | F105D |  | 0 | 0 | 0 | 0 | 0 | 0 | 0 | 0 | 0 | 1810
1120 |  |  |  | DGU | F105D |  | 0 | 0 | 0 | 0 | 0 | 0 | 0 | 0 | 0 | 1811
1121 |  |  |  | SO | F102D |  | 2262.5344 | 1384.0487 | 378.7722 | 253.5282 | 86.2705 | 24.4838 | 116.1301 | 19.3007 | 0 | 1812
1122 |  |  |  | SE | F10 |  | 0 | 0 | 0 | 0 | 0 | 0 | 0 | 0 | 0 | 1813
1123 |  |  |  | SG | F105D |  | 0 | 0 | 0 | 0 | 0 | 0 | 0 | 0 | 0 | 1814
1124 |  |  |  | CAGW | F105D |  | 0 | 0 | 0 | 0 | 0 | 0 | 0 | 0 | 0 | 1815
1125 |  |  |  | CAGE | F105D |  | 0 | 0 | 0 | 0 | 0 | 0 | 0 | 0 | 0 | 1816
1126 |  |  |  | JBG | F105D |  | 0 | 0 | 0 | 0 | 0 | 0 | 0 | 0 | 0 | 1817
1127 |  |  |  | CAEW | F105D |  | 0 | 0 | 0 | 0 | 0 | 0 | 0 | 0 | 0 | 1818
1128 |  |  |  | CAEE | F105D |  | 0 | 0 | 0 | 0 | 0 | 0 | 0 | 0 | 0 | 1819
1129 |  |  |  | CAGE | F105D |  | 0 | 0 | 0 | 0 | 0 | 0 | 0 | 0 | 0 | 1820
1130 |  |  |  | CAGE | F102D |  | 0 | 0 | 0 | 0 | 0 | 0 | 0 | 0 | 0 | 1821
1131 |  |  | Total Power Operated Equipment |  |  |  | 185217.831 | 113302.3702 | 31007.4274 | 20754.5803 | 7062.3642 | 2004.319 | 9506.7568 | 1580.013 | 0
1132
1133 |  | 397 | Communication Equipment
1134 |  |  |  | S | F107D |  | 285323.3028 | 174539.3859 | 47766.1441 | 31971.8969 | 10879.3903 | 3087.6019 | 14644.9142 | 2433.9694 | 0 | 1825
1135 |  |  |  | SGP | F105D |  | 0 | 0 | 0 | 0 | 0 | 0 | 0 | 0 | 0 | 1826
1136 |  |  |  | SGU | F105D |  | 0 | 0 | 0 | 0 | 0 | 0 | 0 | 0 | 0 | 1827
1137 |  |  |  | SO | F102D |  | 74804.8959 | 45760.0219 | 12523.1322 | 8382.2611 | 2852.314 | 809.4948 | 3839.5437 | 638.1281 | 0 | 1828
1138 |  |  |  | CN | F42 |  | 0 | 0 | 0 | 0 | 0 | 0 | 0 | 0 | 0 | 1829
1139 |  |  |  | SG/CAGE/CAGW | F105D |  | 0 | 0 | 0 | 0 | 0 | 0 | 0 | 0 | 0 | 1830
1140 |  |  |  | SE | F10 |  | 0 | 0 | 0 | 0 | 0 | 0 | 0 | 0 | 0 | 1831
1141 |  |  |  | JBG | F105D |  | 0 | 0 | 0 | 0 | 0 | 0 | 0 | 0 | 0 | 1832
|  |  |  | CAGE | F105D |  | 0 | 0 | 0 | 0 | 0 | 0 | 0 | 0 | 0 | 1833
1143 |  |  |  | CAGE | F105D |  | 0 | 0 | 0 | 0 | 0 | 0 | 0 | 0 | 0 | 1834
1144 |  |  | Total Communication Equipment |  |  |  | 360128.1987 | 220299.4078 | 60289.2763 | 40354.158 | 13731.7043 | 3897.0968 | 18484.4579 | 3072.0976 | 0
1145
1146 |  | Distribution - METER - Unbundled |  |  |  |  | D: GENERAL PLANT
1147
1148 |  | A |  | B | C |  | D | E | F | G | H | I | J | K
1149 |  | FERC ACCT |  | DESCRIPTION | COS Factor |  | Washington Jurisdiction Normalized | Residential Schedule 16 | Small General Service Schedule 24 | Large General Service < 1,000 kW Schedule 36 | Large General Service > 1,000 kW Schedule 48 | Large General Dedicated Facilities Schedule 48 | Agricultural Pumping Schedule 40 | Street & Area Lighting Sch. 15, 51-54, 57
1150 |  | 398 | Misc. Equipment
1151 |  |  |  | S | F107D |  | 3601.9872 | 2203.4255 | 603.0108 | 403.6206 | 137.3439 | 38.9786 | 184.8808 | 30.727 | 0 | 1838
1152 |  |  |  | SGP | F105D |  | 0 | 0 | 0 | 0 | 0 | 0 | 0 | 0 | 0 | 1844
1153 |  |  |  | SGU | F105D |  | 0 | 0 | 0 | 0 | 0 | 0 | 0 | 0 | 0 | 1840
|  |  |  | CN | F42 |  | 0 | 0 | 0 | 0 | 0 | 0 | 0 | 0 | 0 | 1841
1155 |  |  |  | SO | F102D |  | 1081.3448 | 661.4856 | 181.0286 | 121.1701 | 41.2317 | 11.7017 | 55.5027 | 9.2245 | 0 | 1842
1156 |  |  |  | SE | F10 |  | 0 | 0 | 0 | 0 | 0 | 0 | 0 | 0 | 0 | 1843
1157 |  |  |  | SG | F105D |  | 0 | 0 | 0 | 0 | 0 | 0 | 0 | 0 | 0 | 1845
1158 |  |  |  | JBG | F105D |  | 0 | 0 | 0 | 0 | 0 | 0 | 0 | 0 | 0 | 1847
1159 |  |  | Total Misc. Equipment |  |  |  | 4683.3319 | 2864.911 | 784.0394 | 524.7907 | 178.5757 | 50.6803 | 240.3834 | 39.9515 | 0
1160
1161 |  | 399 | Coal Mine |  | F10 |  | 0 | 0 | 0 | 0 | 0 | 0 | 0 | 0 | 0 | 1858
1162 |  | 399L | WIDCO Capital Lease |  | F10 |  | 0 | 0 | 0 | 0 | 0 | 0 | 0 | 0 | 0 | 1861
1163 |  |  | Remove Capital Lease |  | F10 |  | 0 | 0 | 0 | 0 | 0 | 0 | 0 | 0 | 0 | 1864
1164
1165 |  | 390L | General Capital Lease
1166 |  |  |  | S | F10 |  | 0 | 0 | 0 | 0 | 0 | 0 | 0 | 0 | 0 | 1869
1167 |  |  |  | SG | F10 |  | 0 | 0 | 0 | 0 | 0 | 0 | 0 | 0 | 0 | 1870
1168 |  |  |  | SO-U | F10 |  | 0 | 0 | 0 | 0 | 0 | 0 | 0 | 0 | 0 | 1871
1170 |  |  | Remove Capital Lease |  |  |  | 0 | 0 | 0 | 0 | 0 | 0 | 0 | 0
1171
1172 |  | 392L | General Vehicles Capital Lease |  | F10 |  | 0 | 0 | 0 | 0 | 0 | 0 | 0 | 0 | 0 | 1878
1173 |  |  | Remove Capital Lease |  | F10 |  | 0 | 0 | 0 | 0 | 0 | 0 | 0 | 0 | 0 | 1881
1174
1175 |  | G00 | Unclassified Gen Plant - Acct 300 |  | F102D |  | 35296.0745 | 21591.4898 | 5908.9369 | 3955.1009 | 1345.8409 | 381.9535 | 1811.6571 | 301.0955 | 0 | 1891
1176 |  | GV0 | Unclassified Gen Veh - Acct 300 |  | F102D |  | 0 | 0 | 0 | 0 | 0 | 0 | 0 | 0 | 0 | 1899
1177
1178 |  | TOTAL GENERAL PLANT |  |  |  |  | 1209781.5262 | 740053.5554 | 202530.2461 | 135562.0444 | 46129.0236 | 13091.5482 | 62094.9868 | 10320.1219 | 0
1179
1180
1181
1182 | [6 empty] | D: INTANGIBLE PLANT
1183
1184 |  | 301 | Organization
1185 |  |  |  | S | F107D |  | 0 | 0 | 0 | 0 | 0 | 0 | 0 | 0 | 0 | 1904
1186 |  |  |  | SO | F102D |  | 0 | 0 | 0 | 0 | 0 | 0 | 0 | 0 | 0 | 1905
1187 |  |  |  | SG/CAGE/CAGW | F105D |  | 0 | 0 | 0 | 0 | 0 | 0 | 0 | 0 | 0 | 1906
1188 |  |  | Total Organization |  |  |  | 0 | 0 | 0 | 0 | 0 | 0 | 0 | 0 | 0
1189
1190 |  | 302 | Franchise & Consent
1191 |  |  |  | S | F107D |  | 0 | 0 | 0 | 0 | 0 | 0 | 0 | 0 | 0 | 1909
1192 |  |  |  | SG/CAGE/CAGW | F105D |  | 0 | 0 | 0 | 0 | 0 | 0 | 0 | 0 | 0 | 1910
1193 |  |  |  | DGP | F105D |  | 0 | 0 | 0 | 0 | 0 | 0 | 0 | 0 | 0 | 1911
1194 |  |  |  | DGU | F105D |  | 0 | 0 | 0 | 0 | 0 | 0 | 0 | 0 | 0 | 1912
1195 |  |  | Total Franchise & Consent |  |  |  | 0 | 0 | 0 | 0 | 0 | 0 | 0 | 0 | 0
1196
1197 |  | 303 | Miscellaneous Intangible Plant
1198 |  |  |  | S | F107D |  | 48527.4903 | 29685.4771 | 8124.0161 | 5437.7469 | 1850.3554 | 525.1361 | 2490.7918 | 413.967 | 0 | 1920
1199 |  |  |  | SG/CAGW | F105D |  | 0 | 0 | 0 | 0 | 0 | 0 | 0 | 0 | 0 | 1921
1200 |  |  |  | SO | F102D |  | 300624.446 | 183899.4771 | 50327.7176 | 33686.4662 | 11462.8235 | 3253.1819 | 15430.2827 | 2564.4969 | 0 | 1922
1201 |  |  |  | SE | F105D |  | 0 | 0 | 0 | 0 | 0 | 0 | 0 | 0 | 0 | 1923
1202 |  |  |  | CN | F42 |  | 0 | 0 | 0 | 0 | 0 | 0 | 0 | 0 | 0 | 1924
1203 |  |  |  | DGU | F10 |  | 0 | 0 | 0 | 0 | 0 | 0 | 0 | 0 | 0 | 1925
1204 |  |  |  | DGP | F105D |  | 0 | 0 | 0 | 0 | 0 | 0 | 0 | 0 | 0 | 1926
1205 |  |  |  | JBG | F105D |  | 0 | 0 | 0 | 0 | 0 | 0 | 0 | 0 | 0 | 1927
1206 |  |  | Total Miscellaneous Intangible Plant |  |  |  | 349151.9363 | 213584.9542 | 58451.7337 | 39124.2131 | 13313.1789 | 3778.3181 | 17921.0745 | 2978.4638 | 0
1207
1208 |  | I00 | Unclass Intangible Plant - Acct 300 |  | F102D |  | 0 | 0 | 0 | 0 | 0 | 0 | 0 | 0 | 0 | 1938
1209
1210 |  | TOTAL INTANGIBLE PLANT |  |  |  |  | 349151.9363 | 213584.9542 | 58451.7337 | 39124.2131 | 13313.1789 | 3778.3181 | 17921.0745 | 2978.4638 | 0
1211
1212
1213 |  | TOTAL ELECTRIC PLANT IN SERVICE |  |  |  |  | 18105869.1898 | 12130598.4403 | 3175286.0458 | 1446878.5405 | 236071.3652 | 127658.8262 | 976077.3861 | 13298.5857 | 0
1214
1215
1216 |  | Distribution - METER - Unbundled |  |  |  |  | D: MISC RATE BASE
1217
1218 |  | A |  | B | C |  | D | E | F | G | H | I | J | K
1219 |  | FERC ACCT |  | DESCRIPTION | COS Factor |  | Washington Jurisdiction Normalized | Residential Schedule 16 | Small General Service Schedule 24 | Large General Service < 1,000 kW Schedule 36 | Large General Service > 1,000 kW Schedule 48 | Large General Dedicated Facilities Schedule 48 | Agricultural Pumping Schedule 40 | Street & Area Lighting Sch. 15, 51-54, 57
1220 |  | 105 | Plant Held For Future Use
1221 |  |  |  | S | F20 |  | 0 | 0 | 0 | 0 | 0 | 0 | 0 | 0 | 0 | 1946
1222 |  |  |  | SG | F10 |  | 0 | 0 | 0 | 0 | 0 | 0 | 0 | 0 | 0 | 1947
1223 |  |  |  | SG | F10 |  | 0 | 0 | 0 | 0 | 0 | 0 | 0 | 0 | 0 | 1948
1224 |  |  |  | SG | F10 |  | 0 | 0 | 0 | 0 | 0 | 0 | 0 | 0 | 0 | 1949
1225 |  |  |  | SE | F10 |  | 0 | 0 | 0 | 0 | 0 | 0 | 0 | 0 | 0 | 1950
1226 |  |  |  | SG | F10 |  | 0 | 0 | 0 | 0 | 0 | 0 | 0 | 0 | 0 | 1951
1227 |  |  |  | SG | F10 |  | 0 | 0 | 0 | 0 | 0 | 0 | 0 | 0 | 0 | 1952
1228 |  |  |  | CAGE | F102 |  | 0 | 0 | 0 | 0 | 0 | 0 | 0 | 0 | 0 | 1953
1229 |  |  |  | CAEW | F102 |  | 0 | 0 | 0 | 0 | 0 | 0 | 0 | 0 | 0 | 1954
1230 |  |  |  | CAEE | F102 |  | 0 | 0 | 0 | 0 | 0 | 0 | 0 | 0 | 0 | 1955
1231 |  |  | Total Plant Held For Future Use |  |  |  | 0 | 0 | 0 | 0 | 0 | 0 | 0 | 0 | 0
1232
1233 |  | 114 | Electric Plant Acquisition Adjust |  | F10 |  | 0 | 0 | 0 | 0 | 0 | 0 | 0 | 0 | 0 | 1964
1234
1235 |  | 115 | Accum Provision for Asset Acquisition Adjustments |  | F10 |  | 0 | 0 | 0 | 0 | 0 | 0 | 0 | 0 | 0 | 1972
1236
1237 |  | 128 | Pensions |  | F102D |  | 0 | 0 | 0 | 0 | 0 | 0 | 0 | 0 | 0 | 1976
1238
1239 |  | 124 | Weatherization |  | F10 |  | 0 | 0 | 0 | 0 | 0 | 0 | 0 | 0 | 0 | 1998
1240
1241 |  | 151 | Fuel Stock |  | F10 |  | 0 | 0 | 0 | 0 | 0 | 0 | 0 | 0 | 0 | 2001
1242 |  |  |  | SE | F10 |  | 0 | 0 | 0 | 0 | 0 | 0 | 0 | 0 | 0 | 2002
1243 |  |  |  | CAEW | F10 |  | 0 | 0 | 0 | 0 | 0 | 0 | 0 | 0 | 0 | 2003
1244 |  |  |  | CAEE | F10 |  | 0 | 0 | 0 | 0 | 0 | 0 | 0 | 0 | 0 | 2004
1245 |  |  |  | JBE | F10 |  | 0 | 0 | 0 | 0 | 0 | 0 | 0 | 0 | 0 | 2005
1246 |  |  |  | CAEE | F10 |  | 0 | 0 | 0 | 0 | 0 | 0 | 0 | 0 | 0 | 2006
1247 |  |  |  | CAEE | F10 |  | 0 | 0 | 0 | 0 | 0 | 0 | 0 | 0 | 0 | 2007
1248 |  |  |  | Total Fuel Stock |  |  | 0 | 0 | 0 | 0 | 0 | 0 | 0 | 0 | 0
1249
1250 |  | 152 | Fuel Stock - Undistributed |  | F10 |  | 0 | 0 | 0 | 0 | 0 | 0 | 0 | 0 | 0 | 2011
1251
1252 |  | 25316 | DG&T Working Capital Deposit |  | F10 |  | 0 | 0 | 0 | 0 | 0 | 0 | 0 | 0 | 0 | 2016
1253
1254 |  | 25317 | DG&T Working Capital Deposit |  | F10 |  | 0 | 0 | 0 | 0 | 0 | 0 | 0 | 0 | 0 | 2020
1255
1256 |  | 25319 | Provo Working Capital Deposit |  | F10 |  | 0 | 0 | 0 | 0 | 0 | 0 | 0 | 0 | 0 | 2024
1257
1258 |  | 154 | Materials and Supplies |  | F102D |  | 0 | 0 | 0 | 0 | 0 | 0 | 0 | 0 | 0 | 2029
1259 |  |  |  | SG | F102D |  | 0 | 0 | 0 | 0 | 0 | 0 | 0 | 0 | 0 | 2030
1260 |  |  |  | SE | F102D |  | 0 | 0 | 0 | 0 | 0 | 0 | 0 | 0 | 0 | 2031
1261 |  |  |  | SO | F102D |  | 0 | 0 | 0 | 0 | 0 | 0 | 0 | 0 | 0 | 2032
1262 |  |  |  | SNPPS | F102D |  | 0 | 0 | 0 | 0 | 0 | 0 | 0 | 0 | 0 | 2033
1263 |  |  |  | SNPPH | F102D |  | 0 | 0 | 0 | 0 | 0 | 0 | 0 | 0 | 0 | 2034
1264 |  |  |  | SNPD | F102D |  | 4.2206e-07 | 2.5819e-07 | 7.0658e-08 | 4.7294e-08 | 1.6093e-08 | 4.5673e-09 | 2.1663e-08 | 3.6004e-09 | 0 | 2035
1265 |  |  |  | SNPT | F102D |  | 0 | 0 | 0 | 0 | 0 | 0 | 0 | 0 | 0 | 2036
1266 |  |  |  | DGU | F102D |  | 0 | 0 | 0 | 0 | 0 | 0 | 0 | 0 | 0 | 2037
1267 |  |  |  | DGP | F102D |  | 0 | 0 | 0 | 0 | 0 | 0 | 0 | 0 | 0 | 2038
1268 |  |  |  | JBE | F10 |  | 0 | 0 | 0 | 0 | 0 | 0 | 0 | 0 | 0 | 2039
1269 |  |  |  | SNPP | F102D |  | 0 | 0 | 0 | 0 | 0 | 0 | 0 | 0 | 0 | 2040
1270 |  |  |  | CAGW | F102D |  | 0 | 0 | 0 | 0 | 0 | 0 | 0 | 0 | 0 | 2041
1271 |  |  |  | CAGE | F102D |  | 0 | 0 | 0 | 0 | 0 | 0 | 0 | 0 | 0 | 2042
1272 |  |  |  | JBG | F10 |  | 0 | 0 | 0 | 0 | 0 | 0 | 0 | 0 | 0 | 2043
1273 |  |  |  | CAEW | F102D |  | 0 | 0 | 0 | 0 | 0 | 0 | 0 | 0 | 0 | 2044
1274 |  |  |  | CAEE | F102D |  | 0 | 0 | 0 | 0 | 0 | 0 | 0 | 0 | 0 | 2045
1275 |  |  |  | CAGE | F102D |  | 0 | 0 | 0 | 0 | 0 | 0 | 0 | 0 | 0 | 2046
1276 |  |  | Total Materials and Supplies |  |  |  | 4.2206e-07 | 2.5819e-07 | 7.0658e-08 | 4.7294e-08 | 1.6093e-08 | 4.5673e-09 | 2.1663e-08 | 3.6004e-09 | 0
1277
1278 |  | 163 | Stores Expense Undistributed |  | F102D |  | 0 | 0 | 0 | 0 | 0 | 0 | 0 | 0 | 0 | 2050
1279
1280 |  | 25318 | Provo Working Capital Deposit |  | F102D |  | 0 | 0 | 0 | 0 | 0 | 0 | 0 | 0 | 0 | 2055
1281
1282 |  | 165 | Prepayments |  | F102D |  | 0 | 0 | 0 | 0 | 0 | 0 | 0 | 0 | 0 | 2062
1283 |  |  |  | GPS | F42 |  | 0 | 0 | 0 | 0 | 0 | 0 | 0 | 0 | 0 | 2063
1284 |  |  |  | SG | F102D |  | 0 | 0 | 0 | 0 | 0 | 0 | 0 | 0 | 0 | 2064
1285 |  |  |  | SE | F102D |  | 0 | 0 | 0 | 0 | 0 | 0 | 0 | 0 | 0 | 2065
1286 |  |  |  | SO | F102D |  | 3.8295e-11 | 2.3426e-11 | 6.4109e-12 | 4.2911e-12 | 1.4602e-12 | 4.144e-13 | 1.9656e-12 | 3.2668e-13 | 0 | 2066
1287 |  |  |  | Total Prepayments |  |  | 3.8295e-11 | 2.3426e-11 | 6.4109e-12 | 4.2911e-12 | 1.4602e-12 | 4.144e-13 | 1.9656e-12 | 3.2668e-13 | 0
1288
1289 |  | 182 | Misc Regulatory Assets |  | F102D |  | 0 | 0 | 0 | 0 | 0 | 0 | 0 | 0 | 0 | 2070
1290 |  |  |  | SG | F102D |  | 0 | 0 | 0 | 0 | 0 | 0 | 0 | 0 | 0 | 2071
1291 |  |  |  | CAGE | F102D |  | 0 | 0 | 0 | 0 | 0 | 0 | 0 | 0 | 0 | 2072
1292 |  |  |  | CAGE | F102D |  | 0 | 0 | 0 | 0 | 0 | 0 | 0 | 0 | 0 | 2073
1293 |  |  |  | CAGW | F102D |  | 0 | 0 | 0 | 0 | 0 | 0 | 0 | 0 | 0 | 2074
1294 |  |  |  | JBG | F102D |  | 0 | 0 | 0 | 0 | 0 | 0 | 0 | 0 | 0 | 2075
1295 |  |  |  | SE | F102D |  | 0 | 0 | 0 | 0 | 0 | 0 | 0 | 0 | 0 | 2076
1296 |  |  |  | CAEW | F102D |  | 0 | 0 | 0 | 0 | 0 | 0 | 0 | 0 | 0 | 2077
1297 |  |  |  | CAEE | F10 |  | 0 | 0 | 0 | 0 | 0 | 0 | 0 | 0 | 0 | 2078
1298 |  |  |  | SO | F102D |  | 0 | 0 | 0 | 0 | 0 | 0 | 0 | 0 | 0 | 2079
1299 |  |  |  | Total Misc Regulatory Assets |  |  | 0 | 0 | 0 | 0 | 0 | 0 | 0 | 0 | 0
1300
1301 |  | 186 | Misc Deferred Debits |  | F102D |  | 0 | 0 | 0 | 0 | 0 | 0 | 0 | 0 | 0 | 2083
1302 |  |  |  | CAEW | F102D |  | 0 | 0 | 0 | 0 | 0 | 0 | 0 | 0 | 0 | 2084
1303 |  |  |  | CAEE | F102D |  | 0 | 0 | 0 | 0 | 0 | 0 | 0 | 0 | 0 | 2085
1304 |  |  |  | SG | F102D |  | 0 | 0 | 0 | 0 | 0 | 0 | 0 | 0 | 0 | 2086
1305 |  |  |  | SO | F102D |  | 0 | 0 | 0 | 0 | 0 | 0 | 0 | 0 | 0 | 2087
1306 |  |  |  | SE | F10 |  | 0 | 0 | 0 | 0 | 0 | 0 | 0 | 0 | 0 | 2088
1307 |  |  |  | CAGW | F102D |  | 0 | 0 | 0 | 0 | 0 | 0 | 0 | 0 | 0 | 2089
|  |  |  | CAGE | F102D |  | 0 | 0 | 0 | 0 | 0 | 0 | 0 | 0 | 0 | 2090
|  |  |  | CAEW | F102D |  | 0 | 0 | 0 | 0 | 0 | 0 | 0 | 0 | 0 | 2091
|  |  |  | CAEE | F102D |  | 0 | 0 | 0 | 0 | 0 | 0 | 0 | 0 | 0 | 2092
|  |  |  | JBE | F102D |  | 0 | 0 | 0 | 0 | 0 | 0 | 0 | 0 | 0 | 2093
1312 |  |  |  | EXCTAX | F102D |  | 0 | 0 | 0 | 0 | 0 | 0 | 0 | 0 | 0 | 2094
1313 |  |  |  | Total Misc Deferred Debits |  |  | 0 | 0 | 0 | 0 | 0 | 0 | 0 | 0 | 0
1314
1315 |  | CWC | Cash Working Capital |  | F137D |  | 0 | 0 | 0 | 0 | 0 | 0 | 0 | 0 | 0 | 2102
1316
1317 |  | OWC | Other Working Capital |  | F137D |  | 0 | 0 | 0 | 0 | 0 | 0 | 0 | 0 | 0 | 2115
1318 |  |  |  | Total Other Working Capital |  |  | 0 | 0 | 0 | 0 | 0 | 0 | 0 | 0 | 0
1319
1320 |  | 18222 | Nuclear Plant |  | F10 |  | 0 | 0 | 0 | 0 | 0 | 0 | 0 | 0 | 0 | 2129
1321
1322 |  | 1869 | Misc Deferred Debits-Trojan |  | F10 |  | 0 | 0 | 0 | 0 | 0 | 0 | 0 | 0 | 0 | 2134
1323
1324 |  | 141 | Impact Housing - Notes Receivable |  | F10 |  | 0 | 0 | 0 | 0 | 0 | 0 | 0 | 0 | 0 | 2137
1325 |  | TOTAL RATE BASE ADDITIONS |  |  |  |  | 4.221e-07 | 2.5821e-07 | 7.0664e-08 | 4.7299e-08 | 1.6095e-08 | 4.5677e-09 | 2.1665e-08 | 3.6008e-09 | 0
1326
1327 |  | Distribution - METER - Unbundled
1328
1329 |  | A |  | B | C |  | D | E | F | G | H | I | J | K
1330 |  | FERC ACCT |  | DESCRIPTION | COS Factor |  | Washington Jurisdiction Normalized | Residential Schedule 16 | Small General Service Schedule 24 | Large General Service < 1,000 kW Schedule 36 | Large General Service > 1,000 kW Schedule 48 | Large General Dedicated Facilities Schedule 48 | Agricultural Pumping Schedule 40 | Street & Area Lighting Sch. 15, 51-54, 57
1331
1332 |  | 235 | Customer Service Deposits |  | F51 |  | 0 | 0 | 0 | 0 | 0 | 0 | 0 | 0 | 0 | 2149
1333
1334 |  | 2281 | Accum Prov for Property Insurance |  | F102D |  | 61.1252 | 37.3918 | 10.233 | 6.8494 | 2.3307 | 0.66146 | 3.1374 | 0.52143 | 0 | 2154
1335
1336 |  | 2282 | Accum Prov for Injuries & Damages |  | F102D |  | 0 | 0 | 0 | 0 | 0 | 0 | 0 | 0 | 0 | 2158
1337
1338 |  | 2283 | Accum Prov for Pension & Benefits |  | F102D |  | -1095.3458 | -670.0503 | -183.3725 | -122.7389 | -41.7656 | -11.8532 | -56.2213 | -9.3439 | 0 | 2163
1339
1340 |  | 254 | Reg Liabilities - Insurance Provision |  | F10 |  | 0 | 0 | 0 | 0 | 0 | 0 | 0 | 0 | 0 | 2169
1341
1342 |  | 22844 | Accum Hydro Relicensing Obligation |  | F10 |  | 0 | 0 | 0 | 0 | 0 | 0 | 0 | 0 | 0 | 2173
1343
1344
1345 |  | 22842 | Accum Misc Oper Prov - Trojan |  | F10 |  | 0 | 0 | 0 | 0 | 0 | 0 | 0 | 0 | 0 | 2178
1346
1347 |  | 252 | Customer Advances for Const |  | F50 |  | -209454.7019 | -94658.6973 | -76320.8822 | -13322.5735 | 0 | 0 | -11779.9328 | -13372.6161 | 0 | 2186
1348
1349 |  | 25398 | SO2 Emissions |  | F10 |  | 0 | 0 | 0 | 0 | 0 | 0 | 0 | 0 | 0 | 2189
1350
1351 |  | 25399 | Other Deferred Credits |  | F10 |  | 0 | 0 | 0 | 0 | 0 | 0 | 0 | 0 | 0 | 2198
1352
1353 |  | 190 | Accum Deferred Income Taxes |  | F104D |  | 0 | 0 | 0 | 0 | 0 | 0 | 0 | 0 | 0 | 2201
1354 |  |  |  | SG/CAGW | F104D |  | 0 | 0 | 0 | 0 | 0 | 0 | 0 | 0 | 0 | 2202
1355 |  |  |  | DOP | F138D |  | 7270.7183 | 4402.4011 | 1100.0783 | 965.9881 | 360.3076 | 128.1819 | 273.5835 | 40.1776 | 0 | 2203
1356 |  |  |  | CN | F104D |  | 0 | 0 | 0 | 0 | 0 | 0 | 0 | 0 | 0 | 2204
1357 |  |  |  | BADDEBT | F42 |  | 0 | 0 | 0 | 0 | 0 | 0 | 0 | 0 | 0 | 2205
1358 |  |  |  | JBG | F104D |  | 0 | 0 | 0 | 0 | 0 | 0 | 0 | 0 | 0 | 2206
1359 |  |  |  | JBE | F104D |  | 0 | 0 | 0 | 0 | 0 | 0 | 0 | 0 | 0 | 2207
1360 |  |  |  | SE/CAEW | F104D |  | 0 | 0 | 0 | 0 | 0 | 0 | 0 | 0 | 0 | 2208
1361 |  |  |  | SNP | F104D |  | 0 | 0 | 0 | 0 | 0 | 0 | 0 | 0 | 0 | 2209
1362 |  |  |  | SNPD | F104D |  | 2058.7495 | 1264.9978 | 341.5545 | 228.1688 | 78.2015 | 27.5506 | 101.0929 | 17.1833 | 0 | 2210
1363 |  |  |  | Total Accum Deferred Income Taxes |  |  | 9329.4677 | 5667.399 | 1441.6328 | 1194.1569 | 438.5091 | 155.7325 | 374.6764 | 57.361 | 0
1364
1365 |  | 281 | Accum Deferred Income Taxes |  | F104D |  | 0 | 0 | 0 | 0 | 0 | 0 | 0 | 0 | 0 | 2217
1366
1367 |  | 282 | Accum Deferred Income Taxes |  | F104D |  | -1513173.1515 | -929768.6735 | -251041.2928 | -167703.1934 | -57477.7967 | -20249.5941 | -74302.9237 | -12629.6774 | 0 | 2220
1368 |  |  |  |  | F104D |  | 0 | 0 | 0 | 0 | 0 | 0 | 0 | 0 | 0 | 2221
1369 |  |  |  |  | F104D |  | 0 | 0 | 0 | 0 | 0 | 0 | 0 | 0 | 0 | 2222
1370 |  |  |  |  | F104D |  | -170.0633 | -104.4953 | -28.2142 | -18.8479 | -6.4598 | -2.2758 | -8.3508 | -1.4194 | 0 | 2223
1371 |  |  |  |  | F104D |  | 0 | 0 | 0 | 0 | 0 | 0 | 0 | 0 | 0 | 2224
1372 |  |  |  | DITBAL | F104D |  | 0 | 0 | 0 | 0 | 0 | 0 | 0 | 0 | 0 | 2225
1373 |  |  |  | DGP | F42 |  | 0 | 0 | 0 | 0 | 0 | 0 | 0 | 0 | 0 | 2226
1374 |  |  |  | SO | F138D |  | 1926.7545 | 1166.6449 | 291.5229 | 255.9887 | 95.4822 | 33.9685 | 72.5002 | 10.6472 | 0 | 2227
1375 |  |  |  | JBE | F104D |  | -2482.0978 | -1525.1241 | -411.7896 | -275.088 | -94.2823 | -33.2159 | -121.881 | -20.7168 | 0 | 2228
1376 |  |  |  | SE | F104D |  | 0 | 0 | 0 | 0 | 0 | 0 | 0 | 0 | 0 | 2229
1377 |  |  |  | SG | F104D |  | 0 | 0 | 0 | 0 | 0 | 0 | 0 | 0 | 0 | 2230
1378 |  |  |  | Total Accum Deferred Income Taxes |  |  | -1513898.5581 | -930231.648 | -251189.7737 | -167741.1405 | -57483.0566 | -20251.1174 | -74360.6554 | -12641.1665 | 0
1379
1380
1381 |  | 283 | Accum Deferred Income Taxes |  | F104D |  | -244.0967 | -149.9851 | -40.4966 | -27.0529 | -9.272 | -3.2666 | -11.9861 | -2.0373 | 0 | 2234
1382 |  |  |  | SG/CAGW | F104D |  | 0 | 0 | 0 | 0 | 0 | 0 | 0 | 0 | 0 | 2235
1383 |  |  |  | SE | F104D |  | 0 | 0 | 0 | 0 | 0 | 0 | 0 | 0 | 0 | 2236
1384 |  |  |  | SO | F138D |  | -296.2912 | -179.4035 | -44.8296 | -39.3653 | -14.683 | -5.2236 | -11.1489 | -1.6373 | 0 | 2237
1385 |  |  |  | GPS | F104D |  | -2746.0208 | -1687.2915 | -455.5755 | -304.3382 | -104.3074 | -36.7478 | -134.8407 | -22.9196 | 0 | 2238
1386 |  |  |  | SNP | F104D |  | -357.6151 | -219.7364 | -59.3297 | -39.6341 | -13.584 | -4.7857 | -17.5603 | -2.9848 | 0 | 2239
1387 |  |  |  | TROJD | F104D |  | 0 | 0 | 0 | 0 | 0 | 0 | 0 | 0 | 0 | 2240
1388 |  |  |  | SNPD | F104D |  | 0 | 0 | 0 | 0 | 0 | 0 | 0 | 0 | 0 | 2241
1389 |  |  |  | JBE | F104D |  | 0 | 0 | 0 | 0 | 0 | 0 | 0 | 0 | 0 | 2242
1390 |  |  |  | Total Accum Deferred Income Taxes |  |  | -3644.0237 | -2236.4165 | -600.2314 | -410.3905 | -141.8464 | -50.0236 | -175.5361 | -29.5791 | 0
1391
1392 |  | 255 | Accum Investment Tax Credit |  | F104D |  | -111.718 | -68.6451 | -18.5344 | -12.3816 | -4.2436 | -1.495 | -5.4858 | -0.93245 | 0 | 2256
1393 |  | TOTAL RATE BASE DEDUCTIONS |  |  |  |  | -1718813.7545 | -1022160.6665 | -326860.9284 | -180408.2187 | -57230.0724 | -20158.0953 | -86000.0176 | -25995.7556 | 0
1394
1395 | [6 empty] | D: ACCUMULATED DEPRECIATION
1396 | [6 empty] | D: GENERATION PLANT
1397
1398 |  | 108SP | Steam Prod Accumulated Depr |  | F10 |  | 0 | 0 | 0 | 0 | 0 | 0 | 0 | 0 | 0 | 2270
1399
1400 |  | 108NP | Nuclear Prod Accumulated Depr |  | F10 |  | 0 | 0 | 0 | 0 | 0 | 0 | 0 | 0 | 0 | 2276
1401
1402 |  | 108HP | Hydraulic Prod Accum Depr |  | F10 |  | 0 | 0 | 0 | 0 | 0 | 0 | 0 | 0 | 0 | 2287
1403
1404 |  | 108OP | Other Generation - Accum Depr |  | F10 |  | 0 | 0 | 0 | 0 | 0 | 0 | 0 | 0 | 0 | 2290
1405 |  |  |  | DGU | F10 |  | 0 | 0 | 0 | 0 | 0 | 0 | 0 | 0 | 0 | 2291
1406 |  |  |  | DGP | F10 |  | 0 | 0 | 0 | 0 | 0 | 0 | 0 | 0 | 0 | 2292
1407 |  |  |  | SG | F10 |  | 0 | 0 | 0 | 0 | 0 | 0 | 0 | 0 | 0 | 2293
1408 |  |  |  | CAGW | F10 |  | 0 | 0 | 0 | 0 | 0 | 0 | 0 | 0 | 0 | 2294
1409 |  |  |  | CAGE | F10 |  | 0 | 0 | 0 | 0 | 0 | 0 | 0 | 0 | 0 | 2295
1410 |  |  |  | SG | F10 |  | 0 | 0 | 0 | 0 | 0 | 0 | 0 | 0 | 0 | 2296
1411 |  |  |  | Total Other Generation - Accum Depr |  |  | 0 | 0 | 0 | 0 | 0 | 0 | 0 | 0 | 0
1412
1413 |  | 108EP | Experimental Plant - Accum Depr |  | F10 |  | 0 | 0 | 0 | 0 | 0 | 0 | 0 | 0 | 0 | 2302
1414
1415
1416
1417 |  | TOTAL GENERATION PLANT DEPRECIATION |  |  |  |  | 0 | 0 | 0 | 0 | 0 | 0 | 0 | 0 | 0
1418
1419
1420 | [6 empty] | D: TRANSMISSION PLANT
1421
1422 |  | 108TP | Transmission Plant Accum Depr |  | F106 |  | 0 | 0 | 0 | 0 | 0 | 0 | 0 | 0 | 0 | 2313
1423
1424
1425 | [6 empty] | D: DISTRIBUTION PLANT
1426
1427 |  | 108360 | Land and Land Rights |  | F118 |  | 0 | 0 | 0 | 0 | 0 | 0 | 0 | 0 | 0 | 2317
1428
1429 |  | 108361 | Structures and Improvements |  | F119 |  | 0 | 0 | 0 | 0 | 0 | 0 | 0 | 0 | 0 | 2321
1430
1431 |  | 108362 | Station Equipment |  | F120 |  | 0 | 0 | 0 | 0 | 0 | 0 | 0 | 0 | 0 | 2325
1432
1433 |  | Distribution - METER - Unbundled
1434
1435 |  | A |  | B | C |  | D | E | F | G | H | I | J | K
1436 |  | FERC ACCT |  | DESCRIPTION | COS Factor |  | Washington Jurisdiction Normalized | Residential Schedule 16 | Small General Service Schedule 24 | Large General Service < 1,000 kW Schedule 36 | Large General Service > 1,000 kW Schedule 48 | Large General Dedicated Facilities Schedule 48 | Agricultural Pumping Schedule 40 | Street & Area Lighting Sch. 15, 51-54, 57
1437
1438 |  | 108364 | Poles, Towers & Fixtures |  | F121 |  | 0 | 0 | 0 | 0 | 0 | 0 | 0 | 0 | 0 | 2329
1439
1440 |  | 108365 | Overhead Conductors |  | F122 |  | 0 | 0 | 0 | 0 | 0 | 0 | 0 | 0 | 0 | 2333
1441
1442 |  | 108366 | Underground Conduit |  | F123 |  | 0 | 0 | 0 | 0 | 0 | 0 | 0 | 0 | 0 | 2337
1443
1444 |  | 108367 | Underground Conductors |  | F124 |  | 0 | 0 | 0 | 0 | 0 | 0 | 0 | 0 | 0 | 2341
1445
1446 |  | 108368 | Line Transformers |  | F125 |  | 0 | 0 | 0 | 0 | 0 | 0 | 0 | 0 | 0 | 2345
1447
1448 |  | 108369 | Services |  | F126 |  | 0 | 0 | 0 | 0 | 0 | 0 | 0 | 0 | 0 | 2349
1449
1450 |  | 108370 | Meters |  | F127 |  | -9414781.2962 | -6359403.0363 | -1658164.1377 | -723844.7232 | -100497.4555 | -63036.0718 | -509835.8717 | 0 | 0 | 2353
1451
1452 |  | 108371 | Install on Customers' Premises |  | F128 |  | 0 | 0 | 0 | 0 | 0 | 0 | 0 | 0 | 0 | 2357
1453
1454 |  | 108372 | Leased Property |  | F129 |  | 0 | 0 | 0 | 0 | 0 | 0 | 0 | 0 | 0 | 2361
1455
1456 |  | 108373 | Street Lights |  | F130 |  | 0 | 0 | 0 | 0 | 0 | 0 | 0 | 0 | 0 | 2365
1457
1458 |  | 108D00 | Unclassified Dist Plant - Acct 300 |  | F121 |  | 0 | 0 | 0 | 0 | 0 | 0 | 0 | 0 | 0 | 2369
1459
1460 |  | 108DS | Unclassified Dist Sub - Acct 300 |  | F120 |  | 0 | 0 | 0 | 0 | 0 | 0 | 0 | 0 | 0 | 2373
1461
1462 |  | 108D | Unclassified Dist Sub - Acct 300 |  | F102D |  | 8083.6387 | 4944.9635 | 1353.2868 | 905.812 | 308.2295 | 87.4764 | 414.9125 | 68.958 | 0 | 2377
1463
1464
1465 |  | TOTAL DISTRIBUTION PLANT DEPR |  |  |  |  | -9406697.6576 | -6354458.0727 | -1656810.851 | -722938.9112 | -100189.226 | -62948.5954 | -509420.9593 | 68.958 | 0
1466
1467 | [6 empty] | D: GENERAL PLANT
1468 |  | 108GP | General Plant Accumulated Depr
1469 |  |  |  | S | F107D |  | -518588.9546 | -317233.8074 | -86817.2859 | -58110.4748 | -19773.82 | -5611.8664 | -26617.8426 | -4423.8576 | 0 | 2383
1470 |  |  |  | SG-P | F105D |  | 0 | 0 | 0 | 0 | 0 | 0 | 0 | 0 | 0 | 2384
1471 |  |  |  | SG-U | F105D |  | 0 | 0 | 0 | 0 | 0 | 0 | 0 | 0 | 0 | 2385
1472 |  |  |  | CAGW | F105D |  | 0 | 0 | 0 | 0 | 0 | 0 | 0 | 0 | 0 | 2386
1473 |  |  |  | CN | F42 |  | 0 | 0 | 0 | 0 | 0 | 0 | 0 | 0 | 0 | 2387
1474 |  |  |  | SO | F102D |  | -72000.0111 | -44044.2039 | -12053.5647 | -8067.9598 | -2745.3636 | -779.142 | -3695.5761 | -614.2009 | 0 | 2388
1475 |  |  |  | SE | F10 |  | 0 | 0 | 0 | 0 | 0 | 0 | 0 | 0 | 0 | 2389
1476 |  |  |  | JBG | F105D |  | 0 | 0 | 0 | 0 | 0 | 0 | 0 | 0 | 0 | 2390
1477 |  |  |  | CAGE | F105D |  | 0 | 0 | 0 | 0 | 0 | 0 | 0 | 0 | 0 | 2391
1478 |  |  |  | CAGE | F105D |  | 0 | 0 | 0 | 0 | 0 | 0 | 0 | 0 | 0 | 2392
1479 |  |  | Total General Plant Accumulated Depr |  |  |  | -590588.9657 | -361278.0112 | -98870.8506 | -66178.4346 | -22519.1836 | -6391.0084 | -30313.4188 | -5038.0585 | 0
1480
1481 |  | 108MP | Mining Plant Accumulated Depr. |  | F10 |  | 0 | 0 | 0 | 0 | 0 | 0 | 0 | 0 | 0 | 2399
1482
1483 |  | 1081390 | Accum Depr - Capital Lease |  | F10 |  | 0 | 0 | 0 | 0 | 0 | 0 | 0 | 0 | 0 | 2406
1484 |  |  | Remove Capital Lease |  | F10 |  | 0 | 0 | 0 | 0 | 0 | 0 | 0 | 0 | 0 | 2409
1485
1486 |  | 1081399L | Accum Depr - Capital Lease |  | F10 |  | 0 | 0 | 0 | 0 | 0 | 0 | 0 | 0 | 0 | 2413
1487 |  |  |  | SE | F10 |  | 0 | 0 | 0 | 0 | 0 | 0 | 0 | 0 | 0 | 2414
1488 |  |  | Remove Capital Lease |  | F10 |  | 0 | 0 | 0 | 0 | 0 | 0 | 0 | 0 | 0 | 2417
1489
1490 |  | TOTAL GENERAL PLANT ACCUM DEPR |  |  |  |  | -590588.9657 | -361278.0112 | -98870.8506 | -66178.4346 | -22519.1836 | -6391.0084 | -30313.4188 | -5038.0585 | 0
1491
1492
1493 |  | TOTAL ACCUM DEPR - PLANT IN SERVICE |  |  |  |  | -9997286.6233 | -6715736.084 | -1755681.7016 | -789117.3458 | -122708.4097 | -69339.6038 | -539734.378 | -4969.1005 | 0
1494
1495
1496 | [6 empty] | D: ACCUMULATED AMORTIZATION
1497
1498 |  | 111CLS | Accum Prov for Amort-Steam |  | F10 |  | 0 | 0 | 0 | 0 | 0 | 0 | 0 | 0 | 0 | 2430
1499
1500 |  | 111CLG | Accum Prov for Amort-General
1501 |  |  |  | S | F108 |  | -40921.0653 | -20072.0304 | -5713.6199 | -7246.1003 | -2802.1322 | -3226.7095 | -1709.8659 | -150.6071 | 0 | 2434
1502 |  |  |  | CN | F108 |  | 0 | 0 | 0 | 0 | 0 | 0 | 0 | 0 | 0 | 2435
1503 |  |  |  | SG | F108 |  | 0 | 0 | 0 | 0 | 0 | 0 | 0 | 0 | 0 | 2436
1504 |  |  |  | SO | F108 |  | -794.3344 | -389.6259 | -110.9093 | -140.6568 | -54.3933 | -62.6349 | -33.1909 | -2.9235 | 0 | 2437
1505 |  |  |  | SE | F108 |  | 0 | 0 | 0 | 0 | 0 | 0 | 0 | 0 | 0 | 2438
1506 |  |  | Total Accum Prov for Amort-General |  |  |  | -41715.3998 | -20461.6563 | -5824.5292 | -7386.7572 | -2856.5255 | -3289.3444 | -1743.0567 | -153.5306 | 0 | 2439
1507
1508 |  | 111CLH | Accum Prov for Amort-Hydro |  | F10 |  | 0 | 0 | 0 | 0 | 0 | 0 | 0 | 0 | 0 | 2449
1509
1510 |  | 111IP | Accum Prov for Amort-Intangible
1511 |  |  |  | S | F107D |  | -335.6517 | -205.3265 | -56.1916 | -37.6114 | -12.7984 | -3.6322 | -17.2281 | -2.8633 | 0 | 2453
1512 |  |  |  | DGP | F105D |  | 0 | 0 | 0 | 0 | 0 | 0 | 0 | 0 | 0 | 2454
1513 |  |  |  | DGU | F105D |  | 0 | 0 | 0 | 0 | 0 | 0 | 0 | 0 | 0 | 2455
1514 |  |  |  | CAEW | F105D |  | 0 | 0 | 0 | 0 | 0 | 0 | 0 | 0 | 0 | 2456
1515 |  |  |  | CAEE | F105D |  | 0 | 0 | 0 | 0 | 0 | 0 | 0 | 0 | 0 | 2457
1516 |  |  |  | SE | F10 |  | 0 | 0 | 0 | 0 | 0 | 0 | 0 | 0 | 0 | 2458
1517 |  |  |  | SG | F105D |  | 0 | 0 | 0 | 0 | 0 | 0 | 0 | 0 | 0 | 2459
1518 |  |  |  | SG-P | F105D |  | 0 | 0 | 0 | 0 | 0 | 0 | 0 | 0 | 0 | 2460
1519 |  |  |  | SG-U | F105D |  | 0 | 0 | 0 | 0 | 0 | 0 | 0 | 0 | 0 | 2461
1520 |  |  |  | CN | F42 |  | 0 | 0 | 0 | 0 | 0 | 0 | 0 | 0 | 0 | 2462
1521 |  |  |  | CAGE | F105D |  | 0 | 0 | 0 | 0 | 0 | 0 | 0 | 0 | 0 | 2463
1522 |  |  |  | CAGE | F105D |  | 0 | 0 | 0 | 0 | 0 | 0 | 0 | 0 | 0 | 2464
1523 |  |  |  | CAGW | F105D |  | 0 | 0 | 0 | 0 | 0 | 0 | 0 | 0 | 0 | 2465
1524 |  |  |  | CAGE | F105D |  | 0 | 0 | 0 | 0 | 0 | 0 | 0 | 0 | 0 | 2466
1525 |  |  |  | JBG | F105D |  | -4491.2206 | -2747.3917 | -751.8779 | -503.2636 | -171.2504 | -48.6014 | -230.5228 | -38.3127 | 0 | 2467
1526 |  |  |  | SO | F102D |  | -209544.213 | -128183.4252 | -35079.9215 | -23480.4725 | -7989.9302 | -2267.5649 | -10755.3677 | -1787.5309 | 0 | 2468
1527 |  |  | Total Accum Prov for Amort-Intangible |  |  |  | -214371.0853 | -131136.1435 | -35887.9911 | -24021.3476 | -8173.9791 | -2319.7985 | -11003.1187 | -1828.7068 | 0
1528
1529 |  | 111390 | Accum Prov for Amort-Capital Lease |  | F10 |  | 0 | 0 | 0 | 0 | 0 | 0 | 0 | 0 | 0 | 2479
1530
1531
1532 |  | TOTAL ACCUM PROV FOR AMORTIZATION |  |  |  |  | -256086.485 | -151597.7998 | -41712.5203 | -31408.1048 | -11030.5045 | -5609.1429 | -12746.1754 | -1982.2374 | 0

## JAM Download
| JUNE 2019 Washington Inter-Jurisdictional Allocation Methodology | [15 empty] | FERC Account Error Check
| AVERAGE-OF-MONTHLY-AVERAGES | [15 empty] | Account | JAM Total | FunStudy Total | Difference
| FERC |  |  | BUS | WCA |  | UNADJUSTED RESULTS |  |  | WASHINGTON | [6 empty] | 103 | 0 | 0 | 0
| ACCT |  | DESCRIP | FUNC | FACTOR | Ref | TOTAL | OTHER | WASHINGTON | ADJUSTMENT | ADJ TOTAL | [5 empty] | 105 | 467184.7162 | 467184.7162 | 0
62 | Sales to Ultimate Customers | [11 empty] | FERC | JAM Factor | FERC.JAMFactor | JAM Value | 114 | 158117.6883 | 158117.6883 | 0
63 | 440 | Residential Sales | [10 empty] | 440 | NA | 440.NA | 0 | 115 | -42273.4898 | -42273.4898 | 0
64 |  |  |  | 0 | S |  | 1977126052.09 | 1807713966.46 | 169412085.63 | 9378244.7336 | 178790330.3636 |  | 440 | S | 440.S | 178790330.3636 | 124 | 3311.89 | 3311.89 | 0
65 | [12 empty] | 440 | NA | 440.NA1 | 0 | 128 | 0 | 0 | 0
66 | [5 empty] | B1 | 1977126052.09 | 1807713966.46 | 169412085.63 | 9378244.7336 | 178790330.3636 |  | 440 | NA | 440.NA2 | 178790330.3636 | 131 | 0 | 0 | 0
67 | [12 empty] | 440 | NA | 440.NA3 | 0 | 135 | 0 | 0 | 0
68 | 442 | Commercial & Industrial Sales | [10 empty] | 442 | NA | 442.NA | 0 | 141 | 0 | 0 | 0
69 |  |  |  | 0 | S |  | 2877396745.65 | 2673760413.62 | 203636332.03 | 22025616.7783 | 225661948.8083 |  | 442 | S | 442.S | 225661948.8083 | 143 | 0 | 0 | 0
70 |  |  |  | P | SE |  | 0 | 0 | 0 | 0 | 0 |  | 442 | SE | 442.SE | 0 | 151 | 1.5716e-09 | 1.5716e-09 | 0
71 |  |  |  | PT | SG |  | 0 | 0 | 0 | 0 | 0 |  | 442 | SG | 442.SG | 0 | 152 | 0 | 0 | 0
72 | [12 empty] | 442 | NA | 442.NA1 | 0 | 154 | 8.6889e-05 | 8.6889e-05 | 0
73 | [12 empty] | 442 | NA | 442.NA2 | 0 | 163 | 0 | 0 | 0
74 | [5 empty] | B1 | 2877396745.65 | 2673760413.62 | 203636332.03 | 22025616.7783 | 225661948.8083 |  | 442 | NA | 442.NA3 | 225661948.8083 | 165 | 5.1223e-09 | 5.1223e-09 | 0
75 | [12 empty] | 442 | NA | 442.NA4 | 0 | 190 | 20444336.2456 | 20444336.2456 | 0
76 | 444 | Public Street & Highway Lighting | [10 empty] | 444 | NA | 444.NA | 0 | 230 | 0 | 0 | 0
77 |  |  |  | 0 | S |  | 14371007.5 | 13867809.59 | 503197.91 | 68838.8188 | 572036.7288 |  | 444 | S | 444.S | 572036.7288 | 232 | 0 | 0 | 0
78 |  |  |  | 0 | SO |  | 0 | 0 | 0 | 0 | 0 |  | 444 | SO | 444.SO | 0 | 235 | -408390.6325 | -408390.6325 | 0
79 | [5 empty] | B1 | 14371007.5 | 13867809.59 | 503197.91 | 68838.8188 | 572036.7288 |  | 444 | NA | 444.NA1 | 572036.7288 | 252 | -7825156.6493 | -7825156.6493 | 0
80 | [12 empty] | 444 | NA | 444.NA2 | 0 | 254 | -88679704.7282 | -88679704.7282 | 0
81 | 445 | Other Sales to Public Authority | [10 empty] | 445 | NA | 445.NA | 0 | 255 | -14943.3387 | -14943.3387 | 0
82 |  |  |  | 0 | S |  | 0 | 0 | 0 | 0 | 0 |  | 445 | S | 445.S | 0 | 281 | -0.025798 | -0.025798 | 0
83 | [12 empty] | 445 | NA | 445.NA1 | 0 | 282 | -184626641.111 | -184626641.111 | 0
84 | [5 empty] | B1 | 0 | 0 | 0 | 0 | 0 |  | 445 | NA | 445.NA2 | 0 | 283 | -773603.4601 | -773603.4601 | 0
85 | [12 empty] | 445 | NA | 445.NA3 | 0 | 301 | 0 | 0 | 0
86 | 448 | Interdepartmental | [10 empty] | 448 | NA | 448.NA | 0 | 302 | 16013959.5687 | 16013959.5687 | 0
87 |  |  |  | DPW | S |  | 0 | 0 | 0 | 0 | 0 |  | 448 | S | 448.S | 0 | 303 | 71964577.8192 | 71964577.8192 | 0
88 |  |  |  | GP | SO |  | 0 | 0 | 0 | 0 | 0 |  | 448 | SO | 448.SO | 0 | 310 | 3947894.8067 | 3947894.8067 | 0
89 | [5 empty] | B1 | 0 | 0 | 0 | 0 | 0 |  | 448 | NA | 448.NA1 | 0 | 311 | 49664346.3959 | 49664346.3959 | 0
90 | [12 empty] | 448 | NA | 448.NA2 | 0 | 312 | 187521755.6411 | 187521755.6411 | 0
91 | Total Sales to Ultimate Customers | [5 empty] | 4868893805.24 | 4495342189.67 | 373551615.57 | 31472700.3307 | 405024315.9007 | x | Total Sales to Ultimate Customers | NA | Total Sales to Ultimate Customers.NA | 405024315.9007 | 314 | 57865282.0309 | 57865282.0309 | 0
92 | [12 empty] | Total Sales to Ultimate Customers | NA | Total Sales to Ultimate Customers.NA1 | 0 | 315 | 16711700.3742 | 16711700.3742 | 0
93 | [12 empty] | Total Sales to Ultimate Customers | NA | Total Sales to Ultimate Customers.NA2 | 0 | 316 | 1554480.7838 | 1554480.7838 | 0
94 | [12 empty] | Total Sales to Ultimate Customers | NA | Total Sales to Ultimate Customers.NA3 | 0 | 317 | 0 | 0 | 0
95 | 447 | Sales for Resale-Non NPC | [10 empty] | 447 | NA | 447.NA | 0 | 320 | 0 | 0 | 0
96 |  |  |  | P | S |  | 13530634.5 | 13530634.5 | 0 | 0 | 0 |  | 447 | S | 447.S | 0 | 321 | 0 | 0 | 0
97 |  |  |  |  | SG |  | 0 | 0 | 0 | 0 | 0 |  | 447 | SG | 447.SG | 0 | 322 | 0 | 0 | 0
98 |  |  |  |  | CAGW |  | 0 | 0 | 0 | 0 | 0 |  | 447 | CAGW | 447.CAGW | 0 | 323 | 0 | 0 | 0
99 | [6 empty] | 13530634.5 | 13530634.5 | 0 | 0 | 0 |  | 447 | NA | 447.NA1 | 0 | 324 | 0 | 0 | 0
100 | [12 empty] | 447 | NA | 447.NA2 | 0 | 325 | 0 | 0 | 0
101 | 447NPC | Sales for Resale-NPC | [10 empty] | 447NPC | NA | 447NPC.NA | 0 | 330 | 2682583.0446 | 2682583.0446 | 0
102 |  |  |  | P | S |  | 1285828.812 | 0 | 1285828.812 | 19148484.2258 | 20434313.0378 |  | 447NPC | S | 447NPC.S | 20434313.0378 | 331 | 23486241.0313 | 23486241.0313 | 0
103 |  |  |  | P | SG |  | 0 | 0 | 0 | 0 | 0 |  | 447NPC | SG | 447NPC.SG | 0 | 332 | 57236866.4337 | 57236866.4337 | 0
104 |  |  |  | P | SE |  | 0 | 0 | 0 | 0 | 0 |  | 447NPC | SE | 447NPC.SE | 0 | 333 | 11805742.6139 | 11805742.6139 | 0
105 |  |  |  | P | CAGW |  | 0 | 0 | 0 | 0 | 0 |  | 447NPC | CAGW | 447NPC.CAGW | 0 | 334 | 6982520.7225 | 6982520.7225 | 0
106 |  |  |  | P | CAGE |  | 0 | 0 | 0 | 0 | 0 |  | 447NPC | CAGE | 447NPC.CAGE | 0 | 335 | 204169.7763 | 204169.7763 | 0
107 |  |  |  | P | CAEW |  | 0 | 0 | 0 | 0 | 0 |  | 447NPC | CAEW | 447NPC.CAEW | 0 | 336 | 2116882.2093 | 2116882.2093 | 0
108 |  |  |  | P | CAEE |  | 0 | 0 | 0 | 0 | 0 |  | 447NPC | CAEE | 447NPC.CAEE | 0 | 337 | 0 | 0 | 0
109 | [5 empty] | B1 | 1285828.812 | 0 | 1285828.812 | 19148484.2258 | 20434313.0378 |  | 447NPC | NA | 447NPC.NA1 | 20434313.0378 | 340 | 1957188.9704 | 1957188.9704 | 0
110 | [12 empty] | 447NPC | NA | 447NPC.NA2 | 0 | 341 | 16116982.1998 | 16116982.1998 | 0
111 |  | Total Sales for Resale |  |  |  |  | 14816463.312 | 13530634.5 | 1285828.812 | 19148484.2258 | 20434313.0378 |  | 447NPC | NA | 447NPC.NA3 | 20434313.0378 | 342 | 402697.7782 | 402697.7782 | 0
112 | [12 empty] | 447NPC | NA | 447NPC.NA4 | 0 | 343 | 318313858.1984 | 318313858.1984 | 0
113 | 449 | Provision for Rate Refund | [10 empty] | 449 | NA | 449.NA | 0 | 344 | 38596249.4213 | 38596249.4213 | 0
114 |  |  |  | P | S |  | 0 | 0 | 0 | 0 | 0 |  | 449 | S | 449.S | 0 | 345 | 29953519.7277 | 29953519.7277 | 0
115 |  |  |  | P | SG |  | 3239918 | 2981412.1532 | 258505.8468 | 0 | 258505.8468 |  | 449 | SG | 449.SG | 258505.8468 | 346 | 1715863.8456 | 1715863.8456 | 0
116 | [12 empty] | 449 | NA | 449.NA1 | 0 | 347 | 0 | 0 | 0
117 | [12 empty] | 449 | NA | 449.NA2 | 0 | 350 | 26889660.5387 | 26889660.5387 | 0
118 | [6 empty] | 3239918 | 2981412.1532 | 258505.8468 | 0 | 258505.8468 |  | 449 | NA | 449.NA3 | 258505.8468 | 352 | 29797790.5334 | 29797790.5334 | 0
119 | [12 empty] | 449 | NA | 449.NA4 | 0 | 353 | 202134228.9385 | 202134228.9385 | 0
120 | Total Sales from Electricity | [5 empty] | 4886950186.552 | 4511854236.3232 | 375095950.2288 | 50621184.5565 | 425717134.7853 | x | Total Sales from Electricity | NA | Total Sales from Electricity.NA | 425717134.7853 | 354 | 119720428.8845 | 119720428.8845 | 0
121 | 450 | Forfeited Discounts & Interest | [10 empty] | 450 | NA | 450.NA | 0 | 355 | 171958598.0531 | 171958598.0531 | 0
122 |  |  |  | CUST | S |  | 6670645.03 | 6671529.2 | -884.17 | 0 | -884.17 |  | 450 | S | 450.S | -884.17 | 356 | 129324588.4795 | 129324588.4795 | 0
123 |  |  |  | CUST | SO |  | 0 | 0 | 0 | 0 | 0 |  | 450 | SO | 450.SO | 0 | 357 | 307821.6736 | 307821.6736 | 0
124 | [5 empty] | B1 | 6670645.03 | 6671529.2 | -884.17 | 0 | -884.17 |  | 450 | NA | 450.NA1 | -884.17 | 358 | 724522.2462 | 724522.2462 | 0
125 | [12 empty] | 450 | NA | 450.NA2 | 0 | 359 | 968740.7364 | 968740.7364 | 0
126 | 451 | Misc Electric Revenue | [10 empty] | 451 | NA | 451.NA | 0 | 360 | 2274362.0184 | 2274362.0184 | 0
127 |  |  |  | CUST | S |  | 7994216.56 | 7825243.86 | 168972.7 | 0 | 168972.7 |  | 451 | S | 451.S | 168972.7 | 361 | 9288814.4514 | 9288814.4514 | 0
128 |  |  |  | GP | SG |  | 0 | 0 | 0 | 0 | 0 |  | 451 | SG | 451.SG | 0 | 362 | 95188480.564 | 95188480.564 | 0
129 |  |  |  | GP | SO |  | 39.85 | 37.0268 | 2.8232 | 0 | 2.8232 |  | 451 | SO | 451.SO | 2.8232 | 363 | 0 | 0 | 0
130 | [5 empty] | B1 | 7994256.41 | 7825280.8868 | 168975.5232 | 0 | 168975.5232 |  | 451 | NA | 451.NA1 | 168975.5232 | 364 | 134401445.6487 | 134401445.6487 | 0
131 | [12 empty] | 451 | NA | 451.NA2 | 0 | 365 | 94728942.8412 | 94728942.8412 | 0
132 | 453 | Water Sales | [10 empty] | 453 | NA | 453.NA | 0 | 366 | 25704938.6381 | 25704938.6381 | 0
133 |  |  |  | P | CAGW |  | 0 | 0 | 0 | 0 | 0 |  | 453 | CAGW | 453.CAGW | 0 | 367 | 41442497.5798 | 41442497.5798 | 0
134 |  |  |  | P | CAGE |  | 0 | 0 | 0 | 0 | 0 |  | 453 | CAGE | 453.CAGE | 0 | 368 | 137292105.7553 | 137292105.7553 | 0
135 |  |  |  | P | JBG |  | 0 | 0 | 0 | 0 | 0 |  | 453 | JBG | 453.JBG | 0 | 369 | 83389312.6534 | 83389312.6534 | 0
136 |  |  |  | P | SG |  | 9345 | 8599.3832 | 745.6168 | 0 | 745.6168 |  | 453 | SG | 453.SG | 745.6168 | 370 | 17344481.054 | 17344481.054 | 0
137 | [5 empty] | B1 | 9345 | 8599.3832 | 745.6168 | 0 | 745.6168 |  | 453 | NA | 453.NA1 | 745.6168 | 371 | 589480.2466 | 589480.2466 | 0
138 | [12 empty] | 453 | NA | 453.NA2 | 0 | 372 | 0 | 0 | 0
139 | 454 | Rent of Electric Property | [10 empty] | 454 | NA | 454.NA | 0 | 373 | 4488018.2743 | 4488018.2743 | 0
140 |  |  |  | DPW | S |  | 10798086.03 | 9882154.01 | 915932.02 | 0 | 915932.02 |  | 454 | S | 454.S | 915932.02 | 389 | 1714270.4128 | 1714270.4128 | 0
141 |  |  |  | T | CAGW |  | 19283.43 | 15009.6467 | 4273.7833 | 0 | 4273.7833 |  | 454 | CAGW | 454.CAGW | 4273.7833 | 390 | 23408510.9315 | 23408510.9315 | 0
142 |  |  |  | T | CAGE |  | 530286.86 | 530286.86 | 0 | 0 | 0 |  | 454 | CAGE | 454.CAGE | 0 | 391 | 6121872.1954 | 6121872.1954 | 0
143 |  |  |  | T | JBG |  | 3850 | 2996.7252 | 853.2748 | 0 | 853.2748 |  | 454 | JBG | 454.JBG | 853.2748 | 392 | 8468491.1795 | 8468491.1795 | 0
144 |  |  |  | T | SG |  | 4016652.61 | 3696172.8373 | 320479.7727 | 0 | 320479.7727 |  | 454 | SG | 454.SG | 320479.7727 | 393 | 1121194.8016 | 1121194.8016 | 0
145 |  |  |  | GP | SO |  | 3042379.15 | 2826839.3341 | 215539.8159 | 0 | 215539.8159 |  | 454 | SO | 454.SO | 215539.8159 | 394 | 3925834.7647 | 3925834.7647 | 0
146 | [5 empty] | B1 | 18410538.08 | 16953459.4132 | 1457078.6668 | 0 | 1457078.6668 |  | 454 | NA | 454.NA1 | 1457078.6668 | 395 | 2161112.4739 | 2161112.4739 | 0
147 | [12 empty] | 454 | NA | 454.NA2 | 0 | 396 | 12803592.0463 | 12803592.0463 | 0
148 | [12 empty] | 454 | NA | 454.NA3 | 0 | 397 | 39138063.8869 | 39138063.8869 | 0
149 | [12 empty] | 454 | NA | 454.NA4 | 0 | 398 | 466788.114 | 466788.114 | 0
150 | 456 | Other Electric Revenue | [10 empty] | 456 | NA | 456.NA | 0 | 399 | 0 | 0 | 0
151 |  |  |  | DMSC | S |  | 27705349.3 | 27705349.3 | 0 | 265774.1463 | 265774.1463 |  | 456 | S | 456.S | 265774.1463 | 403 | 0 | 0 | 0
152 |  |  |  | CUST | CAGE |  | 933179.93 | 933179.93 | 0 | 0 | 0 |  | 456 | CAGE | 456.CAGE | 0 | 405 | 0 | 0 | 0
153 |  |  |  | OTHSE | CAGW |  | 754971.18 | 587647.0463 | 167324.1337 | 0 | 167324.1337 |  | 456 | CAGW | 456.CAGW | 167324.1337 | 406 | 0 | 0 | 0
154 |  |  |  | OTHSO | SO |  | 2949.27 | 2740.3266 | 208.9434 | 0 | 208.9434 |  | 456 | SO | 456.SO | 208.9434 | 407 | 10793732.1487 | 10793732.1487 | 0
155 |  |  |  | OTHSGR | SG |  | 149273004.46 | 137362843.6415 | 11910160.8185 | 1403040.9506 | 13313201.7692 |  | 456 | SG | 456.SG | 13313201.7692 | 408 | 28898159.684 | 28898159.684 | 0
156 |  |  |  | OTHSGR | JBG |  | 14762504.45 | 11490693.1105 | 3271811.3395 | -1026360.9308 | 2245450.4087 |  | 456 | JBG | 456.JBG | 2245450.4087 | 419 | -3636274.7351 | -3636274.7351 | 0
157 |  |  |  | OTHSGR | WRG |  | 0 | 0 | 0 | 0 | 0 |  | 456 | WRG | 456.WRG | 0 | 421 | -100588.4801 | -100588.4801 | 0
158 |  |  |  | OTHSGR | WRE |  | 0 | 0 | 0 | 0 | 0 |  | 456 | WRE | 456.WRE | 0 | 427 | 25536109.3242 | 25536109.3242 | 0
159 |  |  |  | P | CN |  | 0 | 0 | 0 | 0 | 0 |  | 456 | CN | 456.CN | 0 | 428 | 350209.7616 | 350209.7616 | 0
160 |  |  |  | P | SE |  | 36474064.29 | 33696066.7707 | 2777997.5193 | -18.9503 | 2777978.569 |  | 456 | SE | 456.SE | 2777978.569 | 429 | -377.7606 | -377.7606 | 0
161 | [5 empty] | B1 | 229906022.88 | 211778520.1255 | 18127502.7545 | 642435.2159 | 18769937.9703 |  | 456 | NA | 456.NA1 | 18769937.9703 | 431 | 1331977.181 | 1331977.181 | 0
162 | [12 empty] | 456 | NA | 456.NA2 | 0 | 432 | -1644672.9265 | -1644672.9265 | 0
163 |  | Total Other Electric Revenues |  |  |  |  | 262990807.4 | 243237389.0088 | 19753418.3912 | 642435.2159 | 20395853.6071 | x | 456 | NA | 456.NA3 | 20395853.6071 | 440 | 178790330.3636 | 178790330.3636 | 0
164 | [12 empty] | 456 | NA | 456.NA4 | 0 | 442 | 225661948.8083 | 225661948.8083 | 0
165 | Total Electric Operating Revenues |  |  |  |  | B1 | 5149940993.952 | 4755091625.332 | 394849368.62 | 51263619.7724 | 446112988.3924 | x | Total Electric Operating Revenues | NA | Total Electric Operating Revenues.NA | 446112988.3924 | 444 | 572036.7288 | 572036.7288 | 0
166 | [12 empty] | Total Electric Operating Revenues | NA | Total Electric Operating Revenues.NA1 | 0 | 445 | 0 | 0 | 0
167 | Summary of Revenues by Factor | [11 empty] | Summary of Revenues by Factor | NA | Summary of Revenues by Factor.NA | 0 | 447 | 0 | 0 | 0
168 |  |  | S |  |  |  | 4936878565.472 | 4560957100.54 | 375921464.932 | 50886958.7028 | 426808423.6349 |  | Summary of Revenues by Factor | NA | Summary of Revenues by Factor.NA1 | 426808423.6349 | 448 | 0 | 0 | 0
169 |  |  | JBG |  |  |  | 14766354.45 | 11493689.8356 | 3272664.6144 | -1026360.9308 | 2246303.6836 |  | Summary of Revenues by Factor | NA | Summary of Revenues by Factor.NA2 | 2246303.6836 | 449 | 258505.8468 | 258505.8468 | 0
170 |  |  | SE |  |  |  | 36474064.29 | 33696066.7707 | 2777997.5193 | -18.9503 | 2777978.569 |  | Summary of Revenues by Factor | NA | Summary of Revenues by Factor.NA3 | 2777978.569 | 450 | -884.17 | -884.17 | 0
171 |  |  | SO |  |  |  | 3045368.27 | 2829616.6874 | 215751.5826 | 0 | 215751.5826 |  | Summary of Revenues by Factor | NA | Summary of Revenues by Factor.NA4 | 215751.5826 | 451 | 168975.5232 | 168975.5232 | 0
172 |  |  | SG |  |  |  | 156538920.07 | 144049028.0152 | 12489892.0548 | 1403040.9506 | 13892933.0054 |  | Summary of Revenues by Factor | NA | Summary of Revenues by Factor.NA5 | 13892933.0054 | 453 | 745.6168 | 745.6168 | 0
173 |  |  | CAEW |  |  |  | 0 | 0 | 0 | 0 | 0 |  | Summary of Revenues by Factor | NA | Summary of Revenues by Factor.NA6 | 0 | 454 | 1457078.6668 | 1457078.6668 | 0
174 |  |  | CN |  |  |  | 0 | 0 | 0 | 0 | 0 |  | Summary of Revenues by Factor | NA | Summary of Revenues by Factor.NA7 | 0 | 456 | 18769937.9703 | 18769937.9703 | 0
175 |  |  | CAGW |  |  |  | 774254.61 | 602656.693 | 171597.917 | 0 | 171597.917 |  | Summary of Revenues by Factor | NA | Summary of Revenues by Factor.NA8 | 171597.917 | 500 | 3013809.375 | 3013809.375 | 0
176 |  |  | CAGE |  |  |  | 1463466.79 | 1463466.79 | 0 | 0 | 0 |  | Summary of Revenues by Factor | NA | Summary of Revenues by Factor.NA9 | 0 | 501 | 2912604.1413 | 2912604.1413 | 0
177 |  |  | WRG |  |  |  | 0 | 0 | 0 | 0 | 0 |  | Summary of Revenues by Factor | NA | Summary of Revenues by Factor.NA10 | 0 | 502 | 4866161.5268 | 4866161.5268 | 0
178 |  |  | WRE |  |  |  | 0 | 0 | 0 | 0 | 0 |  | Summary of Revenues by Factor | NA | Summary of Revenues by Factor.NA11 | 0 | 503 | 0 | 0 | 0
179 | Total Electric Operating Revenues |  |  |  |  | B1 | 5149940993.952 | 4755091625.332 | 394849368.62 | 51263619.7724 | 446112988.3924 |  | Total Electric Operating Revenues | NA | Total Electric Operating Revenues.NA2 | 446112988.3924 | 505 | -8387.9077 | -8387.9077 | 0
180 | Miscellaneous Revenues | [11 empty] | Miscellaneous Revenues | NA | Miscellaneous Revenues.NA | 0 | 506 | -2933507.2054 | -2933507.2054 | 0
181 | 41160 | Gain on Sale of Utility Plant - CR | [10 empty] | 41160 | NA | 41160.NA | 0 | 507 | 66405.1833 | 66405.1833 | 0
182 |  |  |  | DPW | S |  | 0 | 0 | 0 | 0 | 0 |  | 41160 | S | 41160.S | 0 | 510 | 155216.1207 | 155216.1207 | 0
183 |  |  |  | T | SG |  | 0 | 0 | 0 | 0 | 0 |  | 41160 | SG | 41160.SG | 0 | 511 | 1796302.6533 | 1796302.6533 | 0
184 |  |  |  | G | SO |  | 0 | 0 | 0 | 0 | 0 |  | 41160 | SO | 41160.SO | 0 | 512 | 5717996.48 | 5717996.48 | 0
185 |  |  |  | T | DGU |  | 0 | 0 | 0 | 0 | 0 |  | 41160 | DGU | 41160.DGU | 0 | 513 | 2859340.4045 | 2859340.4045 | 0
186 |  |  |  | P | DGP |  | 0 | 0 | 0 | 0 | 0 |  | 41160 | DGP | 41160.DGP | 0 | 514 | 554920.561 | 554920.561 | 0
187 | [6 empty] | 0 | 0 | 0 | 0 | 0 |  | 41160 | NA | 41160.NA1 | 0 | 517 | 0 | 0 | 0
188 | [12 empty] | 41160 | NA | 41160.NA2 | 0 | 518 | 0 | 0 | 0
189 | 41170 | Loss on Sale of Utility Plant | [10 empty] | 41170 | NA | 41170.NA | 0 | 519 | 0 | 0 | 0
190 |  |  |  | DPW | S |  | 0 | 0 | 0 | 0 | 0 |  | 41170 | S | 41170.S | 0 | 520 | 0 | 0 | 0
191 |  |  |  | T | CAGW |  | 0 | 0 | 0 | 0 | 0 |  | 41170 | CAGW | 41170.CAGW | 0 | 523 | 0 | 0 | 0
192 |  |  |  | T | CAGE |  | 0 | 0 | 0 | 0 | 0 |  | 41170 | CAGE | 41170.CAGE | 0 | 524 | 0 | 0 | 0
193 |  |  |  | T | SG |  | 0 | 0 | 0 | 0 | 0 |  | 41170 | SG | 41170.SG | 0 | 528 | 0 | 0 | 0
194 | [6 empty] | 0 | 0 | 0 | 0 | 0 |  | 41170 | NA | 41170.NA1 | 0 | 529 | 0 | 0 | 0
195 | [12 empty] | 41170 | NA | 41170.NA2 | 0 | 530 | 0 | 0 | 0
196 | 4118 | Gain from Emission Allowances | [10 empty] | 4118 | NA | 4118.NA | 0 | 531 | 0 | 0 | 0
197 |  |  |  | P | S |  | 0 | 0 | 0 | 0 | 0 |  | 4118 | S | 4118.S | 0 | 532 | 0 | 0 | 0
198 |  |  |  | P | CAEW |  | 0 | 0 | 0 | 0 | 0 |  | 4118 | CAEW | 4118.CAEW | 0 | 535 | 703228.4234 | 703228.4234 | 0
199 |  |  |  | P | CAEE |  | 0 | 0 | 0 | 0 | 0 |  | 4118 | CAEE | 4118.CAEE | 0 | 536 | 13159.0673 | 13159.0673 | 0
200 |  |  |  | P | SE |  | -99.97 | -92.3559 | -7.6141 | 0 | -7.6141 |  | 4118 | SE | 4118.SE | -7.6141 | 537 | 369440.2503 | 369440.2503 | 0
201 | [5 empty] | B1 | -99.97 | -92.3559 | -7.6141 | 0 | -7.6141 |  | 4118 | NA | 4118.NA1 | -7.6141 | 538 | 0 | 0 | 0
202 | [12 empty] | 4118 | NA | 4118.NA2 | 0 | 539 | 1512320.3283 | 1512320.3283 | 0
203 | 41181 | Gain from Disposition of NOX Credits | [10 empty] | 41181 | NA | 41181.NA | 0 | 540 | 178015.3399 | 178015.3399 | 0
204 |  |  |  | P | SE |  | 0 | 0 | 0 | 0 | 0 |  | 41181 | SE | 41181.SE | 0 | 541 | 30.3991 | 30.3991 | 0
205 | [6 empty] | 0 | 0 | 0 | 0 | 0 |  | 41181 | NA | 41181.NA1 | 0 | 542 | 70046.7348 | 70046.7348 | 0
206 | [12 empty] | 41181 | NA | 41181.NA2 | 0 | 543 | 73160.6155 | 73160.6155 | 0
207 | 4194 | Impact Housing Interest Income | [10 empty] | 4194 | NA | 4194.NA | 0 | 544 | 99414.5824 | 99414.5824 | 0
208 |  |  |  | P | DGU |  | 0 | 0 | 0 | 0 | 0 |  | 4194 | DGU | 4194.DGU | 0 | 545 | 425798.0605 | 425798.0605 | 0
209 | [6 empty] | 0 | 0 | 0 | 0 | 0 |  | 4194 | NA | 4194.NA1 | 0 | 546 | 34386.4066 | 34386.4066 | 0
210 | [12 empty] | 4194 | NA | 4194.NA2 | 0 | 547 | 0 | 0 | 0
211 | 421 | (Gain) / Loss on Sale of Utility Plant | [10 empty] | 421 | NA | 421.NA | 0 | 548 | 1691438.5408 | 1691438.5408 | 0
212 |  |  |  | DPW | S |  | 343421.68 | 343421.68 | 0 | 0 | 0 |  | 421 | S | 421.S | 0 | 549 | 886696.1531 | 886696.1531 | 0
213 |  |  |  | T | DGP |  | 0 | 0 | 0 | 0 | 0 |  | 421 | DGP | 421.DGP | 0 | 550 | 834745.4599 | 834745.4599 | 0
214 |  |  |  | T | CAEE |  | 0 | 0 | 0 | 0 | 0 |  | 421 | CAEE | 421.CAEE | 0 | 551 | 0 | 0 | 0
215 |  |  |  | CUST | CN |  | 0 | 0 | 0 | 0 | 0 |  | 421 | CN | 421.CN | 0 | 552 | 4480.278 | 4480.278 | 0
216 |  |  |  | PTD | SO |  | -2524188.27 | -2345360.1068 | -178828.1632 | 178836.5712 | 8.408 |  | 421 | SO | 421.SO | 8.408 | 553 | 2386691.073 | 2386691.073 | 0
217 |  |  |  | P | CAGW |  | 0 | 0 | 0 | 0 | 0 |  | 421 | CAGW | 421.CAGW | 0 | 554 | 95669.547 | 95669.547 | 0
218 |  |  |  | P | CAGE |  | 0 | 0 | 0 | 0 | 0 |  | 421 | CAGE | 421.CAGE | 0 | 555 | 0 | 0 | 0
219 |  |  |  | P | SG |  | -16273.51 | -14975.0829 | -1298.4271 | -99298.4609 | -100596.8881 |  | 421 | SG | 421.SG | -100596.8881 | 556 | 86893.3809 | 86893.3809 | 0
220 | [5 empty] | B1 | -2197040.1 | -2016913.5097 | -180126.5903 | 79538.1103 | -100588.4801 |  | 421 | NA | 421.NA1 | -100588.4801 | 557 | 2841532.9953 | 2841532.9953 | 0
221 | [12 empty] | 421 | NA | 421.NA2 | 0 | 560 | 1045608.6078 | 1045608.6078 | 0
222 | Total Miscellaneous Revenues | [5 empty] | -2197140.07 | -2017005.8656 | -180134.2044 | 79538.1103 | -100596.0942 | x | Total Miscellaneous Revenues | NA | Total Miscellaneous Revenues.NA | -100596.0942 | 561 | 1360282.7971 | 1360282.7971 | 0
223 | Miscellaneous Expenses | [11 empty] | Miscellaneous Expenses | NA | Miscellaneous Expenses.NA | 0 | 562 | 273174.8554 | 273174.8554 | 0
224 | 4311 | Interest on Customer Deposits | [10 empty] | 4311 | NA | 4311.NA | 0 | 563 | 94317.0181 | 94317.0181 | 0
225 |  |  |  | CUST | S |  | 0 | 0 | 0 | 2336.93 | 2336.93 |  | 4311 | S | 4311.S | 2336.93 | 564 | 0 | 0 | 0
226 | [6 empty] | 0 | 0 | 0 | 2336.93 | 2336.93 |  | 4311 | NA | 4311.NA1 | 2336.93 | 565 | 0 | 0 | 0
227 | Total Miscellaneous Expenses | [5 empty] | 0 | 0 | 0 | 2336.93 | 2336.93 |  | Total Miscellaneous Expenses | NA | Total Miscellaneous Expenses.NA | 2336.93 | 566 | 181305.8794 | 181305.8794 | 0
228 | [12 empty] | Total Miscellaneous Expenses | NA | Total Miscellaneous Expenses.NA1 | 0 | 567 | 206689.5269 | 206689.5269 | 0
229 | Net Misc Revenue and Expense | [5 empty] | -2197140.07 | -2017005.8656 | -180134.2044 | 81875.0403 | -98259.1642 | x | Net Misc Revenue and Expense | NA | Net Misc Revenue and Expense.NA | -98259.1642 | 568 | 87713.1372 | 87713.1372 | 0
230 | [12 empty] | Net Misc Revenue and Expense | NA | Net Misc Revenue and Expense.NA1 | 0 | 569 | 493043.1206 | 493043.1206 | 0
231 | 500 | Operation Supervision & Engineering | [10 empty] | 500 | NA | 500.NA | 0 | 570 | 1021467.1882 | 1021467.1882 | 0
232 |  |  |  | P | SG |  | 12354.28 | 11368.5595 | 985.7205 | 13693.8378 | 14679.5583 |  | 500 | SG | 500.SG | 14679.5583 | 571 | 1773602.0316 | 1773602.0316 | 0
233 |  |  |  | P | CAGW |  | -24208.32 | -18843.0342 | -5365.2858 | 2855.8768 | -2509.409 |  | 500 | CAGW | 500.CAGW | -2509.409 | 572 | 9234.5277 | 9234.5277 | 0
234 |  |  |  | P | CAGE |  | 787612.02 | 787612.02 | 0 | 0 | 0 |  | 500 | CAGE | 500.CAGE | 0 | 573 | 9775.0109 | 9775.0109 | 0
235 |  |  |  | P | JBG |  | 13031110.62 | 10143027.7993 | 2888082.8207 | 113556.405 | 3001639.2257 |  | 500 | JBG | 500.JBG | 3001639.2257 | 580 | 1228544.5566 | 1228544.5566 | 0
236 |  |  |  | P | JBE |  | 0 | 0 | 0 | 0 | 0 |  | 500 | JBE | 500.JBE | 0 | 581 | 933120.5341 | 933120.5341 | 0
237 | [5 empty] | B2 | 13806868.6 | 10923165.3446 | 2883703.2554 | 130106.1196 | 3013809.375 |  | 500 | NA | 500.NA1 | 3013809.375 | 582 | 611530.4223 | 611530.4223 | 0
238 | [12 empty] | 500 | NA | 500.NA2 | 0 | 583 | 342496.18 | 342496.18 | 0
239 | 501 | Fuel Related | [10 empty] | 501 | NA | 501.NA | 0 | 584 | 0 | 0 | 0
240 |  |  |  | P | SE |  | -89328.97 | -82525.3504 | -6803.6196 | 489.3138 | -6314.3058 |  | 501 | SE | 501.SE | -6314.3058 | 585 | 18034.5475 | 18034.5475 | 0
241 |  |  |  | P | S |  | 0 | 0 | 0 | 2233092.2074 | 2233092.2074 |  | 501 | S | 501.S | 2233092.2074 | 586 | 239163 | 239163 | 0
242 |  |  |  | P | SE |  | 0 | 0 | 0 | 0 | 0 |  | 501 | SE | 501.SE1 | 0 | 587 | 1427832.46 | 1427832.46 | 0
243 |  |  |  | P | CAGW |  | 1330492.89 | 1035615.9781 | 294876.9119 | -156363.2006 | 138513.7114 |  | 501 | CAGW | 501.CAGW | 138513.7114 | 588 | 72594.4908 | 72594.4908 | 0
244 |  |  |  | P | CAGE |  | 0 | 0 | 0 | 0 | 0 |  | 501 | CAGE | 501.CAGE | 0 | 589 | 76307.1177 | 76307.1177 | 0
245 |  |  |  | P | CAEW |  | 0 | 0 | 0 | 0 | 0 |  | 501 | CAEW | 501.CAEW | 0 | 590 | 331687.0486 | 331687.0486 | 0
246 |  |  |  | P | CAEE |  | 14564665.9 | 14564665.9 | 0 | 0 | 0 |  | 501 | CAEE | 501.CAEE | 0 | 591 | 93892.1807 | 93892.1807 | 0
247 |  |  |  | P | JBE |  | 2420306.93 | 1872994.4017 | 547312.5283 | 0 | 547312.5283 |  | 501 | JBE | 501.JBE | 547312.5283 | 592 | 686929.7244 | 686929.7244 | 0
248 |  |  |  | P | CAEE |  | 0 | 0 | 0 | 0 | 0 |  | 501 | CAEE | 501.CAEE1 | 0 | 593 | 10215315.0498 | 10215315.0498 | 0
249 |  |  |  | P | JBG |  | 0 | 0 | 0 | 0 | 0 |  | 501 | JBG | 501.JBG | 0 | 594 | 1487257.883 | 1487257.883 | 0
250 | [5 empty] | B2 | 18226136.75 | 17390750.9293 | 835385.8207 | 2077218.3206 | 2912604.1413 |  | 501 | NA | 501.NA1 | 2912604.1413 | 595 | 67471.9812 | 67471.9812 | 0
251 | [12 empty] | 501 | NA | 501.NA2 | 0 | 596 | 59079.09 | 59079.09 | 0
252 | 501NPC | Fuel Related | [10 empty] | 501NPC | NA | 501NPC.NA | 0 | 597 | 13950.484 | 13950.484 | 0
253 |  |  |  |  | S |  | 41439814.7381 | 0 | 41439814.7381 | -1938441.289 | 39501373.4492 |  | 501NPC | S | 501NPC.S | 39501373.4492 | 598 | 685683.3173 | 685683.3173 | 0
254 |  |  |  |  | SE |  | 0 | 0 | 0 | 0 | 0 |  | 501NPC | SE | 501NPC.SE | 0 | 901 | 156804.5108 | 156804.5108 | 0
255 |  |  |  |  | SE |  | 0 | 0 | 0 | 0 | 0 |  | 501NPC | SE | 501NPC.SE1 | 0 | 902 | 1189896.1615 | 1189896.1615 | 0
256 |  |  |  |  | SE |  | 0 | 0 | 0 | 0 | 0 |  | 501NPC | SE | 501NPC.SE2 | 0 | 903 | 3326890.6722 | 3326890.6722 | 0
257 |  |  |  |  | CAGW |  | 0 | 0 | 0 | 0 | 0 |  | 501NPC | CAGW | 501NPC.CAGW | 0 | 904 | 2079868.8295 | 2079868.8295 | 0
258 |  |  |  |  | CAGE |  | 0 | 0 | 0 | 0 | 0 |  | 501NPC | CAGE | 501NPC.CAGE | 0 | 905 | 156.7723 | 156.7723 | 0
259 |  |  |  |  | CAEW |  | 0 | 0 | 0 | 0 | 0 |  | 501NPC | CAEW | 501NPC.CAEW | 0 | 907 | 38.4572 | 38.4572 | 0
260 |  |  |  |  | CAEE |  | 0 | 0 | 0 | 0 | 0 |  | 501NPC | CAEE | 501NPC.CAEE | 0 | 908 | 380106.2095 | 380106.2095 | 0
261 |  |  |  |  | JBE |  | 0 | 0 | 0 | 0 | 0 |  | 501NPC | JBE | 501NPC.JBE | 0 | 909 | 329450.6674 | 329450.6674 | 0
262 |  |  |  |  | CAEE |  | 0 | 0 | 0 | 0 | 0 |  | 501NPC | CAEE | 501NPC.CAEE1 | 0 | 910 | 98.0011 | 98.0011 | 0
263 |  |  |  |  | JBG |  | 0 | 0 | 0 | 0 | 0 |  | 501NPC | JBG | 501NPC.JBG | 0 | 911 | 0 | 0 | 0
264 | [5 empty] | B2 | 41439814.7381 | 0 | 41439814.7381 | -1938441.289 | 39501373.4492 |  | 501NPC | NA | 501NPC.NA1 | 39501373.4492 | 912 | 0 | 0 | 0
265 | [12 empty] | 501NPC | NA | 501NPC.NA2 | 0 | 913 | 0 | 0 | 0
266 |  | Total Fuel Related |  |  |  |  | 59665951.4881 | 17390750.9293 | 42275200.5588 | 138777.0316 | 42413977.5905 |  | 501NPC | NA | 501NPC.NA3 | 42413977.5905 | 916 | 0 | 0 | 0
267 | [12 empty] | 501NPC | NA | 501NPC.NA4 | 0 | 920 | 5340935.3109 | 5340935.3109 | 0
268 | 502 | Steam Expenses | [10 empty] | 502 | NA | 502.NA | 0 | 921 | 1177350.3744 | 1177350.3744 | 0
269 |  |  |  | P | SG |  | 85312.82 | 78505.9 | 6806.92 | 0 | 6806.92 |  | 502 | SG | 502.SG | 6806.92 | 922 | -2832938.3341 | -2832938.3341 | 0
270 |  |  |  | P | CAGW |  | 457589.89 | 356174.3208 | 101415.5692 | -53777.2282 | 47638.341 |  | 502 | CAGW | 502.CAGW | 47638.341 | 923 | 2307669.2707 | 2307669.2707 | 0
271 |  |  |  | P | CAGE |  | 54966661.27 | 54966661.27 | 0 | 0 | 0 |  | 502 | CAGE | 502.CAGE | 0 | 924 | 1537891.7427 | 1537891.7427 | 0
272 |  |  |  | P | JBG |  | 21710598.63 | 16898882.3642 | 4811716.2658 | 0 | 4811716.2658 |  | 502 | JBG | 502.JBG | 4811716.2658 | 925 | 4430608.5295 | 4430608.5295 | 0
273 |  |  |  | P | CAGE |  | 0 | 0 | 0 | 0 | 0 |  | 502 | CAGE | 502.CAGE1 | 0 | 926 | 8036071.9646 | 8036071.9646 | 0
274 | [5 empty] | B2 | 77220162.61 | 72300223.855 | 4919938.755 | -53777.2282 | 4866161.5268 |  | 502 | NA | 502.NA1 | 4866161.5268 | 927 | 0 | 0 | 0
275 | [12 empty] | 502 | NA | 502.NA2 | 0 | 928 | 2180532.0242 | 2180532.0242 | 0
276 | 503 | Steam From Other Sources | [10 empty] | 503 | NA | 503.NA | 0 | 929 | -9061848.5214 | -9061848.5214 | 0
277 |  |  |  | P | SE |  | 0 | 0 | 0 | 0 | 0 |  | 503 | SE | 503.SE | 0 | 930 | 164415.2796 | 164415.2796 | 0
278 |  |  |  | P | CAEW |  | 0 | 0 | 0 | 0 | 0 |  | 503 | CAEW | 503.CAEW | 0 | 931 | 14129.6854 | 14129.6854 | 0
279 |  |  |  | P | CAEE |  | 0 | 0 | 0 | 0 | 0 |  | 503 | CAEE | 503.CAEE | 0 | 935 | 1902264.7112 | 1902264.7112 | 0
280 | [5 empty] | B2 | 0 | 0 | 0 | 0 | 0 |  | 503 | NA | 503.NA1 | 0 | 1869 | 0 | 0 | 0
281 | [12 empty] | 503 | NA | 503.NA2 | 0 | 2281 | 8176.0771 | 8176.0771 | 0
282 | 503NPC | Steam From Other Sources-NPC | [10 empty] | 503NPC | NA | 503NPC.NA | 0 | 2282 | 0 | 0 | 0
283 |  |  |  |  | S |  | 362935.4143 | 0 | 362935.4143 | -33648.7309 | 329286.6833 |  | 503NPC | S | 503NPC.S | 329286.6833 | 2283 | -146512.9053 | -146512.9053 | 0
284 |  |  |  |  | SE |  | 0 | 0 | 0 | 0 | 0 |  | 503NPC | SE | 503NPC.SE | 0 | 2533 | 0 | 0 | 0
285 |  |  |  |  | CAEE | B2 | 0 | 0 | 0 | 0 | 0 |  | 503NPC | CAEE | 503NPC.CAEE | 0 | 4031 | 0 | 0 | 0
286 | [6 empty] | 362935.4143 | 0 | 362935.4143 | -33648.7309 | 329286.6833 |  | 503NPC | NA | 503NPC.NA1 | 329286.6833 | 4118 | -7.6141 | -7.6141 | 0
287 | [12 empty] | 503NPC | NA | 503NPC.NA2 | 0 | 4194 | 0 | 0 | 0
288 | 505 | Electric Expenses | [10 empty] | 505 | NA | 505.NA | 0 | 4311 | 2336.93 | 2336.93 | 0
289 |  |  |  | P | SG |  | 0 | 0 | 0 | 0 | 0 |  | 505 | SG | 505.SG | 0 | 18221 | 0 | 0 | 0
290 |  |  |  | P | CAGW |  | -98692.27 | -76819.1191 | -21873.1509 | 11598.5883 | -10274.5627 |  | 505 | CAGW | 505.CAGW | -10274.5627 | 18222 | 0 | 0 | 0
291 |  |  |  | P | CAGE |  | 856756 | 856756 | 0 | 0 | 0 |  | 505 | CAGE | 505.CAGE | 0 | 22841 | -52057.3196 | -52057.3196 | 0
292 |  |  |  | P | JBG |  | 8512.64 | 6625.9851 | 1886.6549 | 0 | 1886.6549 |  | 505 | JBG | 505.JBG | 1886.6549 | 25316 | 0 | 0 | 0
293 |  |  |  | P | CAGE |  | 0 | 0 | 0 | 0 | 0 |  | 505 | CAGE | 505.CAGE1 | 0 | 25317 | 0 | 0 | 0
294 | [5 empty] | B2 | 766576.37 | 786562.866 | -19986.496 | 11598.5883 | -8387.9077 |  | 505 | NA | 505.NA1 | -8387.9077 | 25318 | 0 | 0 | 0
295 | [12 empty] | 505 | NA | 505.NA2 | 0 | 25319 | 0 | 0 | 0
296 | 506 | Misc. Steam Expense | [10 empty] | 506 | NA | 506.NA | 0 | 25398 | 0 | 0 | 0
297 |  |  |  | P | SG |  | 1806964.42 | 1662790.7503 | 144173.6697 | 0 | 144173.6697 |  | 506 | SG | 506.SG | 144173.6697 | 25399 | -6461096.3512 | -6461096.3512 | 0
298 |  |  |  | P | SE |  | 0 | 0 | 0 | 0 | 0 |  | 506 | SE | 506.SE | 0 | 40910 | -17018573.174 | -17018573.174 | 0
299 |  |  |  | P | CAGW |  | 8387190.68 | 6528339.0423 | 1858851.6377 | -400000.1142 | 1458851.5235 |  | 506 | CAGW | 506.CAGW | 1458851.5235 | 40911 | 0 | 0 | 0
300 |  |  |  | P | CAGE |  | 40297016.66 | 40297016.66 | 0 | 0 | 0 |  | 506 | CAGE | 506.CAGE | 0 | 41010 | 27962732.8396 | 27962732.8396 | 0
301 |  |  |  | P | JBG |  | -20468961.31 | -15932428.9114 | -4536532.3986 | 0 | -4536532.3986 |  | 506 | JBG | 506.JBG | -4536532.3986 | 41140 | 0 | 0 | 0
302 |  |  |  | P | CAGE |  | 0 | 0 | 0 | 0 | 0 |  | 506 | CAGE | 506.CAGE1 | 0 | 41141 | 0 | 0 | 0
303 | [5 empty] | B2 | 30022210.45 | 32555717.5413 | -2533507.0913 | -400000.1142 | -2933507.2054 |  | 506 | NA | 506.NA1 | -2933507.2054 | 41160 | 0 | 0 | 0
304 | [12 empty] | 506 | NA | 506.NA2 | 0 | 41170 | 0 | 0 | 0
305 | 507 | Rents | [10 empty] | 507 | NA | 507.NA | 0 | 41181 | 0 | 0 | 0
306 |  |  |  | P | SG |  | 7559.84 | 6956.6572 | 603.1828 | 0 | 603.1828 |  | 507 | SG | 507.SG | 603.1828 | 108360 | -416643.8545 | -416643.8545 | 0
307 |  |  |  | P | CAGW |  | 0 | 0 | 0 | 0 | 0 |  | 507 | CAGW | 507.CAGW | 0 | 108361 | -1906861.3225 | -1906861.3225 | 0
308 |  |  |  | P | CAGE |  | 769950.79 | 769950.79 | 0 | 0 | 0 |  | 507 | CAGE | 507.CAGE | 0 | 108362 | -31817242.4137 | -31817242.4137 | 0
309 |  |  |  | P | JBG |  | 296900.47 | 231098.4696 | 65802.0004 | 0 | 65802.0004 |  | 507 | JBG | 507.JBG | 65802.0004 | 108363 | 0 | 0 | 0
310 |  |  |  | P | CAGE |  | 0 | 0 | 0 | 0 | 0 |  | 507 | CAGE | 507.CAGE1 | 0 | 108364 | -82327092.6189 | -82327092.6189 | 0
311 | [5 empty] | B2 | 1074411.1 | 1008005.9167 | 66405.1833 | 0 | 66405.1833 |  | 507 | NA | 507.NA1 | 66405.1833 | 108365 | -40997526.8005 | -40997526.8005 | 0
312 | [12 empty] | 507 | NA | 507.NA2 | 0 | 108366 | -12836183.7113 | -12836183.7113 | 0
313 | 510 | Maint Supervision & Engineering | [10 empty] | 510 | NA | 510.NA | 0 | 108367 | -17207253.8614 | -17207253.8614 | 0
314 |  |  |  | P | SG |  | 0 | 0 | 0 | 0 | 0 |  | 510 | SG | 510.SG | 0 | 108368 | -71104726.5828 | -71104726.5828 | 0
315 |  |  |  | P | CAGW |  | 350119.89 | 272522.8786 | 77597.0114 | -41147.0569 | 36449.9546 |  | 510 | CAGW | 510.CAGW | 36449.9546 | 108369 | -37176722.0696 | -37176722.0696 | 0
316 |  |  |  | P | CAGE |  | 3962665.16 | 3962665.16 | 0 | 0 | 0 |  | 510 | CAGE | 510.CAGE | 0 | 108370 | -9414781.2962 | -9414781.2962 | 0
317 |  |  |  | P | JBG |  | 535876.27 | 417110.1038 | 118766.1662 | 0 | 118766.1662 |  | 510 | JBG | 510.JBG | 118766.1662 | 108371 | -450045.0059 | -450045.0059 | 0
318 |  |  |  | P | CAGE |  | 0 | 0 | 0 | 0 | 0 |  | 510 | CAGE | 510.CAGE1 | 0 | 108372 | 0 | 0 | 0
319 | [5 empty] | B2 | 4848661.32 | 4652298.1424 | 196363.1776 | -41147.0569 | 155216.1207 |  | 510 | NA | 510.NA1 | 155216.1207 | 108373 | -1987524.1337 | -1987524.1337 | 0
320 | [12 empty] | 510 | NA | 510.NA2 | 0 | 111390 | 0 | 0 | 0
321 | [12 empty] | 510 | NA | 510.NA3 | 0 | 254105 | 0 | 0 | 0
322 | [12 empty] | 510 | NA | 510.NA4 | 0 | 1011346 | 0 | 0 | 0
323 | 511 | Maintenance of Structures | [10 empty] | 511 | NA | 511.NA | 0 | 1011390 | 537861.7742 | 537861.7742 | 0
324 |  |  |  | P | SG |  | 656100.53 | 603751.7289 | 52348.8011 | 0 | 52348.8011 |  | 511 | SG | 511.SG | 52348.8011 | 1081390 | 0 | 0 | 0
325 |  |  |  | P | CAGW |  | 54134.11 | 42136.3764 | 11997.7336 | -6361.9902 | 5635.7434 |  | 511 | CAGW | 511.CAGW | 5635.7434 | 1081399 | 0 | 0 | 0
326 |  |  |  | P | CAGE |  | 13105591.88 | 13105591.88 | 0 | 0 | 0 |  | 511 | CAGE | 511.CAGE | 0 | 108D00 | 0 | 0 | 0
327 |  |  |  | P | JBG |  | 7843340.02 | 6105021.9112 | 1738318.1088 | 0 | 1738318.1088 |  | 511 | JBG | 511.JBG | 1738318.1088 | 108DP | 302002 | 302002 | 0
328 |  |  |  | P | CAGE |  | 0 | 0 | 0 | 0 | 0 |  | 511 | CAGE | 511.CAGE1 | 0 | 108DS | 0 | 0 | 0
329 | [5 empty] | B2 | 21659166.54 | 19856501.8965 | 1802664.6435 | -6361.9902 | 1796302.6533 |  | 511 | NA | 511.NA1 | 1796302.6533 | 108EP | 0 | 0 | 0
330 | [12 empty] | 511 | NA | 511.NA2 | 0 | 108GP | -46583256.9291 | -46583256.9291 | 0
331 | 512 | Maintenance of Boiler Plant | [10 empty] | 512 | NA | 512.NA | 0 | 108HP | -46033706.5976 | -46033706.5976 | 0
332 |  |  |  | P | SG |  | 74705.62 | 68745.0248 | 5960.5952 | 1169.8276 | 7130.4228 |  | 512 | SG | 512.SG | 7130.4228 | 108MP | -34739396.2537 | -34739396.2537 | 0
333 |  |  |  | P | CAGW |  | 2914972.54 | 2268927.6739 | 646044.8661 | -345386.5178 | 300658.3483 |  | 512 | CAGW | 512.CAGW | 300658.3483 | 108NP | 0 | 0 | 0
334 |  |  |  | P | CAGE |  | 48158804.93 | 48158804.93 | 0 | 0 | 0 |  | 512 | CAGE | 512.CAGE | 0 | 108OP | -67040245.7488 | -67040245.7488 | 0
335 |  |  |  | P | JBG |  | 23311995.92 | 18145362.2464 | 5166633.6736 | 243574.0353 | 5410207.7089 |  | 512 | JBG | 512.JBG | 5410207.7089 | 108SP | -319774031.5787 | -319774031.5787 | 0
336 |  |  |  | P | SG-U |  | 0 | 0 | 0 | 0 | 0 |  | 512 | SG-U | 512.SG-U | 0 | 108TP | -183989867.546 | -183989867.546 | 0
337 | [5 empty] | B2 | 74460479.01 | 68641839.8751 | 5818639.1349 | -100642.6548 | 5717996.48 |  | 512 | NA | 512.NA1 | 5717996.48 | 111GP | -2250508.6297 | -2250508.6297 | 0
338 | [12 empty] | 512 | NA | 512.NA2 | 0 | 111HP | -325208.4087 | -325208.4087 | 0
339 | 513 | Maintenance of Electric Plant | [10 empty] | 513 | NA | 513.NA | 0 | 111IP | -62357180.3095 | -62357180.3095 | 0
340 |  |  |  | P | SG |  | 245118.06 | 225560.6355 | 19557.4245 | 0 | 19557.4245 |  | 513 | SG | 513.SG | 19557.4245 | 111SP | 0 | 0 | 0
341 |  |  |  | P | CAGW |  | 1755839.72 | 1366693.2628 | 389146.4572 | -206351.1353 | 182795.3219 |  | 513 | CAGW | 513.CAGW | 182795.3219 | 182M | 392246.6086 | 392246.6086 | 0
342 |  |  |  | P | CAGE |  | 26903447.88 | 26903447.88 | 0 | 0 | 0 |  | 513 | CAGE | 513.CAGE | 0 | 182W | 0 | 0 | 0
343 |  |  |  | P | JBG |  | 11988402.77 | 9331415.1119 | 2656987.6581 | 0 | 2656987.6581 |  | 513 | JBG | 513.JBG | 2656987.6581 | 186M | -3.7226e-09 | -3.7226e-09 | 0
344 |  |  |  | P | CAGE |  | 0 | 0 | 0 | 0 | 0 |  | 513 | CAGE | 513.CAGE1 | 0 | 186W | 0 | 0 | 0
345 | [5 empty] | B2 | 40892808.43 | 37827116.8902 | 3065691.5398 | -206351.1353 | 2859340.4045 |  | 513 | NA | 513.NA1 | 2859340.4045 | 399G | 0 | 0 | 0
346 | [12 empty] | 513 | NA | 513.NA2 | 0 | 399L | 0 | 0 | 0
347 | 514 | Maintenance of Misc. Steam Plant | [10 empty] | 514 | NA | 514.NA | 0 | 403EP | 0 | 0 | 0
348 |  |  |  | P | SG |  | 37756.91 | 34744.3702 | 3012.5398 | 0 | 3012.5398 |  | 514 | SG | 514.SG | 3012.5398 | 403GP | 3778986.1246 | 3778986.1246 | 0
349 |  |  |  | P | CAGW |  | 59468.46 | 46288.4754 | 13179.9846 | -6988.8977 | 6191.0869 |  | 514 | CAGW | 514.CAGW | 6191.0869 | 403GV0 | 0 | 0 | 0
350 |  |  |  | P | CAGE |  | 5642570.73 | 5642570.73 | 0 | 0 | 0 |  | 514 | CAGE | 514.CAGE | 0 | 403HP | 2818055.6576 | 2818055.6576 | 0
351 |  |  |  | P | JBG |  | 2462290.1 | 1916573.1657 | 545716.9343 | 0 | 545716.9343 |  | 514 | JBG | 514.JBG | 545716.9343 | 403MP | 0 | 0 | 0
352 |  |  |  | P | CAGE |  | 0 | 0 | 0 | 0 | 0 |  | 514 | CAGE | 514.CAGE1 | 0 | 403NP | 0 | 0 | 0
353 | [5 empty] | B2 | 8202086.2 | 7640176.7413 | 561909.4587 | -6988.8977 | 554920.561 |  | 514 | NA | 514.NA1 | 554920.561 | 403OP | 16485301.6179 | 16485301.6179 | 0
354 | [12 empty] | 514 | NA | 514.NA2 | 0 | 403SP | 4070620.6406 | 4070620.6406 | 0
355 | Total Steam Power Generation |  |  |  |  | B2 | 332982317.5324 | 273582359.9984 | 59399957.534 | -568436.0687 | 58831521.4652 | x | Total Steam Power Generation | NA | Total Steam Power Generation.NA | 58831521.4652 | 403TP | 11914194.5469 | 11914194.5469 | 0
356 | 517 | Operation Super & Engineering | [10 empty] | 517 | NA | 517.NA | 0 | 404GP | 103911.5466 | 103911.5466 | 0
357 |  |  |  | P | SG |  | 0 | 0 | 0 | 0 | 0 |  | 517 | SG | 517.SG | 0 | 404HP | 24923.7475 | 24923.7475 | 0
358 | [6 empty] | 0 | 0 | 0 | 0 | 0 |  | 517 | NA | 517.NA1 | 0 | 404IP | 4550091.2845 | 4550091.2845 | 0
359 | [12 empty] | 517 | NA | 517.NA2 | 0 | 404MP | 0 | 0 | 0
360 | 518 | Nuclear Fuel Expense | [10 empty] | 518 | NA | 518.NA | 0 | 404OP | 0 | 0 | 0
361 |  |  |  | P | SE |  | 0 | 0 | 0 | 0 | 0 |  | 518 | SE | 518.SE | 0 | 404SP | 0 | 0 | 0
362 | [12 empty] | 518 | NA | 518.NA1 | 0 | 41110 | -30674487.3519 | -30674487.3519 | 0
363 | [6 empty] | 0 | 0 | 0 | 0 | 0 |  | 518 | NA | 518.NA2 | 0 | 447NPC | 20434313.0378 | 20434313.0378 | 0
364 | [12 empty] | 518 | NA | 518.NA3 | 0 | 501NPC | 39501373.4492 | 39501373.4492 | 0
365 | 519 | Coolants and Water | [10 empty] | 519 | NA | 519.NA | 0 | 503NPC | 329286.6833 | 329286.6833 | 0
366 |  |  |  | P | SG |  | 0 | 0 | 0 | 0 | 0 |  | 519 | SG | 519.SG | 0 | 547NPC | 67107706.3678 | 67107706.3678 | 0
367 | [6 empty] | 0 | 0 | 0 | 0 | 0 |  | 519 | NA | 519.NA1 | 0 | 555NPC | 100134197.9126 | 100134197.9126 | 0
368 | [12 empty] | 519 | NA | 519.NA2 | 0 | 565NPC | 13425892.2365 | 13425892.2365 | 0
369 | 520 | Steam Expenses | [10 empty] | 520 | NA | 520.NA | 0 | Adjustments to Calculated Tax: | 0 | 0 | 0
370 |  |  |  | P | SG |  | 0 | 0 | 0 | 0 | 0 |  | 520 | SG | 520.SG | 0 | Calculation of Taxable Income: | 0 | 0 | 0
371 | [6 empty] | 0 | 0 | 0 | 0 | 0 |  | 520 | NA | 520.NA1 | 0 | Company Owned Hydro | 0 | 0 | 0
372 | [12 empty] | 520 | NA | 520.NA2 | 0 | CWC | 29873668.4172 | 29873668.4172 | 0
373 | [12 empty] | 520 | NA | 520.NA3 | 0 | DP | 11302326.31 | 11302326.31 | 0
374 | [12 empty] | 520 | NA | 520.NA4 | 0 | DS0 | 0 | 0 | 0
375 | 523 | Electric Expenses | [10 empty] | 523 | NA | 523.NA | 0 | Existing QF Contracts | 0 | 0 | 0
376 |  |  |  | P | SG |  | 0 | 0 | 0 | 0 | 0 |  | 523 | SG | 523.SG | 0 | GP | 4721185.4056 | 4721185.4056 | 0
377 | [6 empty] | 0 | 0 | 0 | 0 | 0 |  | 523 | NA | 523.NA1 | 0 | HP | 0 | 0 | 0
378 | [12 empty] | 523 | NA | 523.NA2 | 0 | IP | 0 | 0 | 0
379 | 524 | Misc. Nuclear Expenses | [10 empty] | 524 | NA | 524.NA | 0 | Klamath Dam Removal Surcharge Re-allocation | 0 | 0 | 0
380 |  |  |  | P | SG |  | 0 | 0 | 0 | 0 | 0 |  | 524 | SG | 524.SG | 0 | Mid-C Contract | 0 | 0 | 0
381 | [6 empty] | 0 | 0 | 0 | 0 | 0 |  | 524 | NA | 524.NA1 | 0 | MP | 40072259.3947 | 40072259.3947 | 0
382 | [12 empty] | 524 | NA | 524.NA2 | 0 | NP | 0 | 0 | 0
383 | 528 | Maintenance Super & Engineering | [10 empty] | 528 | NA | 528.NA | 0 | OP | 0 | 0 | 0
384 |  |  |  | P | SG |  | 0 | 0 | 0 | 0 | 0 |  | 528 | SG | 528.SG | 0 | OWC | 0 | 0 | 0
385 | [6 empty] | 0 | 0 | 0 | 0 | 0 |  | 528 | NA | 528.NA1 | 0 | SCHMAF | 0 | 0 | 0
386 | [12 empty] | 528 | NA | 528.NA2 | 0 | SCHMAP | 100320.2019 | 100320.2019 | 0
387 | 529 | Maintenance of Structures | [10 empty] | 529 | NA | 529.NA | 0 | SCHMAT | 102331538.3357 | 102331538.3357 | 0
388 |  |  |  | P | SG |  | 0 | 0 | 0 | 0 | 0 |  | 529 | SG | 529.SG | 0 | SCHMDF | 0 | 0 | 0
389 | [6 empty] | 0 | 0 | 0 | 0 | 0 |  | 529 | NA | 529.NA1 | 0 | SCHMDP | 7429.3607 | 7429.3607 | 0
390 | [12 empty] | 529 | NA | 529.NA2 | 0 | SCHMDT | 113636616.4421 | 113636616.4421 | 0
391 | 530 | Maintenance of Reactor Plant | [10 empty] | 530 | NA | 530.NA | 0 | SP | 8078383.3059 | 8078383.3059 | 0
392 |  |  |  | P | SG |  | 0 | 0 | 0 | 0 | 0 |  | 530 | SG | 530.SG | 0 | TP | 16815557.354 | 16815557.354 | 0
393 | [6 empty] | 0 | 0 | 0 | 0 | 0 |  | 530 | NA | 530.NA1 | 0 | TS0 | 0 | 0 | 0
394 | [12 empty] | 530 | NA | 530.NA2 | 0
395 | 531 | Maintenance of Electric Plant | [10 empty] | 531 | NA | 531.NA | 0
396 |  |  |  | P | SG |  | 0 | 0 | 0 | 0 | 0 |  | 531 | SG | 531.SG | 0
397 | [6 empty] | 0 | 0 | 0 | 0 | 0 |  | 531 | NA | 531.NA1 | 0
398 | [12 empty] | 531 | NA | 531.NA2 | 0
399 | 532 | Maintenance of Misc Nuclear | [10 empty] | 532 | NA | 532.NA | 0
400 |  |  |  | P | SG |  | 0 | 0 | 0 | 0 | 0 |  | 532 | SG | 532.SG | 0
401 | [6 empty] | 0 | 0 | 0 | 0 | 0 |  | 532 | NA | 532.NA1 | 0
402 | [12 empty] | 532 | NA | 532.NA2 | 0
403 | Total Nuclear Power Generation | [5 empty] | 0 | 0 | 0 | 0 | 0 |  | Total Nuclear Power Generation | NA | Total Nuclear Power Generation.NA | 0
404 | [12 empty] | Total Nuclear Power Generation | NA | Total Nuclear Power Generation.NA1 | 0
405 | 535 | Operation Super & Engineering | [10 empty] | 535 | NA | 535.NA | 0
406 |  |  |  | P | DGP |  | 0 | 0 | 0 | 0 | 0 |  | 535 | DGP | 535.DGP | 0
407 |  |  |  | P | CN |  | 0 | 0 | 0 | 0 | 0 |  | 535 | CN | 535.CN | 0
408 |  |  |  | P | SG |  | 0 | 0 | 0 | -253659.0786 | -253659.0786 |  | 535 | SG | 535.SG | -253659.0786
409 |  |  |  | P | SG-P |  | 8171998.96 | 7519973.3498 | 652025.6102 | 70983.7042 | 723009.3144 |  | 535 | SG-P | 535.SG-P | 723009.3144
410 |  |  |  | P | SG-U |  | 2334426.16 | 2148167.492 | 186258.668 | 47619.5196 | 233878.1876 |  | 535 | SG-U | 535.SG-U | 233878.1876
411 | [5 empty] | B2 | 10506425.12 | 9668140.8417 | 838284.2783 | -135055.8548 | 703228.4234 |  | 535 | NA | 535.NA1 | 703228.4234
412 | [12 empty] | 535 | NA | 535.NA2 | 0
413 | 536 | Water For Power | [10 empty] | 536 | NA | 536.NA | 0
414 |  |  |  | P | SG |  | 0 | 0 | 0 | 0 | 0 |  | 536 | SG | 536.SG | 0
415 |  |  |  | P | CAGW |  | 0 | 0 | 0 | 0 | 0 |  | 536 | CAGW | 536.CAGW | 0
416 |  |  |  | P | CAGE |  | 0 | 0 | 0 | 0 | 0 |  | 536 | CAGE | 536.CAGE | 0
417 |  |  |  | P | SG-P |  | 164925.86 | 151766.7927 | 13159.0673 | 0 | 13159.0673 |  | 536 | SG-P | 536.SG-P | 13159.0673
418 |  |  |  | P | CAGE |  | 0 | 0 | 0 | 0 | 0 |  | 536 | CAGE | 536.CAGE1 | 0
419 | [5 empty] | B2 | 164925.86 | 151766.7927 | 13159.0673 | 0 | 13159.0673 |  | 536 | NA | 536.NA1 | 13159.0673
420 | [12 empty] | 536 | NA | 536.NA2 | 0
421 | 537 | Hydraulic Expenses | [10 empty] | 537 | NA | 537.NA | 0
422 |  |  |  | P | SG |  | 0 | 0 | 0 | 0 | 0 |  | 537 | SG | 537.SG | 0
423 |  |  |  | P | SG-P |  | 4302813.89 | 3959501.9456 | 343311.9444 | 0 | 343311.9444 |  | 537 | SG-P | 537.SG-P | 343311.9444
424 |  |  |  | P | SG-U |  | 327472.55 | 301344.244 | 26128.306 | 0 | 26128.306 |  | 537 | SG-U | 537.SG-U | 26128.306
425 |  |  |  | P | CAGW |  | 0 | 0 | 0 | 0 | 0 |  | 537 | CAGW | 537.CAGW | 0
426 |  |  |  | P | CAGE |  | 0 | 0 | 0 | 0 | 0 |  | 537 | CAGE | 537.CAGE | 0
427 | [5 empty] | B2 | 4630286.44 | 4260846.1897 | 369440.2503 | 0 | 369440.2503 |  | 537 | NA | 537.NA1 | 369440.2503
428 | [12 empty] | 537 | NA | 537.NA2 | 0
429 | 538 | Electric Expenses | [10 empty] | 538 | NA | 538.NA | 0
430 |  |  |  | P | DGP |  | 0 | 0 | 0 | 0 | 0 |  | 538 | DGP | 538.DGP | 0
431 |  |  |  | P | CAGW |  | 0 | 0 | 0 | 0 | 0 |  | 538 | CAGW | 538.CAGW | 0
432 |  |  |  | P | CAGE |  | 0 | 0 | 0 | 0 | 0 |  | 538 | CAGE | 538.CAGE | 0
433 |  |  |  | P | CAGW |  | 0 | 0 | 0 | 0 | 0 |  | 538 | CAGW | 538.CAGW1 | 0
434 |  |  |  | P | CAGE |  | 0 | 0 | 0 | 0 | 0 |  | 538 | CAGE | 538.CAGE1 | 0
435 | [5 empty] | B2 | 0 | 0 | 0 | 0 | 0 |  | 538 | NA | 538.NA1 | 0
436 | [12 empty] | 538 | NA | 538.NA2 | 0
437 | 539 | Misc. Hydro Expenses | [10 empty] | 539 | NA | 539.NA | 0
438 |  |  |  | P | SG |  | 0 | 0 | 0 | 0 | 0 |  | 539 | SG | 539.SG | 0
439 |  |  |  | P | SG-P |  | 12449498.19 | 11456180.4358 | 993317.7542 | 0 | 993317.7542 |  | 539 | SG-P | 539.SG-P | 993317.7542
440 |  |  |  | P | SG-U |  | 6504788.2 | 5985785.6259 | 519002.5741 | 0 | 519002.5741 |  | 539 | SG-U | 539.SG-U | 519002.5741
441 |  |  |  | P | CAGW |  | 0 | 0 | 0 | 0 | 0 |  | 539 | CAGW | 539.CAGW | 0
442 |  |  |  | P | CAGE |  | 0 | 0 | 0 | 0 | 0 |  | 539 | CAGE | 539.CAGE | 0
443 | [5 empty] | B2 | 18954286.39 | 17441966.0617 | 1512320.3283 | 0 | 1512320.3283 |  | 539 | NA | 539.NA1 | 1512320.3283
444 | [12 empty] | 539 | NA | 539.NA2 | 0
445 | 540 | Rents (Hydro Generation) | [10 empty] | 540 | NA | 540.NA | 0
446 |  |  |  | P | SG |  | 0 | 0 | 0 | 0 | 0 |  | 540 | SG | 540.SG | 0
447 |  |  |  | P | SG-P |  | 2139319.49 | 1968627.949 | 170691.541 | 0 | 170691.541 |  | 540 | SG-P | 540.SG-P | 170691.541
448 |  |  |  | P | SG-U |  | 91790.99 | 84467.1912 | 7323.7988 | 0 | 7323.7988 |  | 540 | SG-U | 540.SG-U | 7323.7988
449 |  |  |  | P | CAGW |  | 0 | 0 | 0 | 0 | 0 |  | 540 | CAGW | 540.CAGW | 0
450 |  |  |  | P | CAGE |  | 0 | 0 | 0 | 0 | 0 |  | 540 | CAGE | 540.CAGE | 0
451 | [5 empty] | B2 | 2231110.48 | 2053095.1401 | 178015.3399 | 0 | 178015.3399 |  | 540 | NA | 540.NA1 | 178015.3399
452 | [12 empty] | 540 | NA | 540.NA2 | 0
453 | 541 | Maint Supervision & Engineering | [10 empty] | 541 | NA | 541.NA | 0
454 |  |  |  | P | SG |  | 0 | 0 | 0 | 0 | 0 |  | 541 | SG | 541.SG | 0
455 |  |  |  | P | SG-P |  | 381 | 350.6009 | 30.3991 | 0 | 30.3991 |  | 541 | SG-P | 541.SG-P | 30.3991
456 |  |  |  | P | CAGE |  | 0 | 0 | 0 | 0 | 0 |  | 541 | CAGE | 541.CAGE | 0
457 |  |  |  | P | CAGW |  | 0 | 0 | 0 | 0 | 0 |  | 541 | CAGW | 541.CAGW | 0
458 |  |  |  | P | CAGE |  | 0 | 0 | 0 | 0 | 0 |  | 541 | CAGE | 541.CAGE1 | 0
459 | [5 empty] | B2 | 381 | 350.6009 | 30.3991 | 0 | 30.3991 |  | 541 | NA | 541.NA1 | 30.3991
460 | [12 empty] | 541 | NA | 541.NA2 | 0
461 | 542 | Maintenance of Structures | [10 empty] | 542 | NA | 542.NA | 0
462 |  |  |  | P | SG |  | 0 | 0 | 0 | 0 | 0 |  | 542 | SG | 542.SG | 0
463 |  |  |  | P | SG-P |  | 856844.23 | 788478.5358 | 68365.6942 | 0 | 68365.6942 |  | 542 | SG-P | 542.SG-P | 68365.6942
464 |  |  |  | P | SG-U |  | 21068.9 | 19387.8594 | 1681.0406 | 0 | 1681.0406 |  | 542 | SG-U | 542.SG-U | 1681.0406
465 |  |  |  | P | CAGW |  | 0 | 0 | 0 | 0 | 0 |  | 542 | CAGW | 542.CAGW | 0
466 |  |  |  | P | CAGE |  | 0 | 0 | 0 | 0 | 0 |  | 542 | CAGE | 542.CAGE | 0
467 | [5 empty] | B2 | 877913.13 | 807866.3952 | 70046.7348 | 0 | 70046.7348 |  | 542 | NA | 542.NA1 | 70046.7348
468 | [12 empty] | 542 | NA | 542.NA2 | 0
469 | [12 empty] | 542 | NA | 542.NA3 | 0
470 | [12 empty] | 542 | NA | 542.NA4 | 0
471 | [12 empty] | 542 | NA | 542.NA5 | 0
472 | 543 | Maintenance of Dams & Waterways | [10 empty] | 543 | NA | 543.NA | 0
473 |  |  |  | P | SG |  | 0 | 0 | 0 | 0 | 0 |  | 543 | SG | 543.SG | 0
474 |  |  |  | P | SG-P |  | 679081.76 | 624899.3377 | 54182.4223 | 0 | 54182.4223 |  | 543 | SG-P | 543.SG-P | 54182.4223
475 |  |  |  | P | SG-U |  | 237858.41 | 218880.2168 | 18978.1932 | 0 | 18978.1932 |  | 543 | SG-U | 543.SG-U | 18978.1932
476 |  |  |  | P | CAGW |  | 0 | 0 | 0 | 0 | 0 |  | 543 | CAGW | 543.CAGW | 0
477 |  |  |  | P | CAGE |  | 0 | 0 | 0 | 0 | 0 |  | 543 | CAGE | 543.CAGE | 0
478 | [5 empty] | B2 | 916940.17 | 843779.5545 | 73160.6155 | 0 | 73160.6155 |  | 543 | NA | 543.NA1 | 73160.6155
479 | [12 empty] | 543 | NA | 543.NA2 | 0
480 | 544 | Maintenance of Electric Plant | [10 empty] | 544 | NA | 544.NA | 0
481 |  |  |  | P | SG |  | 0 | 0 | 0 | 0 | 0 |  | 544 | SG | 544.SG | 0
482 |  |  |  | P | SG-P |  | 955814.5 | 879552.1882 | 76262.3118 | 0 | 76262.3118 |  | 544 | SG-P | 544.SG-P | 76262.3118
483 |  |  |  | P | SG-U |  | 290173.16 | 267020.8893 | 23152.2707 | 0 | 23152.2707 |  | 544 | SG-U | 544.SG-U | 23152.2707
484 |  |  |  | P | CAGW |  | 0 | 0 | 0 | 0 | 0 |  | 544 | CAGW | 544.CAGW | 0
485 |  |  |  | P | CAGE |  | 0 | 0 | 0 | 0 | 0 |  | 544 | CAGE | 544.CAGE | 0
486 | [5 empty] | B2 | 1245987.66 | 1146573.0776 | 99414.5824 | 0 | 99414.5824 |  | 544 | NA | 544.NA1 | 99414.5824
487 | [12 empty] | 544 | NA | 544.NA2 | 0
488 | 545 | Maintenance of Misc. Hydro Plant | [10 empty] | 545 | NA | 545.NA | 0
489 |  |  |  | P | SG |  | -25151000 | -23144257.6836 | -2006742.3164 | 2113124.3613 | 106382.0449 |  | 545 | SG | 545.SG | 106382.0449
490 |  |  |  | P | SG-P |  | 2956568.2 | 2720670.2032 | 235897.9968 | 12259.9128 | 248157.9096 |  | 545 | SG-P | 545.SG-P | 248157.9096
491 |  |  |  | P | SG-U |  | 863019.17 | 794160.7911 | 68858.3789 | 2399.7271 | 71258.106 |  | 545 | SG-U | 545.SG-U | 71258.106
492 |  |  |  | P | CAGW |  | 0 | 0 | 0 | 0 | 0 |  | 545 | CAGW | 545.CAGW | 0
493 |  |  |  | P | CAGE |  | 0 | 0 | 0 | 0 | 0 |  | 545 | CAGE | 545.CAGE | 0
494 | [5 empty] | B2 | -21331412.63 | -19629426.6893 | -1701985.9407 | 2127784.0011 | 425798.0605 |  | 545 | NA | 545.NA1 | 425798.0605
495 | [12 empty] | 545 | NA | 545.NA2 | 0
496 | Total Hydraulic Power Generation |  |  |  |  | B2 | 18196843.62 | 16744957.9647 | 1451885.6553 | 1992728.1463 | 3444613.8016 | x | Total Hydraulic Power Generation | NA | Total Hydraulic Power Generation .NA | 3444613.8016
497 | [12 empty] | Total Hydraulic Power Generation | NA | Total Hydraulic Power Generation .NA1 | 0
498 | 546 | Operation Super & Engineering | [10 empty] | 546 | NA | 546.NA | 0
499 |  |  |  | P | SG |  | 0 | 0 | 0 | 0 | 0 |  | 546 | SG | 546.SG | 0
500 |  |  |  | P | SE |  | 0 | 0 | 0 | 0 | 0 |  | 546 | SE | 546.SE | 0
501 |  |  |  | P | CAGW |  | 155152.43 | 120766.0234 | 34386.4066 | 0 | 34386.4066 |  | 546 | CAGW | 546.CAGW | 34386.4066
502 |  |  |  | P | CAGE |  | 212194.31 | 212194.31 | 0 | 0 | 0 |  | 546 | CAGE | 546.CAGE | 0
503 |  |  |  | P | CAGE |  | 0 | 0 | 0 | 0 | 0 |  | 546 | CAGE | 546.CAGE1 | 0
504 | [5 empty] | B2 | 367346.74 | 332960.3334 | 34386.4066 | 0 | 34386.4066 |  | 546 | NA | 546.NA1 | 34386.4066
505 | [12 empty] | 546 | NA | 546.NA2 | 0
506 | 547 | Fuel | [10 empty] | 547 | NA | 547.NA | 0
507 |  |  |  | P | SE |  | 0 | 0 | 0 | 0 | 0 |  | 547 | SE | 547.SE | 0
508 |  |  |  | P | CAEW |  | 0 | 0 | 0 | 0 | 0 |  | 547 | CAEW | 547.CAEW | 0
509 |  |  |  | P | CAEE |  | 0 | 0 | 0 | 0 | 0 |  | 547 | CAEE | 547.CAEE | 0
510 |  |  |  | P | SSECT |  | 0 | 0 | 0 | 0 | 0 |  | 547 | SSECT | 547.SSECT | 0
511 | [5 empty] | B2 | 0 | 0 | 0 | 0 | 0 |  | 547 | NA | 547.NA1 | 0
512 | [12 empty] | 547 | NA | 547.NA2 | 0
513 | 547NPC | Fuel-NPC | [10 empty] | 547NPC | NA | 547NPC.NA | 0
514 |  |  |  |  | S |  | 31464376.7246 | 0 | 31464376.7246 | 35643329.6432 | 67107706.3678 |  | 547NPC | S | 547NPC.S | 67107706.3678
515 |  |  |  |  | CAEW |  | 0 | 0 | 0 | 0 | 0 |  | 547NPC | CAEW | 547NPC.CAEW | 0
516 |  |  |  |  | CAEE |  | 0 | 0 | 0 | 0 | 0 |  | 547NPC | CAEE | 547NPC.CAEE | 0
517 |  |  |  |  | SE |  | 0 | 0 | 0 | 0 | 0 |  | 547NPC | SE | 547NPC.SE | 0
518 | [5 empty] | B2 | 31464376.7246 | 0 | 31464376.7246 | 35643329.6432 | 67107706.3678 |  | 547NPC | NA | 547NPC.NA1 | 67107706.3678
519 | [12 empty] | 547NPC | NA | 547NPC.NA2 | 0
520 | 548 | Generation Expense | [10 empty] | 548 | NA | 548.NA | 0
521 |  |  |  | P | SG |  | 204983.77 | 188628.5712 | 16355.1988 | 17100.7161 | 33455.915 |  | 548 | SG | 548.SG | 33455.915
522 |  |  |  | P | CAGW |  | 7331401.51 | 5706544.2457 | 1624857.2643 | 33125.3615 | 1657982.6259 |  | 548 | CAGW | 548.CAGW | 1657982.6259
523 |  |  |  | P | CAGE |  | 10102549.49 | 10102549.49 | 0 | 0 | 0 |  | 548 | CAGE | 548.CAGE | 0
524 |  |  |  | P | S |  | 0 | 0 | 0 | 0 | 0 |  | 548 | S | 548.S | 0
525 | [5 empty] | B2 | 17638934.77 | 15997722.3069 | 1641212.4631 | 50226.0777 | 1691438.5408 |  | 548 | NA | 548.NA1 | 1691438.5408
526 | [12 empty] | 548 | NA | 548.NA2 | 0
527 | 549 | Miscellaneous Other | [10 empty] | 549 | NA | 549.NA | 0
528 |  |  |  | 0 | S |  | 37467.44 | 37467.44 | 0 | 0 | 0 |  | 549 | S | 549.S | 0
529 |  |  |  | P | SG |  | 6575848.08 | 6051175.7963 | 524672.2837 | 131855.9771 | 656528.2608 |  | 549 | SG | 549.SG | 656528.2608
530 |  |  |  | P | CAGW |  | 1038523.98 | 808356.0877 | 230167.8923 | 0 | 230167.8923 |  | 549 | CAGW | 549.CAGW | 230167.8923
531 |  |  |  | P | CAGE |  | 1437611.43 | 1437611.43 | 0 | 0 | 0 |  | 549 | CAGE | 549.CAGE | 0
532 |  |  |  | P | CAGE |  | 0 | 0 | 0 | 0 | 0 |  | 549 | CAGE | 549.CAGE1 | 0
533 | [5 empty] | B2 | 9089450.93 | 8334610.754 | 754840.176 | 131855.9771 | 886696.1531 |  | 549 | NA | 549.NA1 | 886696.1531
534 | [12 empty] | 549 | NA | 549.NA2 | 0
535 | [12 empty] | 549 | NA | 549.NA3 | 0
536 | [12 empty] | 549 | NA | 549.NA4 | 0
537 | [12 empty] | 549 | NA | 549.NA5 | 0
538 | 550 | Rents | [10 empty] | 550 | NA | 550.NA | 0
539 |  |  |  |  | S |  | 375260.96 | 375260.96 | 0 | 0 | 0 |  | 550 | S | 550.S | 0
540 |  |  |  | P | SG |  | 10462072.23 | 9627326.7701 | 834745.4599 | 0 | 834745.4599 |  | 550 | SG | 550.SG | 834745.4599
541 |  |  |  | P | CAGW |  | 0 | 0 | 0 | 0 | 0 |  | 550 | CAGW | 550.CAGW | 0
542 |  |  |  | P | CAGE |  | 500 | 500 | 0 | 0 | 0 |  | 550 | CAGE | 550.CAGE | 0
543 |  |  |  | P | CAGE |  | 0 | 0 | 0 | 0 | 0 |  | 550 | CAGE | 550.CAGE1 | 0
544 | [5 empty] | B2 | 10837833.19 | 10003087.7301 | 834745.4599 | 0 | 834745.4599 |  | 550 | NA | 550.NA1 | 834745.4599
545 | [12 empty] | 550 | NA | 550.NA2 | 0
546 | 551 | Maint Supervision & Engineering | [10 empty] | 551 | NA | 551.NA | 0
547 |  |  |  | P | SG |  | 0 | 0 | 0 | 0 | 0 |  | 551 | SG | 551.SG | 0
548 |  |  |  | P | CAGW |  | 0 | 0 | 0 | 0 | 0 |  | 551 | CAGW | 551.CAGW | 0
549 |  |  |  | P | CAGE |  | 0 | 0 | 0 | 0 | 0 |  | 551 | CAGE | 551.CAGE | 0
550 | [5 empty] | B2 | 0 | 0 | 0 | 0 | 0 |  | 551 | NA | 551.NA1 | 0
551 | [12 empty] | 551 | NA | 551.NA2 | 0
552 | 552 | Maintenance of Structures | [10 empty] | 552 | NA | 552.NA | 0
553 |  |  |  | P | SG |  | 0 | 0 | 0 | 0 | 0 |  | 552 | SG | 552.SG | 0
554 |  |  |  | P | CAGW |  | 20215.14 | 15734.862 | 4480.278 | 0 | 4480.278 |  | 552 | CAGW | 552.CAGW | 4480.278
555 |  |  |  | P | CAGE |  | 3671901.47 | 3671901.47 | 0 | 0 | 0 |  | 552 | CAGE | 552.CAGE | 0
556 |  |  |  | P | CAGE |  | 0 | 0 | 0 | 0 | 0 |  | 552 | CAGE | 552.CAGE1 | 0
557 | [5 empty] | B2 | 3692116.61 | 3687636.332 | 4480.278 | 0 | 4480.278 |  | 552 | NA | 552.NA1 | 4480.278
558 | [12 empty] | 552 | NA | 552.NA2 | 0
559 | 553 | Maint of Generation & Electric Plant | [10 empty] | 553 | NA | 553.NA | 0
560 |  |  |  | P | SG |  | 16395625.22 | 15087454.7722 | 1308170.4478 | 2060.0011 | 1310230.4489 |  | 553 | SG | 553.SG | 1310230.4489
561 |  |  |  | P | CAGW |  | 4806454.37 | 3741200.709 | 1065253.661 | 11206.9631 | 1076460.624 |  | 553 | CAGW | 553.CAGW | 1076460.624
562 |  |  |  | P | CAGE |  | 3788915.17 | 3788915.17 | 0 | 0 | 0 |  | 553 | CAGE | 553.CAGE | 0
563 |  |  |  | P | CAGE |  | 0 | 0 | 0 | 0 | 0 |  | 553 | CAGE | 553.CAGE1 | 0
564 | [5 empty] | B2 | 24990994.76 | 22617570.6512 | 2373424.1088 | 13266.9642 | 2386691.073 |  | 553 | NA | 553.NA1 | 2386691.073
565 | [12 empty] | 553 | NA | 553.NA2 | 0
566 | 554 | Maintenance of Misc. Other | [10 empty] | 554 | NA | 554.NA | 0
567 |  |  |  | P | SG |  | 1199050.2 | 1103380.653 | 95669.547 | 0 | 95669.547 |  | 554 | SG | 554.SG | 95669.547
568 |  |  |  | P | CAGW |  | 0 | 0 | 0 | 0 | 0 |  | 554 | CAGW | 554.CAGW | 0
569 |  |  |  | P | CAGE |  | 208992.29 | 208992.29 | 0 | 0 | 0 |  | 554 | CAGE | 554.CAGE | 0
570 |  |  |  | P | CAGE |  | 0 | 0 | 0 | 0 | 0 |  | 554 | CAGE | 554.CAGE1 | 0
571 | [5 empty] | B2 | 1408042.49 | 1312372.943 | 95669.547 | 0 | 95669.547 |  | 554 | NA | 554.NA1 | 95669.547
572 | [12 empty] | 554 | NA | 554.NA2 | 0
573 | Total Other Power Generation |  |  |  |  | B2 | 99489096.2146 | 62285961.0506 | 37203135.164 | 35838678.6621 | 73041813.8261 | x | Total Other Power Generation | NA | Total Other Power Generation.NA | 73041813.8261
574 | [12 empty] | Total Other Power Generation | NA | Total Other Power Generation.NA1 | 0
575 | [12 empty] | Total Other Power Generation | NA | Total Other Power Generation.NA2 | 0
576 | 555 | Purchased Power | [10 empty] | 555 | NA | 555.NA | 0
577 |  |  |  | P | S |  | -89327924.73 | -89327924.73 | 0 | 0 | 0 |  | 555 | S | 555.S | 0
578 |  |  |  |  | CAEW |  | 0 | 0 | 0 | 0 | 0 |  | 555 | CAEW | 555.CAEW | 0
579 |  |  |  |  | CAGW |  | 0 | 0 | 0 | 0 | 0 |  | 555 | CAGW | 555.CAGW | 0
580 | [6 empty] | -89327924.73 | -89327924.73 | 0 | 0 | 0 |  | 555 | NA | 555.NA1 | 0
581 | 555NPC | Purchased Power-NPC | [10 empty] | 555NPC | NA | 555NPC.NA | 0
582 |  |  |  | P | SG |  | 0 | 0 | 0 | 0 | 0 |  | 555NPC | SG | 555NPC.SG | 0
583 |  |  |  | P | SE |  | 0 | 0 | 0 | 0 | 0 |  | 555NPC | SE | 555NPC.SE | 0
584 |  |  |  | P | CAGW |  | 0 | 0 | 0 | 0 | 0 |  | 555NPC | CAGW | 555NPC.CAGW | 0
585 |  |  |  | P | CAGW |  | 0 | 0 | 0 | 0 | 0 |  | 555NPC | CAGW | 555NPC.CAGW1 | 0
586 |  |  |  | P | CAGE |  | 0 | 0 | 0 | 0 | 0 |  | 555NPC | CAGE | 555NPC.CAGE | 0
587 |  |  |  | P | CAEW |  | 0 | 0 | 0 | 0 | 0 |  | 555NPC | CAEW | 555NPC.CAEW | 0
588 |  |  |  | P | CAEE |  | 0 | 0 | 0 | 0 | 0 |  | 555NPC | CAEE | 555NPC.CAEE | 0
589 |  |  |  |  | DGP |  | 0 | 0 | 0 | 0 | 0 |  | 555NPC | DGP | 555NPC.DGP | 0
590 |  |  |  |  | S |  | 84296523.3314 | 0 | 84296523.3314 | 15837674.5812 | 100134197.9126 |  | 555NPC | S | 555NPC.S | 100134197.9126
591 | [6 empty] | 84296523.3314 | 0 | 84296523.3314 | 15837674.5812 | 100134197.9126 |  | 555NPC | NA | 555NPC.NA1 | 100134197.9126
592 | [12 empty] | 555NPC | NA | 555NPC.NA2 | 0
593 |  | Total Purchased Power |  |  |  | B2 | -5031401.3986 | -89327924.73 | 84296523.3314 | 15837674.5812 | 100134197.9126 |  | 555NPC | NA | 555NPC.NA3 | 100134197.9126
594 | [12 empty] | 555NPC | NA | 555NPC.NA4 | 0
595 | 556 | System Control & Load Dispatch | [10 empty] | 556 | NA | 556.NA | 0
596 |  |  |  | P | SG |  | 1089056.33 | 1002162.9491 | 86893.3809 | 0 | 86893.3809 |  | 556 | SG | 556.SG | 86893.3809
597 |  |  |  | P | CAGW |  | 0 | 0 | 0 | 0 | 0 |  | 556 | CAGW | 556.CAGW | 0
598 |  |  |  | P | CAGE |  | 0 | 0 | 0 | 0 | 0 |  | 556 | CAGE | 556.CAGE | 0
599 | [12 empty] | 556 | NA | 556.NA1 | 0
600 | [5 empty] | B2 | 1089056.33 | 1002162.9491 | 86893.3809 | 0 | 86893.3809 |  | 556 | NA | 556.NA2 | 86893.3809
601 | [12 empty] | 556 | NA | 556.NA3 | 0
602 | [12 empty] | 556 | NA | 556.NA4 | 0
603 | [12 empty] | 556 | NA | 556.NA5 | 0
604 | 557 | Other Expenses | [10 empty] | 557 | NA | 557.NA | 0
605 |  |  |  | P | S |  | 7811318.49 | 7811318.49 | 0 | 36586.05 | 36586.05 |  | 557 | S | 557.S | 36586.05
606 |  |  |  | P | SG |  | 27036402.73 | 24879228.3257 | 2157174.4043 | 265443.5231 | 2422617.9273 |  | 557 | SG | 557.SG | 2422617.9273
607 |  |  |  | P | SGCT |  | 0 | 0 | 0 | 0 | 0 |  | 557 | SGCT | 557.SGCT | 0
608 |  |  |  | P | SO |  | 0 | 0 | 0 | 4913.1286 | 4913.1286 |  | 557 | SO | 557.SO | 4913.1286
609 |  |  |  | P | CAEE |  | 0 | 0 | 0 | 0 | 0 |  | 557 | CAEE | 557.CAEE | 0
610 |  |  |  | P | TROJP |  | 0 | 0 | 0 | 0 | 0 |  | 557 | TROJP | 557.TROJP | 0
611 |  |  |  | P | CAGW |  | 608118.59 | 473341.3708 | 134777.2192 | -102440.7423 | 32336.4769 |  | 557 | CAGW | 557.CAGW | 32336.4769
612 |  |  |  | P | CAGE |  | 3567722.34 | 3567722.34 | 0 | 0 | 0 |  | 557 | CAGE | 557.CAGE | 0
613 |  |  |  | P | JBG |  | 1548568.6 | 1205359.6057 | 343208.9943 | 0 | 343208.9943 |  | 557 | JBG | 557.JBG | 343208.9943
614 |  |  |  | P | CAEW |  | 0 | 0 | 0 | 0 | 0 |  | 557 | CAEW | 557.CAEW | 0
615 |  |  |  | P | JBE |  | 8271.3 | 6400.8818 | 1870.4182 | 0 | 1870.4182 |  | 557 | JBE | 557.JBE | 1870.4182
616 | [5 empty] | B2 | 40580402.05 | 37943371.014 | 2637031.036 | 204501.9594 | 2841532.9953 |  | 557 | NA | 557.NA1 | 2841532.9953
617 | [12 empty] | 557 | NA | 557.NA2 | 0
618 | Embedded Cost Differentials | [11 empty] | Embedded Cost Differentials | NA | Embedded Cost Differentials.NA | 0
619 | Company Owned Hydro |  |  | P | DGP |  | 0 | 0 | 0 | 0 | 0 |  | Company Owned Hydro | DGP | Company Owned Hydro.DGP | 0
620 | Company Owned Hydro |  |  | P | SG |  | 0 | 0 | 0 | 0 | 0 |  | Company Owned Hydro | SG | Company Owned Hydro.SG | 0
621 | Mid-C Contract |  |  | P | MC |  | 0 | 0 | 0 | 0 | 0 |  | Mid-C Contract | MC | Mid-C Contract.MC | 0
622 | Mid-C Contract |  |  | P | SG |  | 0 | 0 | 0 | 0 | 0 |  | Mid-C Contract | SG | Mid-C Contract.SG | 0
623 | Existing QF Contracts |  |  | 0 | S |  | 0 | 0 | 0 | 0 | 0 |  | Existing QF Contracts | S | Existing QF Contracts.S | 0
624 | Existing QF Contracts |  |  | 0 | SG |  | 0 | 0 | 0 | 0 | 0 |  | Existing QF Contracts | SG | Existing QF Contracts.SG | 0
625 | [12 empty] | Existing QF Contracts | NA | Existing QF Contracts.NA | 0
626 | [6 empty] | 0 | 0 | 0 | 0 | 0 |  | Existing QF Contracts | NA | Existing QF Contracts.NA1 | 0
618 | [12 empty] | Existing QF Contracts | NA | Existing QF Contracts.NA2 | 0
619 | Total Other Power Supply |  |  |  |  | B2 | 36638056.9814 | -50382390.7668 | 87020447.7483 | 16042176.5406 | 103062624.2888 | x | Total Other Power Supply | NA | Total Other Power Supply.NA | 103062624.2888
620 | [12 empty] | Total Other Power Supply | NA | Total Other Power Supply.NA1 | 0
621 | TOTAL PRODUCTION EXPENSE |  |  |  |  | B2 | 487306314.3485 | 302230888.2469 | 185075426.1016 | 53305147.2803 | 238380573.3819 |  | TOTAL PRODUCTION EXPENSE | NA | TOTAL PRODUCTION EXPENSE.NA | 238380573.3819
622 | [12 empty] | TOTAL PRODUCTION EXPENSE | NA | TOTAL PRODUCTION EXPENSE.NA1 | 0
623 | [12 empty] | TOTAL PRODUCTION EXPENSE | NA | TOTAL PRODUCTION EXPENSE.NA2 | 0
624 | Summary of Production Expense by Factor | [11 empty] | Summary of Production Expense by Factor | NA | Summary of Production Expense by Factor.NA | 0
625 |  |  | S |  |  |  | 76459772.3685 | -81103877.84 | 157563650.2085 | 51778592.4619 | 209342242.6703 |  | Summary of Production Expense by Factor | NA | Summary of Production Expense by Factor.NA1 | 209342242.6703
626 |  |  | SG |  |  |  | 40737911.04 | 37487523.7804 | 3250387.2596 | 2290789.1655 | 5541176.4251 |  | Summary of Production Expense by Factor | NA | Summary of Production Expense by Factor.NA2 | 5541176.4251
627 |  |  | SE |  |  |  | -89328.97 | -82525.3504 | -6803.6196 | 489.3138 | -6314.3058 |  | Summary of Production Expense by Factor | NA | Summary of Production Expense by Factor.NA3 | -6314.3058
628 |  |  | JBG |  |  |  | 62268634.73 | 48468047.8515 | 13800586.8785 | 357130.4403 | 14157717.3188 |  | Summary of Production Expense by Factor | NA | Summary of Production Expense by Factor.NA4 | 14157717.3188
629 |  |  | TROJP |  |  |  | 0 | 0 | 0 | 0 | 0 |  | Summary of Production Expense by Factor | NA | Summary of Production Expense by Factor.NA5 | 0
630 |  |  | JBE |  |  |  | 2428578.23 | 1879395.2835 | 549182.9465 | 0 | 549182.9465 |  | Summary of Production Expense by Factor | NA | Summary of Production Expense by Factor.NA6 | 549182.9465
631 |  |  | DGP |  |  |  | 0 | 0 | 0 | 0 | 0 |  | Summary of Production Expense by Factor | NA | Summary of Production Expense by Factor.NA7 | 0
632 |  |  | DEU |  |  |  | 0 | 0 | 0 | 0 | 0 |  | Summary of Production Expense by Factor | NA | Summary of Production Expense by Factor.NA8 | 0
633 |  |  | DEP |  |  |  | 0 | 0 | 0 | 0 | 0 |  | Summary of Production Expense by Factor | NA | Summary of Production Expense by Factor.NA9 | 0
634 |  |  | CAGW |  |  |  | 29146773.61 | 22686979.1537 | 6459794.4563 | -1260030.0934 | 5199764.363 |  | Summary of Production Expense by Factor | NA | Summary of Production Expense by Factor.NA10 | 5199764.363
635 |  |  | CAGE |  |  |  | 218441463.82 | 218441463.82 | 0 | 0 | 0 |  | Summary of Production Expense by Factor | NA | Summary of Production Expense by Factor.NA11 | 0
636 |  |  | CAEW |  |  |  | 0 | 0 | 0 | 0 | 0 |  | Summary of Production Expense by Factor | NA | Summary of Production Expense by Factor.NA12 | 0
637 |  |  | CAEE |  |  |  | 14564665.9 | 14564665.9 | 0 | 0 | 0 |  | Summary of Production Expense by Factor | NA | Summary of Production Expense by Factor.NA13 | 0
638 |  |  | SNPPS |  |  |  | 0 | 0 | 0 | 0 | 0 |  | Summary of Production Expense by Factor | NA | Summary of Production Expense by Factor.NA14 | 0
639 |  |  | SNPPO |  |  |  | 0 | 0 | 0 | 0 | 0 |  | Summary of Production Expense by Factor | NA | Summary of Production Expense by Factor.NA15 | 0
640 |  |  | DGU |  |  |  | 0 | 0 | 0 | 0 | 0 |  | Summary of Production Expense by Factor | NA | Summary of Production Expense by Factor.NA16 | 0
641 |  |  | MC |  |  |  | 0 | 0 | 0 | 0 | 0 |  | Summary of Production Expense by Factor | NA | Summary of Production Expense by Factor.NA17 | 0
642 |  |  | SSGCT |  |  |  | 0 | 0 | 0 | 0 | 0 |  | Summary of Production Expense by Factor | NA | Summary of Production Expense by Factor.NA18 | 0
643 |  |  | SSECT |  |  |  | 0 | 0 | 0 | 0 | 0 |  | Summary of Production Expense by Factor | NA | Summary of Production Expense by Factor.NA19 | 0
644 |  |  | SSGC |  |  |  | 0 | 0 | 0 | 0 | 0 |  | Summary of Production Expense by Factor | NA | Summary of Production Expense by Factor.NA20 | 0
645 |  |  | SSGCH |  |  |  | 0 | 0 | 0 | 0 | 0 |  | Summary of Production Expense by Factor | NA | Summary of Production Expense by Factor.NA21 | 0
646 |  |  | SSECH |  |  |  | 0 | 0 | 0 | 0 | 0 |  | Summary of Production Expense by Factor | NA | Summary of Production Expense by Factor.NA22 | 0
647 | Total Production Expense by Factor |  |  |  |  | B2 | 443958470.7285 | 262341672.5986 | 181616798.1299 | 53166971.2881 | 234783769.4179 |  | Total Production Expense by Factor | NA | Total Production Expense by Factor.NA | 234783769.4179
648 | 560 | Operation Supervision & Engineering | [10 empty] | 560 | NA | 560.NA | 0
649 |  |  |  | T | SG |  | 11487084.56 | 10570555.6475 | 916528.9125 | 129079.6952 | 1045608.6078 |  | 560 | SG | 560.SG | 1045608.6078
650 |  |  |  | T | JBG |  | 0 | 0 | 0 | 0 | 0 |  | 560 | JBG | 560.JBG | 0
651 |  |  |  | T | CAGW |  | 0 | 0 | 0 | 0 | 0 |  | 560 | CAGW | 560.CAGW | 0
652 |  |  |  | T | CAGE |  | 0 | 0 | 0 | 0 | 0 |  | 560 | CAGE | 560.CAGE | 0
653 | [5 empty] | B2 | 11487084.56 | 10570555.6475 | 916528.9125 | 129079.6952 | 1045608.6078 |  | 560 | NA | 560.NA1 | 1045608.6078
654 | [12 empty] | 560 | NA | 560.NA2 | 0
655 | 561 | Load Dispatching | [10 empty] | 561 | NA | 561.NA | 0
656 |  |  |  | T | SG |  | 17048762.24 | 15688479.4429 | 1360282.7971 | 0 | 1360282.7971 |  | 561 | SG | 561.SG | 1360282.7971
657 |  |  |  | T | JBG |  | 0 | 0 | 0 | 0 | 0 |  | 561 | JBG | 561.JBG | 0
658 |  |  |  | T | CAGW |  | 0 | 0 | 0 | 0 | 0 |  | 561 | CAGW | 561.CAGW | 0
659 |  |  |  | T | CAGE |  | 0 | 0 | 0 | 0 | 0 |  | 561 | CAGE | 561.CAGE | 0
660 | [5 empty] | B2 | 17048762.24 | 15688479.4429 | 1360282.7971 | 0 | 1360282.7971 |  | 561 | NA | 561.NA1 | 1360282.7971
661 | 562 | Station Expense | [10 empty] | 562 | NA | 562.NA | 0
662 |  |  |  | T | SG |  | 3423768.33 | 3150593.4746 | 273174.8554 | 0 | 273174.8554 |  | 562 | SG | 562.SG | 273174.8554
663 |  |  |  | T | JBG |  | 0 | 0 | 0 | 0 | 0 |  | 562 | JBG | 562.JBG | 0
664 |  |  |  | T | CAGW |  | 0 | 0 | 0 | 0 | 0 |  | 562 | CAGW | 562.CAGW | 0
665 |  |  |  | T | CAGE |  | 0 | 0 | 0 | 0 | 0 |  | 562 | CAGE | 562.CAGE | 0
666 | [5 empty] | B2 | 3423768.33 | 3150593.4746 | 273174.8554 | 0 | 273174.8554 |  | 562 | NA | 562.NA1 | 273174.8554
667 | [12 empty] | 562 | NA | 562.NA2 | 0
668 | 563 | Overhead Line Expense | [10 empty] | 563 | NA | 563.NA | 0
669 |  |  |  | T | SG |  | 1182098.62 | 1087781.6019 | 94317.0181 | 0 | 94317.0181 |  | 563 | SG | 563.SG | 94317.0181
670 |  |  |  | T | CAGW |  | 0 | 0 | 0 | 0 | 0 |  | 563 | CAGW | 563.CAGW | 0
671 |  |  |  | T | CAGE |  | 0 | 0 | 0 | 0 | 0 |  | 563 | CAGE | 563.CAGE | 0
672 | [5 empty] | B2 | 1182098.62 | 1087781.6019 | 94317.0181 | 0 | 94317.0181 |  | 563 | NA | 563.NA1 | 94317.0181
673 | [12 empty] | 563 | NA | 563.NA2 | 0
674 | 564 | Underground Line Expense | [10 empty] | 564 | NA | 564.NA | 0
675 |  |  |  | T | SG |  | 0 | 0 | 0 | 0 | 0 |  | 564 | SG | 564.SG | 0
676 |  |  |  | T | CAGW |  | 0 | 0 | 0 | 0 | 0 |  | 564 | CAGW | 564.CAGW | 0
677 |  |  |  | T | CAGE |  | 0 | 0 | 0 | 0 | 0 |  | 564 | CAGE | 564.CAGE | 0
678 | [5 empty] | B2 | 0 | 0 | 0 | 0 | 0 |  | 564 | NA | 564.NA1 | 0
679 | [12 empty] | 564 | NA | 564.NA2 | 0
680 | 565 | Transmission of Electricity by Others | [10 empty] | 565 | NA | 565.NA | 0
681 |  |  |  | T | SG |  | 0 | 0 | 0 | 0 | 0 |  | 565 | SG | 565.SG | 0
682 |  |  |  | T | SE |  | 0 | 0 | 0 | 0 | 0 |  | 565 | SE | 565.SE | 0
683 |  |  |  | T | CAGW |  | 0 | 0 | 0 | 0 | 0 |  | 565 | CAGW | 565.CAGW | 0
684 |  |  |  | T | CAGE |  | 0 | 0 | 0 | 0 | 0 |  | 565 | CAGE | 565.CAGE | 0
685 |  |  |  | T | CAEW |  | 0 | 0 | 0 | 0 | 0 |  | 565 | CAEW | 565.CAEW | 0
686 |  |  |  | T | CAEE |  | 0 | 0 | 0 | 0 | 0 |  | 565 | CAEE | 565.CAEE | 0
687 | [5 empty] | B2 | 0 | 0 | 0 | 0 | 0 |  | 565 | NA | 565.NA1 | 0
688 | [12 empty] | 565 | NA | 565.NA2 | 0
689 | 565NPC | Transmission of Electricity by Others-NPC | [10 empty] | 565NPC | NA | 565NPC.NA | 0
690 |  |  |  |  | S |  | 12723339.3046 | 0 | 12723339.3046 | 702552.9319 | 13425892.2365 |  | 565NPC | S | 565NPC.S | 13425892.2365
691 |  |  |  |  | SE |  | 0 | 0 | 0 | 0 | 0 |  | 565NPC | SE | 565NPC.SE | 0
692 |  |  |  |  | CAGW |  | 0 | 0 | 0 | 0 | 0 |  | 565NPC | CAGW | 565NPC.CAGW | 0
693 |  |  |  |  | CAGE |  | 0 | 0 | 0 | 0 | 0 |  | 565NPC | CAGE | 565NPC.CAGE | 0
694 |  |  |  |  | CAEW |  | 0 | 0 | 0 | 0 | 0 |  | 565NPC | CAEW | 565NPC.CAEW | 0
695 |  |  |  |  | SG |  | 0 | 0 | 0 | 0 | 0 |  | 565NPC | SG | 565NPC.SG | 0
696 | [6 empty] | 12723339.3046 | 0 | 12723339.3046 | 702552.9319 | 13425892.2365 |  | 565NPC | NA | 565NPC.NA1 | 13425892.2365
697 | [12 empty] | 565NPC | NA | 565NPC.NA2 | 0
698 |  | Total Transmission of Electricity by Others |  |  |  |  | 12723339.3046 | 0 | 12723339.3046 | 702552.9319 | 13425892.2365 |  | 565NPC | NA | 565NPC.NA3 | 13425892.2365
699 | [12 empty] | 565NPC | NA | 565NPC.NA4 | 0
700 | 566 | Misc. Transmission Expense | [10 empty] | 566 | NA | 566.NA | 0
701 |  |  |  | T | SG |  | 2272351.63 | 2091045.7506 | 181305.8794 | 0 | 181305.8794 |  | 566 | SG | 566.SG | 181305.8794
702 |  |  |  | T | CAGW |  | 0 | 0 | 0 | 0 | 0 |  | 566 | CAGW | 566.CAGW | 0
703 |  |  |  | T | CAGE |  | 0 | 0 | 0 | 0 | 0 |  | 566 | CAGE | 566.CAGE | 0
704 |  |  |  | 0 | S |  | 0 | 0 | 0 | 0 | 0 |  | 566 | S | 566.S | 0
705 | [5 empty] | B2 | 2272351.63 | 2091045.7506 | 181305.8794 | 0 | 181305.8794 |  | 566 | NA | 566.NA1 | 181305.8794
706 | [12 empty] | 566 | NA | 566.NA2 | 0
707 | 567 | Rents - Transmission | [10 empty] | 567 | NA | 567.NA | 0
708 |  |  |  | T | SG |  | 2590491.19 | 2383801.6631 | 206689.5269 | 0 | 206689.5269 |  | 567 | SG | 567.SG | 206689.5269
709 |  |  |  | T | JBG |  | 0 | 0 | 0 | 0 | 0 |  | 567 | JBG | 567.JBG | 0
710 |  |  |  | T | CAGW |  | 0 | 0 | 0 | 0 | 0 |  | 567 | CAGW | 567.CAGW | 0
711 |  |  |  | T | CAGE |  | 0 | 0 | 0 | 0 | 0 |  | 567 | CAGE | 567.CAGE | 0
712 | [5 empty] | B2 | 2590491.19 | 2383801.6631 | 206689.5269 | 0 | 206689.5269 |  | 567 | NA | 567.NA1 | 206689.5269
713 | [12 empty] | 567 | NA | 567.NA2 | 0
714 | 568 | Maint Supervision & Engineering | [10 empty] | 568 | NA | 568.NA | 0
715 |  |  |  | T | SG |  | 1099330.54 | 1011617.4028 | 87713.1372 | 0 | 87713.1372 |  | 568 | SG | 568.SG | 87713.1372
716 |  |  |  | T | CAGW |  | 0 | 0 | 0 | 0 | 0 |  | 568 | CAGW | 568.CAGW | 0
717 |  |  |  | T | CAGE |  | 0 | 0 | 0 | 0 | 0 |  | 568 | CAGE | 568.CAGE | 0
718 | [5 empty] | B2 | 1099330.54 | 1011617.4028 | 87713.1372 | 0 | 87713.1372 |  | 568 | NA | 568.NA1 | 87713.1372
719 | [12 empty] | 568 | NA | 568.NA2 | 0
720 | 569 | Maintenance of Structures | [10 empty] | 569 | NA | 569.NA | 0
721 |  |  |  | T | SG |  | 6179431.92 | 5686388.7994 | 493043.1206 | 0 | 493043.1206 |  | 569 | SG | 569.SG | 493043.1206
722 |  |  |  | T | CAGW |  | 0 | 0 | 0 | 0 | 0 |  | 569 | CAGW | 569.CAGW | 0
723 |  |  |  | T | CAGE |  | 0 | 0 | 0 | 0 | 0 |  | 569 | CAGE | 569.CAGE | 0
724 | [5 empty] | B2 | 6179431.92 | 5686388.7994 | 493043.1206 | 0 | 493043.1206 |  | 569 | NA | 569.NA1 | 493043.1206
725 | [12 empty] | 569 | NA | 569.NA2 | 0
726 | 570 | Maintenance of Station Equipment | [10 empty] | 570 | NA | 570.NA | 0
727 |  |  |  | T | SG |  | 12802302.04 | 11780834.8518 | 1021467.1882 | 0 | 1021467.1882 |  | 570 | SG | 570.SG | 1021467.1882
728 |  |  |  | T | JBG |  | 0 | 0 | 0 | 0 | 0 |  | 570 | JBG | 570.JBG | 0
729 |  |  |  | T | CAGW |  | 0 | 0 | 0 | 0 | 0 |  | 570 | CAGW | 570.CAGW | 0
730 |  |  |  | T | CAGE |  | 0 | 0 | 0 | 0 | 0 |  | 570 | CAGE | 570.CAGE | 0
731 | [5 empty] | B2 | 12802302.04 | 11780834.8518 | 1021467.1882 | 0 | 1021467.1882 |  | 570 | NA | 570.NA1 | 1021467.1882
732 | [12 empty] | 570 | NA | 570.NA2 | 0
733 | 571 | Maintenance of Overhead Lines | [10 empty] | 571 | NA | 571.NA | 0
734 |  |  |  | T | SG |  | 16190493.27 | 14898689.844 | 1291803.426 | 481798.6056 | 1773602.0316 |  | 571 | SG | 571.SG | 1773602.0316
735 |  |  |  | T | JBG |  | 0 | 0 | 0 | 0 | 0 |  | 571 | JBG | 571.JBG | 0
736 |  |  |  | T | CAGW |  | 0 | 0 | 0 | 0 | 0 |  | 571 | CAGW | 571.CAGW | 0
737 |  |  |  | T | CAGE |  | 0 | 0 | 0 | 0 | 0 |  | 571 | CAGE | 571.CAGE | 0
738 | [5 empty] | B2 | 16190493.27 | 14898689.844 | 1291803.426 | 481798.6056 | 1773602.0316 |  | 571 | NA | 571.NA1 | 1773602.0316
739 | [12 empty] | 571 | NA | 571.NA2 | 0
740 | 572 | Maintenance of Underground Lines | [10 empty] | 572 | NA | 572.NA | 0
741 |  |  |  | T | SG |  | 115738.63 | 106504.1023 | 9234.5277 | 0 | 9234.5277 |  | 572 | SG | 572.SG | 9234.5277
742 |  |  |  | T | CAGW |  | 0 | 0 | 0 | 0 | 0 |  | 572 | CAGW | 572.CAGW | 0
743 |  |  |  | T | CAGE |  | 0 | 0 | 0 | 0 | 0 |  | 572 | CAGE | 572.CAGE | 0
744 | [5 empty] | B2 | 115738.63 | 106504.1023 | 9234.5277 | 0 | 9234.5277 |  | 572 | NA | 572.NA1 | 9234.5277
745 | [12 empty] | 572 | NA | 572.NA2 | 0
746 | 573 | Maint of Misc. Transmission Plant | [10 empty] | 573 | NA | 573.NA | 0
747 |  |  |  | T | SG |  | 122512.64 | 112737.6291 | 9775.0109 | 0 | 9775.0109 |  | 573 | SG | 573.SG | 9775.0109
748 |  |  |  | T | CAGW |  | 0 | 0 | 0 | 0 | 0 |  | 573 | CAGW | 573.CAGW | 0
749 |  |  |  | T | CAGE |  | 0 | 0 | 0 | 0 | 0 |  | 573 | CAGE | 573.CAGE | 0
750 | [5 empty] | B2 | 122512.64 | 112737.6291 | 9775.0109 | 0 | 9775.0109 |  | 573 | NA | 573.NA1 | 9775.0109
751 | [12 empty] | 573 | NA | 573.NA2 | 0
752 | TOTAL TRANSMISSION EXPENSE |  |  |  |  | B2 | 87237704.9146 | 68569030.2098 | 18668674.7048 | 1313431.2327 | 19982105.9375 | x | TOTAL TRANSMISSION EXPENSE | NA | TOTAL TRANSMISSION EXPENSE.NA | 19982105.9375
753 | [12 empty] | TOTAL TRANSMISSION EXPENSE | NA | TOTAL TRANSMISSION EXPENSE.NA1 | 0
754 | Summary of Transmission Expense by Factor | [11 empty] | Summary of Transmission Expense by Factor | NA | Summary of Transmission Expense by Factor.NA | 0
755 |  |  | SE |  |  |  | 0 | 0 | 0 | 0 | 0 |  | Summary of Transmission Expense by Factor | NA | Summary of Transmission Expense by Factor.NA1 | 0
756 |  |  | SG |  |  |  | 74514365.61 | 68569030.2098 | 5945335.4002 | 610878.3008 | 6556213.701 |  | Summary of Transmission Expense by Factor | NA | Summary of Transmission Expense by Factor.NA2 | 6556213.701
757 |  |  | CAGW |  |  |  | 0 | 0 | 0 | 0 | 0 |  | Summary of Transmission Expense by Factor | NA | Summary of Transmission Expense by Factor.NA3 | 0
758 |  |  | CAGE |  |  |  | 0 | 0 | 0 | 0 | 0 |  | Summary of Transmission Expense by Factor | NA | Summary of Transmission Expense by Factor.NA4 | 0
759 |  |  | JBG |  |  |  | 0 | 0 | 0 | 0 | 0 |  | Summary of Transmission Expense by Factor | NA | Summary of Transmission Expense by Factor.NA5 | 0
760 | Total Transmission Expense by Factor |  |  |  |  | B2 | 74514365.61 | 68569030.2098 | 5945335.4002 | 610878.3008 | 6556213.701 |  | Total Transmission Expense by Factor | NA | Total Transmission Expense by Factor.NA | 6556213.701
761 | 580 | Operation Supervision & Engineering | [10 empty] | 580 | NA | 580.NA | 0
762 |  |  |  | DPW | S |  | 1463320.28 | 1351970.69 | 111349.59 | 130203.8428 | 241553.4328 |  | 580 | S | 580.S | 241553.4328
763 |  |  |  | DPW | SNPD |  | 10308394.07 | 9662673.4253 | 645720.6447 | 341270.4791 | 986991.1238 |  | 580 | SNPD | 580.SNPD | 986991.1238
764 | [5 empty] | B2 | 11771714.35 | 11014644.1153 | 757070.2347 | 471474.3219 | 1228544.5566 |  | 580 | NA | 580.NA1 | 1228544.5566
765 | [12 empty] | 580 | NA | 580.NA2 | 0
766 | 581 | Load Dispatching | [10 empty] | 581 | NA | 581.NA | 0
767 |  |  |  | DPW | S |  | 0 | 0 | 0 | 0 | 0 |  | 581 | S | 581.S | 0
768 |  |  |  | DPW | SNPD |  | 14896494.73 | 13963374.1959 | 933120.5341 | 0 | 933120.5341 |  | 581 | SNPD | 581.SNPD | 933120.5341
769 | [5 empty] | B2 | 14896494.73 | 13963374.1959 | 933120.5341 | 0 | 933120.5341 |  | 581 | NA | 581.NA1 | 933120.5341
770 | [12 empty] | 581 | NA | 581.NA2 | 0
771 | 582 | Station Expense | [10 empty] | 582 | NA | 582.NA | 0
772 |  |  |  | DPW | S |  | 4981465.32 | 4369967.46 | 611497.86 | 0 | 611497.86 |  | 582 | S | 582.S | 611497.86
773 |  |  |  | DPW | SNPD |  | 519.83 | 487.2677 | 32.5623 | 0 | 32.5623 |  | 582 | SNPD | 582.SNPD | 32.5623
774 | [5 empty] | B2 | 4981985.15 | 4370454.7277 | 611530.4223 | 0 | 611530.4223 |  | 582 | NA | 582.NA1 | 611530.4223
775 | [12 empty] | 582 | NA | 582.NA2 | 0
776 | 583 | Overhead Line Expenses | [10 empty] | 583 | NA | 583.NA | 0
777 |  |  |  | DPW | S |  | 9895360.54 | 9552864.36 | 342496.18 | 0 | 342496.18 |  | 583 | S | 583.S | 342496.18
778 |  |  |  | DPW | SNPD |  | 0 | 0 | 0 | 0 | 0 |  | 583 | SNPD | 583.SNPD | 0
779 | [5 empty] | B2 | 9895360.54 | 9552864.36 | 342496.18 | 0 | 342496.18 |  | 583 | NA | 583.NA1 | 342496.18
780 | [12 empty] | 583 | NA | 583.NA2 | 0
781 | 584 | Underground Line Expense | [10 empty] | 584 | NA | 584.NA | 0
782 |  |  |  | DPW | S |  | 0 | 0 | 0 | 0 | 0 |  | 584 | S | 584.S | 0
783 |  |  |  | DPW | SNPD |  | 0 | 0 | 0 | 0 | 0 |  | 584 | SNPD | 584.SNPD | 0
784 | [5 empty] | B2 | 0 | 0 | 0 | 0 | 0 |  | 584 | NA | 584.NA1 | 0
785 | [12 empty] | 584 | NA | 584.NA2 | 0
786 | 585 | Street Lighting & Signal Systems | [10 empty] | 585 | NA | 585.NA | 0
787 |  |  |  | DPW | S |  | 0 | 0 | 0 | 0 | 0 |  | 585 | S | 585.S | 0
788 |  |  |  | DPW | SNPD |  | 287906.58 | 269872.0325 | 18034.5475 | 0 | 18034.5475 |  | 585 | SNPD | 585.SNPD | 18034.5475
789 | [5 empty] | B2 | 287906.58 | 269872.0325 | 18034.5475 | 0 | 18034.5475 |  | 585 | NA | 585.NA1 | 18034.5475
790 | [12 empty] | 585 | NA | 585.NA2 | 0
791 | 586 | Meter Expenses | [10 empty] | 586 | NA | 586.NA | 0
792 |  |  |  | DPW | S |  | 2667340.94 | 2428177.94 | 239163 | 0 | 239163 |  | 586 | S | 586.S | 239163
793 |  |  |  | DPW | SNPD |  | 0 | 0 | 0 | 0 | 0 |  | 586 | SNPD | 586.SNPD | 0
794 | [5 empty] | B2 | 2667340.94 | 2428177.94 | 239163 | 0 | 239163 |  | 586 | NA | 586.NA1 | 239163
795 | [12 empty] | 586 | NA | 586.NA2 | 0
796 | 587 | Customer Installation Expenses | [10 empty] | 587 | NA | 587.NA | 0
797 |  |  |  | DPW | S |  | 18500730.11 | 17072897.65 | 1427832.46 | 0 | 1427832.46 |  | 587 | S | 587.S | 1427832.46
798 |  |  |  | DPW | SNPD |  | 0 | 0 | 0 | 0 | 0 |  | 587 | SNPD | 587.SNPD | 0
799 | [5 empty] | B2 | 18500730.11 | 17072897.65 | 1427832.46 | 0 | 1427832.46 |  | 587 | NA | 587.NA1 | 1427832.46
800 | [12 empty] | 587 | NA | 587.NA2 | 0
801 | 588 | Misc. Distribution Expenses | [10 empty] | 588 | NA | 588.NA | 0
802 |  |  |  | DPW | S |  | -11385.47 | -34739.47 | 23354 | 0 | 23354 |  | 588 | S | 588.S | 23354
803 |  |  |  | DPW | SG |  | 0 | 0 | 0 | 0 | 0 |  | 588 | SG | 588.SG | 0
804 |  |  |  | DPW | SNPD |  | 786083.56 | 736843.0692 | 49240.4908 | 0 | 49240.4908 |  | 588 | SNPD | 588.SNPD | 49240.4908
805 | [5 empty] | B2 | 774698.09 | 702103.5992 | 72594.4908 | 0 | 72594.4908 |  | 588 | NA | 588.NA1 | 72594.4908
806 | [12 empty] | 588 | NA | 588.NA2 | 0
807 | 589 | Rents | [10 empty] | 589 | NA | 589.NA | 0
808 |  |  |  | DPW | S |  | 3135089.84 | 3059847.57 | 75242.27 | 0 | 75242.27 |  | 589 | S | 589.S | 75242.27
809 |  |  |  | DPW | SNPD |  | 16999.41 | 15934.5623 | 1064.8477 | 0 | 1064.8477 |  | 589 | SNPD | 589.SNPD | 1064.8477
810 | [5 empty] | B2 | 3152089.25 | 3075782.1323 | 76307.1177 | 0 | 76307.1177 |  | 589 | NA | 589.NA1 | 76307.1177
811 | [12 empty] | 589 | NA | 589.NA2 | 0
812 | 590 | Maint Supervision & Engineering | [10 empty] | 590 | NA | 590.NA | 0
813 |  |  |  | DPW | S |  | 3391222.89 | 3245203.61 | 146019.28 | 0 | 146019.28 |  | 590 | S | 590.S | 146019.28
814 |  |  |  | DPW | SNPD |  | 2964031.8 | 2778364.0314 | 185667.7686 | 0 | 185667.7686 |  | 590 | SNPD | 590.SNPD | 185667.7686
815 | [5 empty] | B2 | 6355254.69 | 6023567.6414 | 331687.0486 | 0 | 331687.0486 |  | 590 | NA | 590.NA1 | 331687.0486
816 | [12 empty] | 590 | NA | 590.NA2 | 0
817 | 591 | Maintenance of Structures | [10 empty] | 591 | NA | 591.NA | 0
818 |  |  |  | DPW | S |  | 1959083.77 | 1872448.35 | 86635.42 | 0 | 86635.42 |  | 591 | S | 591.S | 86635.42
819 |  |  |  | DPW | SNPD |  | 115848.16 | 108591.3993 | 7256.7607 | 0 | 7256.7607 |  | 591 | SNPD | 591.SNPD | 7256.7607
820 | [5 empty] | B2 | 2074931.93 | 1981039.7493 | 93892.1807 | 0 | 93892.1807 |  | 591 | NA | 591.NA1 | 93892.1807
821 | [12 empty] | 591 | NA | 591.NA2 | 0
822 | 592 | Maintenance of Station Equipment | [10 empty] | 592 | NA | 592.NA | 0
823 |  |  |  | DPW | S |  | 7688365.47 | 7063149.76 | 625215.71 | 0 | 625215.71 |  | 592 | S | 592.S | 625215.71
824 |  |  |  | DPW | SNPD |  | 985213.01 | 923498.9956 | 61714.0144 | 0 | 61714.0144 |  | 592 | SNPD | 592.SNPD | 61714.0144
825 | [5 empty] | B2 | 8673578.48 | 7986648.7556 | 686929.7244 | 0 | 686929.7244 |  | 592 | NA | 592.NA1 | 686929.7244
826 | 593 | Maintenance of Overhead Lines | [10 empty] | 593 | NA | 593.NA | 0
827 |  |  |  | DPW | S |  | 112197404.84 | 106159799.16 | 6037605.68 | 3908394.425 | 9946000.105 |  | 593 | S | 593.S | 9946000.105
828 |  |  |  | DPW | SNPD |  | 2451797.67 | 2298216.3884 | 153581.2816 | 115733.6632 | 269314.9448 |  | 593 | SNPD | 593.SNPD | 269314.9448
829 | [5 empty] | B2 | 114649202.51 | 108458015.5484 | 6191186.9616 | 4024128.0882 | 10215315.0498 |  | 593 | NA | 593.NA1 | 10215315.0498
830 | [12 empty] | 593 | NA | 593.NA2 | 0
831 | 594 | Maintenance of Underground Lines | [10 empty] | 594 | NA | 594.NA | 0
832 |  |  |  | DPW | S |  | 33462174.71 | 31976341.81 | 1485832.9 | 0 | 1485832.9 |  | 594 | S | 594.S | 1485832.9
833 |  |  |  | DPW | SNPD |  | 22748.67 | 21323.687 | 1424.983 | 0 | 1424.983 |  | 594 | SNPD | 594.SNPD | 1424.983
834 | [5 empty] | B2 | 33484923.38 | 31997665.497 | 1487257.883 | 0 | 1487257.883 |  | 594 | NA | 594.NA1 | 1487257.883
835 | [12 empty] | 594 | NA | 594.NA2 | 0
836 | 595 | Maintenance of Line Transformers | [10 empty] | 595 | NA | 595.NA | 0
837 |  |  |  | DPW | S |  | 0 | 0 | 0 | 0 | 0 |  | 595 | S | 595.S | 0
838 |  |  |  | DPW | SNPD |  | 1077134.17 | 1009662.1888 | 67471.9812 | 0 | 67471.9812 |  | 595 | SNPD | 595.SNPD | 67471.9812
839 | [5 empty] | B2 | 1077134.17 | 1009662.1888 | 67471.9812 | 0 | 67471.9812 |  | 595 | NA | 595.NA1 | 67471.9812
840 | [12 empty] | 595 | NA | 595.NA2 | 0
841 | 596 | Maint of Street Lighting & Signal Sys. | [10 empty] | 596 | NA | 596.NA | 0
842 |  |  |  | DPW | S |  | 2367043.8 | 2307964.71 | 59079.09 | 0 | 59079.09 |  | 596 | S | 596.S | 59079.09
843 |  |  |  | DPW | SNPD |  | 0 | 0 | 0 | 0 | 0 |  | 596 | SNPD | 596.SNPD | 0
844 | [5 empty] | B2 | 2367043.8 | 2307964.71 | 59079.09 | 0 | 59079.09 |  | 596 | NA | 596.NA1 | 59079.09
845 | [12 empty] | 596 | NA | 596.NA2 | 0
846 | 597 | Maintenance of Meters | [10 empty] | 597 | NA | 597.NA | 0
847 |  |  |  | DPW | S |  | 703440.06 | 679787.24 | 23652.82 | 0 | 23652.82 |  | 597 | S | 597.S | 23652.82
848 |  |  |  | DPW | SNPD |  | -154889.74 | -145187.404 | -9702.336 | 0 | -9702.336 |  | 597 | SNPD | 597.SNPD | -9702.336
849 | [5 empty] | B2 | 548550.32 | 534599.836 | 13950.484 | 0 | 13950.484 |  | 597 | NA | 597.NA1 | 13950.484
850 | [12 empty] | 597 | NA | 597.NA2 | 0
851 | 598 | Maint of Misc. Distribution Plant | [10 empty] | 598 | NA | 598.NA | 0
852 |  |  |  | DPW | S |  | 1284920.12 | 1150243.61 | 134676.51 | 0 | 134676.51 |  | 598 | S | 598.S | 134676.51
853 |  |  |  | DPW | SNPD |  | 8796366.28 | 8245359.4727 | 551006.8073 | 0 | 551006.8073 |  | 598 | SNPD | 598.SNPD | 551006.8073
854 | [5 empty] | B2 | 10081286.4 | 9395603.0827 | 685683.3173 | 0 | 685683.3173 |  | 598 | NA | 598.NA1 | 685683.3173
855 | [12 empty] | 598 | NA | 598.NA2 | 0
856 | TOTAL DISTRIBUTION EXPENSE |  |  |  |  | B2 | 246240225.42 | 232144937.7622 | 14095287.6578 | 4495602.4101 | 18590890.068 | x | TOTAL DISTRIBUTION EXPENSE | NA | TOTAL DISTRIBUTION EXPENSE.NA | 18590890.068
857 | [12 empty] | TOTAL DISTRIBUTION EXPENSE | NA | TOTAL DISTRIBUTION EXPENSE.NA1 | 0
858 | [12 empty] | TOTAL DISTRIBUTION EXPENSE | NA | TOTAL DISTRIBUTION EXPENSE.NA2 | 0
859 | Summary of Distribution Expense by Factor | [11 empty] | Summary of Distribution Expense by Factor | NA | Summary of Distribution Expense by Factor.NA | 0
860 |  |  | S |  |  |  | 203685577.22 | 192255924.45 | 11429652.77 | 4038598.2678 | 15468251.0378 |  | Summary of Distribution Expense by Factor | NA | Summary of Distribution Expense by Factor.NA1 | 15468251.0378
861 |  |  | SNPD |  |  |  | 42554648.2 | 39889013.3122 | 2665634.8878 | 457004.1423 | 3122639.0302 |  | Summary of Distribution Expense by Factor | NA | Summary of Distribution Expense by Factor.NA2 | 3122639.0302
862 | [12 empty] | Summary of Distribution Expense by Factor | NA | Summary of Distribution Expense by Factor.NA3 | 0
863 | Total Distribution Expense by Factor |  |  |  |  | B2 | 246240225.42 | 232144937.7622 | 14095287.6578 | 4495602.4101 | 18590890.068 |  | Total Distribution Expense by Factor | NA | Total Distribution Expense by Factor.NA | 18590890.068
864 | [12 empty] | Total Distribution Expense by Factor | NA | Total Distribution Expense by Factor.NA1 | 0
865 | 901 | Supervision | [10 empty] | 901 | NA | 901.NA | 0
866 |  |  |  | CUST | S |  | 1046.09 | 1046.09 | 0 | 0 | 0 |  | 901 | S | 901.S | 0
867 |  |  |  | CUST | CN |  | 2325447.85 | 2168643.3392 | 156804.5108 | 0 | 156804.5108 |  | 901 | CN | 901.CN | 156804.5108
868 | [5 empty] | B2 | 2326493.94 | 2169689.4292 | 156804.5108 | 0 | 156804.5108 |  | 901 | NA | 901.NA1 | 156804.5108
869 | [12 empty] | 901 | NA | 901.NA2 | 0
870 | 902 | Meter Reading Expense | [10 empty] | 902 | NA | 902.NA | 0
871 |  |  |  | CUST | S |  | 13958621.94 | 12802334.09 | 1156287.85 | 0 | 1156287.85 |  | 902 | S | 902.S | 1156287.85
872 |  |  |  | CUST | CN |  | 498419.18 | 464810.8685 | 33608.3115 | 0 | 33608.3115 |  | 902 | CN | 902.CN | 33608.3115
873 | [5 empty] | B2 | 14457041.12 | 13267144.9585 | 1189896.1615 | 0 | 1189896.1615 |  | 902 | NA | 902.NA1 | 1189896.1615
874 | [12 empty] | 902 | NA | 902.NA2 | 0
875 | 903 | Customer Receipts & Collections | [10 empty] | 903 | NA | 903.NA | 0
876 |  |  |  | CUST | S |  | 4034057.22 | 3404457.37 | 629599.85 | 137873.0887 | 767472.9387 |  | 903 | S | 903.S | 767472.9387
877 |  |  |  | CUST | CN |  | 36189805.04 | 33749533.2987 | 2440271.7413 | 119145.9922 | 2559417.7335 |  | 903 | CN | 903.CN | 2559417.7335
878 | [5 empty] | B2 | 40223862.26 | 37153990.6687 | 3069871.5913 | 257019.0809 | 3326890.6722 |  | 903 | NA | 903.NA1 | 3326890.6722
879 | [12 empty] | 903 | NA | 903.NA2 | 0
880 | 904 | Uncollectible Accounts | [10 empty] | 904 | NA | 904.NA | 0
881 |  |  |  | CUST | S |  | 16915116.86 | 14607925.53 | 2307191.33 | -229407.0742 | 2077784.2558 |  | 904 | S | 904.S | 2077784.2558
882 |  |  |  | P | SG |  | 0 | 0 | 0 | 0 | 0 |  | 904 | SG | 904.SG | 0
883 |  |  |  | CUST | CN |  | 30914.72 | 28830.1462 | 2084.5738 | 0 | 2084.5738 |  | 904 | CN | 904.CN | 2084.5738
884 | [5 empty] | B2 | 16946031.58 | 14636755.6762 | 2309275.9038 | -229407.0742 | 2079868.8295 |  | 904 | NA | 904.NA1 | 2079868.8295
885 | [12 empty] | 904 | NA | 904.NA2 | 0
886 | 905 | Misc. Customer Accounts Expense | [10 empty] | 905 | NA | 905.NA | 0
887 |  |  |  | CUST | S |  | -21 | -21 | 0 | 0 | 0 |  | 905 | S | 905.S | 0
888 |  |  |  |  | CAGE |  | 0 | 0 | 0 | 0 | 0 |  | 905 | CAGE | 905.CAGE | 0
889 |  |  |  |  | CAGW |  | 0 | 0 | 0 | 0 | 0 |  | 905 | CAGW | 905.CAGW | 0
890 |  |  |  | CUST | CN |  | 2324.97 | 2168.1977 | 156.7723 | 0 | 156.7723 |  | 905 | CN | 905.CN | 156.7723
891 | [5 empty] | B2 | 2303.97 | 2147.1977 | 156.7723 | 0 | 156.7723 |  | 905 | NA | 905.NA1 | 156.7723
892 | [12 empty] | 905 | NA | 905.NA2 | 0
893 | TOTAL CUSTOMER ACCOUNTS EXP |  |  |  |  | B2 | 73955732.87 | 67229727.9304 | 6726004.9396 | 27612.0066 | 6753616.9462 | x | TOTAL CUSTOMER ACCOUNTS EXP | NA | TOTAL CUSTOMER ACCOUNTS EXP.NA | 6753616.9462
894 | [12 empty] | TOTAL CUSTOMER ACCOUNTS EXP | NA | TOTAL CUSTOMER ACCOUNTS EXP.NA1 | 0
895 | Summary of Customer Accts Exp by Factor | [11 empty] | Summary of Customer Accts Exp by Factor | NA | Summary of Customer Accts Exp by Factor.NA | 0
896 |  |  | S |  |  |  | 34908821.11 | 30815742.08 | 4093079.03 | -91533.9856 | 4001545.0444 |  | Summary of Customer Accts Exp by Factor | NA | Summary of Customer Accts Exp by Factor.NA1 | 4001545.0444
897 |  |  | CN |  |  |  | 39046911.76 | 36413985.8504 | 2632925.9096 | 119145.9922 | 2752071.9018 |  | Summary of Customer Accts Exp by Factor | NA | Summary of Customer Accts Exp by Factor.NA2 | 2752071.9018
898 |  |  | SG |  |  |  | 0 | 0 | 0 | 0 | 0 |  | Summary of Customer Accts Exp by Factor | NA | Summary of Customer Accts Exp by Factor.NA3 | 0
899 | Total Customer Accounts Expense by Factor |  |  |  |  | B2 | 73955732.87 | 67229727.9304 | 6726004.9396 | 27612.0066 | 6753616.9462 |  | Total Customer Accounts Expense by Factor | NA | Total Customer Accounts Expense by Factor.NA | 6753616.9462
900 | [12 empty] | Total Customer Accounts Expense by Factor | NA | Total Customer Accounts Expense by Factor.NA1 | 0
901 | 907 | Supervision | [10 empty] | 907 | NA | 907.NA | 0
902 |  |  |  | CUST | S |  | 0 | 0 | 0 | 0 | 0 |  | 907 | S | 907.S | 0
903 |  |  |  | CUST | CN |  | 570.33 | 531.8728 | 38.4572 | 0 | 38.4572 |  | 907 | CN | 907.CN | 38.4572
904 | [5 empty] | B2 | 570.33 | 531.8728 | 38.4572 | 0 | 38.4572 |  | 907 | NA | 907.NA1 | 38.4572
905 | [12 empty] | 907 | NA | 907.NA2 | 0
906 | 908 | Customer Assistance | [10 empty] | 908 | NA | 908.NA | 0
907 |  |  |  | CUST | S |  | 122535184.63 | 122347284.34 | 187900.29 | 11238.9696 | 199139.2596 |  | 908 | S | 908.S | 199139.2596
908 |  |  |  | CUST | CN |  | 2439935.95 | 2275411.5282 | 164524.4218 | 16442.5281 | 180966.9499 |  | 908 | CN | 908.CN | 180966.9499
909 | [5 empty] | B2 | 124975120.58 | 124622695.8682 | 352424.7118 | 27681.4977 | 380106.2095 |  | 908 | NA | 908.NA1 | 380106.2095
910 | [12 empty] | 908 | NA | 908.NA2 | 0
911 | 909 | Informational & Instructional Adv | [10 empty] | 909 | NA | 909.NA | 0
912 |  |  |  | CUST | S |  | 1339636.7 | 1188163.41 | 151473.29 | 25710.86 | 177184.15 |  | 909 | S | 909.S | 177184.15
913 |  |  |  | CUST | CN |  | 2386815.26 | 2225872.7563 | 160942.5037 | -8838.0531 | 152104.4506 |  | 909 | CN | 909.CN | 152104.4506
914 |  |  |  | CUST | CAGW |  | 0 | 0 | 0 | 162.0668 | 162.0668 |  | 909 | CAGW | 909.CAGW | 162.0668
915 |  |  |  | CUST | SO |  | 0 | 0 | 0 | 0 | 0 |  | 909 | SO | 909.SO | 0
916 | [5 empty] | B2 | 3726451.96 | 3414036.1663 | 312415.7937 | 17034.8737 | 329450.6674 |  | 909 | NA | 909.NA1 | 329450.6674
917 | [12 empty] | 909 | NA | 909.NA2 | 0
918 | 910 | Misc. Customer Service | [10 empty] | 910 | NA | 910.NA | 0
919 |  |  |  | CUST | S |  | 0 | 0 | 0 | 0 | 0 |  | 910 | S | 910.S | 0
920 |  |  |  | CUST | CN |  | 1453.38 | 1355.3789 | 98.0011 | 0 | 98.0011 |  | 910 | CN | 910.CN | 98.0011
921 | [12 empty] | 910 | NA | 910.NA1 | 0
922 | [5 empty] | B2 | 1453.38 | 1355.3789 | 98.0011 | 0 | 98.0011 |  | 910 | NA | 910.NA2 | 98.0011
923 | [12 empty] | 910 | NA | 910.NA3 | 0
924 | TOTAL CUSTOMER SERVICE EXPENSE |  |  |  |  | B2 | 128703596.25 | 128038619.2861 | 664976.9639 | 44716.3714 | 709693.3353 | x | TOTAL CUSTOMER SERVICE EXPENSE | NA | TOTAL CUSTOMER SERVICE EXPENSE.NA | 709693.3353
925 | [12 empty] | TOTAL CUSTOMER SERVICE EXPENSE | NA | TOTAL CUSTOMER SERVICE EXPENSE.NA1 | 0
926 | [12 empty] | TOTAL CUSTOMER SERVICE EXPENSE | NA | TOTAL CUSTOMER SERVICE EXPENSE.NA2 | 0
927 | Summary of Customer Service Exp by Factor | [11 empty] | Summary of Customer Service Exp by Factor | NA | Summary of Customer Service Exp by Factor.NA | 0
928 |  |  | S |  |  |  | 123874821.33 | 123535447.75 | 339373.58 | 36949.8296 | 376323.4096 |  | Summary of Customer Service Exp by Factor | NA | Summary of Customer Service Exp by Factor.NA1 | 376323.4096
929 |  |  | CN |  |  |  | 4828774.92 | 4503171.5361 | 325603.3839 | 7604.4751 | 333207.8589 |  | Summary of Customer Service Exp by Factor | NA | Summary of Customer Service Exp by Factor.NA2 | 333207.8589
930 |  |  | CAGW |  |  |  | 0 | 0 | 0 | 162.0668 | 162.0668 |  | Summary of Customer Service Exp by Factor | NA | Summary of Customer Service Exp by Factor.NA3 | 162.0668
931 |  |  | CAGE |  |  |  | 0 | 0 | 0 | 0 | 0 |  | Summary of Customer Service Exp by Factor | NA | Summary of Customer Service Exp by Factor.NA4 | 0
932 | [12 empty] | Summary of Customer Service Exp by Factor | NA | Summary of Customer Service Exp by Factor.NA5 | 0
933 | Total Customer Service Expense by Factor |  |  |  |  | B2 | 128703596.25 | 128038619.2861 | 664976.9639 | 44716.3714 | 709693.3353 |  | Total Customer Service Expense by Factor | NA | Total Customer Service Expense by Factor.NA | 709693.3353
934 | [12 empty] | Total Customer Service Expense by Factor | NA | Total Customer Service Expense by Factor.NA1 | 0
935 | [12 empty] | Total Customer Service Expense by Factor | NA | Total Customer Service Expense by Factor.NA2 | 0
936 | 911 | Supervision | [10 empty] | 911 | NA | 911.NA | 0
937 |  |  |  | CUST | S |  | 0 | 0 | 0 | 0 | 0 |  | 911 | S | 911.S | 0
938 |  |  |  | CUST | CN |  | 0 | 0 | 0 | 0 | 0 |  | 911 | CN | 911.CN | 0
939 | [6 empty] | 0 | 0 | 0 | 0 | 0 |  | 911 | NA | 911.NA1 | 0
940 | [12 empty] | 911 | NA | 911.NA2 | 0
941 | 912 | Demonstration & Selling Expense | [10 empty] | 912 | NA | 912.NA | 0
942 |  |  |  | CUST | S |  | 0 | 0 | 0 | 0 | 0 |  | 912 | S | 912.S | 0
943 |  |  |  | CUST | CN |  | 0 | 0 | 0 | 0 | 0 |  | 912 | CN | 912.CN | 0
944 | [6 empty] | 0 | 0 | 0 | 0 | 0 |  | 912 | NA | 912.NA1 | 0
945 | [12 empty] | 912 | NA | 912.NA2 | 0
946 | 913 | Advertising Expense | [10 empty] | 913 | NA | 913.NA | 0
947 |  |  |  | CUST | S |  | 292.95 | 292.95 | 0 | 0 | 0 |  | 913 | S | 913.S | 0
948 |  |  |  | CUST | CN |  | 0 | 0 | 0 | 0 | 0 |  | 913 | CN | 913.CN | 0
949 | [6 empty] | 292.95 | 292.95 | 0 | 0 | 0 |  | 913 | NA | 913.NA1 | 0
950 | [12 empty] | 913 | NA | 913.NA2 | 0
951 | 916 | Misc. Sales Expense | [10 empty] | 916 | NA | 916.NA | 0
952 |  |  |  | CUST | S |  | 0 | 0 | 0 | 0 | 0 |  | 916 | S | 916.S | 0
953 |  |  |  | CUST | CN |  | 0 | 0 | 0 | 0 | 0 |  | 916 | CN | 916.CN | 0
954 | [5 empty] | B2 | 0 | 0 | 0 | 0 | 0 |  | 916 | NA | 916.NA1 | 0
955 | [12 empty] | 916 | NA | 916.NA2 | 0
956 | TOTAL SALES EXPENSE |  |  |  |  | B2 | 292.95 | 292.95 | 0 | 0 | 0 | x | TOTAL SALES EXPENSE | NA | TOTAL SALES EXPENSE.NA | 0
957 | [12 empty] | TOTAL SALES EXPENSE | NA | TOTAL SALES EXPENSE.NA1 | 0
958 | [12 empty] | TOTAL SALES EXPENSE | NA | TOTAL SALES EXPENSE.NA2 | 0
959 | Total Sales Expense by Factor | [11 empty] | Total Sales Expense by Factor | NA | Total Sales Expense by Factor.NA | 0
960 |  |  | S |  |  |  | 292.95 | 292.95 | 0 | 0 | 0 |  | Total Sales Expense by Factor | NA | Total Sales Expense by Factor.NA1 | 0
961 |  |  | CN |  |  |  | 0 | 0 | 0 | 0 | 0 |  | Total Sales Expense by Factor | NA | Total Sales Expense by Factor.NA2 | 0
962 | Total Sales Expense by Factor |  |  |  |  | B2 | 292.95 | 292.95 | 0 | 0 | 0 |  | Total Sales Expense by Factor | NA | Total Sales Expense by Factor.NA3 | 0
963 | [12 empty] | Total Sales Expense by Factor | NA | Total Sales Expense by Factor.NA4 | 0
964 | Total Customer Service Exp Including Sales | [5 empty] | 128703889.2 | 128038912.2361 | 664976.9639 | 44716.3714 | 709693.3353 | x | Total Customer Service Exp Including Sales | NA | Total Customer Service Exp Including Sales.NA | 709693.3353
965 | 920 | Administrative & General Salaries | [10 empty] | 920 | NA | 920.NA | 0
966 |  |  |  | PTD | S |  | 179438.16 | 179437.6 | 0.56 | -545.9524 | -545.3924 |  | 920 | S | 920.S | -545.3924
967 |  |  |  | CUST | CN |  | 0 | 0 | 0 | 0 | 0 |  | 920 | CN | 920.CN | 0
968 |  |  |  | PTD | SO |  | 73269413.68 | 68078582.702 | 5190830.978 | 150649.7252 | 5341480.7032 |  | 920 | SO | 920.SO | 5341480.7032
969 | [5 empty] | B2 | 73448851.84 | 68258020.302 | 5190831.538 | 150103.7729 | 5340935.3109 |  | 920 | NA | 920.NA1 | 5340935.3109
970 | [12 empty] | 920 | NA | 920.NA2 | 0
971 | 921 | Office Supplies & expenses | [10 empty] | 921 | NA | 921.NA | 0
972 |  |  |  | PTD | S |  | -1722120.22 | -1729088.3 | 6968.08 | 37776 | 44744.08 |  | 921 | S | 921.S | 44744.08
973 |  |  |  | CUST | CN |  | 95133.32 | 88718.4981 | 6414.8219 | 0 | 6414.8219 |  | 921 | CN | 921.CN | 6414.8219
974 |  |  |  | PTD | SO |  | 14595795.56 | 13561744.5974 | 1034050.9626 | 92140.51 | 1126191.4725 |  | 921 | SO | 921.SO | 1126191.4725
975 | [5 empty] | B2 | 12968808.66 | 11921374.7956 | 1047433.8644 | 129916.51 | 1177350.3744 |  | 921 | NA | 921.NA1 | 1177350.3744
976 | [12 empty] | 921 | NA | 921.NA2 | 0
977 | 922 | A&G Expenses Transferred | [10 empty] | 922 | NA | 922.NA | 0
978 |  |  |  | PTD | S |  | 0 | 0 | 0 | 0 | 0 |  | 922 | S | 922.S | 0
979 |  |  |  | CUST | CN |  | 0 | 0 | 0 | 0 | 0 |  | 922 | CN | 922.CN | 0
980 |  |  |  | PTD | SO |  | -39987379.98 | -37154441.6459 | -2832938.3341 | 0 | -2832938.3341 |  | 922 | SO | 922.SO | -2832938.3341
981 | [5 empty] | B2 | -39987379.98 | -37154441.6459 | -2832938.3341 | 0 | -2832938.3341 |  | 922 | NA | 922.NA1 | -2832938.3341
982 | [12 empty] | 922 | NA | 922.NA2 | 0
983 | 923 | Outside Services | [10 empty] | 923 | NA | 923.NA | 0
984 |  |  |  | PTD | S |  | 1622063.5 | 1618034.83 | 4028.67 | 11375.5 | 15404.17 |  | 923 | S | 923.S | 15404.17
985 |  |  |  |  | JBG |  | 0 | 0 | 0 | 0 | 0 |  | 923 | JBG | 923.JBG | 0
986 |  |  |  |  | CAGE |  | 0 | 0 | 0 | 0 | 0 |  | 923 | CAGE | 923.CAGE | 0
987 |  |  |  | P | CAGW |  | 0 | 0 | 0 | 176074.2943 | 176074.2943 |  | 923 | CAGW | 923.CAGW | 176074.2943
988 |  |  |  | PTD | SO |  | 30807772.03 | 28625170.4588 | 2182601.5712 | -66410.7648 | 2116190.8064 |  | 923 | SO | 923.SO | 2116190.8064
989 |  |  |  | P | SG |  | 0 | 0 | 0 | 0 | 0 |  | 923 | SG | 923.SG | 0
990 | [5 empty] | B2 | 32429835.53 | 30243205.2888 | 2186630.2412 | 121039.0295 | 2307669.2707 |  | 923 | NA | 923.NA1 | 2307669.2707
991 | [12 empty] | 923 | NA | 923.NA2 | 0
992 | 924 | Property Insurance | [10 empty] | 924 | NA | 924.NA | 0
993 |  |  |  |  | S |  | 11788001.69 | 10766726.72 | 1021274.97 | 233076.9896 | 1254351.9596 |  | 924 | S | 924.S | 1254351.9596
994 |  |  |  |  | CAGW |  | 0 | 0 | 0 | 0 | 0 |  | 924 | CAGW | 924.CAGW | 0
995 |  |  |  | PTD | SO |  | 4261942.53 | 3960001.7583 | 301940.7717 | -18400.9886 | 283539.7831 |  | 924 | SO | 924.SO | 283539.7831
996 | [5 empty] | B2 | 16049944.22 | 14726728.4783 | 1323215.7417 | 214676.001 | 1537891.7427 |  | 924 | NA | 924.NA1 | 1537891.7427
997 | [12 empty] | 924 | NA | 924.NA2 | 0
998 | 925 | Injuries & Damages | [10 empty] | 925 | NA | 925.NA | 0
999 |  |  |  |  | S |  | 798639.44 | 798639.44 | 0 | 0 | 0 |  | 925 | S | 925.S | 0
1000 |  |  |  | PTD | SO |  | 106214121.91 | 98689296.3843 | 7524825.5257 | -3094216.9962 | 4430608.5295 |  | 925 | SO | 925.SO | 4430608.5295
1001 | [5 empty] | B2 | 107012761.35 | 99487935.8243 | 7524825.5257 | -3094216.9962 | 4430608.5295 |  | 925 | NA | 925.NA1 | 4430608.5295
1002 | [12 empty] | 925 | NA | 925.NA2 | 0
1003 | 926 | Employee Pensions & Benefits | [10 empty] | 926 | NA | 926.NA | 0
1004 |  |  |  | LABOR | S |  | -8363082.35 | -7245906.83 | -1117175.52 | 0 | -1117175.52 |  | 926 | S | 926.S | -1117175.52
1005 |  |  |  | CUST | CN |  | 0 | 0 | 0 | 0 | 0 |  | 926 | CN | 926.CN | 0
1006 |  |  |  | LABOR | SO |  | 137802351.36 | 128039632.1248 | 9762719.2352 | -609471.7505 | 9153247.4846 |  | 926 | SO | 926.SO | 9153247.4846
1007 | [5 empty] | B2 | 129439269.01 | 120793725.2948 | 8645543.7152 | -609471.7505 | 8036071.9646 |  | 926 | NA | 926.NA1 | 8036071.9646
1008 | [12 empty] | 926 | NA | 926.NA2 | 0
1009 | 927 | Franchise Requirements | [10 empty] | 927 | NA | 927.NA | 0
1010 |  |  |  | DMSC | S |  | 0 | 0 | 0 | 0 | 0 |  | 927 | S | 927.S | 0
1011 |  |  |  | DMSC | SO |  | 0 | 0 | 0 | 0 | 0 |  | 927 | SO | 927.SO | 0
1012 | [5 empty] | B2 | 0 | 0 | 0 | 0 | 0 |  | 927 | NA | 927.NA1 | 0
1013 | [12 empty] | 927 | NA | 927.NA2 | 0
1014 | 928 | Regulatory Commission Expense | [10 empty] | 928 | NA | 928.NA | 0
1015 |  |  |  | DMSC | S |  | 17852503.28 | 17085670.39 | 766832.89 | 774942.9455 | 1541775.8355 |  | 928 | S | 928.S | 1541775.8355
1016 |  |  |  | CUST | CAEE |  | 0 | 0 | 0 | 0 | 0 |  | 928 | CAEE | 928.CAEE | 0
1017 |  |  |  | DMSC | SO |  | 2644342.84 | 2457002.2289 | 187340.6111 | -76250.3976 | 111090.2134 |  | 928 | SO | 928.SO | 111090.2134
1018 |  |  |  | CUST | CAGW |  | 0 | 0 | 0 | 0 | 0 |  | 928 | CAGW | 928.CAGW | 0
1019 |  |  |  | DMSC | CAGE |  | 0 | 0 | 0 | 0 | 0 |  | 928 | CAGE | 928.CAGE | 0
1020 |  |  |  | FERC | SG |  | 6590391.26 | 6064558.6083 | 525832.6517 | 1833.3236 | 527665.9753 |  | 928 | SG | 928.SG | 527665.9753
1021 | [5 empty] | B2 | 27087237.38 | 25607231.2272 | 1480006.1528 | 700525.8714 | 2180532.0242 |  | 928 | NA | 928.NA1 | 2180532.0242
1022 | [12 empty] | 928 | NA | 928.NA2 | 0
1023 | 929 | Duplicate Charges | [10 empty] | 929 | NA | 929.NA | 0
1024 |  |  |  | LABOR | S |  | 0 | 0 | 0 | 0 | 0 |  | 929 | S | 929.S | 0
1025 |  |  |  | FERC | CAGW |  | 0 | 0 | 0 | 0 | 0 |  | 929 | CAGW | 929.CAGW | 0
1026 |  |  |  | 0 | CN |  | 0 | 0 | 0 | 0 | 0 |  | 929 | CN | 929.CN | 0
1027 |  |  |  | 0 | JBG |  | 0 | 0 | 0 | 0 | 0 |  | 929 | JBG | 929.JBG | 0
1028 |  |  |  | 0 | SG |  | 0 | 0 | 0 | 0 | 0 |  | 929 | SG | 929.SG | 0
1029 |  |  |  | LABOR | SNPD |  | 0 | 0 | 0 | 0 | 0 |  | 929 | SNPD | 929.SNPD | 0
1030 |  |  |  | LABOR | SO |  | -127912380.42 | -118850324.1893 | -9062056.2307 | 207.7093 | -9061848.5214 |  | 929 | SO | 929.SO | -9061848.5214
1031 | [5 empty] | B2 | -127912380.42 | -118850324.1893 | -9062056.2307 | 207.7093 | -9061848.5214 |  | 929 | NA | 929.NA1 | -9061848.5214
1032 | [12 empty] | 929 | NA | 929.NA2 | 0
1033 | 930 | Misc General Expenses | [10 empty] | 930 | NA | 930.NA | 0
1034 |  |  |  | PTD | S |  | 80308 | 80308 | 0 | 18887 | 18887 |  | 930 | S | 930.S | 18887
1035 |  |  |  | CUST | CN |  | 0 | 0 | 0 | 0 | 0 |  | 930 | CN | 930.CN | 0
1036 |  |  |  | LABOR | JBG |  | 0 | 0 | 0 | 0 | 0 |  | 930 | JBG | 930.JBG | 0
1037 |  |  |  | LABOR | SO |  | 2340570.52 | 2174750.9051 | 165819.6149 | -20291.3353 | 145528.2796 |  | 930 | SO | 930.SO | 145528.2796
1038 | [5 empty] | B2 | 2420878.52 | 2255058.9051 | 165819.6149 | -1404.3353 | 164415.2796 |  | 930 | NA | 930.NA1 | 164415.2796
1039 | [12 empty] | 930 | NA | 930.NA2 | 0
1040 | 931 | Rents | [10 empty] | 931 | NA | 931.NA | 0
1041 |  |  |  | PTD | S |  | -240975.74 | -257048.67 | 16072.93 | 0 | 16072.93 |  | 931 | S | 931.S | 16072.93
1042 |  |  |  | PTD | SO |  | -27429.21 | -25485.9654 | -1943.2446 | 0 | -1943.2446 |  | 931 | SO | 931.SO | -1943.2446
1043 | [5 empty] | B2 | -268404.95 | -282534.6354 | 14129.6854 | 0 | 14129.6854 |  | 931 | NA | 931.NA1 | 14129.6854
1044 | [12 empty] | 931 | NA | 931.NA2 | 0
1045 | 935 | Maintenance of General Plant | [10 empty] | 935 | NA | 935.NA | 0
1046 |  |  |  | G | S |  | 496796.19 | 402935.44 | 93860.75 | 35.5628 | 93896.3128 |  | 935 | S | 935.S | 93896.3128
1047 |  |  |  | CUST | CN |  | 52427.54 | 48892.3608 | 3535.1792 | 0 | 3535.1792 |  | 935 | CN | 935.CN | 3535.1792
1048 |  |  |  | G | SO |  | 25318335.68 | 23524637.6748 | 1793698.0052 | 11135.2141 | 1804833.2193 |  | 935 | SO | 935.SO | 1804833.2193
1049 | [5 empty] | B2 | 25867559.41 | 23976465.4757 | 1891093.9343 | 11170.7769 | 1902264.7112 |  | 935 | NA | 935.NA1 | 1902264.7112
1050 | [12 empty] | 935 | NA | 935.NA2 | 0
1051 | TOTAL ADMINISTRATIVE & GEN EXP |  |  |  |  | B2 | 258556980.57 | 240982445.1211 | 17574535.4489 | -2377453.4111 | 15197082.0378 | x | TOTAL ADMINISTRATIVE & GEN EXP | NA | TOTAL ADMINISTRATIVE & GEN EXP.NA | 15197082.0378
1052 | [12 empty] | TOTAL ADMINISTRATIVE & GEN EXP | NA | TOTAL ADMINISTRATIVE & GEN EXP.NA1 | 0
1053 | Summary of A&G Expense by Factor | [11 empty] | Summary of A&G Expense by Factor | NA | Summary of A&G Expense by Factor.NA | 0
1054 |  |  | S |  |  |  | 22491571.95 | 21699708.62 | 791863.33 | 1075548.0455 | 1867411.3755 |  | Summary of A&G Expense by Factor | NA | Summary of A&G Expense by Factor.NA1 | 1867411.3755
1055 |  |  | SO |  |  |  | 229327456.5 | 213080567.0339 | 16246889.4661 | -3630909.0745 | 12615980.3917 |  | Summary of A&G Expense by Factor | NA | Summary of A&G Expense by Factor.NA2 | 12615980.3917
1056 |  |  | SG |  |  |  | 6590391.26 | 6064558.6083 | 525832.6517 | 1833.3236 | 527665.9753 |  | Summary of A&G Expense by Factor | NA | Summary of A&G Expense by Factor.NA3 | 527665.9753
1057 |  |  | CN |  |  |  | 147560.86 | 137610.859 | 9950.001 | 0 | 9950.001 |  | Summary of A&G Expense by Factor | NA | Summary of A&G Expense by Factor.NA4 | 9950.001
1058 |  |  | CAEE |  |  |  | 0 | 0 | 0 | 0 | 0 |  | Summary of A&G Expense by Factor | NA | Summary of A&G Expense by Factor.NA5 | 0
1059 |  |  | CAGW |  |  |  | 0 | 0 | 0 | 176074.2943 | 176074.2943 |  | Summary of A&G Expense by Factor | NA | Summary of A&G Expense by Factor.NA6 | 176074.2943
1060 |  |  | CAGE |  |  |  | 0 | 0 | 0 | 0 | 0 |  | Summary of A&G Expense by Factor | NA | Summary of A&G Expense by Factor.NA7 | 0
1061 | Total A&G Expense by Factor |  |  |  |  | B2 | 258556980.57 | 240982445.1211 | 17574535.4489 | -2377453.4111 | 15197082.0378 |  | Total A&G Expense by Factor | NA | Total A&G Expense by Factor.NA | 15197082.0378
1062 | [12 empty] | Total A&G Expense by Factor | NA | Total A&G Expense by Factor.NA1 | 0
1063 | TOTAL O&M EXPENSE |  |  |  |  | B2 | 1282000847.3231 | 1039195941.5065 | 242804905.8165 | 56809055.8901 | 299613961.7066 | x | TOTAL O&M EXPENSE | NA | TOTAL O&M EXPENSE.NA | 299613961.7066
1064 | 403SP | Steam Depreciation | [10 empty] | 403SP | NA | 403SP.NA | 0
1065 |  |  |  | P | DGP |  | 0 | 0 | 0 | 0 | 0 |  | 403SP | DGP | 403SP.DGP | 0
1066 |  |  |  | P | DGU |  | 0 | 0 | 0 | 0 | 0 |  | 403SP | DGU | 403SP.DGU | 0
1067 |  |  |  | P | SG |  | 5417070.25 | 4984854.2705 | 432215.9795 | 166172.653 | 598388.6326 |  | 403SP | SG | 403SP.SG | 598388.6326
1068 |  |  |  | P | CAGW |  | 19904019.59 | 15492695.1283 | 4411324.4617 | -3813814.5812 | 597509.8805 |  | 403SP | CAGW | 403SP.CAGW | 597509.8805
1069 |  |  |  | P | CAGE |  | 255757187.91 | 255757187.91 | 0 | 0 | 0 |  | 403SP | CAGE | 403SP.CAGE | 0
1070 |  |  |  | P | JBG |  | 67755234.29 | 52738653.2882 | 15016581.0018 | -12141858.8743 | 2874722.1275 |  | 403SP | JBG | 403SP.JBG | 2874722.1275
1071 |  |  |  | P | S |  | -6748935.36 | -6748935.36 | 0 | 0 | 0 |  | 403SP | S | 403SP.S | 0
1072 | [5 empty] | B3 | 342084576.68 | 322224455.2369 | 19860121.4431 | -15789500.8025 | 4070620.6406 |  | 403SP | NA | 403SP.NA1 | 4070620.6406
1073 | [12 empty] | 403SP | NA | 403SP.NA2 | 0
1074 | 403NP | Nuclear Depreciation | [10 empty] | 403NP | NA | 403NP.NA | 0
1075 |  |  |  | P | DGP |  | 0 | 0 | 0 | 0 | 0 |  | 403NP | DGP | 403NP.DGP | 0
1076 | [6 empty] | 0 | 0 | 0 | 0 | 0 |  | 403NP | NA | 403NP.NA1 | 0
1077 | [12 empty] | 403NP | NA | 403NP.NA2 | 0
1078 | 403HP | Hydro Depreciation | [10 empty] | 403HP | NA | 403HP.NA | 0
1079 |  |  |  | P | SG-P |  | 22099077.09 | 20335840.9105 | 1763236.1795 | 171522.4172 | 1934758.5967 |  | 403HP | SG-P | 403HP.SG-P | 1934758.5967
1080 |  |  |  | P | DGU |  | 0 | 0 | 0 | 0 | 0 |  | 403HP | DGU | 403HP.DGU | 0
1081 |  |  |  | P | CAGW |  | 0 | 0 | 0 | 0 | 0 |  | 403HP | CAGW | 403HP.CAGW | 0
1082 |  |  |  | P | CAGE |  | 0 | 0 | 0 | 0 | 0 |  | 403HP | CAGE | 403HP.CAGE | 0
1083 |  |  |  | P | SG |  | 0 | 0 | 0 | 0 | 0 |  | 403HP | SG | 403HP.SG | 0
1084 |  |  |  | P | SG-U |  | 8925418.63 | 8213279.341 | 712139.289 | 171157.772 | 883297.061 |  | 403HP | SG-U | 403HP.SG-U | 883297.061
1085 | [5 empty] | B3 | 31024495.72 | 28549120.2516 | 2475375.4684 | 342680.1892 | 2818055.6576 |  | 403HP | NA | 403HP.NA1 | 2818055.6576
1086 | [12 empty] | 403HP | NA | 403HP.NA2 | 0
1087 | 403OP | Other Production Depreciation | [10 empty] | 403OP | NA | 403OP.NA | 0
1088 |  |  |  | P | S |  | 19904.81 | 19904.81 | 0 | 0 | 0 |  | 403OP | S | 403OP.S | 0
1089 |  |  |  | P | SG |  | 83040.2 | 76414.6072 | 6625.5928 | 489510.0016 | 496135.5944 |  | 403OP | SG | 403OP.SG | 496135.5944
1090 |  |  |  | P | CAGW |  | 21140242.22 | 16454933.9479 | 4685308.2721 | -165024.8591 | 4520283.4129 |  | 403OP | CAGW | 403OP.CAGW | 4520283.4129
1091 |  |  |  | P | CAGE |  | 53940944.12 | 53940944.12 | 0 | 0 | 0 |  | 403OP | CAGE | 403OP.CAGE | 0
1092 |  |  |  | P | SG |  | 143742355.05 | 132273472.4394 | 11468882.6106 | 0 | 11468882.6106 |  | 403OP | SG | 403OP.SG1 | 11468882.6106
1093 |  |  |  | P | CAGE |  | 0 | 0 | 0 | 0 | 0 |  | 403OP | CAGE | 403OP.CAGE1 | 0
1094 | [5 empty] | B3 | 218926486.4 | 202765669.9246 | 16160816.4754 | 324485.1425 | 16485301.6179 |  | 403OP | NA | 403OP.NA1 | 16485301.6179
1095 | [12 empty] | 403OP | NA | 403OP.NA2 | 0
1096 | 403TP | Transmission Depreciation | [10 empty] | 403TP | NA | 403TP.NA | 0
1097 |  |  |  | T | DGP |  | 0 | 0 | 0 | 0 | 0 |  | 403TP | DGP | 403TP.DGP | 0
1098 |  |  |  | T | DGU |  | 0 | 0 | 0 | 0 | 0 |  | 403TP | DGU | 403TP.DGU | 0
1099 |  |  |  | T | CAGW |  | 35065 | 27293.55 | 7771.45 | 62188.6228 | 69960.0728 |  | 403TP | CAGW | 403TP.CAGW | 69960.0728
1100 |  |  |  | T | CAGE |  | 0 | 0 | 0 | 0 | 0 |  | 403TP | CAGE | 403TP.CAGE | 0
1101 |  |  |  | T | JBG |  | 0 | 0 | 0 | 0 | 0 |  | 403TP | JBG | 403TP.JBG | 0
1102 |  |  |  | T | SG |  | 136394907.8 | 125512261.6537 | 10882646.1463 | 961588.3279 | 11844234.4741 |  | 403TP | SG | 403TP.SG | 11844234.4741
1103 | [5 empty] | B3 | 136429972.8 | 125539555.2038 | 10890417.5962 | 1023776.9507 | 11914194.5469 |  | 403TP | NA | 403TP.NA1 | 11914194.5469
1104 | [12 empty] | 403TP | NA | 403TP.NA2 | 0
1105 | [12 empty] | 403TP | NA | 403TP.NA3 | 0
1106 | [12 empty] | 403TP | NA | 403TP.NA4 | 0
1107 | 403 | Distribution Depreciation | [10 empty] | 403 | NA | 403.NA | 0
1108 | 360 | Land & Land Rights |  | DPW | S |  | 439180.09 | 431437.97 | 7742.12 | 13050.9103 | 20793.0303 |  | 360 | S | 360.S | 20793.0303
1109 | 361 | Structures |  | DPW | S |  | 2281513.9 | 2156994.99 | 124518.91 | 25270.3854 | 149789.2954 |  | 361 | S | 361.S | 149789.2954
1110 | 362 | Station Equipment |  | DPW | S |  | 27350044.78 | 25290682.69 | 2059362.09 | 209112.0724 | 2268474.1624 |  | 362 | S | 362.S | 2268474.1624
1111 | 363 | Storage Battery Equipment |  | DPW | S |  | 0 | 0 | 0 | 0 | 0 |  | 363 | S | 363.S | 0
1112 | 364 | Poles & Towers |  | DPW | S |  | 47906838.84 | 43853893.52 | 4052945.32 | 256915.6698 | 4309860.9898 |  | 364 | S | 364.S | 4309860.9898
1113 | 365 | OH Conductors |  | DPW | S |  | 20686648.6 | 18623314.04 | 2063334.56 | 160699.3816 | 2224033.9416 |  | 365 | S | 365.S | 2224033.9416
1114 | 366 | UG Conduit |  | DPW | S |  | 9820150.22 | 9317502.61 | 502647.61 | 80901.7339 | 583549.3439 |  | 366 | S | 366.S | 583549.3439
1115 | 367 | UG Conductor |  | DPW | S |  | 20135080.92 | 19412987.82 | 722093.1 | 186537.1495 | 908630.2495 |  | 367 | S | 367.S | 908630.2495
1116 | 368 | Line Trans |  | DPW | S |  | 36479675.72 | 33553260.97 | 2926414.75 | 277869.1717 | 3204283.9217 |  | 368 | S | 368.S | 3204283.9217
1117 | 369 | Services |  | DPW | S |  | 21511866.98 | 19751801.28 | 1760065.7 | 174852.0262 | 1934917.7262 |  | 369 | S | 369.S | 1934917.7262
1118 | 370 | Meters |  | DPW | S |  | 10607879.49 | 9857764.8 | 750114.69 | 47430.6367 | 797545.3267 |  | 370 | S | 370.S | 797545.3267
1119 | 371 | Inst Cust Prem |  | DPW | S |  | 458351.47 | 438134.72 | 20216.75 | 1566.6934 | 21783.4434 |  | 371 | S | 371.S | 21783.4434
1120 | 372 | Leased Property |  | DPW | S |  | 0 | 0 | 0 | 0 | 0 |  | 372 | S | 372.S | 0
1121 | 373 | Street Lighting |  | DPW | S |  | 2249155.08 | 2131668.23 | 117486.85 | 11228.757 | 128715.607 |  | 373 | S | 373.S | 128715.607
1122 | [5 empty] | B3 | 199926386.09 | 184819443.64 | 15106942.45 | 1445434.5878 | 16552377.0378 |  | 373 | NA | 373.NA | 16552377.0378
1123 | [12 empty] | 373 | NA | 373.NA1 | 0
1124 | 403GP | General Depreciation | [10 empty] | 403GP | NA | 403GP.NA | 0
1125 |  |  |  | G-SITUS | S |  | 15727147.17 | 14657503.52 | 1069643.65 | 95468.0259 | 1165111.6759 |  | 403GP | S | 403GP.S | 1165111.6759
1126 |  |  |  | G-DGP | DGP |  | 0 | 0 | 0 | 0 | 0 |  | 403GP | DGP | 403GP.DGP | 0
1127 |  |  |  | G-DGU | DGU |  | 0 | 0 | 0 | 0 | 0 |  | 403GP | DGU | 403GP.DGU | 0
1128 |  |  |  | P | SE |  | 0 | 0 | 0 | 0 | 0 |  | 403GP | SE | 403GP.SE | 0
1129 |  |  |  | CUST | CN |  | 916818.1 | 854997.2281 | 61820.8719 | -6143.947 | 55676.9249 |  | 403GP | CN | 403GP.CN | 55676.9249
1130 |  |  |  | G-SG | SG |  | 7300424.04 | 6717939.453 | 582484.587 | 19600.3074 | 602084.8945 |  | 403GP | SG | 403GP.SG | 602084.8945
1131 |  |  |  | PTD | SO |  | 17979122.91 | 16705377.38 | 1273745.53 | 517929.8586 | 1791675.3886 |  | 403GP | SO | 403GP.SO | 1791675.3886
1132 |  |  |  | G-SG | CAGW |  | 180244.58 | 140297.0045 | 39947.5755 | 37049.2181 | 76996.7936 |  | 403GP | CAGW | 403GP.CAGW | 76996.7936
1133 |  |  |  | G-SG | CAGE |  | 2419540.65 | 2419540.65 | 0 | 0 | 0 |  | 403GP | CAGE | 403GP.CAGE | 0
1134 |  |  |  | P | JBG |  | 435903.47 | 339294.2584 | 96609.2116 | -9168.7644 | 87440.4472 |  | 403GP | JBG | 403GP.JBG | 87440.4472
1135 |  |  |  | P | JBE |  | 0 | 0 | 0 | 0 | 0 |  | 403GP | JBE | 403GP.JBE | 0
1136 |  |  |  | P | CAEE |  | 114149.37 | 114149.37 | 0 | 0 | 0 |  | 403GP | CAEE | 403GP.CAEE | 0
1137 |  |  |  | G-SG | SG-P |  | 0 | 0 | 0 | 0 | 0 |  | 403GP | SG-P | 403GP.SG-P | 0
1138 |  |  |  | G-SG | SG-U |  | 0 | 0 | 0 | 0 | 0 |  | 403GP | SG-U | 403GP.SG-U | 0
1139 | [5 empty] | B3 | 45073350.29 | 41949098.864 | 3124251.426 | 654734.6987 | 3778986.1246 |  | 403GP | NA | 403GP.NA1 | 3778986.1246
1140 | [12 empty] | 403GP | NA | 403GP.NA2 | 0
1141 | 403GV0 | General Vehicles | [10 empty] | 403GV0 | NA | 403GV0.NA | 0
1142 |  |  |  | G-SG | SG |  | 0 | 0 | 0 | 0 | 0 |  | 403GV0 | SG | 403GV0.SG | 0
1143 | [6 empty] | 0 | 0 | 0 | 0 | 0 |  | 403GV0 | NA | 403GV0.NA1 | 0
1144 | [12 empty] | 403GV0 | NA | 403GV0.NA2 | 0
1145 | 403MP | Mining Depreciation | [10 empty] | 403MP | NA | 403MP.NA | 0
1146 |  |  |  | P | CAEE |  | 0 | 0 | 0 | 0 | 0 |  | 403MP | CAEE | 403MP.CAEE | 0
1147 | [5 empty] | B3 | 0 | 0 | 0 | 0 | 0 |  | 403MP | NA | 403MP.NA1 | 0
1148 | [12 empty] | 403MP | NA | 403MP.NA2 | 0
1149 | 403EP | Experimental Plant Depreciation | [10 empty] | 403EP | NA | 403EP.NA | 0
1150 |  |  |  | P | DGP |  | 0 | 0 | 0 | 0 | 0 |  | 403EP | DGP | 403EP.DGP | 0
1151 |  |  |  | P | SG |  | 0 | 0 | 0 | 0 | 0 |  | 403EP | SG | 403EP.SG | 0
1152 | [6 empty] | 0 | 0 | 0 | 0 | 0 |  | 403EP | NA | 403EP.NA1 | 0
1153 | 4031 | ARO Depreciation | [10 empty] | 4031 | NA | 4031.NA | 0
1154 |  |  |  |  | S |  | 0 | 0 | 0 | 0 | 0 |  | 4031 | S | 4031.S | 0
1155 | [6 empty] | 0 | 0 | 0 | 0 | 0 |  | 4031 | NA | 4031.NA1 | 0
1156 | [12 empty] | 4031 | NA | 4031.NA2 | 0
1157 | [12 empty] | 4031 | NA | 4031.NA3 | 0
1158 | TOTAL DEPRECIATION EXPENSE |  |  |  |  | B3 | 973465267.98 | 905847343.1209 | 67617924.8591 | -11998389.2336 | 55619535.6255 | x | TOTAL DEPRECIATION EXPENSE | NA | TOTAL DEPRECIATION EXPENSE.NA | 55619535.6255
1159 | [12 empty] | TOTAL DEPRECIATION EXPENSE | NA | TOTAL DEPRECIATION EXPENSE.NA1 | 0
1160 | Summary of Depreciation Expense by Factor | [11 empty] | Summary of Depreciation Expense by Factor | NA | Summary of Depreciation Expense by Factor.NA | 0
1161 |  |  | S |  |  |  | 208924502.71 | 192747916.61 | 16176586.1 | 1540902.6137 | 17717488.7137 |  | Summary of Depreciation Expense by Factor | NA | Summary of Depreciation Expense by Factor.NA1 | 17717488.7137
1162 |  |  | DGP |  |  |  | 0 | 0 | 0 | 0 | 0 |  | Summary of Depreciation Expense by Factor | NA | Summary of Depreciation Expense by Factor.NA2 | 0
1163 |  |  | DGU |  |  |  | 0 | 0 | 0 | 0 | 0 |  | Summary of Depreciation Expense by Factor | NA | Summary of Depreciation Expense by Factor.NA3 | 0
1164 |  |  | SG |  |  |  | 292937797.34 | 269564942.4238 | 23372854.9162 | 1636871.2899 | 25009726.2061 |  | Summary of Depreciation Expense by Factor | NA | Summary of Depreciation Expense by Factor.NA4 | 25009726.2061
1165 |  |  | SO |  |  |  | 17979122.91 | 16705377.38 | 1273745.53 | 517929.8586 | 1791675.3886 |  | Summary of Depreciation Expense by Factor | NA | Summary of Depreciation Expense by Factor.NA5 | 1791675.3886
1166 |  |  | CN |  |  |  | 916818.1 | 854997.2281 | 61820.8719 | -6143.947 | 55676.9249 |  | Summary of Depreciation Expense by Factor | NA | Summary of Depreciation Expense by Factor.NA6 | 55676.9249
1167 |  |  | SE |  |  |  | 0 | 0 | 0 | 0 | 0 |  | Summary of Depreciation Expense by Factor | NA | Summary of Depreciation Expense by Factor.NA7 | 0
1168 |  |  | CAGW |  |  |  | 41259571.39 | 32115219.6308 | 9144351.7592 | -3879601.5994 | 5264750.1598 |  | Summary of Depreciation Expense by Factor | NA | Summary of Depreciation Expense by Factor.NA8 | 5264750.1598
1169 |  |  | CAGE |  |  |  | 312117672.68 | 312117672.68 | 0 | 0 | 0 |  | Summary of Depreciation Expense by Factor | NA | Summary of Depreciation Expense by Factor.NA9 | 0
1170 |  |  | CAEW |  |  |  | 0 | 0 | 0 | 0 | 0 |  | Summary of Depreciation Expense by Factor | NA | Summary of Depreciation Expense by Factor.NA10 | 0
1171 |  |  | CAEE |  |  |  | 114149.37 | 114149.37 | 0 | 0 | 0 |  | Summary of Depreciation Expense by Factor | NA | Summary of Depreciation Expense by Factor.NA11 | 0
1172 |  |  | JBG |  |  |  | 68191137.76 | 53077947.5466 | 15113190.2134 | -12151027.6387 | 2962162.5747 |  | Summary of Depreciation Expense by Factor | NA | Summary of Depreciation Expense by Factor.NA12 | 2962162.5747
1173 |  |  | JBE |  |  |  | 0 | 0 | 0 | 0 | 0 |  | Summary of Depreciation Expense by Factor | NA | Summary of Depreciation Expense by Factor.NA13 | 0
1174 | Total Depreciation Expense By Factor |  |  |  |  | B3 | 942440772.26 | 877298222.8693 | 65142549.3907 | -12341069.4228 | 52801479.9678 |  | Total Depreciation Expense By Factor | NA | Total Depreciation Expense By Factor.NA | 52801479.9678
1175 | [12 empty] | Total Depreciation Expense By Factor | NA | Total Depreciation Expense By Factor.NA1 | 0
1176 | 404GP | Amort of LT Plant - Capital Lease Gen | [10 empty] | 404GP | NA | 404GP.NA | 0
1177 |  |  |  | I-SITUS | S |  | 354948.82 | 258651.12 | 96297.7 | -58.19 | 96239.51 |  | 404GP | S | 404GP.S | 96239.51
1178 |  |  |  | I-SG | SG |  | 0 | 0 | 0 | 0 | 0 |  | 404GP | SG | 404GP.SG | 0
1179 |  |  |  | PTD | SO |  | 108292.01 | 100619.9748 | 7672.0352 | 0.0014169 | 7672.0366 |  | 404GP | SO | 404GP.SO | 7672.0366
1180 |  |  |  | I-DGU | SG-P |  | 0 | 0 | 0 | 0 | 0 |  | 404GP | SG-P | 404GP.SG-P | 0
1181 |  |  |  | CUST | SG-U |  | 0 | 0 | 0 | 0 | 0 |  | 404GP | SG-U | 404GP.SG-U | 0
1182 |  |  |  | I-SG | CAGW |  | 0 | 0 | 0 | 0 | 0 |  | 404GP | CAGW | 404GP.CAGW | 0
1183 |  |  |  | I-SG | CAGE |  | 0 | 0 | 0 | 0 | 0 |  | 404GP | CAGE | 404GP.CAGE | 0
1184 |  |  |  | I-DGP | DGP |  | 0 | 0 | 0 | 0 | 0 |  | 404GP | DGP | 404GP.DGP | 0
1185 | [5 empty] | B4 | 463240.83 | 359271.0948 | 103969.7352 | -58.1886 | 103911.5466 |  | 404GP | NA | 404GP.NA1 | 103911.5466
1186 | [12 empty] | 404GP | NA | 404GP.NA2 | 0
1187 | 404SP | Amort of LT Plant - Cap Lease Steam | [10 empty] | 404SP | NA | 404SP.NA | 0
1188 |  |  |  | P | SG |  | 0 | 0 | 0 | 0 | 0 |  | 404SP | SG | 404SP.SG | 0
1189 |  |  |  | P | DGP |  | 0 | 0 | 0 | 0 | 0 |  | 404SP | DGP | 404SP.DGP | 0
1190 | [6 empty] | 0 | 0 | 0 | 0 | 0 |  | 404SP | NA | 404SP.NA1 | 0
1191 | [12 empty] | 404SP | NA | 404SP.NA2 | 0
1192 | 404IP | Amort of LT Plant - Intangible Plant | [10 empty] | 404IP | NA | 404IP.NA | 0
1193 |  |  |  | I-SITUS | S |  | 4397560.6 | 4394412.33 | 3148.27 | -3023.6 | 124.67 |  | 404IP | S | 404IP.S | 124.67
1194 |  |  |  | P | SE |  | 0 | 0 | 0 | 0 | 0 |  | 404IP | SE | 404IP.SE | 0
1195 |  |  |  | I-SG | SG |  | 11722127.26 | 10786844.8135 | 935282.4465 | -650823.4518 | 284458.9946 |  | 404IP | SG | 404IP.SG | 284458.9946
1196 |  |  |  | PTD | SO |  | 21446142.64 | 19926773.2881 | 1519369.3519 | 1329623.3981 | 2848992.75 |  | 404IP | SO | 404IP.SO | 2848992.75
1197 |  |  |  | CUST | CN |  | 15710629.71 | 14651264.9061 | 1059364.8039 | -66014.5288 | 993350.2751 |  | 404IP | CN | 404IP.CN | 993350.2751
1198 |  |  |  | I-SG | SG-P |  | 2697181.75 | 2481979.6208 | 215202.1292 | -1407.6421 | 213794.4871 |  | 404IP | SG-P | 404IP.SG-P | 213794.4871
1199 |  |  |  | I-SG | SG-U |  | 336687.76 | 309824.1929 | 26863.5671 | -1120.7314 | 25742.8357 |  | 404IP | SG-U | 404IP.SG-U | 25742.8357
1200 |  |  |  | I-DGP | DGP |  | 0 | 0 | 0 | 0 | 0 |  | 404IP | DGP | 404IP.DGP | 0
1201 |  |  |  | I-SG | CAGE |  | 0 | 0 | 0 | 0 | 0 |  | 404IP | CAGE | 404IP.CAGE | 0
1202 |  |  |  | I-SG | CAGE |  | 0 | 0 | 0 | 0 | 0 |  | 404IP | CAGE | 404IP.CAGE1 | 0
1203 |  |  |  | I-SG | CAGW |  | 472143.5 | 367502.4167 | 104641.0833 | 10988.3397 | 115629.423 |  | 404IP | CAGW | 404IP.CAGW | 115629.423
1204 |  |  |  | I-SG | CAGE |  | 2367908.23 | 2367908.23 | 0 | 0 | 0 |  | 404IP | CAGE | 404IP.CAGE2 | 0
1205 |  |  |  | P | JBG |  | 317366.01 | 247028.2354 | 70337.7746 | -2339.9256 | 67997.849 |  | 404IP | JBG | 404IP.JBG | 67997.849
1206 |  |  |  | P | CAEW |  | 0 | 0 | 0 | 0 | 0 |  | 404IP | CAEW | 404IP.CAEW | 0
1207 |  |  |  | P | CAEE |  | 1821.16 | 1821.16 | 0 | 0 | 0 |  | 404IP | CAEE | 404IP.CAEE | 0
1208 |  |  |  | I-DGU | DGU |  | 0 | 0 | 0 | 0 | 0 |  | 404IP | DGU | 404IP.DGU | 0
1209 | [5 empty] | B4 | 59469568.62 | 55535359.1936 | 3934209.4264 | 615881.8581 | 4550091.2845 |  | 404IP | NA | 404IP.NA1 | 4550091.2845
1210 | [12 empty] | 404IP | NA | 404IP.NA2 | 0
1211 | 404MP | Amort of LT Plant - Mining Plant | [10 empty] | 404MP | NA | 404MP.NA | 0
1212 |  |  |  | P | SE |  | 0 | 0 | 0 | 0 | 0 |  | 404MP | SE | 404MP.SE | 0
1213 | [6 empty] | 0 | 0 | 0 | 0 | 0 |  | 404MP | NA | 404MP.NA1 | 0
1214 | [12 empty] | 404MP | NA | 404MP.NA2 | 0
1215 | 404OP | Amort of LT Plant - Other Plant | [10 empty] | 404OP | NA | 404OP.NA | 0
1216 |  |  |  | P | S |  | 32497.76 | 32497.76 | 0 | 0 | 0 |  | 404OP | S | 404OP.S | 0
1217 |  |  |  | P | CAGE |  | 0 | 0 | 0 | 0 | 0 |  | 404OP | CAGE | 404OP.CAGE | 0
1218 | [5 empty] | B4 | 32497.76 | 32497.76 | 0 | 0 | 0 |  | 404OP | NA | 404OP.NA1 | 0
1219 | [12 empty] | 404OP | NA | 404OP.NA2 | 0
1220 | [12 empty] | 404OP | NA | 404OP.NA3 | 0
1221 | 404HP | Amortization of Other Electric Plant | [10 empty] | 404HP | NA | 404HP.NA | 0
1222 |  |  |  | P | SG-P |  | 311931.87 | 287043.5203 | 24888.3497 | 35.3978 | 24923.7475 |  | 404HP | SG-P | 404HP.SG-P | 24923.7475
1223 |  |  |  | P | SG-U |  | 0 | 0 | 0 | 0 | 0 |  | 404HP | SG-U | 404HP.SG-U | 0
1224 |  |  |  | P | CAGW |  | 0 | 0 | 0 | 0 | 0 |  | 404HP | CAGW | 404HP.CAGW | 0
1225 |  |  |  | P | CAGE |  | 0 | 0 | 0 | 0 | 0 |  | 404HP | CAGE | 404HP.CAGE | 0
1226 |  |  |  | P | SG |  | 0 | 0 | 0 | 0 | 0 |  | 404HP | SG | 404HP.SG | 0
1227 | [5 empty] | B4 | 311931.87 | 287043.5203 | 24888.3497 | 35.3978 | 24923.7475 |  | 404HP | NA | 404HP.NA1 | 24923.7475
1228 | [12 empty] | 404HP | NA | 404HP.NA2 | 0
1229 | Total Amortization of Limited Term Plant |  |  |  |  | B4 | 60277239.08 | 56214171.5687 | 4063067.5113 | 615859.0674 | 4678926.5786 |  | Total Amortization of Limited Term Plant | NA | Total Amortization of Limited Term Plant.NA | 4678926.5786
1230 | [12 empty] | Total Amortization of Limited Term Plant | NA | Total Amortization of Limited Term Plant.NA1 | 0
1231 | [12 empty] | Total Amortization of Limited Term Plant | NA | Total Amortization of Limited Term Plant.NA2 | 0
1232 | 405 | Amortization of Other Electric Plant | [10 empty] | 405 | NA | 405.NA | 0
1233 |  |  |  | GP | S |  | 0 | 0 | 0 | 0 | 0 |  | 405 | S | 405.S | 0
1234 | [12 empty] | 405 | NA | 405.NA1 | 0
1235 | [5 empty] | B4 | 0 | 0 | 0 | 0 | 0 |  | 405 | NA | 405.NA2 | 0
1236 | [12 empty] | 405 | NA | 405.NA3 | 0
1237 | 406 | Amortization of Plant Acquisition Adj | [10 empty] | 406 | NA | 406.NA | 0
1238 |  |  |  | P | S |  | 301635.48 | 301635.48 | 0 | 0 | 0 |  | 406 | S | 406.S | 0
1239 |  |  |  | P | DGP |  | 0 | 0 | 0 | 0 | 0 |  | 406 | DGP | 406.DGP | 0
1240 |  |  |  | P | DGU |  | 0 | 0 | 0 | 0 | 0 |  | 406 | DGU | 406.DGU | 0
1241 |  |  |  | P | CAGW |  | 0 | 0 | 0 | 0 | 0 |  | 406 | CAGW | 406.CAGW | 0
1242 |  |  |  | P | CAGE |  | 2212293.52 | 2212293.52 | 0 | 0 | 0 |  | 406 | CAGE | 406.CAGE | 0
1243 |  |  |  | P | SG |  | 0 | 0 | 0 | 0 | 0 |  | 406 | SG | 406.SG | 0
1244 |  |  |  | P | SO |  | 0 | 0 | 0 | 0 | 0 |  | 406 | SO | 406.SO | 0
1245 | [5 empty] | B4 | 2513929 | 2513929 | 0 | 0 | 0 |  | 406 | NA | 406.NA1 | 0
1246 | 407 | Amort of Prop Losses, Unrec Plant, etc | [10 empty] | 407 | NA | 407.NA | 0
1247 |  |  |  | DPW | S |  | 14596479 | 14596479 | 0 | 10711840.485 | 10711840.485 |  | 407 | S | 407.S | 10711840.485
1248 |  |  |  | GP | SO |  | 0 | 0 | 0 | 0 | 0 |  | 407 | SO | 407.SO | 0
1249 |  |  |  | P | DGP |  | 0 | 0 | 0 | 0 | 0 |  | 407 | DGP | 407.DGP | 0
1250 |  |  |  | P | SE |  | 0 | 0 | 0 | 0 | 0 |  | 407 | SE | 407.SE | 0
1251 |  |  |  | P | CAGW |  | 25695.7 | 20000.7664 | 5694.9336 | 0 | 5694.9336 |  | 407 | CAGW | 407.CAGW | 5694.9336
1252 |  |  |  | P | CAGE |  | 0 | 0 | 0 | 0 | 0 |  | 407 | CAGE | 407.CAGE | 0
1253 |  |  |  | P | CAEW |  | 0 | 0 | 0 | 0 | 0 |  | 407 | CAEW | 407.CAEW | 0
1254 |  |  |  | P | JBG |  | 0 | 0 | 0 | 0 | 0 |  | 407 | JBG | 407.JBG | 0
1255 |  |  |  | P | SG |  | 0 | 0 | 0 | 76196.7301 | 76196.7301 |  | 407 | SG | 407.SG | 76196.7301
1256 |  |  |  | P | TROJP |  | 0 | 0 | 0 | 0 | 0 |  | 407 | TROJP | 407.TROJP | 0
1257 | [5 empty] | B4 | 14622174.7 | 14616479.7664 | 5694.9336 | 10788037.2151 | 10793732.1487 |  | 407 | NA | 407.NA1 | 10793732.1487
1258 | [12 empty] | 407 | NA | 407.NA2 | 0
1259 | TOTAL AMORTIZATION EXPENSE |  |  |  |  | B4 | 77413342.78 | 73344580.3351 | 4068762.4449 | 11403896.2824 | 15472658.7273 | x | TOTAL AMORTIZATION EXPENSE | NA | TOTAL AMORTIZATION EXPENSE.NA | 15472658.7273
1260 | [12 empty] | TOTAL AMORTIZATION EXPENSE | NA | TOTAL AMORTIZATION EXPENSE.NA1 | 0
1261 | [12 empty] | TOTAL AMORTIZATION EXPENSE | NA | TOTAL AMORTIZATION EXPENSE.NA2 | 0
1262 | [12 empty] | TOTAL AMORTIZATION EXPENSE | NA | TOTAL AMORTIZATION EXPENSE.NA3 | 0
1263 | Summary of Amortization Expense by Factor | [11 empty] | Summary of Amortization Expense by Factor | NA | Summary of Amortization Expense by Factor.NA | 0
1264 |  |  | S |  |  |  | 19683121.66 | 19583675.69 | 99445.97 | 10708758.695 | 10808204.665 |  | Summary of Amortization Expense by Factor | NA | Summary of Amortization Expense by Factor.NA1 | 10808204.665
1265 |  |  | SE |  |  |  | 0 | 0 | 0 | 0 | 0 |  | Summary of Amortization Expense by Factor | NA | Summary of Amortization Expense by Factor.NA2 | 0
1266 |  |  | TROJP |  |  |  | 0 | 0 | 0 | 0 | 0 |  | Summary of Amortization Expense by Factor | NA | Summary of Amortization Expense by Factor.NA3 | 0
1267 |  |  | SG-P |  |  |  | 3009113.62 | 2769023.141 | 240090.479 | -1372.2443 | 238718.2347 |  | Summary of Amortization Expense by Factor | NA | Summary of Amortization Expense by Factor.NA4 | 238718.2347
1268 |  |  | DGU |  |  |  | 0 | 0 | 0 | 0 | 0 |  | Summary of Amortization Expense by Factor | NA | Summary of Amortization Expense by Factor.NA5 | 0
1269 |  |  | SO |  |  |  | 21554434.65 | 20027393.2629 | 1527041.3871 | 1329623.3995 | 2856664.7866 |  | Summary of Amortization Expense by Factor | NA | Summary of Amortization Expense by Factor.NA6 | 2856664.7866
1270 |  |  | JBG |  |  |  | 317366.01 | 247028.2354 | 70337.7746 | -2339.9256 | 67997.849 |  | Summary of Amortization Expense by Factor | NA | Summary of Amortization Expense by Factor.NA7 | 67997.849
1271 |  |  | SSGCH |  |  |  | 0 | 0 | 0 | 0 | 0 |  | Summary of Amortization Expense by Factor | NA | Summary of Amortization Expense by Factor.NA8 | 0
1272 |  |  | CN |  |  |  | 15710629.71 | 14651264.9061 | 1059364.8039 | -66014.5288 | 993350.2751 |  | Summary of Amortization Expense by Factor | NA | Summary of Amortization Expense by Factor.NA9 | 993350.2751
1273 |  |  | CAGW |  |  |  | 497839.2 | 387503.1831 | 110336.0169 | 10988.3397 | 121324.3566 |  | Summary of Amortization Expense by Factor | NA | Summary of Amortization Expense by Factor.NA10 | 121324.3566
1274 |  |  | CAGE |  |  |  | 4580201.75 | 4580201.75 | 0 | 0 | 0 |  | Summary of Amortization Expense by Factor | NA | Summary of Amortization Expense by Factor.NA11 | 0
1275 |  |  | CAEW |  |  |  | 0 | 0 | 0 | 0 | 0 |  | Summary of Amortization Expense by Factor | NA | Summary of Amortization Expense by Factor.NA12 | 0
1276 |  |  | CAEE |  |  |  | 1821.16 | 1821.16 | 0 | 0 | 0 |  | Summary of Amortization Expense by Factor | NA | Summary of Amortization Expense by Factor.NA13 | 0
1277 |  |  | SG |  |  |  | 11722127.26 | 10786844.8135 | 935282.4465 | -574626.7218 | 360655.7247 |  | Summary of Amortization Expense by Factor | NA | Summary of Amortization Expense by Factor.NA14 | 360655.7247
1278 | Total Amortization Expense by Factor |  |  |  |  | B4 | 77076655.02 | 73034756.1422 | 4041898.8778 | 11405017.0138 | 15446915.8916 |  | Total Amortization Expense by Factor | NA | Total Amortization Expense by Factor.NA | 15446915.8916
1279 | 408 | Taxes Other Than Income | [10 empty] | 408 | NA | 408.NA | 0
1280 |  |  |  | GP | S |  | 48116496.29 | 33475210.36 | 14641285.93 | 1273849 | 15915134.93 |  | 408 | S | 408.S | 15915134.93
1281 |  |  |  | GP | GPS |  | 168331505.06 | 156405923.195 | 11925581.865 | 767698.91 | 12693280.775 |  | 408 | GPS | 408.GPS | 12693280.775
1282 |  |  |  | GP | SO |  | -442021.69 | -410706.3052 | -31315.3848 | 0 | -31315.3848 |  | 408 | SO | 408.SO | -31315.3848
1283 |  |  |  | P | SE |  | 1145876.5 | 1058602.3742 | 87274.1258 | 0 | 87274.1258 |  | 408 | SE | 408.SE | 87274.1258
1284 |  |  |  | P | CAGE |  | 2331651 | 2331651 | 0 | 0 | 0 |  | 408 | CAGE | 408.CAGE | 0
1285 |  |  |  | DMSC | OPRV-ID |  | 0 | 0 | 0 | 0 | 0 |  | 408 | OPRV-ID | 408.OPRV-ID | 0
1286 |  |  |  | GP | EXCTAX |  | 0 | 0 | 0 | 0 | 0 |  | 408 | EXCTAX | 408.EXCTAX | 0
1287 |  |  |  | GP | DGP |  | 0 | 0 | 0 | 0 | 0 |  | 408 | DGP | 408.DGP | 0
1288 |  |  |  | P | SG |  | 0 | 0 | 0 | 233785.2379 | 233785.2379 |  | 408 | SG | 408.SG | 233785.2379
1289 |  |  |  | P | CAEE |  | 0 | 0 | 0 | 0 | 0 |  | 408 | CAEE | 408.CAEE | 0
1290 | [12 empty] | 408 | NA | 408.NA1 | 0
1291 | TOTAL TAXES OTHER THAN INCOME |  |  |  |  | B5 | 219483507.16 | 192860680.624 | 26622826.536 | 2275333.148 | 28898159.684 | x | TOTAL TAXES OTHER THAN INCOME | NA | TOTAL TAXES OTHER THAN INCOME.NA | 28898159.684
1292 | [12 empty] | TOTAL TAXES OTHER THAN INCOME | NA | TOTAL TAXES OTHER THAN INCOME.NA1 | 0
1293 | [12 empty] | TOTAL TAXES OTHER THAN INCOME | NA | TOTAL TAXES OTHER THAN INCOME.NA2 | 0
1294 | 41140 | Deferred Investment Tax Credit - Fed | [10 empty] | 41140 | NA | 41140.NA | 0
1295 |  |  |  | PTD | CAGE |  | -1225605.57 | -1225605.57 | 0 | 0 | 0 |  | 41140 | CAGE | 41140.CAGE | 0
1296 | [12 empty] | 41140 | NA | 41140.NA1 | 0
1297 | [5 empty] | B7 | -1225605.57 | -1225605.57 | 0 | 0 | 0 |  | 41140 | NA | 41140.NA2 | 0
1298 | [12 empty] | 41140 | NA | 41140.NA3 | 0
1299 | 41141 | Deferred Investment Tax Credit - Idaho | [10 empty] | 41141 | NA | 41141.NA | 0
1300 |  |  |  | PTD | CAGE |  | 0 | 0 | 0 | 0 | 0 |  | 41141 | CAGE | 41141.CAGE | 0
1301 | [12 empty] | 41141 | NA | 41141.NA1 | 0
1302 | [5 empty] | B7 | 0 | 0 | 0 | 0 | 0 |  | 41141 | NA | 41141.NA2 | 0
1303 | [12 empty] | 41141 | NA | 41141.NA3 | 0
1304 | TOTAL DEFERRED ITC |  |  |  |  | B7 | -1225605.57 | -1225605.57 | 0 | 0 | 0 | x | TOTAL DEFERRED ITC | NA | TOTAL DEFERRED ITC.NA | 0
1305 | [12 empty] | TOTAL DEFERRED ITC | NA | TOTAL DEFERRED ITC.NA1 | 0
1306 | [12 empty] | TOTAL DEFERRED ITC | NA | TOTAL DEFERRED ITC.NA2 | 0
1307 | 427 | Interest on Long-Term Debt | [10 empty] | 427 | NA | 427.NA | 0
1308 |  |  |  | GP | S |  | 0 | 0 | 0 | -2372504.2985 | -2372504.2985 |  | 427 | S | 427.S | -2372504.2985
1309 |  |  |  | GP | SNP |  | 405404205.8 | 377495592.1774 | 27908613.6226 | 0 | 27908613.6226 |  | 427 | SNP | 427.SNP | 27908613.6226
1310 | [6 empty] | 405404205.8 | 377495592.1774 | 27908613.6226 | -2372504.2985 | 25536109.3242 |  | 427 | NA | 427.NA1 | 25536109.3242
1311 | [12 empty] | 427 | NA | 427.NA2 | 0
1312 | 428 | Amortization of Debt Disc & Exp | [10 empty] | 428 | NA | 428.NA | 0
1313 |  |  |  | GP | SNP |  | 5087193.23 | 4736983.4684 | 350209.7616 | 0 | 350209.7616 |  | 428 | SNP | 428.SNP | 350209.7616
1314 | [6 empty] | 5087193.23 | 4736983.4684 | 350209.7616 | 0 | 350209.7616 |  | 428 | NA | 428.NA1 | 350209.7616
1315 | [12 empty] | 428 | NA | 428.NA2 | 0
1316 | 429 | Amortization of Premium on Debt | [10 empty] | 429 | NA | 429.NA | 0
1317 |  |  |  | GP | SNP |  | -5487.4 | -5109.6394 | -377.7606 | 0 | -377.7606 |  | 429 | SNP | 429.SNP | -377.7606
1318 | [6 empty] | -5487.4 | -5109.6394 | -377.7606 | 0 | -377.7606 |  | 429 | NA | 429.NA1 | -377.7606
1319 | [12 empty] | 429 | NA | 429.NA2 | 0
1320 | 431 | Other Interest Expense | [10 empty] | 431 | NA | 431.NA | 0
1321 |  |  |  | NUTIL | OTH |  | 0 | 0 | 0 | 0 | 0 |  | 431 | OTH | 431.OTH | 0
1322 |  |  |  | GP | SO |  | 0 | 0 | 0 | 0 | 0 |  | 431 | SO | 431.SO | 0
1323 |  |  |  | GP | SNP |  | 19348476.37 | 18016499.189 | 1331977.181 | 0 | 1331977.181 |  | 431 | SNP | 431.SNP | 1331977.181
1324 | [6 empty] | 19348476.37 | 18016499.189 | 1331977.181 | 0 | 1331977.181 |  | 431 | NA | 431.NA1 | 1331977.181
1325 | [12 empty] | 431 | NA | 431.NA2 | 0
1326 | 432 | AFUDC - Borrowed | [10 empty] | 432 | NA | 432.NA | 0
1327 |  |  |  | GP | SNP |  | -23890736.05 | -22246063.1235 | -1644672.9265 | 0 | -1644672.9265 |  | 432 | SNP | 432.SNP | -1644672.9265
1328 | [6 empty] | -23890736.05 | -22246063.1235 | -1644672.9265 | 0 | -1644672.9265 |  | 432 | NA | 432.NA1 | -1644672.9265
1329 | [12 empty] | 432 | NA | 432.NA2 | 0
1330 |  | Total Elec. Interest Deductions for Tax |  |  |  | B6 | 405943651.95 | 377997902.0718 | 27945749.8782 | -2372504.2985 | 25573245.5797 |  | 432 | NA | 432.NA3 | 25573245.5797
1331 | [12 empty] | 432 | NA | 432.NA4 | 0
1332 |  | Non-Utility Portion of Interest | [10 empty] | 432 | NA | 432.NA5 | 0
1333 |  |  | 427 | NUTIL | NUTIL |  | 0 | 0 | 0 | 0 | 0 |  | 432 | NUTIL | 432.NUTIL | 0
1334 |  |  | 428 | NUTIL | NUTIL |  | 0 | 0 | 0 | 0 | 0 |  | 432 | NUTIL | 432.NUTIL1 | 0
1335 |  |  | 429 | NUTIL | NUTIL |  | 0 | 0 | 0 | 0 | 0 |  | 432 | NUTIL | 432.NUTIL2 | 0
1336 |  |  | 431 | NUTIL | NUTIL |  | 0 | 0 | 0 | 0 | 0 |  | 432 | NUTIL | 432.NUTIL3 | 0
1337 | [12 empty] | 432 | NA | 432.NA6 | 0
1338 |  |  | Total Non-utility Interest |  |  |  | 0 | 0 | 0 | 0 | 0 |  | 432 | NA | 432.NA7 | 0
1339 | [12 empty] | 432 | NA | 432.NA8 | 0
1340 |  | Total Interest Deductions for Tax |  |  |  |  | 405943651.95 | 377997902.0718 | 27945749.8782 | -2372504.2985 | 25573245.5797 |  | 432 | NA | 432.NA9 | 25573245.5797
1341 | [12 empty] | 432 | NA | 432.NA10 | 0
1342 | [12 empty] | 432 | NA | 432.NA11 | 0
1343 | 419 | Interest & Dividends | [10 empty] | 419 | NA | 419.NA | 0
1344 |  |  |  | GP | S |  | 0 | 0 | 0 | 0 | 0 |  | 419 | S | 419.S | 0
1345 |  |  |  | GP | SNP |  | -52821006.84 | -49184732.1049 | -3636274.7351 | 0 | -3636274.7351 |  | 419 | SNP | 419.SNP | -3636274.7351
1346 |  | Total Operating Deductions for Tax |  |  |  | B6 | -52821006.84 | -49184732.1049 | -3636274.7351 | 0 | -3636274.7351 |  | 419 | NA | 419.NA1 | -3636274.7351
1347 | [12 empty] | 419 | NA | 419.NA2 | 0
1348 | [12 empty] | 419 | NA | 419.NA3 | 0
1349 | 41010 | Deferred Income Tax - Federal-DR | [10 empty] | 41010 | NA | 41010.NA | 0
1350 |  |  |  | P | S |  | 20563186 | 20387993 | 175193 | -378301.5463 | -203108.5463 |  | 41010 | S | 41010.S | -203108.5463
1351 |  |  |  | P | SCHMDEXP |  | 0 | 0 | 0 | 0 | 0 |  | 41010 | SCHMDEXP | 41010.SCHMDEXP | 0
1352 |  |  |  | IBT | CIAC |  | 0 | 0 | 0 | 0 | 0 |  | 41010 | CIAC | 41010.CIAC | 0
1353 |  |  |  | LABOR | SO |  | -20071237 | -18649273.9522 | -1421963.0478 | -811059.0593 | -2233022.1071 |  | 41010 | SO | 41010.SO | -2233022.1071
1354 |  |  |  | GP | SNP |  | 18860811 | 17562405.4105 | 1298405.5895 | 4448397.6835 | 5746803.273 |  | 41010 | SNP | 41010.SNP | 5746803.273
1355 |  |  |  | P | SE |  | 0 | 0 | 0 | 0 | 0 |  | 41010 | SE | 41010.SE | 0
1356 |  |  |  | PT | SG |  | 45982563 | 42313716.6325 | 3668846.3675 | -731287.3471 | 2937559.0204 |  | 41010 | SG | 41010.SG | 2937559.0204
1357 |  |  |  | GP | GPS |  | 22162423 | 20592308.1857 | 1570114.8143 | -766284.3656 | 803830.4488 |  | 41010 | GPS | 41010.GPS | 803830.4488
1358 |  |  |  | TAXDEPR | TAXDEPR |  | 349485592 | 328442841.7175 | 21042750.2825 | -634728.0164 | 20408022.2661 |  | 41010 | TAXDEPR | 41010.TAXDEPR | 20408022.2661
1359 |  |  |  | CUST | CAEW |  | 0 | 0 | 0 | 0 | 0 |  | 41010 | CAEW | 41010.CAEW | 0
1360 |  |  |  | CUST | CN |  | 0 | 0 | 0 | 0 | 0 |  | 41010 | CN | 41010.CN | 0
1361 |  |  |  | P | JBE |  | -910099 | -704295.1085 | -205803.8915 | 0 | -205803.8915 |  | 41010 | JBE | 41010.JBE | -205803.8915
1362 |  |  |  | PT | CAGW |  | 9 | 7.0053 | 1.9947 | 591728.1819 | 591730.1765 |  | 41010 | CAGW | 41010.CAGW | 591730.1765
1363 |  |  |  | PT | CAGE |  | -129481 | -129481 | 0 | 0 | 0 |  | 41010 | CAGE | 41010.CAGE | 0
1364 |  |  |  | P | JBG |  | 0 | 0 | 0 | 108469.4061 | 108469.4061 |  | 41010 | JBG | 41010.JBG | 108469.4061
1365 |  |  |  | P | CAEE |  | -21030761 | -21030761 | 0 | 0 | 0 |  | 41010 | CAEE | 41010.CAEE | 0
1366 |  |  |  | DPW | SNPD |  | 131749.0001 | 123496.2065 | 8252.7937 | 0 | 8252.7937 |  | 41010 | SNPD | 41010.SNPD | 8252.7937
1367 | [5 empty] | B7 | 415044755.0001 | 388908957.0972 | 26135797.9029 | 1826934.9367 | 27962732.8396 |  | 41010 | NA | 41010.NA1 | 27962732.8396
1368 | [12 empty] | 41010 | NA | 41010.NA2 | 0
1369 | [12 empty] | 41010 | NA | 41010.NA3 | 0
1370 | [12 empty] | 41010 | NA | 41010.NA4 | 0
1371 | 41110 | Deferred Income Tax - Federal-CR | [10 empty] | 41110 | NA | 41110.NA | 0
1372 |  |  |  | GP | S |  | -75072372.67 | -68153153.97 | -6919218.7 | -25900.3644 | -6945119.0644 |  | 41110 | S | 41110.S | -6945119.0644
1373 |  |  |  | DPW | CIAC |  | -27014725.027 | -25322515.2083 | -1692209.8187 | 370511.5294 | -1321698.2893 |  | 41110 | CIAC | 41110.CIAC | -1321698.2893
1374 |  |  |  | GP | SCHMDEXP |  | -263425062 | -245127279.1882 | -18297782.8118 | 196997.9434 | -18100784.8684 |  | 41110 | SCHMDEXP | 41110.SCHMDEXP | -18100784.8684
1375 |  |  |  | GP | SNP |  | -10509515 | -9786024.7419 | -723490.2581 | -2254508.631 | -2977998.8891 |  | 41110 | SNP | 41110.SNP | -2977998.8891
1376 |  |  |  | PT | SG |  | -596402.89 | -548817.2307 | -47585.6593 | 171246.3304 | 123660.6711 |  | 41110 | SG | 41110.SG | 123660.6711
1377 |  |  |  | PT | SNPD |  | -975981.001 | -914845.2822 | -61135.7188 | 61135.7187 | -6.1136e-05 |  | 41110 | SNPD | 41110.SNPD | -6.1136e-05
1378 |  |  |  | LABOR | SO |  | 1852591 | 1721342.6896 | 131248.3104 | 209419.4358 | 340667.7462 |  | 41110 | SO | 41110.SO | 340667.7462
1379 |  |  |  | IBT | TAXDEPR |  | 0 | 0 | 0 | 0 | 0 |  | 41110 | TAXDEPR | 41110.TAXDEPR | 0
1380 |  |  |  | CUST | JBG |  | 0 | 0 | 0 | -703183.5024 | -703183.5024 |  | 41110 | JBG | 41110.JBG | -703183.5024
1381 |  |  |  | CUST | BADDEBT |  | -231600 | -200039.3189 | -31560.6811 | 0 | -31560.6811 |  | 41110 | BADDEBT | 41110.BADDEBT | -31560.6811
1382 |  |  |  | GP | GPS |  | 564828 | 524812.3027 | 40015.6973 | 0 | 40015.6973 |  | 41110 | GPS | 41110.GPS | 40015.6973
1383 |  |  |  | P | CN |  | 0 | 0 | 0 | 0 | 0 |  | 41110 | CN | 41110.CN | 0
1384 |  |  |  | P | JBE |  | -4093808 | -3168060.7821 | -925747.2179 | 0 | -925747.2179 |  | 41110 | JBE | 41110.JBE | -925747.2179
1385 |  |  |  | PT | CAGW |  | -42221 | -32863.567 | -9357.433 | -163381.5207 | -172738.9538 |  | 41110 | CAGW | 41110.CAGW | -172738.9538
1386 |  |  |  | PT | CAGE |  | -877648 | -877648 | 0 | 0 | 0 |  | 41110 | CAGE | 41110.CAGE | 0
1387 |  |  |  | P | SE |  | 0 | 0 | 0 | 0 | 0 |  | 41110 | SE | 41110.SE | 0
1388 |  |  |  | P | CAEE |  | 17437462 | 17437462 | 0 | 0 | 0 |  | 41110 | CAEE | 41110.CAEE | 0
1389 | [5 empty] | B7 | -362984454.588 | -334447630.2969 | -28536824.2911 | -2137663.0609 | -30674487.3519 |  | 41110 | NA | 41110.NA1 | -30674487.3519
1390 | [12 empty] | 41110 | NA | 41110.NA2 | 0
1391 | TOTAL DEFERRED INCOME TAXES |  |  |  |  | B7 | 52060300.4121 | 54461326.8003 | -2401026.3882 | -310728.1241 | -2711754.5123 | x | TOTAL DEFERRED INCOME TAXES | NA | TOTAL DEFERRED INCOME TAXES.NA | -2711754.5123
1392 | SCHMAF | Additions - Flow Through | [10 empty] | SCHMAF | NA | SCHMAF.NA | 0
1393 |  |  |  | SCHMAF | S |  | 0 | 0 | 0 | 0 | 0 |  | SCHMAF | S | SCHMAF.S | 0
1394 |  |  |  | SCHMAF | SNP |  | 0 | 0 | 0 | 0 | 0 |  | SCHMAF | SNP | SCHMAF.SNP | 0
1395 |  |  |  | SCHMAF | SO |  | 0 | 0 | 0 | 0 | 0 |  | SCHMAF | SO | SCHMAF.SO | 0
1396 |  |  |  | SCHMAF | SE |  | 0 | 0 | 0 | 0 | 0 |  | SCHMAF | SE | SCHMAF.SE | 0
1397 |  |  |  | SCHMAF | TROJP |  | 0 | 0 | 0 | 0 | 0 |  | SCHMAF | TROJP | SCHMAF.TROJP | 0
1398 |  |  |  | SCHMAF | DGP |  | 0 | 0 | 0 | 0 | 0 |  | SCHMAF | DGP | SCHMAF.DGP | 0
1399 | [5 empty] | B6 | 0 | 0 | 0 | 0 | 0 |  | SCHMAF | NA | SCHMAF.NA1 | 0
1400 | [12 empty] | SCHMAF | NA | SCHMAF.NA2 | 0
1401 | SCHMAP | Additions - Permanent | [10 empty] | SCHMAP | NA | SCHMAP.NA | 0
1402 |  |  |  | P | S |  | 0 | 0 | 0 | 0 | 0 |  | SCHMAP | S | SCHMAP.S | 0
1403 |  |  |  | P | BADDEBT |  | 0 | 0 | 0 | 0 | 0 |  | SCHMAP | BADDEBT | SCHMAP.BADDEBT | 0
1404 |  |  |  | P | JBE |  | 108784.24 | 84184.4768 | 24599.7632 | -20064.5778 | 4535.1854 |  | SCHMAP | JBE | SCHMAP.JBE | 4535.1854
1405 |  |  |  | P | SCHMDEXP |  | 107498.74 | 100031.7641 | 7466.9759 | 0 | 7466.9759 |  | SCHMAP | SCHMDEXP | SCHMAP.SCHMDEXP | 7466.9759
1406 |  |  |  | P | CAEE |  | 0 | 0 | 0 | 0 | 0 |  | SCHMAP | CAEE | SCHMAP.CAEE | 0
1407 |  |  |  | P | CAGW |  | 0 | 0 | 0 | 0 | 0 |  | SCHMAP | CAGW | SCHMAP.CAGW | 0
1408 |  |  |  | P | CAGE |  | 0 | 0 | 0 | 0 | 0 |  | SCHMAP | CAGE | SCHMAP.CAGE | 0
1409 |  |  |  | LABOR | SNP |  | 0 | 0 | 0 | 0 | 0 |  | SCHMAP | SNP | SCHMAP.SNP | 0
1410 |  |  |  | SCHMAP-SO | SO |  | 983171.22 | 913517.6583 | 69653.5617 | 18664.4789 | 88318.0406 |  | SCHMAP | SO | SCHMAP.SO | 88318.0406
1411 | [12 empty] | SCHMAP | NA | SCHMAP.NA1 | 0
1412 | [5 empty] | B6 | 1199454.2 | 1097733.8991 | 101720.3009 | -1400.0989 | 100320.2019 |  | SCHMAP | NA | SCHMAP.NA2 | 100320.2019
1413 | [12 empty] | SCHMAP | NA | SCHMAP.NA3 | 0
1414 | SCHMAT | Additions - Temporary | [10 empty] | SCHMAT | NA | SCHMAT.NA | 0
1415 |  |  |  | SCHMAT-SITUS | S |  | -65397263.89 | -52534662.74 | -12862601.15 | 18675694.7525 | 5813093.6025 |  | SCHMAT | S | SCHMAT.S | 5813093.6025
1416 |  |  |  | P | JBE |  | 16650562 | 12885311.786 | 3765250.214 | 0 | 3765250.214 |  | SCHMAT | JBE | SCHMAT.JBE | 3765250.214
1417 |  |  |  | DPW | CIAC |  | 109875809.6099 | 102993158.6231 | 6882650.9868 | -1506965.2336 | 5375685.7532 |  | SCHMAT | CIAC | SCHMAT.CIAC | 5375685.7532
1418 |  |  |  | SCHMAT-SNP | SNP |  | 42744890.53 | 39802270.2585 | 2942620.2715 | 9169664.0148 | 12112284.2863 |  | SCHMAT | SNP | SCHMAT.SNP | 12112284.2863
1419 |  |  |  | P | TROJD |  | 0 | 0 | 0 | 0 | 0 |  | SCHMAT | TROJD | SCHMAT.TROJD | 0
1420 |  |  |  | P | CN |  | 0 | 0 | 0 | 0 | 0 |  | SCHMAT | CN | SCHMAT.CN | 0
1421 |  |  |  | SCHMAT-SE | SE |  | 0 | 0 | 0 | 0 | 0 |  | SCHMAT | SE | SCHMAT.SE | 0
1422 |  |  |  | P | SG |  | 2488686.53 | 2290119.7703 | 198566.7597 | -696502.7336 | -497935.9739 |  | SCHMAT | SG | SCHMAT.SG | -497935.9739
1423 |  |  |  | SCHMAT | GPS |  | -2297298.52 | -2134544.545 | -162753.975 | 0 | -162753.975 |  | SCHMAT | GPS | SCHMAT.GPS | -162753.975
1424 |  |  |  | SCHMAT-SO | SO |  | -7534968.99 | -7001148.0068 | -533820.9832 | -851762.6641 | -1385583.6473 |  | SCHMAT | SO | SCHMAT.SO | -1385583.6473
1425 |  |  |  | SCHMAT-SNP | SNPD |  | 3969565.004 | 3720910.3584 | 248654.6455 | -248654.6453 | 0.00024865 |  | SCHMAT | SNPD | SCHMAT.SNPD | 0.00024865
1426 |  |  |  | P | JBG |  | 0 | 0 | 0 | 2860028.9593 | 2860028.9593 |  | SCHMAT | JBG | SCHMAT.JBG | 2860028.9593
1427 |  |  |  | CUST | BADDEBT |  | 941978.32 | 813612.7008 | 128365.6192 | 0 | 128365.6192 |  | SCHMAT | BADDEBT | SCHMAT.BADDEBT | 128365.6192
1428 |  |  |  | P | CAGW |  | 171728.56 | 133668.3886 | 38060.1714 | 664514.6843 | 702574.8558 |  | SCHMAT | CAGW | SCHMAT.CAGW | 702574.8558
1429 |  |  |  | P | CAGE |  | 3569615.88 | 3569615.88 | 0 | 0 | 0 |  | SCHMAT | CAGE | SCHMAT.CAGE | 0
1430 |  |  |  | SCHMAT-SE | CAEW |  | 0 | 0 | 0 | 0 | 0 |  | SCHMAT | CAEW | SCHMAT.CAEW | 0
1431 |  |  |  | SCHMAT-SE | CAEE |  | -70922629.04 | -70922629.04 | 0 | 0 | 0 |  | SCHMAT | CAEE | SCHMAT.CAEE | 0
1432 |  |  |  | BOOKDEPR | SCHMDEXP |  | 1071417203.8 | 996995434.1054 | 74421769.6946 | -801241.0531 | 73620528.6415 |  | SCHMAT | SCHMDEXP | SCHMAT.SCHMDEXP | 73620528.6415
1433 | [5 empty] | B6 | 1105677879.7938 | 1030611117.5394 | 75066762.2544 | 27264776.0813 | 102331538.3357 |  | SCHMAT | NA | SCHMAT.NA1 | 102331538.3357
1434 | [12 empty] | SCHMAT | NA | SCHMAT.NA2 | 0
1435 | TOTAL SCHEDULE - M ADDITIONS |  |  |  |  | B6 | 1106877333.9938 | 1031708851.4386 | 75168482.5553 | 27263375.9824 | 102431858.5377 |  | TOTAL SCHEDULE - M ADDITIONS | NA | TOTAL SCHEDULE - M ADDITIONS.NA | 102431858.5377
1436 | [12 empty] | TOTAL SCHEDULE - M ADDITIONS | NA | TOTAL SCHEDULE - M ADDITIONS.NA1 | 0
1437 | SCHMDF | Deductions - Flow Through | [10 empty] | SCHMDF | NA | SCHMDF.NA | 0
1438 |  |  |  | SCHMDF | S |  | 0 | 0 | 0 | 0 | 0 |  | SCHMDF | S | SCHMDF.S | 0
1439 |  |  |  | SCHMDF | CAGW |  | 0 | 0 | 0 | 0 | 0 |  | SCHMDF | CAGW | SCHMDF.CAGW | 0
1440 |  |  |  | SCHMDF | CAGE |  | 0 | 0 | 0 | 0 | 0 |  | SCHMDF | CAGE | SCHMDF.CAGE | 0
1441 |  |  |  | SCHMDF | DGP |  | 0 | 0 | 0 | 0 | 0 |  | SCHMDF | DGP | SCHMDF.DGP | 0
1442 |  |  |  | SCHMDF | DGU |  | 0 | 0 | 0 | 0 | 0 |  | SCHMDF | DGU | SCHMDF.DGU | 0
1443 | [5 empty] | B6 | 0 | 0 | 0 | 0 | 0 |  | SCHMDF | NA | SCHMDF.NA1 | 0
1444 | SCHMDP | Deductions - Permanent | [10 empty] | SCHMDP | NA | SCHMDP.NA | 0
1445 |  |  |  | SCHMDP | S |  | 0 | 0 | 0 | 0 | 0 |  | SCHMDP | S | SCHMDP.S | 0
1446 |  |  |  | P | SE |  | 0 | 0 | 0 | 0 | 0 |  | SCHMDP | SE | SCHMDP.SE | 0
1447 |  |  |  | P | CAEE |  | 378164.79 | 378164.79 | 0 | 0 | 0 |  | SCHMDP | CAEE | SCHMDP.CAEE | 0
1448 |  |  |  | P | JBE |  | 5963546.99 | 4614989.1107 | 1348557.8793 | -1348558.8975 | -1.0182 |  | SCHMDP | JBE | SCHMDP.JBE | -1.0182
1449 |  |  |  | PTD | SNP |  | 86025.92 | 80103.7709 | 5922.1491 | 1508.2297 | 7430.3789 |  | SCHMDP | SNP | SCHMDP.SNP | 7430.3789
1450 |  |  |  | SCHMDP | SG |  | 0 | 0 | 0 | 0 | 0 |  | SCHMDP | SG | SCHMDP.SG | 0
1451 |  |  |  | P | SCHMDEXP |  | 0 | 0 | 0 | 0 | 0 |  | SCHMDP | SCHMDEXP | SCHMDP.SCHMDEXP | 0
1452 |  |  |  | SCHMDP-SO | SO |  | 0 | 0 | 0 | 0 | 0 |  | SCHMDP | SO | SCHMDP.SO | 0
1453 | [5 empty] | B6 | 6427737.7 | 5073257.6716 | 1354480.0284 | -1347050.6678 | 7429.3607 |  | SCHMDP | NA | SCHMDP.NA1 | 7429.3607
1454 | [12 empty] | SCHMDP | NA | SCHMDP.NA2 | 0
1455 | SCHMDT | Deductions - Temporary | [10 empty] | SCHMDT | NA | SCHMDT.NA | 0
1456 |  |  |  | GP | S |  | 83561699.06 | 82849142.6 | 712556.46 | -1538649.29 | -826092.83 |  | SCHMDT | S | SCHMDT.S | -826092.83
1457 |  |  |  | CUST | BADDEBT |  | 0 | 0 | 0 | 0 | 0 |  | SCHMDT | BADDEBT | SCHMDT.BADDEBT | 0
1458 |  |  |  | CUST | CN |  | 0 | 0 | 0 | 0 | 0 |  | SCHMDT | CN | SCHMDT.CN | 0
1459 |  |  |  | SCHMDT-SNP | SNP |  | 76711742.89 | 71430795.2284 | 5280947.6616 | 18092772.9249 | 23373720.5866 |  | SCHMDT | SNP | SCHMDT.SNP | 23373720.5866
1460 |  |  |  | DPW | SNPD |  | 535855.4805 | 502289.3456 | 33566.1349 | 0 | 33566.1349 |  | SCHMDT | SNPD | SCHMDT.SNPD | 33566.1349
1461 |  |  |  | P | JBE |  | -3701604 | -2864547.2536 | -837056.7464 | 0 | -837056.7464 |  | SCHMDT | JBE | SCHMDT.JBE | -837056.7464
1462 |  |  |  | P | SE |  | 0 | 0 | 0 | 0 | 0 |  | SCHMDT | SE | SCHMDT.SE | 0
1463 |  |  |  | SCHMDT-SG | SG |  | 187022861.02 | 172100723.1589 | 14922137.8611 | -2974332.7157 | 11947805.1454 |  | SCHMDT | SG | SCHMDT.SG | 11947805.1454
1464 |  |  |  | SCHMDT-GPS | GPS |  | 90140252.59 | 83754193.36 | 6386059.23 | -3116674.893 | 3269384.337 |  | SCHMDT | GPS | SCHMDT.GPS | 3269384.337
1465 |  |  |  | SCHMDT-SO | SO |  | -81634873.99 | -75851385.1983 | -5783488.7917 | -3298784.5024 | -9082273.2941 |  | SCHMDT | SO | SCHMDT.SO | -9082273.2941
1466 |  |  |  | TAXDEPR | TAXDEPR |  | 1421447421 | 1335861165.645 | 85586255.355 | -2581601.5282 | 83004653.8268 |  | SCHMDT | TAXDEPR | SCHMDT.TAXDEPR | 83004653.8268
1467 |  |  |  | SCHMDT-SG | CAGW |  | 35.32 | 27.492 | 7.828 | 2311729.7701 | 2311737.5981 |  | SCHMDT | CAGW | SCHMDT.CAGW | 2311737.5981
1468 |  |  |  | SCHMDT-SG | CAGE |  | -526633.73 | -526633.73 | 0 | 0 | 0 |  | SCHMDT | CAGE | SCHMDT.CAGE | 0
1469 |  |  |  | P | JBG |  | 0 | 0 | 0 | 441171.6837 | 441171.6837 |  | SCHMDT | JBG | SCHMDT.JBG | 441171.6837
1470 |  |  |  | P | CAEE |  | -85463459.33 | -85463459.33 | 0 | 0 | 0 |  | SCHMDT | CAEE | SCHMDT.CAEE | 0
1471 |  |  |  | P | TROJD |  | 0 | 0 | 0 | 0 | 0 |  | SCHMDT | TROJD | SCHMDT.TROJD | 0
1472 | [5 empty] | B6 | 1688093296.3105 | 1581792311.318 | 106300984.9926 | 7335631.4496 | 113636616.4421 |  | SCHMDT | NA | SCHMDT.NA1 | 113636616.4421
1473 | [12 empty] | SCHMDT | NA | SCHMDT.NA2 | 0
1474 | TOTAL SCHEDULE - M DEDUCTIONS |  |  |  |  | B6 | 1694521034.0105 | 1586865568.9895 | 107655465.021 | 5988580.7818 | 113644045.8028 |  | TOTAL SCHEDULE - M DEDUCTIONS | NA | TOTAL SCHEDULE - M DEDUCTIONS.NA | 113644045.8028
1475 | [12 empty] | TOTAL SCHEDULE - M DEDUCTIONS | NA | TOTAL SCHEDULE - M DEDUCTIONS.NA1 | 0
1476 | TOTAL SCHEDULE - M ADJUSTMENTS |  |  |  |  | B6 | -587643700.0167 | -555156717.5509 | -32486982.4657 | 21274795.2006 | -11212187.2651 |  | TOTAL SCHEDULE - M ADJUSTMENTS | NA | TOTAL SCHEDULE - M ADJUSTMENTS.NA | -11212187.2651
1477 | [12 empty] | TOTAL SCHEDULE - M ADJUSTMENTS | NA | TOTAL SCHEDULE - M ADJUSTMENTS.NA1 | 0
1478 | [12 empty] | TOTAL SCHEDULE - M ADJUSTMENTS | NA | TOTAL SCHEDULE - M ADJUSTMENTS.NA2 | 0
1479 | 40911 | State Income Taxes | [10 empty] | 40911 | NA | 40911.NA | 0
1480 |  |  |  | IBT | IBT |  | 75787081.2156 | 75787081.2156 | 0 | 0 | 0 |  | 40911 | IBT | 40911.IBT | 0
1481 |  |  | Credits | IBT | IBT |  | 0 | 0 | 0 | 0 | 0 |  | 40911 | IBT | 40911.IBT1 | 0
1482 |  |  |  |  | CAGE |  | 0 | 0 | 0 | 0 | 0 |  | 40911 | CAGE | 40911.CAGE | 0
1483 |  |  |  | IBT | IBT |  | 0 | 0 | 0 | 0 | 0 |  | 40911 | IBT | 40911.IBT2 | 0
1484 | TOTAL STATE TAXES | [5 empty] | 75787081.2156 | 75787081.2156 | 0 | 0 | 0 | x | TOTAL STATE TAXES | NA | TOTAL STATE TAXES.NA | 0
1485 | [12 empty] | TOTAL STATE TAXES | NA | TOTAL STATE TAXES.NA1 | 0
1486 | [12 empty] | TOTAL STATE TAXES | NA | TOTAL STATE TAXES.NA2 | 0
1487 | Calculation of Taxable Income: | [11 empty] | Calculation of Taxable Income: | NA | Calculation of Taxable Income:.NA | 0
1488 |  | Operating Revenues |  |  |  |  | 5149940993.952 | 4755091625.332 | 394849368.62 | 51263619.7724 | 446112988.3924 |  | Calculation of Taxable Income: | NA | Calculation of Taxable Income:.NA1 | 446112988.3924
1489 |  | Operating Deductions: | [10 empty] | Calculation of Taxable Income: | NA | Calculation of Taxable Income:.NA2 | 0
1490 |  | O & M Expenses |  |  |  |  | 1282000847.3231 | 1039195941.5065 | 242804905.8165 | 56809055.8901 | 299613961.7066 |  | Calculation of Taxable Income: | NA | Calculation of Taxable Income:.NA3 | 299613961.7066
1491 |  | Depreciation Expense |  |  |  |  | 973465267.98 | 905847343.1209 | 67617924.8591 | -11998389.2336 | 55619535.6255 |  | Calculation of Taxable Income: | NA | Calculation of Taxable Income:.NA4 | 55619535.6255
1492 |  | Amortization Expense |  |  |  |  | 77413342.78 | 73344580.3351 | 4068762.4449 | 11403896.2824 | 15472658.7273 |  | Calculation of Taxable Income: | NA | Calculation of Taxable Income:.NA5 | 15472658.7273
1493 |  | Taxes Other Than Income |  |  |  |  | 219483507.16 | 192860680.624 | 26622826.536 | 2275333.148 | 28898159.684 |  | Calculation of Taxable Income: | NA | Calculation of Taxable Income:.NA6 | 28898159.684
1494 |  | Interest & Dividends (AFUDC-Equity) |  |  |  |  | -52821006.84 | -49184732.1049 | -3636274.7351 | 0 | -3636274.7351 |  | Calculation of Taxable Income: | NA | Calculation of Taxable Income:.NA7 | -3636274.7351
1495 |  | Misc Revenue & Expense |  |  |  |  | -2197140.07 | -2017005.8656 | -180134.2044 | 81875.0403 | -98259.1642 |  | Calculation of Taxable Income: | NA | Calculation of Taxable Income:.NA8 | -98259.1642
1496 |  | Total Operating Deductions |  |  |  |  | 2497344818.3331 | 2160046807.6161 | 337298010.717 | 58571771.1271 | 395869781.8441 |  | Calculation of Taxable Income: | NA | Calculation of Taxable Income:.NA9 | 395869781.8441
1497 |  | Other Deductions: | [10 empty] | Calculation of Taxable Income: | NA | Calculation of Taxable Income:.NA10 | 0
1498 |  | Interest Deductions |  |  |  |  | 405943651.95 | 377997902.0718 | 27945749.8782 | -2372504.2985 | 25573245.5797 |  | Calculation of Taxable Income: | NA | Calculation of Taxable Income:.NA11 | 25573245.5797
1499 |  | Interest on PCRBS |  |  |  |  | 0 | 0 | 0 | 0 | 0 |  | Calculation of Taxable Income: | NA | Calculation of Taxable Income:.NA12 | 0
1500 |  | Schedule M Adjustments |  |  |  |  | -587643700.0167 | -555156717.5509 | -32486982.4657 | 21274795.2006 | -11212187.2651 |  | Calculation of Taxable Income: | NA | Calculation of Taxable Income:.NA13 | -11212187.2651
1501 | [12 empty] | Calculation of Taxable Income: | NA | Calculation of Taxable Income:.NA14 | 0
1502 |  | Income Before State Taxes |  |  |  |  | 1659008823.6523 | 1661890198.0932 | -2881374.4409 | 16339148.1443 | 13457773.7034 |  | Calculation of Taxable Income: | NA | Calculation of Taxable Income:.NA15 | 13457773.7034
1503 | [12 empty] | Calculation of Taxable Income: | NA | Calculation of Taxable Income:.NA16 | 0
1504 |  | State Income Taxes |  |  |  |  | 75787081.2156 | 75787081.2156 | 0 | 0 | 0 |  | Calculation of Taxable Income: | NA | Calculation of Taxable Income:.NA17 | 0
1505 | [12 empty] | Calculation of Taxable Income: | NA | Calculation of Taxable Income:.NA18 | 0
1506 | Total Taxable Income | [5 empty] | 1583221742.4367 | 1586103116.8776 | -2881374.4409 | 16339148.1443 | 13457773.7034 |  | Total Taxable Income | NA | Total Taxable Income.NA | 13457773.7034
1507 | [12 empty] | Total Taxable Income | NA | Total Taxable Income.NA1 | 0
1508 | Tax Rate | [5 empty] | 21% | 21% | 21% | 21% | 21% |  | Tax Rate | NA | Tax Rate.NA | 0.21
1509 | [12 empty] | Tax Rate | NA | Tax Rate.NA1 | 0
1510 | Federal Income Tax - Calculated | [5 empty] | 332476565.9117 | 333081654.5443 | -605088.6326 | 3431221.1103 | 2826132.4777 |  | Federal Income Tax - Calculated | NA | Federal Income Tax - Calculated.NA | 2826132.4777
1511 | [12 empty] | Federal Income Tax - Calculated | NA | Federal Income Tax - Calculated.NA1 | 0
1512 | Adjustments to Calculated Tax: | [11 empty] | Adjustments to Calculated Tax: | NA | Adjustments to Calculated Tax:.NA | 0
1513 | 40910 |  | Fed. Credit | P | SE |  | 0 | 0 | 0 | 0 | 0 |  | 40910 | SE | 40910.SE | 0
1514 | 40910 |  | Fed. Credit | P | JBE | B6 | -109910.86 | -85056.3302 | -24854.5298 | 20331.8592 | -4522.6706 |  | 40910 | JBE | 40910.JBE | -4522.6706
1515 | 40910 |  | Fed. Credit | P | SO | B6 | -11160 | -10369.3608 | -790.6392 | -882.9749 | -1673.6142 |  | 40910 | SO | 40910.SO | -1673.6142
1516 | 40910 |  | Fed. Credit | P | SG |  | -137286825.8 | -126333015.5015 | -10953810.2985 | -6058566.5907 | -17012376.8892 |  | 40910 | SG | 40910.SG | -17012376.8892
1517 | 40910 |  | Fed. Credit |  | CAGW | B6 | 0 | 0 | 0 | 0 | 0 |  | 40910 | CAGW | 40910.CAGW | 0
1518 | 40910 |  | Fed. Credit |  | CAEE |  | 0 | 0 | 0 | 0 | 0 |  | 40910 | CAEE | 40910.CAEE | 0
1519 | FEDERAL INCOME TAX | [5 empty] | 195068669.2517 | 206653213.3518 | -11584544.1001 | -2607896.5961 | -14192440.6963 | x | FEDERAL INCOME TAX | NA | FEDERAL INCOME TAX.NA | -14192440.6963
1520 | [12 empty] | FEDERAL INCOME TAX | NA | FEDERAL INCOME TAX.NA1 | 0
1521 | TOTAL OPERATING EXPENSES | [5 empty] | 2871856270.4825 | 2544907555.5187 | 326948714.9638 | 55653146.4069 | 382601861.3707 |  | TOTAL OPERATING EXPENSES | NA | TOTAL OPERATING EXPENSES.NA | 382601861.3707
1522 | 310 | Land and Land Rights | [10 empty] | 310 | NA | 310.NA | 0
1523 |  |  |  | P | DGP |  | 0 | 0 | 0 | 0 | 0 |  | 310 | DGP | 310.DGP | 0
1524 |  |  |  | P | DGU |  | 0 | 0 | 0 | 0 | 0 |  | 310 | DGU | 310.DGU | 0
1525 |  |  |  | P | SG |  | 41195595.65 | 37908690.754 | 3286904.896 | 0 | 3286904.896 |  | 310 | SG | 310.SG | 3286904.896
1526 |  |  |  | P | CAGW |  | 1788644.22 | 1392227.3071 | 396416.9129 | 0 | 396416.9129 |  | 310 | CAGW | 310.CAGW | 396416.9129
1527 |  |  |  | P | CAGE |  | 47422384.3113 | 47422384.3113 | 0 | 0 | 0 |  | 310 | CAGE | 310.CAGE | 0
1528 |  |  |  | P | JBG |  | 1193760.78 | 929187.7822 | 264572.9978 | 0 | 264572.9978 |  | 310 | JBG | 310.JBG | 264572.9978
1529 |  |  |  | P | S |  | 0 | 0 | 0 | 0 | 0 |  | 310 | S | 310.S | 0
1530 |  |  |  | P | CAGE |  | 0 | 0 | 0 | 0 | 0 |  | 310 | CAGE | 310.CAGE1 | 0
1531 | [5 empty] | B8 | 91600384.9613 | 87652490.1545 | 3947894.8067 | 0 | 3947894.8067 |  | 310 | NA | 310.NA1 | 3947894.8067
1532 | [12 empty] | 310 | NA | 310.NA2 | 0
1533 | 311 | Structures and Improvements | [10 empty] | 311 | NA | 311.NA | 0
1534 |  |  |  | P | DGP |  | 0 | 0 | 0 | 0 | 0 |  | 311 | DGP | 311.DGP | 0
1535 |  |  |  | P | DGU |  | 0 | 0 | 0 | 0 | 0 |  | 311 | DGU | 311.DGU | 0
1536 |  |  |  | P | SG |  | 8466751.7033 | 7791208.4277 | 675543.2756 | 1584.49 | 677127.7656 |  | 311 | SG | 311.SG | 677127.7656
1537 |  |  |  | P | CAGW |  | 69220033.4938 | 53878809.2947 | 15341224.1991 | 144540.1453 | 15485764.3444 |  | 311 | CAGW | 311.CAGW | 15485764.3444
1538 |  |  |  | P | CAGE |  | 772076006.4863 | 772076006.4863 | 0 | 0 | 0 |  | 311 | CAGE | 311.CAGE | 0
1539 |  |  |  | P | JBG |  | 150738155.9979 | 117330084.2331 | 33408071.7648 | 93382.5211 | 33501454.2859 |  | 311 | JBG | 311.JBG | 33501454.2859
1540 |  |  |  | P | CAGE |  | 0 | 0 | 0 | 0 | 0 |  | 311 | CAGE | 311.CAGE1 | 0
1541 | [5 empty] | B8 | 1000500947.6813 | 951076108.4417 | 49424839.2395 | 239507.1564 | 49664346.3959 |  | 311 | NA | 311.NA1 | 49664346.3959
1542 | [12 empty] | 311 | NA | 311.NA2 | 0
1543 | 312 | Boiler Plant Equipment | [10 empty] | 312 | NA | 312.NA | 0
1544 |  |  |  | P | DGP |  | 0 | 0 | 0 | 0 | 0 |  | 312 | DGP | 312.DGP | 0
1545 |  |  |  | P | DGU |  | 0 | 0 | 0 | 0 | 0 |  | 312 | DGU | 312.DGU | 0
1546 |  |  |  | P | SG |  | 60624555.7846 | 55787457.3986 | 4837098.386 | 91334.3956 | 4928432.7816 |  | 312 | SG | 312.SG | 4928432.7816
1547 |  |  |  | P | CAGW |  | 123130255.0258 | 95840917.6375 | 27289337.3883 | -28192046.7382 | -902709.3499 |  | 312 | CAGW | 312.CAGW | -902709.3499
1548 |  |  |  | P | CAGE |  | 3151463044.035 | 3151463044.035 | 0 | 0 | 0 |  | 312 | CAGE | 312.CAGE | 0
1549 |  |  |  | P | JBG |  | 1016851158.7221 | 791486610.1126 | 225364548.6095 | -41868516.4001 | 183496032.2094 |  | 312 | JBG | 312.JBG | 183496032.2094
1550 |  |  |  | P | S |  | 0 | 0 | 0 | 0 | 0 |  | 312 | S | 312.S | 0
1551 | [5 empty] | B8 | 4352069013.5675 | 4094578029.1837 | 257490984.3838 | -69969228.7427 | 187521755.6411 |  | 312 | NA | 312.NA1 | 187521755.6411
1552 | [12 empty] | 312 | NA | 312.NA2 | 0
1553 | 314 | Turbogenerator Units | [10 empty] | 314 | NA | 314.NA | 0
1554 |  |  |  | P | DGP |  | 0 | 0 | 0 | 0 | 0 |  | 314 | DGP | 314.DGP | 0
1555 |  |  |  | P | DGU |  | 0 | 0 | 0 | 0 | 0 |  | 314 | DGU | 314.DGU | 0
1556 |  |  |  | P | SG |  | 35521054.4017 | 32686908.5231 | 2834145.8785 | 18828.6349 | 2852974.5134 |  | 314 | SG | 314.SG | 2852974.5134
1557 |  |  |  | P | CAGW |  | 40016842.9158 | 31147916.8561 | 8868926.0598 | 44115.7664 | 8913041.8262 |  | 314 | CAGW | 314.CAGW | 8913041.8262
1558 |  |  |  | P | CAGE |  | 665661969.1988 | 665661969.1988 | 0 | 0 | 0 |  | 314 | CAGE | 314.CAGE | 0
1559 |  |  |  | P | JBG |  | 207787927.1683 | 161735924.3643 | 46052002.8041 | 47262.8872 | 46099265.6913 |  | 314 | JBG | 314.JBG | 46099265.6913
1560 |  |  |  | P | CAGE |  | 0 | 0 | 0 | 0 | 0 |  | 314 | CAGE | 314.CAGE1 | 0
1561 | [5 empty] | B8 | 948987793.6846 | 891232718.9422 | 57755074.7424 | 110207.2885 | 57865282.0309 |  | 314 | NA | 314.NA1 | 57865282.0309
1562 | [12 empty] | 314 | NA | 314.NA2 | 0
1563 | 315 | Accessory Electric Equipment | [10 empty] | 315 | NA | 315.NA | 0
1564 |  |  |  | P | DGP |  | 0 | 0 | 0 | 0 | 0 |  | 315 | DGP | 315.DGP | 0
1565 |  |  |  | P | DGU |  | 0 | 0 | 0 | 0 | 0 |  | 315 | DGU | 315.DGU | 0
1566 |  |  |  | P | SG |  | 8555197.25 | 7872597.101 | 682600.149 | 0 | 682600.149 |  | 315 | SG | 315.SG | 682600.149
1567 |  |  |  | P | CAGW |  | 9777413.6317 | 7610447.1187 | 2166966.513 | 22344.3843 | 2189310.8974 |  | 315 | CAGW | 315.CAGW | 2189310.8974
1568 |  |  |  | P | CAGE |  | 343686121.925 | 343686121.925 | 0 | 0 | 0 |  | 315 | CAGE | 315.CAGE | 0
1569 |  |  |  | P | JBG |  | 62247696.57 | 48451750.2123 | 13795946.3577 | 43842.9702 | 13839789.3278 |  | 315 | JBG | 315.JBG | 13839789.3278
1570 |  |  |  | P | CAGE |  | 0 | 0 | 0 | 0 | 0 |  | 315 | CAGE | 315.CAGE1 | 0
1571 | [5 empty] | B8 | 424266429.3767 | 407620916.357 | 16645513.0197 | 66187.3545 | 16711700.3742 |  | 315 | NA | 315.NA1 | 16711700.3742
1572 | [12 empty] | 315 | NA | 315.NA2 | 0
1573 | [12 empty] | 315 | NA | 315.NA3 | 0
1574 | [12 empty] | 315 | NA | 315.NA4 | 0
1575 | 316 | Misc Power Plant Equipment | [10 empty] | 316 | NA | 316.NA | 0
1576 |  |  |  | P | DGP |  | 0 | 0 | 0 | 0 | 0 |  | 316 | DGP | 316.DGP | 0
1577 |  |  |  | P | DGU |  | 0 | 0 | 0 | 0 | 0 |  | 316 | DGU | 316.DGU | 0
1578 |  |  |  | P | SG |  | 1399586.7992 | 1287916.8832 | 111669.9159 | 2130.8307 | 113800.7466 |  | 316 | SG | 316.SG | 113800.7466
1579 |  |  |  | P | CAGW |  | 449690.745 | 350025.862 | 99664.883 | 3917.479 | 103582.362 |  | 316 | CAGW | 316.CAGW | 103582.362
1580 |  |  |  | P | CAGE |  | 23578057.2842 | 23578057.2842 | 0 | 0 | 0 |  | 316 | CAGE | 316.CAGE | 0
1581 |  |  |  | P | JBG |  | 5786942.0275 | 4504383.0545 | 1282558.973 | 54538.7022 | 1337097.6752 |  | 316 | JBG | 316.JBG | 1337097.6752
1582 |  |  |  | P | CAGE |  | 0 | 0 | 0 | 0 | 0 |  | 316 | CAGE | 316.CAGE1 | 0
1583 | [5 empty] | B8 | 31214276.8558 | 29720383.0839 | 1493893.772 | 60587.0119 | 1554480.7838 |  | 316 | NA | 316.NA1 | 1554480.7838
1584 | [12 empty] | 316 | NA | 316.NA2 | 0
1585 | 317 | Steam Plant ARO | [10 empty] | 317 | NA | 317.NA | 0
1586 |  |  |  | P | S |  | 0 | 0 | 0 | 0 | 0 |  | 317 | S | 317.S | 0
1587 | [6 empty] | 0 | 0 | 0 | 0 | 0 |  | 317 | NA | 317.NA1 | 0
1588 | [12 empty] | 317 | NA | 317.NA2 | 0
1589 | SP | Unclassified Steam Plant - Account 300 | [10 empty] | SP | NA | SP.NA | 0
1590 |  |  |  | P | CAGW |  | 0 | 0 | 0 | 0 | 0 |  | SP | CAGW | SP.CAGW | 0
1591 |  |  |  | P | CAGE |  | -25052297.4167 | -25052297.4167 | 0 | 0 | 0 |  | SP | CAGE | SP.CAGE | 0
1592 |  |  |  | P | SG |  | 83492168.3667 | 76830514.0647 | 6661654.302 | 1416729.0039 | 8078383.3059 |  | SP | SG | SP.SG | 8078383.3059
1593 | [6 empty] | 58439870.95 | 51778216.648 | 6661654.302 | 1416729.0039 | 8078383.3059 |  | SP | NA | SP.NA1 | 8078383.3059
1594 | [12 empty] | SP | NA | SP.NA2 | 0
1595 | [12 empty] | SP | NA | SP.NA3 | 0
1596 | Total Steam Production Plant |  |  |  |  | B8 | 6907078717.0771 | 6513658862.811 | 393419854.2661 | -68076010.9275 | 325343843.3385 |  | Total Steam Production Plant | NA | Total Steam Production Plant.NA | 325343843.3385
1597 | [12 empty] | Total Steam Production Plant | NA | Total Steam Production Plant.NA1 | 0
1598 | [12 empty] | Total Steam Production Plant | NA | Total Steam Production Plant.NA2 | 0
1599 | Summary of Steam Production Plant by Factor | [11 empty] | Summary of Steam Production Plant by Factor | NA | Summary of Steam Production Plant by Factor.NA | 0
1600 |  |  | S |  |  |  | 0 | 0 | 0 | 0 | 0 |  | Summary of Steam Production Plant by Factor | NA | Summary of Steam Production Plant by Factor.NA1 | 0
1601 |  |  | JBG |  |  |  | 1444605641.2658 | 1124437939.759 | 320167701.5068 | -41629489.3194 | 278538212.1874 |  | Summary of Steam Production Plant by Factor | NA | Summary of Steam Production Plant by Factor.NA2 | 278538212.1874
1602 |  |  | JBE |  |  |  | 0 | 0 | 0 | 0 | 0 |  | Summary of Steam Production Plant by Factor | NA | Summary of Steam Production Plant by Factor.NA3 | 0
1603 |  |  | SG |  |  |  | 239254909.9554 | 220165293.1523 | 19089616.8031 | 1530607.355 | 20620224.1582 |  | Summary of Steam Production Plant by Factor | NA | Summary of Steam Production Plant by Factor.NA4 | 20620224.1582
1604 |  |  | CAGW |  |  |  | 244382880.0321 | 190220344.076 | 54162535.9561 | -27977128.9631 | 26185406.993 |  | Summary of Steam Production Plant by Factor | NA | Summary of Steam Production Plant by Factor.NA5 | 26185406.993
1605 |  |  | CAGE |  |  |  | 4978835285.8237 | 4978835285.8237 | 0 | 0 | 0 |  | Summary of Steam Production Plant by Factor | NA | Summary of Steam Production Plant by Factor.NA6 | 0
1606 |  |  | SSGCH |  |  |  | 0 | 0 | 0 | 0 | 0 |  | Summary of Steam Production Plant by Factor | NA | Summary of Steam Production Plant by Factor.NA7 | 0
1607 | Total Steam Production Plant by Factor |  |  |  |  | B8 | 6907078717.0771 | 6513658862.811 | 393419854.2661 | -68076010.9275 | 325343843.3385 |  | Total Steam Production Plant by Factor | NA | Total Steam Production Plant by Factor.NA | 325343843.3385
1608 | 320 | Land and Land Rights | [10 empty] | 320 | NA | 320.NA | 0
1609 |  |  |  | P | DGP |  | 0 | 0 | 0 | 0 | 0 |  | 320 | DGP | 320.DGP | 0
1610 |  |  |  | P | SG |  | 0 | 0 | 0 | 0 | 0 |  | 320 | SG | 320.SG | 0
1611 | [6 empty] | 0 | 0 | 0 | 0 | 0 |  | 320 | NA | 320.NA1 | 0
1612 | [12 empty] | 320 | NA | 320.NA2 | 0
1613 | 321 | Structures and Improvements | [10 empty] | 321 | NA | 321.NA | 0
1614 |  |  |  | P | DGP |  | 0 | 0 | 0 | 0 | 0 |  | 321 | DGP | 321.DGP | 0
1615 |  |  |  | P | SG |  | 0 | 0 | 0 | 0 | 0 |  | 321 | SG | 321.SG | 0
1616 | [6 empty] | 0 | 0 | 0 | 0 | 0 |  | 321 | NA | 321.NA1 | 0
1617 | [12 empty] | 321 | NA | 321.NA2 | 0
1618 | 322 | Reactor Plant Equipment | [10 empty] | 322 | NA | 322.NA | 0
1619 |  |  |  | P | DGP |  | 0 | 0 | 0 | 0 | 0 |  | 322 | DGP | 322.DGP | 0
1620 |  |  |  | P | SG |  | 0 | 0 | 0 | 0 | 0 |  | 322 | SG | 322.SG | 0
1621 | [6 empty] | 0 | 0 | 0 | 0 | 0 |  | 322 | NA | 322.NA1 | 0
1622 | [12 empty] | 322 | NA | 322.NA2 | 0
1623 | 323 | Turbogenerator Units | [10 empty] | 323 | NA | 323.NA | 0
1624 |  |  |  | P | DGP |  | 0 | 0 | 0 | 0 | 0 |  | 323 | DGP | 323.DGP | 0
1625 |  |  |  | P | SG |  | 0 | 0 | 0 | 0 | 0 |  | 323 | SG | 323.SG | 0
1626 | [6 empty] | 0 | 0 | 0 | 0 | 0 |  | 323 | NA | 323.NA1 | 0
1627 | [12 empty] | 323 | NA | 323.NA2 | 0
1628 | 324 | Land and Land Rights | [10 empty] | 324 | NA | 324.NA | 0
1629 |  |  |  | P | DGP |  | 0 | 0 | 0 | 0 | 0 |  | 324 | DGP | 324.DGP | 0
1630 |  |  |  | P | SG |  | 0 | 0 | 0 | 0 | 0 |  | 324 | SG | 324.SG | 0
1631 | [6 empty] | 0 | 0 | 0 | 0 | 0 |  | 324 | NA | 324.NA1 | 0
1632 | [12 empty] | 324 | NA | 324.NA2 | 0
1633 | 325 | Misc. Power Plant Equipment | [10 empty] | 325 | NA | 325.NA | 0
1634 |  |  |  | P | DGP |  | 0 | 0 | 0 | 0 | 0 |  | 325 | DGP | 325.DGP | 0
1635 |  |  |  | P | SG |  | 0 | 0 | 0 | 0 | 0 |  | 325 | SG | 325.SG | 0
1636 | [6 empty] | 0 | 0 | 0 | 0 | 0 |  | 325 | NA | 325.NA1 | 0
1637 | [12 empty] | 325 | NA | 325.NA2 | 0
1638 | [12 empty] | 325 | NA | 325.NA3 | 0
1639 | NP | Unclassified Nuclear Plant - Acct 300 | [10 empty] | NP | NA | NP.NA | 0
1640 |  |  |  | P | SG |  | 0 | 0 | 0 | 0 | 0 |  | NP | SG | NP.SG | 0
1641 | [6 empty] | 0 | 0 | 0 | 0 | 0 |  | NP | NA | NP.NA1 | 0
1642 | [12 empty] | NP | NA | NP.NA2 | 0
1643 | [12 empty] | NP | NA | NP.NA3 | 0
1644 | Total Nuclear Production Plant | [5 empty] | 0 | 0 | 0 | 0 | 0 |  | Total Nuclear Production Plant | NA | Total Nuclear Production Plant.NA | 0
1645 | [12 empty] | Total Nuclear Production Plant | NA | Total Nuclear Production Plant.NA1 | 0
1646 | [12 empty] | Total Nuclear Production Plant | NA | Total Nuclear Production Plant.NA2 | 0
1647 | [12 empty] | Total Nuclear Production Plant | NA | Total Nuclear Production Plant.NA3 | 0
1648 | Summary of Nuclear Production Plant by Factor | [11 empty] | Summary of Nuclear Production Plant by Factor | NA | Summary of Nuclear Production Plant by Factor.NA | 0
1649 |  |  | DGP |  |  |  | 0 | 0 | 0 | 0 | 0 |  | Summary of Nuclear Production Plant by Factor | NA | Summary of Nuclear Production Plant by Factor.NA1 | 0
1650 |  |  | DGU |  |  |  | 0 | 0 | 0 | 0 | 0 |  | Summary of Nuclear Production Plant by Factor | NA | Summary of Nuclear Production Plant by Factor.NA2 | 0
1651 |  |  | SG |  |  |  | 0 | 0 | 0 | 0 | 0 |  | Summary of Nuclear Production Plant by Factor | NA | Summary of Nuclear Production Plant by Factor.NA3 | 0
1652 | [12 empty] | Summary of Nuclear Production Plant by Factor | NA | Summary of Nuclear Production Plant by Factor.NA4 | 0
1653 | Total Nuclear Plant by Factor | [5 empty] | 0 | 0 | 0 | 0 | 0 |  | Total Nuclear Plant by Factor | NA | Total Nuclear Plant by Factor.NA | 0
1654 | [12 empty] | Total Nuclear Plant by Factor | NA | Total Nuclear Plant by Factor.NA1 | 0
1655 | 330 | Land and Land Rights | [10 empty] | 330 | NA | 330.NA | 0
1656 |  |  |  | P | SG-P |  | 32318832.2633 | 29740184.5627 | 2578647.7007 | 3946.7291 | 2582594.4298 |  | 330 | SG-P | 330.SG-P | 2582594.4298
1657 |  |  |  | P | SG-U |  | 6591308.7713 | 6065402.9134 | 525905.8579 | 828.7372 | 526734.5951 |  | 330 | SG-U | 330.SG-U | 526734.5951
1658 |  |  |  | P | CAGW |  | 0 | 0 | 0 | 0 | 0 |  | 330 | CAGW | 330.CAGW | 0
1659 |  |  |  | P | CAGE |  | 0 | 0 | 0 | 0 | 0 |  | 330 | CAGE | 330.CAGE | 0
1660 |  |  |  | P | SG |  | 0 | 0 | 0 | -426745.9803 | -426745.9803 |  | 330 | SG | 330.SG | -426745.9803
1661 |  |  |  | P | CAGE |  | 0 | 0 | 0 | 0 | 0 |  | 330 | CAGE | 330.CAGE1 | 0
1662 | [5 empty] | B8 | 38910141.0346 | 35805587.476 | 3104553.5586 | -421970.514 | 2682583.0446 |  | 330 | NA | 330.NA1 | 2682583.0446
1663 | [12 empty] | 330 | NA | 330.NA2 | 0
1664 | 331 | Structures and Improvements | [10 empty] | 331 | NA | 331.NA | 0
1665 |  |  |  | P | SG-P |  | 271170427.125 | 249534342.2349 | 21636084.8901 | 218925.1389 | 21855010.029 |  | 331 | SG-P | 331.SG-P | 21855010.029
1666 |  |  |  | P | SG-U |  | 19764804.0142 | 18187814.2885 | 1576989.7257 | 54241.2767 | 1631231.0023 |  | 331 | SG-U | 331.SG-U | 1631231.0023
1667 |  |  |  | P | CAGW |  | 0 | 0 | 0 | 0 | 0 |  | 331 | CAGW | 331.CAGW | 0
1668 |  |  |  | P | CAGE |  | 0 | 0 | 0 | 0 | 0 |  | 331 | CAGE | 331.CAGE | 0
1669 |  |  |  | P | SG |  | 0 | 0 | 0 | 0 | 0 |  | 331 | SG | 331.SG | 0
1670 |  |  |  | P | CAGE |  | 0 | 0 | 0 | 0 | 0 |  | 331 | CAGE | 331.CAGE1 | 0
1671 | [5 empty] | B8 | 290935231.1392 | 267722156.5234 | 23213074.6157 | 273166.4156 | 23486241.0313 |  | 331 | NA | 331.NA1 | 23486241.0313
1672 | [12 empty] | 331 | NA | 331.NA2 | 0
1673 | 332 | Reservoirs, Dams & Waterways | [10 empty] | 332 | NA | 332.NA | 0
1674 |  |  |  | P | SG-P |  | 435640257.4171 | 400881490.7959 | 34758766.6212 | 10333718.242 | 45092484.8632 |  | 332 | SG-P | 332.SG-P | 45092484.8632
1675 |  |  |  | P | SG-U |  | 100009571.095 | 92030029.9888 | 7979541.1062 | 4164840.4644 | 12144381.5706 |  | 332 | SG-U | 332.SG-U | 12144381.5706
1676 |  |  |  | P | CAGW |  | 0 | 0 | 0 | 0 | 0 |  | 332 | CAGW | 332.CAGW | 0
1677 |  |  |  | P | CAGE |  | 0 | 0 | 0 | 0 | 0 |  | 332 | CAGE | 332.CAGE | 0
1678 |  |  |  | P | SG |  | 0 | 0 | 0 | 0 | 0 |  | 332 | SG | 332.SG | 0
1679 |  |  |  | P | CAGE |  | 0 | 0 | 0 | 0 | 0 |  | 332 | CAGE | 332.CAGE1 | 0
1680 | [5 empty] | B8 | 535649828.5121 | 492911520.7847 | 42738307.7274 | 14498558.7064 | 57236866.4337 |  | 332 | NA | 332.NA1 | 57236866.4337
1681 | [12 empty] | 332 | NA | 332.NA2 | 0
1682 | 333 | Water Wheel, Turbines, & Generators | [10 empty] | 333 | NA | 333.NA | 0
1683 |  |  |  | P | SG-P |  | 96412630.8683 | 88720081.6178 | 7692549.2505 | 47503.5969 | 7740052.8474 |  | 333 | SG-P | 333.SG-P | 7740052.8474
1684 |  |  |  | P | SG-U |  | 50661144.9421 | 46619004.9336 | 4042140.0085 | 23549.758 | 4065689.7665 |  | 333 | SG-U | 333.SG-U | 4065689.7665
1685 |  |  |  | P | CAGW |  | 0 | 0 | 0 | 0 | 0 |  | 333 | CAGW | 333.CAGW | 0
1686 |  |  |  | P | CAGE |  | 0 | 0 | 0 | 0 | 0 |  | 333 | CAGE | 333.CAGE | 0
1687 |  |  |  | P | SG |  | 0 | 0 | 0 | 0 | 0 |  | 333 | SG | 333.SG | 0
1688 |  |  |  | P | CAGE |  | 0 | 0 | 0 | 0 | 0 |  | 333 | CAGE | 333.CAGE1 | 0
1689 | [5 empty] | B8 | 147073775.8104 | 135339086.5514 | 11734689.259 | 71053.3549 | 11805742.6139 |  | 333 | NA | 333.NA1 | 11805742.6139
1690 | [12 empty] | 333 | NA | 333.NA2 | 0
1691 | 334 | Accessory Electric Equipment | [10 empty] | 334 | NA | 334.NA | 0
1692 |  |  |  | P | SG-P |  | 72081411.2354 | 66330195.8502 | 5751215.3852 | 62914.5324 | 5814129.9176 |  | 334 | SG-P | 334.SG-P | 5814129.9176
1693 |  |  |  | P | SG-U |  | 14575403.5412 | 13412464.5303 | 1162939.011 | 5451.794 | 1168390.805 |  | 334 | SG-U | 334.SG-U | 1168390.805
1694 |  |  |  | P | CAGW |  | 0 | 0 | 0 | 0 | 0 |  | 334 | CAGW | 334.CAGW | 0
1695 |  |  |  | P | CAGE |  | 0 | 0 | 0 | 0 | 0 |  | 334 | CAGE | 334.CAGE | 0
1696 |  |  |  | P | SG |  | 0 | 0 | 0 | 0 | 0 |  | 334 | SG | 334.SG | 0
1697 |  |  |  | P | CAGE |  | 0 | 0 | 0 | 0 | 0 |  | 334 | CAGE | 334.CAGE1 | 0
1698 | [5 empty] | B8 | 86656814.7767 | 79742660.3805 | 6914154.3961 | 68366.3264 | 6982520.7225 |  | 334 | NA | 334.NA1 | 6982520.7225
1699 | [12 empty] | 334 | NA | 334.NA2 | 0
1700 | [12 empty] | 334 | NA | 334.NA3 | 0
1701 | [12 empty] | 334 | NA | 334.NA4 | 0
1702 | 335 | Misc. Power Plant Equipment | [10 empty] | 335 | NA | 335.NA | 0
1703 |  |  |  | P | SG-P |  | 2391253.3842 | 2200460.5984 | 190792.7858 | -115.5306 | 190677.2551 |  | 335 | SG-P | 335.SG-P | 190677.2551
1704 |  |  |  | P | SG-U |  | 172137.7083 | 158403.2237 | 13734.4847 | -241.9635 | 13492.5212 |  | 335 | SG-U | 335.SG-U | 13492.5212
1705 |  |  |  | P | CAGW |  | 0 | 0 | 0 | 0 | 0 |  | 335 | CAGW | 335.CAGW | 0
1706 |  |  |  | P | CAGE |  | 0 | 0 | 0 | 0 | 0 |  | 335 | CAGE | 335.CAGE | 0
1707 |  |  |  | P | SG |  | 0 | 0 | 0 | 0 | 0 |  | 335 | SG | 335.SG | 0
1708 |  |  |  | P | CAGE |  | 0 | 0 | 0 | 0 | 0 |  | 335 | CAGE | 335.CAGE1 | 0
1709 | [5 empty] | B8 | 2563391.0925 | 2358863.8221 | 204527.2704 | -357.4941 | 204169.7763 |  | 335 | NA | 335.NA1 | 204169.7763
1710 | [12 empty] | 335 | NA | 335.NA2 | 0
1711 | 336 | Roads, Railroads & Bridges | [10 empty] | 336 | NA | 336.NA | 0
1712 |  |  |  | P | SG-P |  | 23263406.7233 | 21407271.2736 | 1856135.4497 | 10296.5027 | 1866431.9524 |  | 336 | SG-P | 336.SG-P | 1866431.9524
1713 |  |  |  | P | SG-U |  | 3091425.4162 | 2844767.4623 | 246657.954 | 3792.3028 | 250450.2568 |  | 336 | SG-U | 336.SG-U | 250450.2568
1714 |  |  |  | P | CAGW |  | 0 | 0 | 0 | 0 | 0 |  | 336 | CAGW | 336.CAGW | 0
1715 |  |  |  | P | CAGE |  | 0 | 0 | 0 | 0 | 0 |  | 336 | CAGE | 336.CAGE | 0
1716 |  |  |  | P | SG |  | 0 | 0 | 0 | 0 | 0 |  | 336 | SG | 336.SG | 0
1717 |  |  |  | P | CAGE |  | 0 | 0 | 0 | 0 | 0 |  | 336 | CAGE | 336.CAGE1 | 0
1718 | [5 empty] | B8 | 26354832.1396 | 24252038.7359 | 2102793.4037 | 14088.8056 | 2116882.2093 |  | 336 | NA | 336.NA1 | 2116882.2093
1719 | [12 empty] | 336 | NA | 336.NA2 | 0
1720 | 337 | Hydro Plant ARO | [10 empty] | 337 | NA | 337.NA | 0
1721 |  |  |  | P | S |  | 0 | 0 | 0 | 0 | 0 |  | 337 | S | 337.S | 0
1722 | [6 empty] | 0 | 0 | 0 | 0 | 0 |  | 337 | NA | 337.NA1 | 0
1723 | [12 empty] | 337 | NA | 337.NA2 | 0
1724 | HP | Unclassified Hydro Plant - Acct 300 | [10 empty] | HP | NA | HP.NA | 0
1725 |  |  |  | P | S |  | 0 | 0 | 0 | 0 | 0 |  | HP | S | HP.S | 0
1726 |  |  |  | P | DGU |  | 0 | 0 | 0 | 0 | 0 |  | HP | DGU | HP.DGU | 0
1727 |  |  |  | P | CAGW |  | 0 | 0 | 0 | 0 | 0 |  | HP | CAGW | HP.CAGW | 0
1728 |  |  |  | P | CAGE |  | 0 | 0 | 0 | 0 | 0 |  | HP | CAGE | HP.CAGE | 0
1729 |  |  |  | P | SG |  | 0 | 0 | 0 | 0 | 0 |  | HP | SG | HP.SG | 0
1730 |  |  |  | P | CAGE |  | 0 | 0 | 0 | 0 | 0 |  | HP | CAGE | HP.CAGE1 | 0
1731 | [6 empty] | 0 | 0 | 0 | 0 | 0 |  | HP | NA | HP.NA1 | 0
1732 | [12 empty] | HP | NA | HP.NA2 | 0
1733 | Total Hydraulic Plant |  |  |  |  | B8 | 1128144014.505 | 1038131914.2741 | 90012100.2309 | 14502905.6007 | 104515005.8317 |  | Total Hydraulic Plant | NA | Total Hydraulic Plant.NA | 104515005.8317
1734 | [12 empty] | Total Hydraulic Plant | NA | Total Hydraulic Plant.NA1 | 0
1735 | Summary of Hydraulic Plant by Factor | [11 empty] | Summary of Hydraulic Plant by Factor | NA | Summary of Hydraulic Plant by Factor.NA | 0
1736 |  |  | S |  |  |  | 0 | 0 | 0 | 0 | 0 |  | Summary of Hydraulic Plant by Factor | NA | Summary of Hydraulic Plant by Factor.NA1 | 0
1737 |  |  | SG |  |  |  | 0 | 0 | 0 | -426745.9803 | -426745.9803 |  | Summary of Hydraulic Plant by Factor | NA | Summary of Hydraulic Plant by Factor.NA2 | -426745.9803
1738 |  |  | CAGW |  |  |  | 0 | 0 | 0 | 0 | 0 |  | Summary of Hydraulic Plant by Factor | NA | Summary of Hydraulic Plant by Factor.NA3 | 0
1739 |  |  | CAGE |  |  |  | 0 | 0 | 0 | 0 | 0 |  | Summary of Hydraulic Plant by Factor | NA | Summary of Hydraulic Plant by Factor.NA4 | 0
1740 |  |  | DGP |  |  |  | 0 | 0 | 0 | 0 | 0 |  | Summary of Hydraulic Plant by Factor | NA | Summary of Hydraulic Plant by Factor.NA5 | 0
1741 |  |  | DGU |  |  |  | 0 | 0 | 0 | 0 | 0 |  | Summary of Hydraulic Plant by Factor | NA | Summary of Hydraulic Plant by Factor.NA6 | 0
1742 | Total Hydraulic Plant by Factor |  |  |  |  | B8 | 0 | 0 | 0 | -426745.9803 | -426745.9803 |  | Total Hydraulic Plant by Factor | NA | Total Hydraulic Plant by Factor.NA | -426745.9803
1743 | [12 empty] | Total Hydraulic Plant by Factor | NA | Total Hydraulic Plant by Factor.NA1 | 0
1744 | 340 | Land and Land Rights | [10 empty] | 340 | NA | 340.NA | 0
1745 |  |  |  |  | S |  | 74985.87 | 74985.87 | 0 | 0 | 0 |  | 340 | S | 340.S | 0
1746 |  |  |  | P | SG |  | 0 | 0 | 0 | 13388.302 | 13388.302 |  | 340 | SG | 340.SG | 13388.302
1747 |  |  |  | P | DGU |  | 0 | 0 | 0 | 0 | 0 |  | 340 | DGU | 340.DGU | 0
1748 |  |  |  | P | CAGW |  | 4527455.54 | 3524036.342 | 1003419.198 | 0 | 1003419.198 |  | 340 | CAGW | 340.CAGW | 1003419.198
1749 |  |  |  | P | CAGE |  | 34730178 | 34730178 | 0 | 0 | 0 |  | 340 | CAGE | 340.CAGE | 0
1750 |  |  |  | P | SG |  | 11786034.595 | 10845653.1245 | 940381.4705 | 0 | 940381.4705 |  | 340 | SG | 340.SG1 | 940381.4705
1751 | [5 empty] | B8 | 51118654.005 | 49174853.3366 | 1943800.6684 | 13388.302 | 1957188.9704 |  | 340 | NA | 340.NA1 | 1957188.9704
1752 | [12 empty] | 340 | NA | 340.NA2 | 0
1753 | 341 | Structures and Improvements | [10 empty] | 341 | NA | 341.NA | 0
1754 |  |  |  | P | SG |  | 0 | 0 | 0 | 52981.5692 | 52981.5692 |  | 341 | SG | 341.SG | 52981.5692
1755 |  |  |  | P | S |  | 72572.38 | 72572.38 | 0 | 0 | 0 |  | 341 | S | 341.S | 0
1756 |  |  |  | P | CAGW |  | 37344075.4537 | 29067514.39 | 8276561.0637 | 6099.3762 | 8282660.4399 |  | 341 | CAGW | 341.CAGW | 8282660.4399
1757 |  |  |  | P | CAGE |  | 137442038.5542 | 137442038.5542 | 0 | 0 | 0 |  | 341 | CAGE | 341.CAGE | 0
1758 |  |  |  | P | SG |  | 97525469.7812 | 89744129.5905 | 7781340.1907 | 0 | 7781340.1907 |  | 341 | SG | 341.SG1 | 7781340.1907
1759 | [5 empty] | B8 | 272384156.1692 | 256326254.9147 | 16057901.2545 | 59080.9453 | 16116982.1998 |  | 341 | NA | 341.NA1 | 16116982.1998
1760 | [12 empty] | 341 | NA | 341.NA2 | 0
1761 | 342 | Fuel Holders, Producers & Accessories | [10 empty] | 342 | NA | 342.NA | 0
1762 |  |  |  | P | SG |  | 0 | 0 | 0 | 0 | 0 |  | 342 | SG | 342.SG | 0
1763 |  |  |  | P | DGU |  | 0 | 0 | 0 | 0 | 0 |  | 342 | DGU | 342.DGU | 0
1764 |  |  |  | P | CAGW |  | 1816983.66 | 1414285.8818 | 402697.7782 | 0 | 402697.7782 |  | 342 | CAGW | 342.CAGW | 402697.7782
1765 |  |  |  | P | CAGE |  | 14581691.7542 | 14581691.7542 | 0 | 0 | 0 |  | 342 | CAGE | 342.CAGE | 0
1766 |  |  |  | P | CAGE |  | 0 | 0 | 0 | 0 | 0 |  | 342 | CAGE | 342.CAGE1 | 0
1767 | [5 empty] | B8 | 16398675.4142 | 15995977.636 | 402697.7782 | 0 | 402697.7782 |  | 342 | NA | 342.NA1 | 402697.7782
1768 | [12 empty] | 342 | NA | 342.NA2 | 0
1769 | 343 | Prime Movers | [10 empty] | 343 | NA | 343.NA | 0
1770 |  |  |  | P | S |  | 0 | 0 | 0 | 0 | 0 |  | 343 | S | 343.S | 0
1771 |  |  |  | P | DGU |  | 0 | 0 | 0 | 0 | 0 |  | 343 | DGU | 343.DGU | 0
1772 |  |  |  | P | SG |  | 0 | 0 | 0 | 12006764.1869 | 12006764.1869 |  | 343 | SG | 343.SG | 12006764.1869
1773 |  |  |  | P | CAGW |  | 332783496.5817 | 259028747.0802 | 73754749.5015 | 2453109.531 | 76207859.0325 |  | 343 | CAGW | 343.CAGW | 76207859.0325
1774 |  |  |  | P | CAGE |  | 802427524.8533 | 802427524.8533 | 0 | 0 | 0 |  | 343 | CAGE | 343.CAGE | 0
1775 |  |  |  | P | SG |  | 2883890877.0896 | 2653791642.1106 | 230099234.979 | 0 | 230099234.979 |  | 343 | SG | 343.SG1 | 230099234.979
1776 | [5 empty] | B8 | 4019101898.5246 | 3715247914.0442 | 303853984.4804 | 14459873.7179 | 318313858.1984 |  | 343 | NA | 343.NA1 | 318313858.1984
1777 | [12 empty] | 343 | NA | 343.NA2 | 0
1778 | 344 | Generators | [10 empty] | 344 | NA | 344.NA | 0
1779 |  |  |  | P | S |  | 282780.7087 | 282780.7087 | 0 | 0 | 0 |  | 344 | S | 344.S | 0
1780 |  |  |  | P | DGU |  | 0 | 0 | 0 | 0 | 0 |  | 344 | DGU | 344.DGU | 0
1781 |  |  |  | P | SG |  | 116954.68 | 107623.1264 | 9331.5536 | 45100.2934 | 54431.847 |  | 344 | SG | 344.SG | 54431.847
1782 |  |  |  | P | CAGW |  | 114396522.775 | 89042840.9735 | 25353681.8015 | 16094.3781 | 25369776.1796 |  | 344 | CAGW | 344.CAGW | 25369776.1796
1783 |  |  |  | P | CAGE |  | 310769633.4312 | 310769633.4312 | 0 | 0 | 0 |  | 344 | CAGE | 344.CAGE | 0
1784 |  |  |  | P | SG |  | 165088467.2188 | 151916425.824 | 13172041.3947 | 0 | 13172041.3947 |  | 344 | SG | 344.SG1 | 13172041.3947
1785 | [5 empty] | B8 | 590654358.8138 | 552119304.0639 | 38535054.7498 | 61194.6715 | 38596249.4213 |  | 344 | NA | 344.NA1 | 38596249.4213
1786 | [12 empty] | 344 | NA | 344.NA2 | 0
1787 | 345 | Accessory Electric Plant | [10 empty] | 345 | NA | 345.NA | 0
1788 |  |  |  | P | SG |  | 0 | 0 | 0 | 21638.6661 | 21638.6661 |  | 345 | SG | 345.SG | 21638.6661
1789 |  |  |  | P | S |  | 310057.7754 | 310057.7754 | 0 | 0 | 0 |  | 345 | S | 345.S | 0
1790 |  |  |  | P | CAGW |  | 48320935.9517 | 37611575.1709 | 10709360.7808 | 5366.6596 | 10714727.4404 |  | 345 | CAGW | 345.CAGW | 10714727.4404
1791 |  |  |  | P | CAGE |  | 165936232.4017 | 165936232.4017 | 0 | 0 | 0 |  | 345 | CAGE | 345.CAGE | 0
1792 |  |  |  | P | SG |  | 240853360.5825 | 221636206.9612 | 19217153.6213 | 0 | 19217153.6213 |  | 345 | SG | 345.SG1 | 19217153.6213
1793 | [5 empty] | B8 | 455420586.7113 | 425494072.3091 | 29926514.4021 | 27005.3256 | 29953519.7277 |  | 345 | NA | 345.NA1 | 29953519.7277
1794 | [12 empty] | 345 | NA | 345.NA2 | 0
1795 | [12 empty] | 345 | NA | 345.NA3 | 0
1796 | [12 empty] | 345 | NA | 345.NA4 | 0
1797 | 346 | Misc. Power Plant Equipment | [10 empty] | 346 | NA | 346.NA | 0
1798 |  |  |  | P | SG |  | 0 | 0 | 0 | 6275.0997 | 6275.0997 |  | 346 | SG | 346.SG | 6275.0997
1799 |  |  |  | P | SG |  | 11756126.5162 | 10818131.3448 | 937995.1715 | 0 | 937995.1715 |  | 346 | SG | 346.SG1 | 937995.1715
1800 |  |  |  | P | CAGW |  | 3481451.83 | 2709858.2556 | 771593.5744 | 0 | 771593.5744 |  | 346 | CAGW | 346.CAGW | 771593.5744
1801 |  |  |  | P | CAGE |  | 9181860.3433 | 9181860.3433 | 0 | 0 | 0 |  | 346 | CAGE | 346.CAGE | 0
1802 | [5 empty] | B8 | 24419438.6896 | 22709849.9437 | 1709588.7458 | 6275.0997 | 1715863.8456 |  | 346 | NA | 346.NA1 | 1715863.8456
1803 | [12 empty] | 346 | NA | 346.NA2 | 0
1804 | 347 | Other Production ARO | [10 empty] | 347 | NA | 347.NA | 0
1805 |  |  |  | P | S |  | 0 | 0 | 0 | 0 | 0 |  | 347 | S | 347.S | 0
1806 | [6 empty] | 0 | 0 | 0 | 0 | 0 |  | 347 | NA | 347.NA1 | 0
1807 | [12 empty] | 347 | NA | 347.NA2 | 0
1808 | OP | Unclassified Other Prod Plant-Acct 300 | [10 empty] | OP | NA | OP.NA | 0
1809 |  |  |  | P | S |  | 0 | 0 | 0 | 0 | 0 |  | OP | S | OP.S | 0
1810 |  |  |  | P | SG |  | 0 | 0 | 0 | 0 | 0 |  | OP | SG | OP.SG | 0
1811 |  |  |  | P | CAGW |  | 0 | 0 | 0 | 0 | 0 |  | OP | CAGW | OP.CAGW | 0
1812 |  |  |  | P | CAGE |  | 0 | 0 | 0 | 0 | 0 |  | OP | CAGE | OP.CAGE | 0
1813 | [6 empty] | 0 | 0 | 0 | 0 | 0 |  | OP | NA | OP.NA1 | 0
1814 | [12 empty] | OP | NA | OP.NA2 | 0
1815 | Total Other Production Plant |  |  |  |  | B8 | 5429497768.3275 | 5037068226.2482 | 392429542.0793 | 14626818.0621 | 407056360.1414 |  | Total Other Production Plant | NA | Total Other Production Plant.NA | 407056360.1414
1816 | [12 empty] | Total Other Production Plant | NA | Total Other Production Plant.NA1 | 0
1817 | Summary of Other Production Plant by Factor | [11 empty] | Summary of Other Production Plant by Factor | NA | Summary of Other Production Plant by Factor.NA | 0
1818 |  |  | S |  |  |  | 740396.7342 | 740396.7342 | 0 | 0 | 0 |  | Summary of Other Production Plant by Factor | NA | Summary of Other Production Plant by Factor.NA1 | 0
1819 |  |  | DGU |  |  |  | 0 | 0 | 0 | 0 | 0 |  | Summary of Other Production Plant by Factor | NA | Summary of Other Production Plant by Factor.NA2 | 0
1820 |  |  | SG |  |  |  | 3411017290.4633 | 3138859812.082 | 272157478.3813 | 12146148.1172 | 284303626.4985 |  | Summary of Other Production Plant by Factor | NA | Summary of Other Production Plant by Factor.NA3 | 284303626.4985
1821 |  |  | CAGW |  |  |  | 542670921.7921 | 422398858.0941 | 120272063.698 | 2480669.9449 | 122752733.6428 |  | Summary of Other Production Plant by Factor | NA | Summary of Other Production Plant by Factor.NA4 | 122752733.6428
1822 |  |  | CAGE |  |  |  | 1475069159.3379 | 1475069159.3379 | 0 | 0 | 0 |  | Summary of Other Production Plant by Factor | NA | Summary of Other Production Plant by Factor.NA5 | 0
1823 |  |  | SSGCT |  |  |  | 0 | 0 | 0 | 0 | 0 |  | Summary of Other Production Plant by Factor | NA | Summary of Other Production Plant by Factor.NA6 | 0
1824 | Total of Other Production Plant by Factor |  |  |  |  | B8 | 5429497768.3275 | 5037068226.2482 | 392429542.0793 | 14626818.0621 | 407056360.1414 |  | Total of Other Production Plant by Factor | NA | Total of Other Production Plant by Factor.NA | 407056360.1414
1825 | [12 empty] | Total of Other Production Plant by Factor | NA | Total of Other Production Plant by Factor.NA1 | 0
1826 | Experimental Plant | [11 empty] | Experimental Plant | NA | Experimental Plant.NA | 0
1827 | 103 | Experimental Plant | [10 empty] | 103 | NA | 103.NA | 0
1828 |  |  |  | P | DGP |  | 0 | 0 | 0 | 0 | 0 |  | 103 | DGP | 103.DGP | 0
1829 | Total Experimental Plant | [5 empty] | 0 | 0 | 0 | 0 | 0 |  | Total Experimental Plant | NA | Total Experimental Plant.NA | 0
1830 | [12 empty] | Total Experimental Plant | NA | Total Experimental Plant.NA1 | 0
1831 | TOTAL PRODUCTION PLANT |  |  |  |  | B8 | 13464720499.9096 | 12588859003.3333 | 875861496.5763 | -38946287.2647 | 836915209.3116 |  | TOTAL PRODUCTION PLANT | NA | TOTAL PRODUCTION PLANT.NA | 836915209.3116
1832 | 350 | Land and Land Rights | [10 empty] | 350 | NA | 350.NA | 0
1833 |  |  |  | T | DGP |  | 0 | 0 | 0 | 0 | 0 |  | 350 | DGP | 350.DGP | 0
1834 |  |  |  | T | DGU |  | 0 | 0 | 0 | 0 | 0 |  | 350 | DGU | 350.DGU | 0
1835 |  |  |  | T | CAGW |  | 0 | 0 | 0 | 0 | 0 |  | 350 | CAGW | 350.CAGW | 0
1836 |  |  |  | T | CAGE |  | 0 | 0 | 0 | 0 | 0 |  | 350 | CAGE | 350.CAGE | 0
1837 |  |  |  | T | JBG |  | 0 | 0 | 0 | 0 | 0 |  | 350 | JBG | 350.JBG | 0
1838 |  |  |  | T | SG |  | 317236746.9362 | 291925132.9091 | 25311614.0271 | 1578046.5115 | 26889660.5387 |  | 350 | SG | 350.SG | 26889660.5387
1839 | [5 empty] | B8 | 317236746.9362 | 291925132.9091 | 25311614.0271 | 1578046.5115 | 26889660.5387 |  | 350 | NA | 350.NA1 | 26889660.5387
1840 | [12 empty] | 350 | NA | 350.NA2 | 0
1841 | 352 | Structures and Improvements | [10 empty] | 352 | NA | 352.NA | 0
1842 |  |  |  | T | S |  | 0 | 0 | 0 | 0 | 0 |  | 352 | S | 352.S | 0
1843 |  |  |  | T | DGP |  | 0 | 0 | 0 | 0 | 0 |  | 352 | DGP | 352.DGP | 0
1844 |  |  |  | T | DGU |  | 0 | 0 | 0 | 0 | 0 |  | 352 | DGU | 352.DGU | 0
1845 |  |  |  | T | CAGW |  | 0 | 0 | 0 | 0 | 0 |  | 352 | CAGW | 352.CAGW | 0
1846 |  |  |  | T | CAGE |  | 0 | 0 | 0 | 0 | 0 |  | 352 | CAGE | 352.CAGE | 0
1847 |  |  |  | T | JBG |  | 0 | 0 | 0 | 0 | 0 |  | 352 | JBG | 352.JBG | 0
1848 |  |  |  | T | SG |  | 343853358.1179 | 316418063.9199 | 27435294.198 | 2362496.3354 | 29797790.5334 |  | 352 | SG | 352.SG | 29797790.5334
1849 | [5 empty] | B8 | 343853358.1179 | 316418063.9199 | 27435294.198 | 2362496.3354 | 29797790.5334 |  | 352 | NA | 352.NA1 | 29797790.5334
1850 | [12 empty] | 352 | NA | 352.NA2 | 0
1851 | 353 | Station Equipment | [10 empty] | 353 | NA | 353.NA | 0
1852 |  |  |  | T | DGP |  | 0 | 0 | 0 | 0 | 0 |  | 353 | DGP | 353.DGP | 0
1853 |  |  |  | T | DGU |  | 0 | 0 | 0 | 0 | 0 |  | 353 | DGU | 353.DGU | 0
1854 |  |  |  | T | CAGW |  | 1969943.43 | 1533345.2041 | 436598.2259 | 3945272.2721 | 4381870.4979 |  | 353 | CAGW | 353.CAGW | 4381870.4979
1855 |  |  |  | T | CAGE |  | 0 | 0 | 0 | 0 | 0 |  | 353 | CAGE | 353.CAGE | 0
1856 |  |  |  | T | JBG |  | 0 | 0 | 0 | 3201215.0493 | 3201215.0493 |  | 353 | JBG | 353.JBG | 3201215.0493
1857 |  |  |  | T | SG |  | 2485222213.2279 | 2286931863.7007 | 198290349.5272 | -3739206.1359 | 194551143.3913 |  | 353 | SG | 353.SG | 194551143.3913
1858 | [5 empty] | B8 | 2487192156.6579 | 2288465208.9048 | 198726947.7531 | 3407281.1854 | 202134228.9385 |  | 353 | NA | 353.NA1 | 202134228.9385
1859 | [12 empty] | 353 | NA | 353.NA2 | 0
1860 | 354 | Towers and Fixtures | [10 empty] | 354 | NA | 354.NA | 0
1861 |  |  |  | T | DGP |  | 0 | 0 | 0 | 0 | 0 |  | 354 | DGP | 354.DGP | 0
1862 |  |  |  | T | DGU |  | 0 | 0 | 0 | 0 | 0 |  | 354 | DGU | 354.DGU | 0
1863 |  |  |  | T | CAGW |  | 0 | 0 | 0 | 0 | 0 |  | 354 | CAGW | 354.CAGW | 0
1864 |  |  |  | T | CAGE |  | 0 | 0 | 0 | 0 | 0 |  | 354 | CAGE | 354.CAGE | 0
1865 |  |  |  | T | JBG |  | 0 | 0 | 0 | 0 | 0 |  | 354 | JBG | 354.JBG | 0
1866 |  |  |  | T | SG |  | 1423145554.14 | 1309595937.588 | 113549616.552 | 6170812.3325 | 119720428.8845 |  | 354 | SG | 354.SG | 119720428.8845
1867 | [5 empty] | B8 | 1423145554.14 | 1309595937.588 | 113549616.552 | 6170812.3325 | 119720428.8845 |  | 354 | NA | 354.NA1 | 119720428.8845
1868 | [12 empty] | 354 | NA | 354.NA2 | 0
1869 | 355 | Poles and Fixtures | [10 empty] | 355 | NA | 355.NA | 0
1870 |  |  |  | T | DGP |  | 0 | 0 | 0 | 0 | 0 |  | 355 | DGP | 355.DGP | 0
1871 |  |  |  | T | DGU |  | 0 | 0 | 0 | 0 | 0 |  | 355 | DGU | 355.DGU | 0
1872 |  |  |  | T | CAGW |  | 0 | 0 | 0 | -14931.105 | -14931.105 |  | 355 | CAGW | 355.CAGW | -14931.105
1873 |  |  |  | T | CAGE |  | 0 | 0 | 0 | 0 | 0 |  | 355 | CAGE | 355.CAGE | 0
1874 |  |  |  | T | JBG |  | 0 | 0 | 0 | 0 | 0 |  | 355 | JBG | 355.JBG | 0
1875 |  |  |  | T | SG |  | 1187970712.3463 | 1093185173.039 | 94785539.3073 | 77187989.8508 | 171973529.1581 |  | 355 | SG | 355.SG | 171973529.1581
1876 | [5 empty] | B8 | 1187970712.3463 | 1093185173.039 | 94785539.3073 | 77173058.7458 | 171958598.0531 |  | 355 | NA | 355.NA1 | 171958598.0531
1877 | [12 empty] | 355 | NA | 355.NA2 | 0
1878 | 356 | Clearing and Grading | [10 empty] | 356 | NA | 356.NA | 0
1879 |  |  |  | T | DGP |  | 0 | 0 | 0 | 0 | 0 |  | 356 | DGP | 356.DGP | 0
1880 |  |  |  | T | DGU |  | 0 | 0 | 0 | 0 | 0 |  | 356 | DGU | 356.DGU | 0
1881 |  |  |  | T | CAGW |  | 0 | 0 | 0 | 0 | 0 |  | 356 | CAGW | 356.CAGW | 0
1882 |  |  |  | T | CAGE |  | 0 | 0 | 0 | 0 | 0 |  | 356 | CAGE | 356.CAGE | 0
1883 |  |  |  | T | JBG |  | 0 | 0 | 0 | 0 | 0 |  | 356 | JBG | 356.JBG | 0
1884 |  |  |  | T | SG |  | 1516382804.3863 | 1395393995.1368 | 120988809.2495 | 8335779.23 | 129324588.4795 |  | 356 | SG | 356.SG | 129324588.4795
1885 | [5 empty] | B8 | 1516382804.3863 | 1395393995.1368 | 120988809.2495 | 8335779.23 | 129324588.4795 |  | 356 | NA | 356.NA1 | 129324588.4795
1886 | [12 empty] | 356 | NA | 356.NA2 | 0
1887 | 357 | Underground Conduit | [10 empty] | 357 | NA | 357.NA | 0
1888 |  |  |  | T | DGP |  | 0 | 0 | 0 | 0 | 0 |  | 357 | DGP | 357.DGP | 0
1889 |  |  |  | T | DGU |  | 0 | 0 | 0 | 0 | 0 |  | 357 | DGU | 357.DGU | 0
1890 |  |  |  | T | CAGW |  | 0 | 0 | 0 | 0 | 0 |  | 357 | CAGW | 357.CAGW | 0
1891 |  |  |  | T | CAGE |  | 0 | 0 | 0 | 0 | 0 |  | 357 | CAGE | 357.CAGE | 0
1892 |  |  |  | T | SG |  | 3857984.1217 | 3550164.1545 | 307819.9671 | 1.7065 | 307821.6736 |  | 357 | SG | 357.SG | 307821.6736
1893 | [5 empty] | B8 | 3857984.1217 | 3550164.1545 | 307819.9671 | 1.7065 | 307821.6736 |  | 357 | NA | 357.NA1 | 307821.6736
1894 | [12 empty] | 357 | NA | 357.NA2 | 0
1895 | 358 | Underground Conductors | [10 empty] | 358 | NA | 358.NA | 0
1896 |  |  |  | T | DGP |  | 0 | 0 | 0 | 0 | 0 |  | 358 | DGP | 358.DGP | 0
1897 |  |  |  | T | DGU |  | 0 | 0 | 0 | 0 | 0 |  | 358 | DGU | 358.DGU | 0
1898 |  |  |  | T | CAGW |  | 0 | 0 | 0 | 0 | 0 |  | 358 | CAGW | 358.CAGW | 0
1899 |  |  |  | T | CAGE |  | 0 | 0 | 0 | 0 | 0 |  | 358 | CAGE | 358.CAGE | 0
1900 |  |  |  | T | SG |  | 9080617.31 | 8356095.0638 | 724522.2462 | 0 | 724522.2462 |  | 358 | SG | 358.SG | 724522.2462
1901 | [5 empty] | B8 | 9080617.31 | 8356095.0638 | 724522.2462 | 0 | 724522.2462 |  | 358 | NA | 358.NA1 | 724522.2462
1902 | [12 empty] | 358 | NA | 358.NA2 | 0
1903 | 359 | Roads and Trails | [10 empty] | 359 | NA | 359.NA | 0
1904 |  |  |  | T | DGP |  | 0 | 0 | 0 | 0 | 0 |  | 359 | DGP | 359.DGP | 0
1905 |  |  |  | T | JBG |  | 0 | 0 | 0 | 0 | 0 |  | 359 | JBG | 359.JBG | 0
1906 |  |  |  | T | CAGW |  | 0 | 0 | 0 | 0 | 0 |  | 359 | CAGW | 359.CAGW | 0
1907 |  |  |  | T | CAGE |  | 0 | 0 | 0 | 0 | 0 |  | 359 | CAGE | 359.CAGE | 0
1908 |  |  |  | T | SG |  | 12141657.6813 | 11172901.8361 | 968755.8451 | -15.1087 | 968740.7364 |  | 359 | SG | 359.SG | 968740.7364
1909 | [5 empty] | B8 | 12141657.6813 | 11172901.8361 | 968755.8451 | -15.1087 | 968740.7364 |  | 359 | NA | 359.NA1 | 968740.7364
1910 | [12 empty] | 359 | NA | 359.NA2 | 0
1911 | TP | Unclassified Trans Plant - Acct 300 | [10 empty] | TP | NA | TP.NA | 0
1912 |  |  |  | T | SG |  | 575618829.1792 | 529691483.8396 | 45927345.3395 | -29111787.9855 | 16815557.354 |  | TP | SG | TP.SG | 16815557.354
1913 |  |  |  | T | CAGW |  | -24070.6733 | -18735.8941 | -5334.7792 | 5334.7792 | 0 |  | TP | CAGW | TP.CAGW | 0
1914 |  |  |  | T | CAGE |  | -47827.8087 | -47827.8087 | 0 | 0 | 0 |  | TP | CAGE | TP.CAGE | 0
1915 | [6 empty] | 575546930.6971 | 529624920.1368 | 45922010.5603 | -29106453.2063 | 16815557.354 |  | TP | NA | TP.NA1 | 16815557.354
1916 | [12 empty] | TP | NA | TP.NA2 | 0
1917 | TS0 | Unclassified Trans Sub Plant - Acct 300 | [10 empty] | TS0 | NA | TS0.NA | 0
1918 |  |  |  | T | SG |  | 0 | 0 | 0 | 0 | 0 |  | TS0 | SG | TS0.SG | 0
1919 | [6 empty] | 0 | 0 | 0 | 0 | 0 |  | TS0 | NA | TS0.NA1 | 0
1920 | [12 empty] | TS0 | NA | TS0.NA2 | 0
1921 | TOTAL TRANSMISSION PLANT |  |  |  |  | B8 | 7876408522.3946 | 7247687592.6888 | 628720929.7058 | 69921007.7322 | 698641937.438 |  | TOTAL TRANSMISSION PLANT | NA | TOTAL TRANSMISSION PLANT.NA | 698641937.438
1922 | Summary of Transmission Plant by Factor | [11 empty] | Summary of Transmission Plant by Factor | NA | Summary of Transmission Plant by Factor.NA | 0
1923 |  |  | JBG |  |  |  | 0 | 0 | 0 | 3201215.0493 | 3201215.0493 |  | Summary of Transmission Plant by Factor | NA | Summary of Transmission Plant by Factor.NA1 | 3201215.0493
1924 |  |  | JBE |  |  |  | 0 | 0 | 0 | 0 | 0 |  | Summary of Transmission Plant by Factor | NA | Summary of Transmission Plant by Factor.NA2 | 0
1925 |  |  | CAGW |  |  |  | 1945872.7567 | 1514609.31 | 431263.4467 | 3935675.9463 | 4366939.393 |  | Summary of Transmission Plant by Factor | NA | Summary of Transmission Plant by Factor.NA3 | 4366939.393
1926 |  |  | CAGE |  |  |  | -47827.8087 | -47827.8087 | 0 | 0 | 0 |  | Summary of Transmission Plant by Factor | NA | Summary of Transmission Plant by Factor.NA4 | 0
1927 |  |  | SG |  |  |  | 7874510477.4467 | 7246220811.1875 | 628289666.2591 | 62784116.7366 | 691073782.9958 |  | Summary of Transmission Plant by Factor | NA | Summary of Transmission Plant by Factor.NA5 | 691073782.9958
1928 | Total Transmission Plant by Factor |  |  |  |  | B8 | 7876408522.3946 | 7247687592.6888 | 628720929.7058 | 69921007.7322 | 698641937.438 |  | Total Transmission Plant by Factor | NA | Total Transmission Plant by Factor.NA | 698641937.438
1929 | 360 | Land and Land Rights | [10 empty] | 360 | NA | 360.NA | 0
1930 |  |  |  | DPW | S |  | 67529478.1312 | 65647873.8462 | 1881604.285 | 371964.7031 | 2253568.9881 |  | 360 | S | 360.S1 | 2253568.9881
1931 | [5 empty] | B8 | 67529478.1312 | 65647873.8462 | 1881604.285 | 371964.7031 | 2253568.9881 |  | 360 | NA | 360.NA1 | 2253568.9881
1932 | [12 empty] | 360 | NA | 360.NA2 | 0
1933 | 361 | Structures and Improvements | [10 empty] | 361 | NA | 361.NA | 0
1934 |  |  |  | DPW | S |  | 132942689.3437 | 124736954.3837 | 8205734.96 | 933290.196 | 9139025.156 |  | 361 | S | 361.S1 | 9139025.156
1935 | [5 empty] | B8 | 132942689.3437 | 124736954.3837 | 8205734.96 | 933290.196 | 9139025.156 |  | 361 | NA | 361.NA1 | 9139025.156
1936 | [12 empty] | 361 | NA | 361.NA2 | 0
1937 | 362 | Station Equipment | [10 empty] | 362 | NA | 362.NA | 0
1938 |  |  |  | DPW | S |  | 1092667886.6612 | 1008598680.9962 | 84069205.665 | 8850800.7365 | 92920006.4015 |  | 362 | S | 362.S1 | 92920006.4015
1939 | [5 empty] | B8 | 1092667886.6612 | 1008598680.9962 | 84069205.665 | 8850800.7365 | 92920006.4015 |  | 362 | NA | 362.NA1 | 92920006.4015
1940 | [12 empty] | 362 | NA | 362.NA2 | 0
1941 | 363 | Storage Battery Equipment | [10 empty] | 363 | NA | 363.NA | 0
1942 |  |  |  | DPW | S |  | 0 | 0 | 0 | 0 | 0 |  | 363 | S | 363.S1 | 0
1943 | [5 empty] | B8 | 0 | 0 | 0 | 0 | 0 |  | 363 | NA | 363.NA1 | 0
1944 | [12 empty] | 363 | NA | 363.NA2 | 0
1945 | 364 | Poles, Towers & Fixtures | [10 empty] | 364 | NA | 364.NA | 0
1946 |  |  |  | DPW | S |  | 1403211648.5567 | 1282201821.3592 | 121009827.1975 | 9081757.4614 | 130091584.6589 |  | 364 | S | 364.S1 | 130091584.6589
1947 | [5 empty] | B8 | 1403211648.5567 | 1282201821.3592 | 121009827.1975 | 9081757.4614 | 130091584.6589 |  | 364 | NA | 364.NA1 | 130091584.6589
1948 | [12 empty] | 364 | NA | 364.NA2 | 0
1949 | 365 | Overhead Conductors | [10 empty] | 365 | NA | 365.NA | 0
1950 |  |  |  | DPW | S |  | 880141945.3133 | 794283550.2379 | 85858395.0754 | 6646513.8242 | 92504908.8996 |  | 365 | S | 365.S1 | 92504908.8996
1951 | [5 empty] | B8 | 880141945.3133 | 794283550.2379 | 85858395.0754 | 6646513.8242 | 92504908.8996 |  | 365 | NA | 365.NA1 | 92504908.8996
1952 | [12 empty] | 365 | NA | 365.NA2 | 0
1953 | 366 | Underground Conduit | [10 empty] | 366 | NA | 366.NA | 0
1954 |  |  |  | DPW | S |  | 438961381.1512 | 417325305.1992 | 21636075.9521 | 3485313.3421 | 25121389.2942 |  | 366 | S | 366.S1 | 25121389.2942
1955 | [5 empty] | B8 | 438961381.1512 | 417325305.1992 | 21636075.9521 | 3485313.3421 | 25121389.2942 |  | 366 | NA | 366.NA1 | 25121389.2942
1956 | [12 empty] | 366 | NA | 366.NA2 | 0
1957 | [12 empty] | 366 | NA | 366.NA3 | 0
1958 | [12 empty] | 366 | NA | 366.NA4 | 0
1959 | [12 empty] | 366 | NA | 366.NA5 | 0
1960 | 367 | Underground Conductors | [10 empty] | 367 | NA | 367.NA | 0
1961 |  |  |  | DPW | S |  | 1019236608.9758 | 984946286.1217 | 34290322.8542 | 6243544.4762 | 40533867.3303 |  | 367 | S | 367.S1 | 40533867.3303
1962 | [5 empty] | B8 | 1019236608.9758 | 984946286.1217 | 34290322.8542 | 6243544.4762 | 40533867.3303 |  | 367 | NA | 367.NA1 | 40533867.3303
1963 | [12 empty] | 367 | NA | 367.NA2 | 0
1964 | 368 | Line Transformers | [10 empty] | 368 | NA | 368.NA | 0
1965 |  |  |  | DPW | S |  | 1532991705.5871 | 1408124861.1508 | 124866844.4363 | 9220977.3973 | 134087821.8336 |  | 368 | S | 368.S1 | 134087821.8336
1966 | [5 empty] | B8 | 1532991705.5871 | 1408124861.1508 | 124866844.4363 | 9220977.3973 | 134087821.8336 |  | 368 | NA | 368.NA1 | 134087821.8336
1967 | [12 empty] | 368 | NA | 368.NA2 | 0
1968 | 369 | Services | [10 empty] | 369 | NA | 369.NA | 0
1969 |  |  |  | DPW | S |  | 956325883.9608 | 881326913.9238 | 74998970.0371 | 6455424.8901 | 81454394.9272 |  | 369 | S | 369.S1 | 81454394.9272
1970 | [5 empty] | B8 | 956325883.9608 | 881326913.9238 | 74998970.0371 | 6455424.8901 | 81454394.9272 |  | 369 | NA | 369.NA1 | 81454394.9272
1971 | [12 empty] | 369 | NA | 369.NA2 | 0
1972 | 370 | Meters | [10 empty] | 370 | NA | 370.NA | 0
1973 |  |  |  | DPW | S |  | 262272912.58 | 247496769.895 | 14776142.685 | 1770793.0423 | 16546935.7273 |  | 370 | S | 370.S1 | 16546935.7273
1974 | [5 empty] | B8 | 262272912.58 | 247496769.895 | 14776142.685 | 1770793.0423 | 16546935.7273 |  | 370 | NA | 370.NA1 | 16546935.7273
1975 | [12 empty] | 370 | NA | 370.NA2 | 0
1976 | 371 | Installations on Customers' Premises | [10 empty] | 371 | NA | 371.NA | 0
1977 |  |  |  | DPW | S |  | 8800611.4308 | 8283012.4929 | 517598.9379 | 50097.8653 | 567696.8032 |  | 371 | S | 371.S1 | 567696.8032
1978 | [5 empty] | B8 | 8800611.4308 | 8283012.4929 | 517598.9379 | 50097.8653 | 567696.8032 |  | 371 | NA | 371.NA1 | 567696.8032
1979 | [12 empty] | 371 | NA | 371.NA2 | 0
1980 | 372 | Leased Property | [10 empty] | 372 | NA | 372.NA | 0
1981 |  |  |  | DPW | S |  | 0 | 0 | 0 | 0 | 0 |  | 372 | S | 372.S1 | 0
1982 | [5 empty] | B8 | 0 | 0 | 0 | 0 | 0 |  | 372 | NA | 372.NA1 | 0
1983 | [12 empty] | 372 | NA | 372.NA2 | 0
1984 | 373 | Street Lights | [10 empty] | 373 | NA | 373.NA2 | 0
1985 |  |  |  | DPW | S |  | 62927264.6263 | 58926575.3788 | 4000689.2475 | 358613.4198 | 4359302.6673 |  | 373 | S | 373.S1 | 4359302.6673
1986 | [5 empty] | B8 | 62927264.6263 | 58926575.3788 | 4000689.2475 | 358613.4198 | 4359302.6673 |  | 373 | NA | 373.NA3 | 4359302.6673
1987 | [12 empty] | 373 | NA | 373.NA4 | 0
1988 | DP | Unclassified Dist Plant - Acct 300 | [10 empty] | DP | NA | DP.NA | 0
1989 |  |  |  | DPW | S |  | 139265522.1571 | 132277544.4946 | 6987977.6625 | 4314348.6475 | 11302326.31 |  | DP | S | DP.S | 11302326.31
1990 | [6 empty] | 139265522.1571 | 132277544.4946 | 6987977.6625 | 4314348.6475 | 11302326.31 |  | DP | NA | DP.NA1 | 11302326.31
1991 | [12 empty] | DP | NA | DP.NA2 | 0
1992 | DS0 | Unclassified Dist Sub Plant - Acct 300 | [10 empty] | DS0 | NA | DS0.NA | 0
1993 |  |  |  | DPW | S |  | 0 | 0 | 0 | 0 | 0 |  | DS0 | S | DS0.S | 0
1994 | [6 empty] | 0 | 0 | 0 | 0 | 0 |  | DS0 | NA | DS0.NA1 | 0
1995 | [12 empty] | DS0 | NA | DS0.NA2 | 0
1996 | [12 empty] | DS0 | NA | DS0.NA3 | 0
1997 | TOTAL DISTRIBUTION PLANT |  |  |  |  | B8 | 7997275538.4754 | 7414176149.48 | 583099388.9954 | 57783440.0019 | 640882828.9973 |  | TOTAL DISTRIBUTION PLANT | NA | TOTAL DISTRIBUTION PLANT.NA | 640882828.9973
1998 | [12 empty] | TOTAL DISTRIBUTION PLANT | NA | TOTAL DISTRIBUTION PLANT.NA1 | 0
1999 | Summary of Distribution Plant by Factor | [11 empty] | Summary of Distribution Plant by Factor | NA | Summary of Distribution Plant by Factor.NA | 0
2000 |  |  | S |  |  |  | 7997275538.4754 | 7414176149.48 | 583099388.9954 | 57783440.0019 | 640882828.9973 |  | Summary of Distribution Plant by Factor | NA | Summary of Distribution Plant by Factor.NA1 | 640882828.9973
2001 | [12 empty] | Summary of Distribution Plant by Factor | NA | Summary of Distribution Plant by Factor.NA2 | 0
2002 | Total Distribution Plant by Factor |  |  |  |  | B8 | 7997275538.4754 | 7414176149.48 | 583099388.9954 | 57783440.0019 | 640882828.9973 |  | Total Distribution Plant by Factor | NA | Total Distribution Plant by Factor.NA | 640882828.9973
2003 | 389 | Land and Land Rights | [10 empty] | 389 | NA | 389.NA | 0
2004 |  |  |  | G-SITUS | S |  | 15079558.2 | 13980731.85 | 1098826.35 | 0 | 1098826.35 |  | 389 | S | 389.S | 1098826.35
2005 |  |  |  | CUST | CN |  | 1128505.79 | 1052410.857 | 76094.933 | 0 | 76094.933 |  | 389 | CN | 389.CN | 76094.933
2006 |  |  |  | G-DGU | DGU |  | 0 | 0 | 0 | 0 | 0 |  | 389 | DGU | 389.DGU | 0
2007 |  |  |  | G-SG | SG |  | 1227.55 | 1129.6065 | 97.9435 | 0 | 97.9435 |  | 389 | SG | 389.SG | 97.9435
2008 |  |  |  | G-SG | CAGW |  | 0 | 0 | 0 | 0 | 0 |  | 389 | CAGW | 389.CAGW | 0
2009 |  |  |  | G-SG | CAGE |  | 332.32 | 332.32 | 0 | 0 | 0 |  | 389 | CAGE | 389.CAGE | 0
2010 |  |  |  | PTD | SO |  | 7611617.18 | 7072365.9936 | 539251.1864 | 0 | 539251.1864 |  | 389 | SO | 389.SO | 539251.1864
2011 | [5 empty] | B8 | 23821241.04 | 22106970.6272 | 1714270.4128 | 0 | 1714270.4128 |  | 389 | NA | 389.NA1 | 1714270.4128
2012 | [12 empty] | 389 | NA | 389.NA2 | 0
2013 | 390 | Structures and Improvements | [10 empty] | 390 | NA | 390.NA | 0
2014 |  |  |  | G-SITUS | S |  | 140444826.9825 | 126248719.9021 | 14196107.0804 | 97875.9596 | 14293983.04 |  | 390 | S | 390.S | 14293983.04
2015 |  |  |  | G-DGP | CAEE |  | 893648.4329 | 893648.4329 | 0 | 0 | 0 |  | 390 | CAEE | 390.CAEE | 0
2016 |  |  |  | P | SE |  | 0 | 0 | 0 | 0 | 0 |  | 390 | SE | 390.SE | 0
2017 |  |  |  | CUST | CN |  | 8207714.94 | 7654270.2667 | 553444.6733 | 0 | 553444.6733 |  | 390 | CN | 390.CN | 553444.6733
2018 |  |  |  | G-SG | SG |  | 11452008.6562 | 10538278.372 | 913730.2842 | -1226.471 | 912503.8132 |  | 390 | SG | 390.SG | 912503.8132
2019 |  |  |  | G-SG | CAGW |  | 10644.09 | 8285.0422 | 2359.0478 | 0 | 2359.0478 |  | 390 | CAGW | 390.CAGW | 2359.0478
2020 |  |  |  | G-SG | CAGE |  | 497785.76 | 497785.76 | 0 | 0 | 0 |  | 390 | CAGE | 390.CAGE | 0
2021 |  |  |  | PTD | JBG |  | 0 | 0 | 0 | 0 | 0 |  | 390 | JBG | 390.JBG | 0
2022 |  |  |  | PTD | SO |  | 104088842.3354 | 96714583.9632 | 7374258.3723 | 271961.9849 | 7646220.3571 |  | 390 | SO | 390.SO | 7646220.3571
2023 | [5 empty] | B8 | 265595471.1971 | 242555571.739 | 23039899.4581 | 368611.4734 | 23408510.9315 |  | 390 | NA | 390.NA1 | 23408510.9315
2024 | [12 empty] | 390 | NA | 390.NA2 | 0
2025 | 391 | Office Furniture & Equipment | [10 empty] | 391 | NA | 391.NA | 0
2026 |  |  |  | G-SITUS | S |  | 7141972.8796 | 6771145.5183 | 370827.3613 | 61382.1588 | 432209.52 |  | 391 | S | 391.S | 432209.52
2027 |  |  |  | G-DGP | DGP |  | 0 | 0 | 0 | 0 | 0 |  | 391 | DGP | 391.DGP | 0
2028 |  |  |  | G-DGU | DGU |  | 0 | 0 | 0 | 0 | 0 |  | 391 | DGU | 391.DGU | 0
2029 |  |  |  | CUST | CN |  | 3592749.465 | 3350491.0449 | 242258.4201 | 10025.369 | 252283.7891 |  | 391 | CN | 391.CN | 252283.7891
2030 |  |  |  | G-SG | SG |  | 1014823.3583 | 933852.8611 | 80970.4973 | 2222.8548 | 83193.3521 |  | 391 | SG | 391.SG | 83193.3521
2031 |  |  |  | P | SE |  | 0 | 0 | 0 | 0 | 0 |  | 391 | SE | 391.SE | 0
2032 |  |  |  | PTD | SO |  | 65845922.4771 | 61181014.7482 | 4664907.7289 | 575274.7678 | 5240182.4967 |  | 391 | SO | 391.SO | 5240182.4967
2033 |  |  |  | G-SG | CAGW |  | 241558.9554 | 188022.2854 | 53536.67 | -93.6642 | 53443.0058 |  | 391 | CAGW | 391.CAGW | 53443.0058
2034 |  |  |  | G-SG | CAGE |  | 2703569.5446 | 2703569.5446 | 0 | 0 | 0 |  | 391 | CAGE | 391.CAGE | 0
2035 |  |  |  | P | JBG |  | 273248.56 | 212688.5283 | 60560.0317 | 0 | 60560.0317 |  | 391 | JBG | 391.JBG | 60560.0317
2036 |  |  |  | P | JBE |  | 0 | 0 | 0 | 0 | 0 |  | 391 | JBE | 391.JBE | 0
2037 |  |  |  | P | CAEE |  | 31953.6 | 31953.6 | 0 | 0 | 0 |  | 391 | CAEE | 391.CAEE | 0
2038 |  |  |  | G-SG | CAGE |  | 0 | 0 | 0 | 0 | 0 |  | 391 | CAGE | 391.CAGE1 | 0
2039 |  |  |  | G-SG | CAGE |  | 0 | 0 | 0 | 0 | 0 |  | 391 | CAGE | 391.CAGE2 | 0
2040 | [5 empty] | B8 | 80845798.84 | 75372738.1307 | 5473060.7093 | 648811.4862 | 6121872.1954 |  | 391 | NA | 391.NA1 | 6121872.1954
2041 | [12 empty] | 391 | NA | 391.NA2 | 0
2042 | 392 | Transportation Equipment | [10 empty] | 392 | NA | 392.NA | 0
2043 |  |  |  | G-SITUS | S |  | 107210460.5254 | 101104306.5954 | 6106153.93 | 255903.74 | 6362057.67 |  | 392 | S | 392.S | 6362057.67
2044 |  |  |  | PTD | SO |  | 7397913.005 | 6873801.8641 | 524111.1409 | -41180.4247 | 482930.7162 |  | 392 | SO | 392.SO | 482930.7162
2045 |  |  |  | G-SG | SG |  | 11734002.9158 | 10797772.9372 | 936229.9786 | 11807.7013 | 948037.6799 |  | 392 | SG | 392.SG | 948037.6799
2046 |  |  |  | CUST | CN |  | 0 | 0 | 0 | 0 | 0 |  | 392 | CN | 392.CN | 0
2047 |  |  |  | G-DGU | DGU |  | 0 | 0 | 0 | 0 | 0 |  | 392 | DGU | 392.DGU | 0
2048 |  |  |  | P | SE |  | 0 | 0 | 0 | 0 | 0 |  | 392 | SE | 392.SE | 0
2049 |  |  |  | G-DGP | DGP |  | 0 | 0 | 0 | 0 | 0 |  | 392 | DGP | 392.DGP | 0
2050 |  |  |  | G-SG | CAGW |  | 213777.15 | 166397.7568 | 47379.3932 | 0 | 47379.3932 |  | 392 | CAGW | 392.CAGW | 47379.3932
2051 |  |  |  | G-SG | CAGE |  | 9115414.9233 | 9115414.9233 | 0 | 0 | 0 |  | 392 | CAGE | 392.CAGE | 0
2052 |  |  |  | P | JBG |  | 2873357.2062 | 2236535.5395 | 636821.6668 | -8735.9467 | 628085.7201 |  | 392 | JBG | 392.JBG | 628085.7201
2053 |  |  |  | P | CAEW |  | 0 | 0 | 0 | 0 | 0 |  | 392 | CAEW | 392.CAEW | 0
2054 |  |  |  | P | CAEE |  | 328144.735 | 328144.735 | 0 | 0 | 0 |  | 392 | CAEE | 392.CAEE | 0
2055 |  |  |  | G-SG | CAGE |  | 0 | 0 | 0 | 0 | 0 |  | 392 | CAGE | 392.CAGE1 | 0
2056 |  |  |  | G-SG | CAGE |  | 0 | 0 | 0 | 0 | 0 |  | 392 | CAGE | 392.CAGE2 | 0
2057 | [5 empty] | B8 | 138873070.4608 | 130622374.3513 | 8250696.1096 | 217795.0699 | 8468491.1795 |  | 392 | NA | 392.NA1 | 8468491.1795
2058 | [12 empty] | 392 | NA | 392.NA2 | 0
2059 | 393 | Stores Equipment | [10 empty] | 393 | NA | 393.NA | 0
2060 |  |  |  | G-SITUS | S |  | 9245355.9987 | 8555301.9179 | 690054.0808 | 7282.4592 | 697336.54 |  | 393 | S | 393.S | 697336.54
2061 |  |  |  | G-DGP | DGP |  | 0 | 0 | 0 | 0 | 0 |  | 393 | DGP | 393.DGP | 0
2062 |  |  |  | G-DGU | DGU |  | 0 | 0 | 0 | 0 | 0 |  | 393 | DGU | 393.DGU | 0
2063 |  |  |  | PTD | SO |  | 234651.8396 | 218027.7399 | 16624.0997 | -1166.574 | 15457.5257 |  | 393 | SO | 393.SO | 15457.5257
2064 |  |  |  | G-SG | SG |  | 1637074.5042 | 1506455.9728 | 130618.5314 | 23373.5386 | 153992.07 |  | 393 | SG | 393.SG | 153992.07
2065 |  |  |  | G-SG | CAGW |  | 212657.0204 | 165525.8813 | 47131.1391 | -6001.3857 | 41129.7534 |  | 393 | CAGW | 393.CAGW | 41129.7534
2066 |  |  |  | G-SG | CAGE |  | 3365265.4975 | 3365265.4975 | 0 | 0 | 0 |  | 393 | CAGE | 393.CAGE | 0
2067 |  |  |  | G-SG | JBG |  | 962320.43 | 749041.5175 | 213278.9125 | 0 | 213278.9125 |  | 393 | JBG | 393.JBG | 213278.9125
2068 |  |  |  | G-SG | CAGE |  | 0 | 0 | 0 | 0 | 0 |  | 393 | CAGE | 393.CAGE1 | 0
2069 | [5 empty] | B8 | 15657325.2904 | 14559618.5269 | 1097706.7635 | 23488.038 | 1121194.8016 |  | 393 | NA | 393.NA1 | 1121194.8016
2070 | [12 empty] | 393 | NA | 393.NA2 | 0
2071 | 394 | Tools, Shop & Garage Equipment | [10 empty] | 394 | NA | 394.NA | 0
2072 |  |  |  | G-SITUS | S |  | 37420319.2975 | 34696579.3321 | 2723739.9654 | 23796.5846 | 2747536.55 |  | 394 | S | 394.S | 2747536.55
2073 |  |  |  | G-DGP | DGP |  | 0 | 0 | 0 | 0 | 0 |  | 394 | DGP | 394.DGP | 0
2074 |  |  |  | G-SG | SG |  | 3131798.5367 | 2881919.3012 | 249879.2354 | 22696.0899 | 272575.3253 |  | 394 | SG | 394.SG | 272575.3253
2075 |  |  |  | PTD | SO |  | 1895974.0479 | 1761652.2303 | 134321.8176 | -4356.5659 | 129965.2517 |  | 394 | SO | 394.SO | 129965.2517
2076 |  |  |  | P | SE |  | 0 | 0 | 0 | 0 | 0 |  | 394 | SE | 394.SE | 0
2077 |  |  |  | G-DGU | DGU |  | 0 | 0 | 0 | 0 | 0 |  | 394 | DGU | 394.DGU | 0
2078 |  |  |  | G-SG | CAGW |  | 726394.6887 | 565403.958 | 160990.7308 | 3017.9359 | 164008.6667 |  | 394 | CAGW | 394.CAGW | 164008.6667
2079 |  |  |  | G-SG | CAGE |  | 15082435.2304 | 15082435.2304 | 0 | 0 | 0 |  | 394 | CAGE | 394.CAGE | 0
2080 |  |  |  | P | JBG |  | 2835298.0617 | 2206911.4366 | 628386.6251 | -16637.6541 | 611748.971 |  | 394 | JBG | 394.JBG | 611748.971
2081 |  |  |  | P | CAEW |  | 0 | 0 | 0 | 0 | 0 |  | 394 | CAEW | 394.CAEW | 0
2082 |  |  |  | P | CAEE |  | 125691.07 | 125691.07 | 0 | 0 | 0 |  | 394 | CAEE | 394.CAEE | 0
2083 |  |  |  | G-SG | CAGE |  | 0 | 0 | 0 | 0 | 0 |  | 394 | CAGE | 394.CAGE1 | 0
2084 |  |  |  | G-SG | CAGE |  | 0 | 0 | 0 | 0 | 0 |  | 394 | CAGE | 394.CAGE2 | 0
2085 | [5 empty] | B8 | 61217910.9329 | 57320592.5586 | 3897318.3743 | 28516.3903 | 3925834.7647 |  | 394 | NA | 394.NA1 | 3925834.7647
2086 | [12 empty] | 394 | NA | 394.NA2 | 0
2087 | 395 | Laboratory Equipment | [10 empty] | 395 | NA | 395.NA | 0
2088 |  |  |  | G-SITUS | S |  | 23586125.9008 | 22140371.4004 | 1445754.5004 | -5022.7304 | 1440731.77 |  | 395 | S | 395.S | 1440731.77
2089 |  |  |  | G-DGP | DGP |  | 0 | 0 | 0 | 0 | 0 |  | 395 | DGP | 395.DGP | 0
2090 |  |  |  | G-DGU | DGU |  | 0 | 0 | 0 | 0 | 0 |  | 395 | DGU | 395.DGU | 0
2091 |  |  |  | PTD | SO |  | 5105751.4158 | 4744030.3199 | 361721.0959 | 3634.9309 | 365356.0269 |  | 395 | SO | 395.SO | 365356.0269
2092 |  |  |  | P | SE |  | 0 | 0 | 0 | 0 | 0 |  | 395 | SE | 395.SE | 0
2093 |  |  |  | G-SG | SG |  | 2386879.8242 | 2196435.995 | 190443.8292 | 2672.0906 | 193115.9198 |  | 395 | SG | 395.SG | 193115.9198
2094 |  |  |  | G-SG | CAGW |  | 216607.4892 | 168600.8083 | 48006.6808 | 1089.5989 | 49096.2797 |  | 395 | CAGW | 395.CAGW | 49096.2797
2095 |  |  |  | G-SG | CAGE |  | 3517770.4596 | 3517770.4596 | 0 | 0 | 0 |  | 395 | CAGE | 395.CAGE | 0
2096 |  |  |  | P | JBG |  | 481323.4938 | 374647.85 | 106675.6437 | 6136.8338 | 112812.4775 |  | 395 | JBG | 395.JBG | 112812.4775
2097 |  |  |  | P | CAEW |  | 0 | 0 | 0 | 0 | 0 |  | 395 | CAEW | 395.CAEW | 0
2098 |  |  |  | P | CAEE |  | 1333377.125 | 1333377.125 | 0 | 0 | 0 |  | 395 | CAEE | 395.CAEE | 0
2099 |  |  |  | G-SG | CAGE |  | 0 | 0 | 0 | 0 | 0 |  | 395 | CAGE | 395.CAGE1 | 0
2100 |  |  |  | G-SG | CAGE |  | 0 | 0 | 0 | 0 | 0 |  | 395 | CAGE | 395.CAGE2 | 0
2101 | [5 empty] | B8 | 36627835.7083 | 34475233.9583 | 2152601.75 | 8510.7239 | 2161112.4739 |  | 395 | NA | 395.NA1 | 2161112.4739
2102 | [12 empty] | 395 | NA | 395.NA2 | 0
2103 | 396 | Power Operated Equipment | [10 empty] | 396 | NA | 396.NA | 0
2104 |  |  |  | G-SITUS | S |  | 162470615.9808 | 152828943.7017 | 9641672.2792 | -54836.9692 | 9586835.31 |  | 396 | S | 396.S | 9586835.31
2105 |  |  |  | G-DGP | DGP |  | 0 | 0 | 0 | 0 | 0 |  | 396 | DGP | 396.DGP | 0
2106 |  |  |  | G-SG | SG |  | 7143243.6379 | 6573300.1253 | 569943.5126 | -17318.4278 | 552625.0848 |  | 396 | SG | 396.SG | 552625.0848
2107 |  |  |  | PTD | SO |  | 6264797.9517 | 5820963.2648 | 443834.6869 | -141199.2153 | 302635.4716 |  | 396 | SO | 396.SO | 302635.4716
2108 |  |  |  | G-DGU | DGU |  | 0 | 0 | 0 | 0 | 0 |  | 396 | DGU | 396.DGU | 0
2109 |  |  |  | P | SE |  | 0 | 0 | 0 | 0 | 0 |  | 396 | SE | 396.SE | 0
2110 |  |  |  | G-SG | CAGW |  | 191644.38 | 149170.2688 | 42474.1112 | 0 | 42474.1112 |  | 396 | CAGW | 396.CAGW | 42474.1112
2111 |  |  |  | G-SG | CAGE |  | 28626660.4992 | 28626660.4992 | 0 | 0 | 0 |  | 396 | CAGE | 396.CAGE | 0
2112 |  |  |  | P | JBG |  | 10463492.56 | 8144470.4913 | 2319022.0687 | 0 | 2319022.0687 |  | 396 | JBG | 396.JBG | 2319022.0687
2113 |  |  |  | P | CAEW |  | 0 | 0 | 0 | 0 | 0 |  | 396 | CAEW | 396.CAEW | 0
2114 |  |  |  | P | CAEE |  | 236685.93 | 236685.93 | 0 | 0 | 0 |  | 396 | CAEE | 396.CAEE | 0
2115 |  |  |  | G-SG | CAGE |  | 0 | 0 | 0 | 0 | 0 |  | 396 | CAGE | 396.CAGE1 | 0
2116 |  |  |  | G-SG | CAGE |  | 0 | 0 | 0 | 0 | 0 |  | 396 | CAGE | 396.CAGE2 | 0
2117 | [5 empty] | B8 | 215397140.9396 | 202380194.2811 | 13016946.6585 | -213354.6122 | 12803592.0463 |  | 396 | NA | 396.NA1 | 12803592.0463
2118 | 397 | Communication Equipment | [10 empty] | 397 | NA | 397.NA | 0
2119 |  |  |  | G-SITUS | S |  | 194834561.9383 | 182150836.0863 | 12683725.8521 | 2267180.5403 | 14950906.3924 |  | 397 | S | 397.S | 14950906.3924
2120 |  |  |  | COM_EQ | DGP |  | 0 | 0 | 0 | 0 | 0 |  | 397 | DGP | 397.DGP | 0
2121 |  |  |  | COM_EQ | DGU |  | 0 | 0 | 0 | 0 | 0 |  | 397 | DGU | 397.DGU | 0
2122 |  |  |  | PTD | SO |  | 93040701.2004 | 86449157.3385 | 6591543.8619 | 3414321.8809 | 10005865.7428 |  | 397 | SO | 397.SO | 10005865.7428
2123 |  |  |  | CUST | CN |  | 3631875.6821 | 3386978.9885 | 244896.6936 | -171522.6492 | 73374.0443 |  | 397 | CN | 397.CN | 73374.0443
2124 |  |  |  | G-SG | SG |  | 151808409.5108 | 139695954.3658 | 12112455.145 | 328468.398 | 12440923.543 |  | 397 | SG | 397.SG | 12440923.543
2125 |  |  |  | COM_EQ | SE |  | 0 | 0 | 0 | 0 | 0 |  | 397 | SE | 397.SE | 0
2126 |  |  |  | G-SG | CAGW |  | 1137680.005 | 885536.1798 | 252143.8252 | 959562.1677 | 1211705.9929 |  | 397 | CAGW | 397.CAGW | 1211705.9929
2127 |  |  |  | COM_EQ | CAGE |  | 27233850.3704 | 27233850.3704 | 0 | 0 | 0 |  | 397 | CAGE | 397.CAGE | 0
2128 |  |  |  | COM_EQ | JBG |  | 4278750.0537 | 3330451.4102 | 948298.6435 | -493010.4719 | 455288.1716 |  | 397 | JBG | 397.JBG | 455288.1716
2129 |  |  |  | COM_EQ | CAEW |  | 0 | 0 | 0 | 0 | 0 |  | 397 | CAEW | 397.CAEW | 0
2130 |  |  |  | COM_EQ | CAEE |  | 361775.83 | 361775.83 | 0 | 0 | 0 |  | 397 | CAEE | 397.CAEE | 0
2131 |  |  |  | COM_EQ | JBE |  | 0 | 0 | 0 | 0 | 0 |  | 397 | JBE | 397.JBE | 0
2132 |  |  |  | COM_EQ | CAGE |  | 0 | 0 | 0 | 0 | 0 |  | 397 | CAGE | 397.CAGE1 | 0
2133 | [5 empty] | B8 | 476327604.5908 | 443494540.5696 | 32833064.0212 | 6304999.8657 | 39138063.8869 |  | 397 | NA | 397.NA1 | 39138063.8869
2134 | [12 empty] | 397 | NA | 397.NA2 | 0
2135 | 398 | Misc. Equipment | [10 empty] | 398 | NA | 398.NA | 0
2136 |  |  |  | G-SITUS | S |  | 3165035.8629 | 2984621.4142 | 180414.4488 | 8329.2412 | 188743.69 |  | 398 | S | 398.S | 188743.69
2137 |  |  |  | G-DGP | DGP |  | 0 | 0 | 0 | 0 | 0 |  | 398 | DGP | 398.DGP | 0
2138 |  |  |  | G-DGU | DGU |  | 0 | 0 | 0 | 0 | 0 |  | 398 | DGU | 398.DGU | 0
2139 |  |  |  | CUST | CN |  | 78824.0629 | 73508.9712 | 5315.0917 | -10.7687 | 5304.323 |  | 398 | CN | 398.CN | 5304.323
2140 |  |  |  | PTD | SO |  | 2189601.59 | 2034477.4913 | 155124.0987 | -10483.96 | 144640.1388 |  | 398 | SO | 398.SO | 144640.1388
2141 |  |  |  | P | SE |  | 0 | 0 | 0 | 0 | 0 |  | 398 | SE | 398.SE | 0
2142 |  |  |  | G-SG | SG |  | 762522.0104 | 701682.0762 | 60839.9342 | 2881.4429 | 63721.3771 |  | 398 | SG | 398.SG | 63721.3771
2143 |  |  |  | G-SG | CAGW |  | 24068.26 | 18734.0156 | 5334.2444 | 0 | 5334.2444 |  | 398 | CAGW | 398.CAGW | 5334.2444
2144 |  |  |  | G-SG | CAGE |  | 1831678.6108 | 1831678.6108 | 0 | 0 | 0 |  | 398 | CAGE | 398.CAGE | 0
2145 |  |  |  | P | JBG |  | 266409.72 | 207365.3793 | 59044.3407 | 0 | 59044.3407 |  | 398 | JBG | 398.JBG | 59044.3407
2146 |  |  |  | P | CAEW |  | 0 | 0 | 0 | 0 | 0 |  | 398 | CAEW | 398.CAEW | 0
2147 |  |  |  | P | CAEE |  | 3965.84 | 3965.84 | 0 | 0 | 0 |  | 398 | CAEE | 398.CAEE | 0
2148 |  |  |  | G-SG | CAGE |  | 0 | 0 | 0 | 0 | 0 |  | 398 | CAGE | 398.CAGE1 | 0
2149 | [5 empty] | B8 | 8322105.9571 | 7856033.7986 | 466072.1585 | 715.9555 | 466788.114 |  | 398 | NA | 398.NA1 | 466788.114
2150 | [12 empty] | 398 | NA | 398.NA2 | 0
2151 | 399 | Coal Mine | [10 empty] | 399 | NA | 399.NA | 0
2152 |  |  |  | P | SE |  | 0 | 0 | 0 | 0 | 0 |  | 399 | SE | 399.SE | 0
2153 |  |  |  | P | CAEW |  | 0 | 0 | 0 | 0 | 0 |  | 399 | CAEW | 399.CAEW | 0
2154 |  |  |  | P | CAEE |  | 1822900.72 | 1822900.72 | 0 | 0 | 0 |  | 399 | CAEE | 399.CAEE | 0
2155 | MP |  |  | P | JBE |  | 0 | 0 | 0 | 40072259.3947 | 40072259.3947 |  | MP | JBE | MP.JBE | 40072259.3947
2156 | [5 empty] | B8 | 1822900.72 | 1822900.72 | 0 | 40072259.3947 | 40072259.3947 |  | MP | NA | MP.NA | 40072259.3947
2157 | [12 empty] | MP | NA | MP.NA1 | 0
2158 | 399L | WIDCO Capital Lease | [10 empty] | 399L | NA | 399L.NA | 0
2159 |  |  |  | P | SE |  | 0 | 0 | 0 | 0 | 0 |  | 399L | SE | 399L.SE | 0
2160 | [6 empty] | 0 | 0 | 0 | 0 | 0 |  | 399L | NA | 399L.NA1 | 0
2161 | [12 empty] | 399L | NA | 399L.NA2 | 0
2162 |  | Remove Capital Leases |  |  |  |  | 0 | 0 | 0 | 0 | 0 |  | 399L | NA | 399L.NA3 | 0
2163 | [6 empty] | 0 | 0 | 0 | 0 | 0 |  | 399L | NA | 399L.NA4 | 0
2164 | [12 empty] | 399L | NA | 399L.NA5 | 0
2165 | 1011390 | General Capital Leases | [10 empty] | 1011390 | NA | 1011390.NA | 0
2166 |  |  |  | G-SITUS | S |  | 2132114.5475 | 2132114.5475 | 0 | 0 | 0 |  | 1011390 | S | 1011390.S | 0
2167 |  |  |  | P | CAGW |  | 2426847.3979 | 1888985.6237 | 537861.7742 | 0 | 537861.7742 |  | 1011390 | CAGW | 1011390.CAGW | 537861.7742
2168 |  |  |  | P | CAGE |  | 6998318.71 | 6998318.71 | 0 | 0 | 0 |  | 1011390 | CAGE | 1011390.CAGE | 0
2169 |  |  |  | PTD | SO |  | 0 | 0 | 0 | 0 | 0 |  | 1011390 | SO | 1011390.SO | 0
2170 | [5 empty] | B9 | 11557280.6554 | 11019418.8812 | 537861.7742 | 0 | 537861.7742 |  | 1011390 | NA | 1011390.NA1 | 537861.7742
2171 | [12 empty] | 1011390 | NA | 1011390.NA2 | 0
2172 |  | Remove Capital Leases |  |  |  |  | -11557280.6554 | -11019418.8812 | -537861.7742 | 0 | -537861.7742 |  | 1011390 | NA | 1011390.NA3 | -537861.7742
2173 | [5 empty] | B9 | 0 | 0 | 0 | 0 | 0 |  | 1011390 | NA | 1011390.NA4 | 0
2174 | [12 empty] | 1011390 | NA | 1011390.NA5 | 0
2175 | 1011392 | General Vehicles Capital Leases | [10 empty] | 1011392 | NA | 1011392.NA | 0
2176 |  |  |  | LABOR | SO |  | 0 | 0 | 0 | 0 | 0 |  | 1011392 | SO | 1011392.SO | 0
2177 | [5 empty] | B9 | 0 | 0 | 0 | 0 | 0 |  | 1011392 | NA | 1011392.NA1 | 0
2178 | [12 empty] | 1011392 | NA | 1011392.NA2 | 0
2179 |  | Remove Capital Leases |  |  |  |  | 0 | 0 | 0 | 0 | 0 |  | 1011392 | NA | 1011392.NA3 | 0
2180 | [5 empty] | B9 | 0 | 0 | 0 | 0 | 0 |  | 1011392 | NA | 1011392.NA4 | 0
2181 | [12 empty] | 1011392 | NA | 1011392.NA5 | 0
2182 | GP | Unclassified Gen Plant - Acct 300 | [10 empty] | GP | NA | GP.NA | 0
2183 |  |  |  | G-SITUS | S |  | 0 | 0 | 0 | 0 | 0 |  | GP | S | GP.S | 0
2184 |  |  |  | PTD | SO |  | 66694957.9071 | 61969899.5752 | 4725058.3319 | -3872.9263 | 4721185.4056 |  | GP | SO | GP.SO | 4721185.4056
2185 |  |  |  | CUST | CN |  | 0 | 0 | 0 | 0 | 0 |  | GP | CN | GP.CN | 0
2186 |  |  |  | G-SG | SG |  | 0 | 0 | 0 | 0 | 0 |  | GP | SG | GP.SG | 0
2187 |  |  |  | G-SG | CAGE |  | 0 | 0 | 0 | 0 | 0 |  | GP | CAGE | GP.CAGE | 0
2188 |  |  |  | G-DGU | CAGW |  | 0 | 0 | 0 | 0 | 0 |  | GP | CAGW | GP.CAGW | 0
2189 | [6 empty] | 66694957.9071 | 61969899.5752 | 4725058.3319 | -3872.9263 | 4721185.4056 |  | GP | NA | GP.NA1 | 4721185.4056
2190 | [12 empty] | GP | NA | GP.NA2 | 0
2191 | 399G | Unclassified Gen Plant - Acct 300 | [10 empty] | 399G | NA | 399G.NA | 0
2192 |  |  |  | G-SITUS | S |  | 0 | 0 | 0 | 0 | 0 |  | 399G | S | 399G.S | 0
2193 |  |  |  | PTD | SO |  | 0 | 0 | 0 | 0 | 0 |  | 399G | SO | 399G.SO | 0
2194 |  |  |  | G-SG | SG |  | 0 | 0 | 0 | 0 | 0 |  | 399G | SG | 399G.SG | 0
2195 |  |  |  | G-DGP | DGP |  | 0 | 0 | 0 | 0 | 0 |  | 399G | DGP | 399G.DGP | 0
2196 |  |  |  | G-DGU | DGU |  | 0 | 0 | 0 | 0 | 0 |  | 399G | DGU | 399G.DGU | 0
2197 | [6 empty] | 0 | 0 | 0 | 0 | 0 |  | 399G | NA | 399G.NA1 | 0
2198 | [12 empty] | 399G | NA | 399G.NA2 | 0
2199 | TOTAL GENERAL PLANT |  |  |  |  | B8 | 1391203363.5842 | 1294536668.8364 | 96666694.7478 | 47456480.8591 | 144123175.6068 |  | TOTAL GENERAL PLANT | NA | TOTAL GENERAL PLANT.NA | 144123175.6068
2200 | [12 empty] | TOTAL GENERAL PLANT | NA | TOTAL GENERAL PLANT.NA1 | 0
2201 | Summary of General Plant by Factor | [11 empty] | Summary of General Plant by Factor | NA | Summary of General Plant by Factor.NA | 0
2202 |  |  | S |  |  |  | 702730948.1142 | 653593672.2658 | 49137275.8483 | 2661890.984 | 51799166.8324 |  | Summary of General Plant by Factor | NA | Summary of General Plant by Factor.NA1 | 51799166.8324
2203 |  |  | JBG |  |  |  | 22434200.0854 | 17462112.1527 | 4972087.9327 | -512247.2389 | 4459840.6938 |  | Summary of General Plant by Factor | NA | Summary of General Plant by Factor.NA2 | 4459840.6938
2204 |  |  | JBE |  |  |  | 0 | 0 | 0 | 40072259.3947 | 40072259.3947 |  | Summary of General Plant by Factor | NA | Summary of General Plant by Factor.NA3 | 40072259.3947
2205 |  |  | SG |  |  |  | 191071990.5046 | 175826781.6133 | 15245208.8913 | 375577.2173 | 15620786.1086 |  | Summary of General Plant by Factor | NA | Summary of General Plant by Factor.NA4 | 15620786.1086
2206 |  |  | SO |  |  |  | 360370730.95 | 334839974.5289 | 25530756.4211 | 4062933.8983 | 29593690.3194 |  | Summary of General Plant by Factor | NA | Summary of General Plant by Factor.NA5 | 29593690.3194
2207 |  |  | SE |  |  |  | 0 | 0 | 0 | 0 | 0 |  | Summary of General Plant by Factor | NA | Summary of General Plant by Factor.NA6 | 0
2208 |  |  | CN |  |  |  | 16639669.94 | 15517660.1283 | 1122009.8117 | -161508.049 | 960501.7627 |  | Summary of General Plant by Factor | NA | Summary of General Plant by Factor.NA7 | 960501.7627
2209 |  |  | DEU |  |  |  | 0 | 0 | 0 | 0 | 0 |  | Summary of General Plant by Factor | NA | Summary of General Plant by Factor.NA8 | 0
2210 |  |  | CAGW |  |  |  | 5401879.4367 | 4204661.8199 | 1197217.6168 | 957574.6526 | 2154792.2694 |  | Summary of General Plant by Factor | NA | Summary of General Plant by Factor.NA9 | 2154792.2694
2211 |  |  | CAGE |  |  |  | 98973081.9258 | 98973081.9258 | 0 | 0 | 0 |  | Summary of General Plant by Factor | NA | Summary of General Plant by Factor.NA10 | 0
2212 |  |  | CAEW |  |  |  | 0 | 0 | 0 | 0 | 0 |  | Summary of General Plant by Factor | NA | Summary of General Plant by Factor.NA11 | 0
2213 |  |  | CAEE |  |  |  | 5138143.2829 | 5138143.2829 | 0 | 0 | 0 |  | Summary of General Plant by Factor | NA | Summary of General Plant by Factor.NA12 | 0
2214 |  |  | SSGCT |  |  |  | 0 | 0 | 0 | 0 | 0 |  | Summary of General Plant by Factor | NA | Summary of General Plant by Factor.NA13 | 0
2215 |  |  | SSGCH |  |  |  | 0 | 0 | 0 | 0 | 0 |  | Summary of General Plant by Factor | NA | Summary of General Plant by Factor.NA14 | 0
2216 |  |  | Less Capital Leases |  |  |  | -11557280.6554 | -11019418.8812 | -537861.7742 | 0 | -537861.7742 |  | Summary of General Plant by Factor | NA | Summary of General Plant by Factor.NA15 | -537861.7742
2217 | Total General Plant by Factor |  |  |  |  | B8 | 1391203363.5842 | 1294536668.8364 | 96666694.7478 | 47456480.8591 | 144123175.6068 |  | Total General Plant by Factor | NA | Total General Plant by Factor.NA | 144123175.6068
2218 | 301 | Organization | [10 empty] | 301 | NA | 301.NA | 0
2219 |  |  |  | I-SITUS | S |  | 0 | 0 | 0 | 0 | 0 |  | 301 | S | 301.S | 0
2220 |  |  |  | PTD | SO |  | 0 | 0 | 0 | 0 | 0 |  | 301 | SO | 301.SO | 0
2221 |  |  |  | I-SG | CAGW |  | 0 | 0 | 0 | 0 | 0 |  | 301 | CAGW | 301.CAGW | 0
2222 |  |  |  | I-SG | CAGE |  | 0 | 0 | 0 | 0 | 0 |  | 301 | CAGE | 301.CAGE | 0
2223 |  |  |  | I-SG | SG |  | 0 | 0 | 0 | 0 | 0 |  | 301 | SG | 301.SG | 0
2224 | [5 empty] | B8 | 0 | 0 | 0 | 0 | 0 |  | 301 | NA | 301.NA1 | 0
2225 | 302 | Franchise & Consent | [10 empty] | 302 | NA | 302.NA | 0
2226 |  |  |  | I-SITUS | S |  | -31081214.85 | -31081214.85 | 0 | 0 | 0 |  | 302 | S | 302.S | 0
2227 |  |  |  | I-SG | SG |  | 13159839.86 | 12109845.5248 | 1049994.3352 | 0 | 1049994.3352 |  | 302 | SG | 302.SG | 1049994.3352
2228 |  |  |  | I-SG | SG-P |  | 177566824.64 | 163399162.8772 | 14167661.7628 | -8934.162 | 14158727.6008 |  | 302 | SG-P | 302.SG-P | 14158727.6008
2229 |  |  |  | I-SG | SG-U |  | 10497825.3825 | 9660227.2582 | 837598.1243 | -32360.4916 | 805237.6328 |  | 302 | SG-U | 302.SG-U | 805237.6328
2230 |  |  |  | I-SG | CAGW |  | 0 | 0 | 0 | 0 | 0 |  | 302 | CAGW | 302.CAGW | 0
2231 |  |  |  | I-SG | CAGE |  | 0 | 0 | 0 | 0 | 0 |  | 302 | CAGE | 302.CAGE | 0
2232 |  |  |  | I-DGP | DGP |  | 0 | 0 | 0 | 0 | 0 |  | 302 | DGP | 302.DGP | 0
2233 |  |  |  | I-DGU | DGU |  | 0 | 0 | 0 | 0 | 0 |  | 302 | DGU | 302.DGU | 0
2234 | [5 empty] | B8 | 170143275.0325 | 154088020.8102 | 16055254.2223 | -41294.6536 | 16013959.5687 |  | 302 | NA | 302.NA1 | 16013959.5687
2235 | [12 empty] | 302 | NA | 302.NA2 | 0
2236 | 303 | Miscellaneous Intangible Plant | [10 empty] | 303 | NA | 303.NA | 0
2237 |  |  |  | I-SITUS | S |  | 22091529.2375 | 20054542.8175 | 2036986.42 | 0 | 2036986.42 |  | 303 | S | 303.S | 2036986.42
2238 |  |  |  | I-SG | SG |  | 96846128.8258 | 89118991.738 | 7727137.0878 | -33697.862 | 7693439.2258 |  | 303 | SG | 303.SG | 7693439.2258
2239 |  |  |  | PTD | SO |  | 441349332.9767 | 410081581.8828 | 31267751.0939 | 8943625.5568 | 40211376.6507 |  | 303 | SO | 303.SO | 40211376.6507
2240 |  |  |  | P | SE |  | 0 | 0 | 0 | 0 | 0 |  | 303 | SE | 303.SE | 0
2241 |  |  |  | CUST | CN |  | 223012158.6254 | 207974490.7503 | 15037667.8751 | -84241.8106 | 14953426.0645 |  | 303 | CN | 303.CN | 14953426.0645
2242 |  |  |  | I-SG | CAGW |  | 29282101.475 | 22792314.3271 | 6489787.1479 | -4290.2759 | 6485496.8721 |  | 303 | CAGW | 303.CAGW | 6485496.8721
2243 |  |  |  | I-SG | CAGE |  | 69224843.5192 | 69224843.5192 | 0 | 0 | 0 |  | 303 | CAGE | 303.CAGE | 0
2244 |  |  |  | P | JBG |  | 2634359.23 | 2050506.6439 | 583852.5861 | 0 | 583852.5861 |  | 303 | JBG | 303.JBG | 583852.5861
2245 |  |  |  | P | CAEW |  | 0 | 0 | 0 | 0 | 0 |  | 303 | CAEW | 303.CAEW | 0
2246 |  |  |  | P | CAEE |  | 9105.78 | 9105.78 | 0 | 0 | 0 |  | 303 | CAEE | 303.CAEE | 0
2247 |  |  |  | I-SG | SG-P |  | 0 | 0 | 0 | 0 | 0 |  | 303 | SG-P | 303.SG-P | 0
2248 |  |  |  | I-SG | CAGE |  | 0 | 0 | 0 | 0 | 0 |  | 303 | CAGE | 303.CAGE1 | 0
2249 | [5 empty] | B8 | 884449559.6696 | 821306377.4587 | 63143182.2109 | 8821395.6083 | 71964577.8192 |  | 303 | NA | 303.NA1 | 71964577.8192
2250 | 303 | Less Non-Utility Plant | [10 empty] | 303 | NA | 303.NA2 | 0
2251 |  |  |  | I-SITUS | S |  | 0 | 0 | 0 | 0 | 0 |  | 303 | S | 303.S1 | 0
2252 | [5 empty] | B8 | 884449559.6696 | 821306377.4587 | 63143182.2109 | 8821395.6083 | 71964577.8192 |  | 303 | NA | 303.NA3 | 71964577.8192
2253 | IP | Unclassified Intangible Plant - Acct 300 | [10 empty] | IP | NA | IP.NA | 0
2254 |  |  |  | I-SITUS | S |  | 0 | 0 | 0 | 0 | 0 |  | IP | S | IP.S | 0
2255 |  |  |  | I-SG | SG |  | 0 | 0 | 0 | 0 | 0 |  | IP | SG | IP.SG | 0
2256 |  |  |  | I-DGU | DGU |  | 0 | 0 | 0 | 0 | 0 |  | IP | DGU | IP.DGU | 0
2257 |  |  |  | PTD | SO |  | 0 | 0 | 0 | 0 | 0 |  | IP | SO | IP.SO | 0
2258 | [6 empty] | 0 | 0 | 0 | 0 | 0 |  | IP | NA | IP.NA1 | 0
2259 | [12 empty] | IP | NA | IP.NA2 | 0
2260 | TOTAL INTANGIBLE PLANT |  |  |  |  | B8 | 1054592834.7021 | 975394398.2689 | 79198436.4331 | 8780100.9548 | 87978537.3879 |  | TOTAL INTANGIBLE PLANT | NA | TOTAL INTANGIBLE PLANT.NA | 87978537.3879
2261 | [12 empty] | TOTAL INTANGIBLE PLANT | NA | TOTAL INTANGIBLE PLANT.NA1 | 0
2262 | Summary of Intangible Plant by Factor | [11 empty] | Summary of Intangible Plant by Factor | NA | Summary of Intangible Plant by Factor.NA | 0
2263 |  |  | S |  |  |  | -8989685.6125 | -11026672.0325 | 2036986.42 | 0 | 2036986.42 |  | Summary of Intangible Plant by Factor | NA | Summary of Intangible Plant by Factor.NA1 | 2036986.42
2264 |  |  | JBG |  |  |  | 2634359.23 | 2050506.6439 | 583852.5861 | 0 | 583852.5861 |  | Summary of Intangible Plant by Factor | NA | Summary of Intangible Plant by Factor.NA2 | 583852.5861
2265 |  |  | JBE |  |  |  | 0 | 0 | 0 | 0 | 0 |  | Summary of Intangible Plant by Factor | NA | Summary of Intangible Plant by Factor.NA3 | 0
2266 |  |  | SG |  |  |  | 110005968.6858 | 101228837.2629 | 8777131.423 | -33697.862 | 8743433.561 |  | Summary of Intangible Plant by Factor | NA | Summary of Intangible Plant by Factor.NA4 | 8743433.561
2267 |  |  | SO |  |  |  | 441349332.9767 | 410081581.8828 | 31267751.0939 | 8943625.5568 | 40211376.6507 |  | Summary of Intangible Plant by Factor | NA | Summary of Intangible Plant by Factor.NA5 | 40211376.6507
2268 |  |  | CN |  |  |  | 223012158.6254 | 207974490.7503 | 15037667.8751 | -84241.8106 | 14953426.0645 |  | Summary of Intangible Plant by Factor | NA | Summary of Intangible Plant by Factor.NA6 | 14953426.0645
2269 |  |  | CAGW |  |  |  | 29282101.475 | 22792314.3271 | 6489787.1479 | -4290.2759 | 6485496.8721 |  | Summary of Intangible Plant by Factor | NA | Summary of Intangible Plant by Factor.NA7 | 6485496.8721
2270 |  |  | CAGE |  |  |  | 69224843.5192 | 69224843.5192 | 0 | 0 | 0 |  | Summary of Intangible Plant by Factor | NA | Summary of Intangible Plant by Factor.NA8 | 0
2271 |  |  | CAEW |  |  |  | 0 | 0 | 0 | 0 | 0 |  | Summary of Intangible Plant by Factor | NA | Summary of Intangible Plant by Factor.NA9 | 0
2272 |  |  | CAEE |  |  |  | 9105.78 | 9105.78 | 0 | 0 | 0 |  | Summary of Intangible Plant by Factor | NA | Summary of Intangible Plant by Factor.NA10 | 0
2273 |  |  | SG-P |  |  |  | 177566824.64 | 163399162.8772 | 14167661.7628 | -8934.162 | 14158727.6008 |  | Summary of Intangible Plant by Factor | NA | Summary of Intangible Plant by Factor.NA11 | 14158727.6008
2274 |  |  | SG-U |  |  |  | 10497825.3825 | 9660227.2582 | 837598.1243 | -32360.4916 | 805237.6328 |  | Summary of Intangible Plant by Factor | NA | Summary of Intangible Plant by Factor.NA12 | 805237.6328
2275 |  |  | SE |  |  |  | 0 | 0 | 0 | 0 | 0 |  | Summary of Intangible Plant by Factor | NA | Summary of Intangible Plant by Factor.NA13 | 0
2276 | Total Intangible Plant by Factor |  |  |  |  | B8 | 1054592834.7021 | 975394398.2689 | 79198436.4331 | 8780100.9548 | 87978537.3879 |  | Total Intangible Plant by Factor | NA | Total Intangible Plant by Factor.NA | 87978537.3879
2277 | Summary of Unclassified Plant (Account 106) | [11 empty] | Summary of Unclassified Plant (Account 106) | NA | Summary of Unclassified Plant (Account 106).NA | 0
2278 |  |  | DP |  |  |  | 139265522.1571 | 132277544.4946 | 6987977.6625 | 4314348.6475 | 11302326.31 |  | Summary of Unclassified Plant (Account 106) | NA | Summary of Unclassified Plant (Account 106).NA1 | 11302326.31
2279 |  |  | DS0 |  |  |  | 0 | 0 | 0 | 0 | 0 |  | Summary of Unclassified Plant (Account 106) | NA | Summary of Unclassified Plant (Account 106).NA2 | 0
2280 |  |  | GP |  |  |  | 66694957.9071 | 61969899.5752 | 4725058.3319 | -3872.9263 | 4721185.4056 |  | Summary of Unclassified Plant (Account 106) | NA | Summary of Unclassified Plant (Account 106).NA3 | 4721185.4056
2281 |  |  | HP |  |  |  | 0 | 0 | 0 | 0 | 0 |  | Summary of Unclassified Plant (Account 106) | NA | Summary of Unclassified Plant (Account 106).NA4 | 0
2282 |  |  | NP |  |  |  | 0 | 0 | 0 | 0 | 0 |  | Summary of Unclassified Plant (Account 106) | NA | Summary of Unclassified Plant (Account 106).NA5 | 0
2283 |  |  | OP |  |  |  | 0 | 0 | 0 | 0 | 0 |  | Summary of Unclassified Plant (Account 106) | NA | Summary of Unclassified Plant (Account 106).NA6 | 0
2284 |  |  | TP |  |  |  | 575546930.6971 | 529624920.1368 | 45922010.5603 | -29106453.2063 | 16815557.354 |  | Summary of Unclassified Plant (Account 106) | NA | Summary of Unclassified Plant (Account 106).NA7 | 16815557.354
2285 |  |  | TS0 |  |  |  | 0 | 0 | 0 | 0 | 0 |  | Summary of Unclassified Plant (Account 106) | NA | Summary of Unclassified Plant (Account 106).NA8 | 0
2286 |  |  | IP |  |  |  | 0 | 0 | 0 | 0 | 0 |  | Summary of Unclassified Plant (Account 106) | NA | Summary of Unclassified Plant (Account 106).NA9 | 0
2287 |  |  | MP | [9 empty] | Summary of Unclassified Plant (Account 106) | NA | Summary of Unclassified Plant (Account 106).NA10 | 0
2288 |  |  | SP |  |  |  | 58439870.95 | 51778216.648 | 6661654.302 | 1416729.0039 | 8078383.3059 |  | Summary of Unclassified Plant (Account 106) | NA | Summary of Unclassified Plant (Account 106).NA11 | 8078383.3059
2289 | Total Unclassified Plant by Factor | [5 empty] | 839947281.7113 | 775650580.8545 | 64296700.8567 | -23379248.4812 | 40917452.3756 |  | Total Unclassified Plant by Factor | NA | Total Unclassified Plant by Factor.NA | 40917452.3756
2290 | [12 empty] | Total Unclassified Plant by Factor | NA | Total Unclassified Plant by Factor.NA1 | 0
2291 | TOTAL ELECTRIC PLANT IN SERVICE |  |  |  |  | B8 | 31784200759.0658 | 29520653812.6074 | 2263546946.4584 | 144994742.2832 | 2408541688.7417 | x | TOTAL ELECTRIC PLANT IN SERVICE | NA | TOTAL ELECTRIC PLANT IN SERVICE.NA | 2408541688.7417
2292 | Summary of Electric Plant by Factor | [11 empty] | Summary of Electric Plant by Factor | NA | Summary of Electric Plant by Factor.NA | 0
2293 |  |  | S |  |  |  | 8691757197.7112 | 8057483546.4475 | 634273651.2637 | 60445330.986 | 694718982.2497 |  | Summary of Electric Plant by Factor | NA | Summary of Electric Plant by Factor.NA1 | 694718982.2497
2294 |  |  | SE |  |  |  | 0 | 0 | 0 | 0 | 0 |  | Summary of Electric Plant by Factor | NA | Summary of Electric Plant by Factor.NA2 | 0
2295 |  |  | JBG |  |  |  | 1469674200.5812 | 1143950558.5556 | 325723642.0257 | -38940521.5091 | 286783120.5166 |  | Summary of Electric Plant by Factor | NA | Summary of Electric Plant by Factor.NA3 | 286783120.5166
2296 |  |  | JBE |  |  |  | 0 | 0 | 0 | 40072259.3947 | 40072259.3947 |  | Summary of Electric Plant by Factor | NA | Summary of Electric Plant by Factor.NA4 | 40072259.3947
2297 |  |  | SG |  |  |  | 11825860637.0558 | 10882301535.2979 | 943559101.7579 | 76376005.584 | 1019935107.3419 |  | Summary of Electric Plant by Factor | NA | Summary of Electric Plant by Factor.NA5 | 1019935107.3419
2298 |  |  | SO |  |  |  | 801720063.9267 | 744921556.4117 | 56798507.515 | 13006559.4551 | 69805066.9701 |  | Summary of Electric Plant by Factor | NA | Summary of Electric Plant by Factor.NA6 | 69805066.9701
2299 |  |  | CN |  |  |  | 239651828.5654 | 223492150.8786 | 16159677.6868 | -245749.8596 | 15913927.8272 |  | Summary of Electric Plant by Factor | NA | Summary of Electric Plant by Factor.NA7 | 15913927.8272
2300 |  |  | DEU |  |  |  | 0 | 0 | 0 | 0 | 0 |  | Summary of Electric Plant by Factor | NA | Summary of Electric Plant by Factor.NA8 | 0
2301 |  |  | CAGW |  |  |  | 823683655.4925 | 641130787.627 | 182552867.8655 | -20607498.6952 | 161945369.1703 |  | Summary of Electric Plant by Factor | NA | Summary of Electric Plant by Factor.NA9 | 161945369.1703
2302 |  |  | CAGE |  |  |  | 6622054542.7979 | 6622054542.7979 | 0 | 0 | 0 |  | Summary of Electric Plant by Factor | NA | Summary of Electric Plant by Factor.NA10 | 0
2303 |  |  | CAEW |  |  |  | 0 | 0 | 0 | 0 | 0 |  | Summary of Electric Plant by Factor | NA | Summary of Electric Plant by Factor.NA11 | 0
2304 |  |  | CAEE |  |  |  | 5147249.0629 | 5147249.0629 | 0 | 0 | 0 |  | Summary of Electric Plant by Factor | NA | Summary of Electric Plant by Factor.NA12 | 0
2305 |  |  | SSGCH |  |  |  | 0 | 0 | 0 | 0 | 0 |  | Summary of Electric Plant by Factor | NA | Summary of Electric Plant by Factor.NA13 | 0
2306 |  |  | SSGCT |  |  |  | 0 | 0 | 0 | 0 | 0 |  | Summary of Electric Plant by Factor | NA | Summary of Electric Plant by Factor.NA14 | 0
2307 |  |  | Less Capital Leases |  |  |  | -11557280.6554 | -11019418.8812 | -537861.7742 | 0 | -537861.7742 |  | Summary of Electric Plant by Factor | NA | Summary of Electric Plant by Factor.NA15 | -537861.7742
2308 | [5 empty] | B8 | 30467992094.5383 | 28309462508.1979 | 2158529586.3404 | 130106385.3558 | 2288635971.6962 |  | Summary of Electric Plant by Factor | NA | Summary of Electric Plant by Factor.NA16 | 2288635971.6962
2309 | 105 | Plant Held For Future Use | [10 empty] | 105 | NA | 105.NA | 0
2310 |  |  |  | DPW | S |  | 13293032.28 | 13293032.28 | 0 | 0 | 0 |  | 105 | S | 105.S | 0
2311 |  |  |  | P | SG |  | 1765495.575 | 1624630.6122 | 140864.9628 | 0 | 140864.9628 |  | 105 | SG | 105.SG | 140864.9628
2312 |  |  |  | T | SG |  | 0 | 0 | 0 | 0 | 0 |  | 105 | SG | 105.SG1 | 0
2313 |  |  |  | P | SG |  | 0 | 0 | 0 | 0 | 0 |  | 105 | SG | 105.SG2 | 0
2314 |  |  |  | P | SE |  | 0 | 0 | 0 | 0 | 0 |  | 105 | SE | 105.SE | 0
2315 |  |  |  | P | SG |  | 0 | 0 | 0 | 0 | 0 |  | 105 | SG | 105.SG3 | 0
2316 |  |  |  | P | SG |  | 4089846.5392 | 3763526.7858 | 326319.7534 | 0 | 326319.7534 |  | 105 | SG | 105.SG4 | 326319.7534
2317 |  |  |  | P | CAGE |  | 0 | 0 | 0 | 0 | 0 |  | 105 | CAGE | 105.CAGE | 0
2318 |  |  |  | P | CAEW |  | 0 | 0 | 0 | 0 | 0 |  | 105 | CAEW | 105.CAEW | 0
2319 |  |  |  | P | CAEE |  | 0 | 0 | 0 | 0 | 0 |  | 105 | CAEE | 105.CAEE | 0
2320 | Total Plant Held For Future Use |  |  |  |  | B10 | 19148374.3942 | 18681189.678 | 467184.7162 | 0 | 467184.7162 | x | Total Plant Held For Future Use | NA | Total Plant Held For Future Use.NA | 467184.7162
2321 | [12 empty] | Total Plant Held For Future Use | NA | Total Plant Held For Future Use.NA1 | 0
2322 | 114 | Electric Plant Acquisition Adjustments | [10 empty] | 114 | NA | 114.NA | 0
2323 |  |  |  | P | S |  | 11763783.68 | 11763783.68 | 0 | 0 | 0 |  | 114 | S | 114.S | 0
2324 |  |  |  | P | SG |  | 1981728.27 | 1823610.5817 | 158117.6883 | 0 | 158117.6883 |  | 114 | SG | 114.SG | 158117.6883
2325 |  |  |  | P | CAGW |  | 0 | 0 | 0 | 0 | 0 |  | 114 | CAGW | 114.CAGW | 0
2326 |  |  |  | P | CAGE |  | 141186242.47 | 141186242.47 | 0 | 0 | 0 |  | 114 | CAGE | 114.CAGE | 0
2327 |  |  |  | P | DGP |  | 0 | 0 | 0 | 0 | 0 |  | 114 | DGP | 114.DGP | 0
2328 | Total Electric Plant Acquisition Adjustments |  |  |  |  | B15 | 154931754.42 | 154773636.7317 | 158117.6883 | 0 | 158117.6883 | x | Total Electric Plant Acquisition Adjustments | NA | Total Electric Plant Acquisition Adjustments.NA | 158117.6883
2329 | [12 empty] | Total Electric Plant Acquisition Adjustments | NA | Total Electric Plant Acquisition Adjustments.NA1 | 0
2330 | 115 | Accum Provision for Asset Acquisition Adjustments | [10 empty] | 115 | NA | 115.NA | 0
2331 |  |  |  | P | S |  | -2781023.8083 | -2781023.8083 | 0 | 0 | 0 |  | 115 | S | 115.S | 0
2332 |  |  |  | P | SG |  | -529824.1504 | -487550.6606 | -42273.4898 | 0 | -42273.4898 |  | 115 | SG | 115.SG | -42273.4898
2333 |  |  |  | P | CAGW |  | 0 | 0 | 0 | 0 | 0 |  | 115 | CAGW | 115.CAGW | 0
2334 |  |  |  | P | CAGE |  | -139583428.2837 | -139583428.2837 | 0 | 0 | 0 |  | 115 | CAGE | 115.CAGE | 0
2335 |  |  |  | P | DGP |  | 0 | 0 | 0 | 0 | 0 |  | 115 | DGP | 115.DGP | 0
2336 | Total Accum Provision for Asset Acq. Adj. |  |  |  |  | B15 | -142894276.2425 | -142852002.7527 | -42273.4898 | 0 | -42273.4898 | x | Total Accum Provision for Asset Acq. Adj. | NA | Total Accum Provision for Asset Acq. Adj..NA | -42273.4898
2337 | [12 empty] | Total Accum Provision for Asset Acq. Adj. | NA | Total Accum Provision for Asset Acq. Adj..NA1 | 0
2338 | 128 | Pensions | [10 empty] | 128 | NA | 128.NA | 0
2339 |  |  |  | P | SO |  | 0 | 0 | 0 | 0 | 0 |  | 128 | SO | 128.SO | 0
2340 | Total Pensions | [5 empty] | 0 | 0 | 0 | 0 | 0 | x | Total Pensions | NA | Total Pensions.NA | 0
2341 | [12 empty] | Total Pensions | NA | Total Pensions.NA1 | 0
2342 | 124 | Weatherization | [10 empty] | 124 | NA | 124.NA | 0
2343 |  |  |  | DMSC | S |  | 604411.1079 | 601099.2179 | 3311.89 | 0 | 3311.89 |  | 124 | S | 124.S | 3311.89
2344 |  |  |  | DMSC | SO |  | 0 | 0 | 0 | 0 | 0 |  | 124 | SO | 124.SO | 0
2345 | [5 empty] | B16 | 604411.1079 | 601099.2179 | 3311.89 | 0 | 3311.89 |  | 124 | NA | 124.NA1 | 3311.89
2346 | [12 empty] | 124 | NA | 124.NA2 | 0
2347 | 182W | Weatherization | [10 empty] | 182W | NA | 182W.NA | 0
2348 |  |  |  | DMSC | S |  | 202390509.49 | 202390509.49 | 0 | 0 | 0 |  | 182W | S | 182W.S | 0
2349 |  |  |  | DMSC | SG |  | 0 | 0 | 0 | 0 | 0 |  | 182W | SG | 182W.SG | 0
2350 |  |  |  | DMSC | CAGE |  | 0 | 0 | 0 | 0 | 0 |  | 182W | CAGE | 182W.CAGE | 0
2351 |  |  |  | DMSC | SO |  | 0 | 0 | 0 | 0 | 0 |  | 182W | SO | 182W.SO | 0
2352 | [5 empty] | B16 | 202390509.49 | 202390509.49 | 0 | 0 | 0 |  | 182W | NA | 182W.NA1 | 0
2353 | [12 empty] | 182W | NA | 182W.NA2 | 0
2354 | 186W | Weatherization | [10 empty] | 186W | NA | 186W.NA | 0
2355 |  |  |  | DMSC | S |  | 0 | 0 | 0 | 0 | 0 |  | 186W | S | 186W.S | 0
2356 |  |  |  | DMSC | CN |  | 0 | 0 | 0 | 0 | 0 |  | 186W | CN | 186W.CN | 0
2357 |  |  |  | DMSC | CNP |  | 0 | 0 | 0 | 0 | 0 |  | 186W | CNP | 186W.CNP | 0
2358 |  |  |  | DMSC | SG |  | 0 | 0 | 0 | 0 | 0 |  | 186W | SG | 186W.SG | 0
2359 |  |  |  | DMSC | SO |  | 0 | 0 | 0 | 0 | 0 |  | 186W | SO | 186W.SO | 0
2360 | [5 empty] | B16 | 0 | 0 | 0 | 0 | 0 |  | 186W | NA | 186W.NA1 | 0
2361 | [12 empty] | 186W | NA | 186W.NA2 | 0
2362 | Total Weatherization | [5 empty] | 202994920.5979 | 202991608.7079 | 3311.89 | 0 | 3311.89 | x | Total Weatherization | NA | Total Weatherization.NA | 3311.89
2363 | [12 empty] | Total Weatherization | NA | Total Weatherization.NA1 | 0
2364 | 151 | Fuel Stock | [10 empty] | 151 | NA | 151.NA | 0
2365 |  |  |  | P | DEU |  | 0 | 0 | 0 | 0 | 0 |  | 151 | DEU | 151.DEU | 0
2366 |  |  |  | P | SE |  | 0 | 0 | 0 | 0 | 0 |  | 151 | SE | 151.SE | 0
2367 |  |  |  | P | CAEW |  | 2113564.7579 | 1635616.9171 | 477947.8409 | -477947.8409 | 1.5716e-09 |  | 151 | CAEW | 151.CAEW | 1.5716e-09
2368 |  |  |  | P | CAEE |  | 152130909.5163 | 152130909.5163 | 0 | 0 | 0 |  | 151 | CAEE | 151.CAEE | 0
2369 |  |  |  | P | JBE |  | 38554066.6329 | 29835699.791 | 8718366.8419 | -8718366.8419 | 0 |  | 151 | JBE | 151.JBE | 0
2370 |  |  |  | P | CAEE |  | 0 | 0 | 0 | 0 | 0 |  | 151 | CAEE | 151.CAEE1 | 0
2371 |  |  |  | P | CAEE |  | 0 | 0 | 0 | 0 | 0 |  | 151 | CAEE | 151.CAEE2 | 0
2372 | Total Fuel Stock |  |  |  |  | B13 | 192798540.9071 | 183602226.2243 | 9196314.6828 | -9196314.6828 | 1.5716e-09 |  | Total Fuel Stock | NA | Total Fuel Stock.NA | 1.5716e-09
2373 | [12 empty] | Total Fuel Stock | NA | Total Fuel Stock.NA1 | 0
2374 | 152 | Fuel Stock - Undistributed | [10 empty] | 152 | NA | 152.NA | 0
2375 |  |  |  | P | SE |  | 0 | 0 | 0 | 0 | 0 |  | 152 | SE | 152.SE | 0
2376 |  |  |  | P | CAEW |  | 0 | 0 | 0 | 0 | 0 |  | 152 | CAEW | 152.CAEW | 0
2377 |  |  |  | P | CAEE |  | 0 | 0 | 0 | 0 | 0 |  | 152 | CAEE | 152.CAEE | 0
2378 | [6 empty] | 0 | 0 | 0 | 0 | 0 |  | 152 | NA | 152.NA1 | 0
2379 | [12 empty] | 152 | NA | 152.NA2 | 0
2380 | 25316 | DG&T Working Capital Deposit | [10 empty] | 25316 | NA | 25316.NA | 0
2381 |  |  |  | P | SE |  | 0 | 0 | 0 | 0 | 0 |  | 25316 | SE | 25316.SE | 0
2382 |  |  |  | P | CAEW |  | 0 | 0 | 0 | 0 | 0 |  | 25316 | CAEW | 25316.CAEW | 0
2383 |  |  |  | P | CAEE |  | -2946250 | -2946250 | 0 | 0 | 0 |  | 25316 | CAEE | 25316.CAEE | 0
2384 | [5 empty] | B13 | -2946250 | -2946250 | 0 | 0 | 0 |  | 25316 | NA | 25316.NA1 | 0
2385 | [12 empty] | 25316 | NA | 25316.NA2 | 0
2386 | 25317 | DG&T Working Capital Deposit | [10 empty] | 25317 | NA | 25317.NA | 0
2387 |  |  |  | P | SE |  | 0 | 0 | 0 | 0 | 0 |  | 25317 | SE | 25317.SE | 0
2388 |  |  |  | P | CAEW |  | 0 | 0 | 0 | 0 | 0 |  | 25317 | CAEW | 25317.CAEW | 0
2389 |  |  |  | P | CAEE |  | -2644214.625 | -2644214.625 | 0 | 0 | 0 |  | 25317 | CAEE | 25317.CAEE | 0
2390 | [5 empty] | B13 | -2644214.625 | -2644214.625 | 0 | 0 | 0 |  | 25317 | NA | 25317.NA1 | 0
2391 | [12 empty] | 25317 | NA | 25317.NA2 | 0
2392 | 25319 | Provo Working Capital Deposit | [10 empty] | 25319 | NA | 25319.NA | 0
2393 |  |  |  | P | SE |  | 0 | 0 | 0 | 0 | 0 |  | 25319 | SE | 25319.SE | 0
2394 |  |  |  | P | CAEW |  | 0 | 0 | 0 | 0 | 0 |  | 25319 | CAEW | 25319.CAEW | 0
2395 |  |  |  | P | CAEE |  | 0 | 0 | 0 | 0 | 0 |  | 25319 | CAEE | 25319.CAEE | 0
2396 | [6 empty] | 0 | 0 | 0 | 0 | 0 |  | 25319 | NA | 25319.NA1 | 0
2397 | [12 empty] | 25319 | NA | 25319.NA2 | 0
2398 | Total Fuel Stock |  |  |  |  | B13 | 187208076.2821 | 178011761.5993 | 9196314.6828 | -9196314.6828 | 1.5716e-09 | x | Total Fuel Stock | NA | Total Fuel Stock.NA2 | 1.5716e-09
2399 | 154 | Materials and Supplies | [10 empty] | 154 | NA | 154.NA | 0
2400 |  |  |  | MSS | S |  | 154962581.2983 | 145119675.4133 | 9842905.885 | -9842905.885 | 0 |  | 154 | S | 154.S | 0
2401 |  |  |  | MSS | SG |  | 1787427.9417 | 1644813.0441 | 142614.8975 | -142614.8975 | 0 |  | 154 | SG | 154.SG | 0
2402 |  |  |  | MSS | SE |  | 0 | 0 | 0 | 0 | 0 |  | 154 | SE | 154.SE | 0
2403 |  |  |  | MSS | SO |  | -1117344.01 | -1038184.8683 | -79159.1417 | 79159.1417 | 0 |  | 154 | SO | 154.SO | 0
2404 |  |  |  | MSS | SNPPS |  | 0 | 0 | 0 | 0 | 0 |  | 154 | SNPPS | 154.SNPPS | 0
2405 |  |  |  | MSS | SNPPH |  | 0 | 0 | 0 | 0 | 0 |  | 154 | SNPPH | 154.SNPPH | 0
2406 |  |  |  | MSS | SNPD |  | -1387115.3642 | -1300226.0756 | -86889.2886 | 86889.2887 | 8.6889e-05 |  | 154 | SNPD | 154.SNPD | 8.6889e-05
2407 |  |  |  | MSS | SNPT |  | 0 | 0 | 0 | 0 | 0 |  | 154 | SNPT | 154.SNPT | 0
2408 |  |  |  | MSS | DGU |  | 0 | 0 | 0 | 0 | 0 |  | 154 | DGU | 154.DGU | 0
2409 |  |  |  | MSS | DGP |  | 0 | 0 | 0 | 0 | 0 |  | 154 | DGP | 154.DGP | 0
2410 |  |  |  | MSS | JBE |  | 0 | 0 | 0 | 0 | 0 |  | 154 | JBE | 154.JBE | 0
2411 |  |  |  | MSS | SNPP |  | 0 | 0 | 0 | 0 | 0 |  | 154 | SNPP | 154.SNPP | 0
2412 |  |  |  | MSS | CAGW |  | 9451028.8521 | 7356398.942 | 2094629.9101 | -2094629.9101 | 0 |  | 154 | CAGW | 154.CAGW | 0
2413 |  |  |  | MSS | CAGE |  | 118885245.0167 | 118885245.0167 | 0 | 0 | 0 |  | 154 | CAGE | 154.CAGE | 0
2414 |  |  |  | MSS | JBG |  | 1562805.7729 | 1216441.3964 | 346364.3765 | -346364.3765 | 0 |  | 154 | JBG | 154.JBG | 0
2415 |  |  |  | MSS | CAEW |  | 0 | 0 | 0 | 0 | 0 |  | 154 | CAEW | 154.CAEW | 0
2416 |  |  |  | MSS | CAEE |  | 0 | 0 | 0 | 0 | 0 |  | 154 | CAEE | 154.CAEE | 0
2417 |  |  |  | MSS | CAGE |  | 0 | 0 | 0 | 0 | 0 |  | 154 | CAGE | 154.CAGE1 | 0
2418 | Total Materials and Supplies - FERC 154 |  |  |  |  | B13 | 284144629.5075 | 271884162.8687 | 12260466.6388 | -12260466.6387 | 8.6889e-05 | x | Total Materials and Supplies - FERC 154 | NA | Total Materials and Supplies - FERC 154.NA | 8.6889e-05
2419 | [12 empty] | Total Materials and Supplies - FERC 154 | NA | Total Materials and Supplies - FERC 154.NA1 | 0
2420 | 163 | Stores Expense Undistributed | [10 empty] | 163 | NA | 163.NA | 0
2421 |  |  |  | MSS | SO |  | 0 | 0 | 0 | 0 | 0 |  | 163 | SO | 163.SO | 0
2422 | [12 empty] | 163 | NA | 163.NA1 | 0
2423 | [5 empty] | B13 | 0 | 0 | 0 | 0 | 0 |  | 163 | NA | 163.NA2 | 0
2424 | [12 empty] | 163 | NA | 163.NA3 | 0
2425 | 25318 | Provo Working Capital Deposit | [10 empty] | 25318 | NA | 25318.NA | 0
2426 |  |  |  | MSS | SNPPS |  | 0 | 0 | 0 | 0 | 0 |  | 25318 | SNPPS | 25318.SNPPS | 0
2427 |  |  |  | MSS | CAGW |  | 0 | 0 | 0 | 0 | 0 |  | 25318 | CAGW | 25318.CAGW | 0
2428 |  |  |  | MSS | CAGE |  | -273000 | -273000 | 0 | 0 | 0 |  | 25318 | CAGE | 25318.CAGE | 0
2429 | [5 empty] | B13 | -273000 | -273000 | 0 | 0 | 0 |  | 25318 | NA | 25318.NA1 | 0
2430 | [12 empty] | 25318 | NA | 25318.NA2 | 0
2431 | Total Materials & Supplies (Net) |  |  |  |  | B13 | 283871629.5075 | 271611162.8687 | 12260466.6388 | -12260466.6387 | 8.6889e-05 | x | Total Materials & Supplies (Net) | NA | Total Materials & Supplies (Net).NA | 8.6889e-05
2432 | [12 empty] | Total Materials & Supplies (Net) | NA | Total Materials & Supplies (Net).NA1 | 0
2433 | 165 | Prepayments | [10 empty] | 165 | NA | 165.NA | 0
2434 |  |  |  | DMSC | S |  | 30084019.7463 | 30084019.7463 | 0 | 0 | 0 |  | 165 | S | 165.S | 0
2435 |  |  |  | GP | GPS |  | 7911715.7637 | 7351203.8501 | 560511.9137 | -560511.9137 | 0 |  | 165 | GPS | 165.GPS | 0
2436 |  |  |  | PT | SG |  | 4801342.735 | 4418254.2836 | 383088.4514 | -383088.4514 | 0 |  | 165 | SG | 165.SG | 0
2437 |  |  |  | PT | CAGW |  | 0 | 0 | 0 | 0 | 0 |  | 165 | CAGW | 165.CAGW | 0
2438 |  |  |  | PT | CAGE |  | 808829.1171 | 808829.1171 | 0 | 0 | 0 |  | 165 | CAGE | 165.CAGE | 0
2439 |  |  |  | P | CAEW |  | 4054.84 | 3137.9048 | 916.9352 | -916.9352 | 0 |  | 165 | CAEW | 165.CAEW | 0
2440 |  |  |  | P | CAEE |  | 51192.4317 | 51192.4317 | 0 | 0 | 0 |  | 165 | CAEE | 165.CAEE | 0
2441 |  |  |  | P | SE |  | 0 | 0 | 0 | 0 | 0 |  | 165 | SE | 165.SE | 0
2442 |  |  |  | PTD | SO |  | 33032918.0442 | 30692674.2007 | 2340243.8434 | -2340243.8434 | 5.1223e-09 |  | 165 | SO | 165.SO | 5.1223e-09
2443 | Total Prepayments |  |  |  |  | B15 | 76694072.6779 | 73409311.5341 | 3284761.1438 | -3284761.1438 | 5.1223e-09 | x | Total Prepayments | NA | Total Prepayments.NA | 5.1223e-09
2444 | [12 empty] | Total Prepayments | NA | Total Prepayments.NA1 | 0
2445 | 182M | Misc Regulatory Assets | [10 empty] | 182M | NA | 182M.NA | 0
2446 |  |  |  | P | S |  | 286113490.11 | 285453847.5367 | 659642.5733 | -610281.25 | 49361.3233 |  | 182M | S | 182M.S | 49361.3233
2447 |  |  |  | DEFSG | SG |  | 0 | 0 | 0 | 342885.2852 | 342885.2852 |  | 182M | SG | 182M.SG | 342885.2852
2448 |  |  |  | P | CAGE |  | 0 | 0 | 0 | 0 | 0 |  | 182M | CAGE | 182M.CAGE | 0
2449 |  |  |  | P | CAGE |  | 6443290.0958 | 6443290.0958 | 0 | 0 | 0 |  | 182M | CAGE | 182M.CAGE1 | 0
2450 |  |  |  | P | CAGW |  | 0 | 0 | 0 | 0 | 0 |  | 182M | CAGW | 182M.CAGW | 0
2451 |  |  |  | DEFSG | JBG |  | 0 | 0 | 0 | 0 | 0 |  | 182M | JBG | 182M.JBG | 0
2452 |  |  |  | P | SE |  | 0 | 0 | 0 | 0 | 0 |  | 182M | SE | 182M.SE | 0
2453 |  |  |  | P | CAEW |  | 0 | 0 | 0 | 0 | 0 |  | 182M | CAEW | 182M.CAEW | 0
2454 |  |  |  | P | CAEE |  | 190801865.6967 | 190801865.6967 | 0 | 0 | 0 |  | 182M | CAEE | 182M.CAEE | 0
2455 |  |  |  | T | SO |  | 0 | 0 | 0 | 0 | 0 |  | 182M | SO | 182M.SO | 0
2456 | [5 empty] | B16 | 483358645.9025 | 482699003.3292 | 659642.5733 | -267395.9648 | 392246.6086 | x | 182M | NA | 182M.NA1 | 392246.6086
2457 | [12 empty] | 182M | NA | 182M.NA2 | 0
2458 | 186M | Misc Deferred Debits | [10 empty] | 186M | NA | 186M.NA | 0
2459 |  |  |  | LABOR | S |  | 2107545.965 | 2107545.965 | 0 | 0 | 0 |  | 186M | S | 186M.S | 0
2460 |  |  |  | P | CAEW |  | 0 | 0 | 0 | 0 | 0 |  | 186M | CAEW | 186M.CAEW | 0
2461 |  |  |  | P | CAEE |  | 0 | 0 | 0 | 0 | 0 |  | 186M | CAEE | 186M.CAEE | 0
2462 |  |  |  | P | SG |  | 35880202.6679 | 33017401.1485 | 2862801.5194 | -2862801.5194 | 3.7253e-09 |  | 186M | SG | 186M.SG | 3.7253e-09
2463 |  |  |  | LABOR | SO |  | 264844.4625 | 246081.342 | 18763.1205 | -18763.1205 | 0 |  | 186M | SO | 186M.SO | 0
2464 |  |  |  | P | SE |  | 0 | 0 | 0 | 0 | 0 |  | 186M | SE | 186M.SE | 0
2465 |  |  |  | P | CAGW |  | 28959765.0758 | 22541417.289 | 6418347.7869 | -6418347.7869 | -7.4506e-09 |  | 186M | CAGW | 186M.CAGW | -7.4506e-09
2466 |  |  |  | DEFSG | CAGE |  | 46936340.3 | 46936340.3 | 0 | 0 | 0 |  | 186M | CAGE | 186M.CAGE | 0
2467 |  |  |  | P | CAEW |  | 0 | 0 | 0 | 0 | 0 |  | 186M | CAEW | 186M.CAEW1 | 0
2468 |  |  |  | P | CAEE |  | 641698.3983 | 641698.3983 | 0 | 0 | 0 |  | 186M | CAEE | 186M.CAEE1 | 0
2469 |  |  |  | P | JBE |  | 1144.1171 | 885.3939 | 258.7232 | -258.7232 | 2.6716e-12 |  | 186M | JBE | 186M.JBE | 2.6716e-12
2470 |  |  |  | GP | EXCTAX |  | 0 | 0 | 0 | 0 | 0 |  | 186M | EXCTAX | 186M.EXCTAX | 0
2471 | Total Misc. Deferred Debits |  |  |  |  | B11 | 114791540.9867 | 105491369.8366 | 9300171.15 | -9300171.15 | -3.7226e-09 | x | Total Misc. Deferred Debits | NA | Total Misc. Deferred Debits.NA | -3.7226e-09
2472 | [12 empty] | Total Misc. Deferred Debits | NA | Total Misc. Deferred Debits.NA1 | 0
2473 | Working Capital | [11 empty] | Working Capital | NA | Working Capital.NA | 0
2474 | CWC | Cash Working Capital | [10 empty] | CWC | NA | CWC.NA | 0
2475 |  |  |  | CWC | S |  | 0 | 0 | 0 | 29873668.4172 | 29873668.4172 |  | CWC | S | CWC.S | 29873668.4172
2476 |  |  |  | CWC | SO |  | 0 | 0 | 0 | 0 | 0 |  | CWC | SO | CWC.SO | 0
2477 |  |  |  | CWC | SE |  | 0 | 0 | 0 | 0 | 0 |  | CWC | SE | CWC.SE | 0
2478 | [5 empty] | B14 | 0 | 0 | 0 | 29873668.4172 | 29873668.4172 |  | CWC | NA | CWC.NA1 | 29873668.4172
2479 | [12 empty] | CWC | NA | CWC.NA2 | 0
2480 | OWC | Other Work. Cap. | [10 empty] | OWC | NA | OWC.NA | 0
2481 | 131 | Cash |  | GP | SNP |  | 0 | 0 | 0 | 0 | 0 |  | 131 | SNP | 131.SNP | 0
2482 | 135 | Working Funds |  | GP | SG |  | 0 | 0 | 0 | 0 | 0 |  | 135 | SG | 135.SG | 0
2483 | 141 | Other A/R |  | GP | SO |  | 0 | 0 | 0 | 0 | 0 |  | 141 | SO | 141.SO | 0
2484 | 143 | Other A/R |  | PTD | SO |  | 49060066.335 | 45584366.185 | 3475700.15 | -3475700.15 | 0 |  | 143 | SO | 143.SO | 0
2485 | 232 | A/P |  | PTD | SE |  | 0 | 0 | 0 | 0 | 0 |  | 232 | SE | 232.SE | 0
2486 | 232 | A/P |  | P | SO |  | -6561111.8867 | -6096284.599 | -464827.2877 | 464827.2877 | 0 |  | 232 | SO | 232.SO | 0
2487 | 232 | A/P |  | P | CAEE |  | -3252214.3933 | -3252214.3933 | 0 | 0 | 0 |  | 232 | CAEE | 232.CAEE | 0
2488 | 232 | A/P |  | T | SG |  | -3305186.1542 | -3041472.7066 | -263713.4475 | 263713.4475 | 0 |  | 232 | SG | 232.SG | 0
2489 | 232 | A/P |  | P | S |  | -22783.9825 | -22783.9825 | 0 | 0 | 0 |  | 232 | S | 232.S | 0
2490 | 2533 | Other Msc. Df. Crd. |  | P | OTHER |  | 0 | 0 | 0 | 0 | 0 |  | 2533 | OTHER | 2533.OTHER | 0
2491 | 2533 | Other Msc. Df. Crd. |  | P | CAGE |  | -8411096.6375 | -8411096.6375 | 0 | 0 | 0 |  | 2533 | CAGE | 2533.CAGE | 0
2492 | 2533 | Other Msc. Df. Crd. |  | P | CAGE |  | 0 | 0 | 0 | 0 | 0 |  | 2533 | CAGE | 2533.CAGE1 | 0
2493 | 230 | Asset Retir. Oblig. |  | P | SE |  | 0 | 0 | 0 | 0 | 0 |  | 230 | SE | 230.SE | 0
2494 | 230 | Asset Retir. Oblig. |  | P | CAEW |  | 0 | 0 | 0 | 0 | 0 |  | 230 | CAEW | 230.CAEW | 0
2495 | 230 | Asset Retir. Oblig. |  | P | CAEE |  | 0 | 0 | 0 | 0 | 0 |  | 230 | CAEE | 230.CAEE | 0
2496 | 230 | Asset Retir. Oblig. |  | P | S |  | -2341735.7792 | -2341735.7792 | 0 | 0 | 0 |  | 230 | S | 230.S | 0
2497 | 254105 | ARO Reg Liability |  | P | S |  | 0 | 0 | 0 | 0 | 0 |  | 254105 | S | 254105.S | 0
2498 | 254105 | ARO Reg Liability |  | P | SE |  | 0 | 0 | 0 | 0 | 0 |  | 254105 | SE | 254105.SE | 0
2499 | 254105 | ARO Reg Liability |  | P | CAGE |  | -19802.83 | -19802.83 | 0 | 0 | 0 |  | 254105 | CAGE | 254105.CAGE | 0
2500 | 254105 | ARO Reg Liability |  | P | CAEE |  | 19802.83 | 19802.83 | 0 | 0 | 0 |  | 254105 | CAEE | 254105.CAEE | 0
2501 | 2533 | Cholla Reclamation |  | P | CAEE |  | 0 | 0 | 0 | 0 | 0 |  | 2533 | CAEE | 2533.CAEE | 0
2502 | [5 empty] | B14 | 25165937.5017 | 22418778.0869 | 2747159.4147 | -2747159.4147 | 0 |  | 2533 | NA | 2533.NA | 0
2503 | [12 empty] | 2533 | NA | 2533.NA1 | 0
2504 | Total Working Capital | [5 empty] | 25165937.5017 | 22418778.0869 | 2747159.4147 | 27126509.0025 | 29873668.4172 | x | Total Working Capital | NA | Total Working Capital.NA | 29873668.4172
2505 | Miscellaneous Rate Base | [11 empty] | Miscellaneous Rate Base | NA | Miscellaneous Rate Base.NA | 0
2506 | 18221 | Unrec Plant & Reg Study Costs | [10 empty] | 18221 | NA | 18221.NA | 0
2507 |  |  |  | P | S |  | 0 | 0 | 0 | 0 | 0 |  | 18221 | S | 18221.S | 0
2508 | [12 empty] | 18221 | NA | 18221.NA1 | 0
2509 | [6 empty] | 0 | 0 | 0 | 0 | 0 |  | 18221 | NA | 18221.NA2 | 0
2510 | [12 empty] | 18221 | NA | 18221.NA3 | 0
2511 | 18222 | Nuclear Plant - Trojan | [10 empty] | 18222 | NA | 18222.NA | 0
2512 |  |  |  | P | S |  | 0 | 0 | 0 | 0 | 0 |  | 18222 | S | 18222.S | 0
2513 |  |  |  | P | TROJP |  | 0 | 0 | 0 | 0 | 0 |  | 18222 | TROJP | 18222.TROJP | 0
2514 |  |  |  | P | TROJD |  | 0 | 0 | 0 | 0 | 0 |  | 18222 | TROJD | 18222.TROJD | 0
2515 | [5 empty] | B16 | 0 | 0 | 0 | 0 | 0 |  | 18222 | NA | 18222.NA1 | 0
2516 | [12 empty] | 18222 | NA | 18222.NA2 | 0
2517 | [12 empty] | 18222 | NA | 18222.NA3 | 0
2518 | [12 empty] | 18222 | NA | 18222.NA4 | 0
2519 | 1869 | Misc Deferred Debits-Trojan | [10 empty] | 1869 | NA | 1869.NA | 0
2520 |  |  |  | P | S |  | 0 | 0 | 0 | 0 | 0 |  | 1869 | S | 1869.S | 0
2521 |  |  |  | P | SNPPN |  | 0 | 0 | 0 | 0 | 0 |  | 1869 | SNPPN | 1869.SNPPN | 0
2522 | [6 empty] | 0 | 0 | 0 | 0 | 0 |  | 1869 | NA | 1869.NA1 | 0
2523 | [12 empty] | 1869 | NA | 1869.NA2 | 0
2524 | TOTAL MISCELLANEOUS RATE BASE | [5 empty] | 0 | 0 | 0 | 0 | 0 | x | TOTAL MISCELLANEOUS RATE BASE | NA | TOTAL MISCELLANEOUS RATE BASE.NA | 0
2525 | [12 empty] | TOTAL MISCELLANEOUS RATE BASE | NA | TOTAL MISCELLANEOUS RATE BASE.NA1 | 0
2526 | TOTAL RATE BASE ADDITIONS | [5 empty] | 1405270676.0279 | 1367235819.6197 | 38034856.4082 | -7182600.5776 | 30852255.8305 |  | TOTAL RATE BASE ADDITIONS | NA | TOTAL RATE BASE ADDITIONS.NA | 30852255.8305
2527 | 235 | Customer Service Deposits | [10 empty] | 235 | NA | 235.NA | 0
2528 |  |  |  | CUST | S |  | 0 | 0 | 0 | -408390.6325 | -408390.6325 |  | 235 | S | 235.S | -408390.6325
2529 |  |  |  | CUST | CN |  | 0 | 0 | 0 | 0 | 0 |  | 235 | CN | 235.CN | 0
2530 | Total Customer Service Deposits |  |  |  |  | B15 | 0 | 0 | 0 | -408390.6325 | -408390.6325 | x | Total Customer Service Deposits | NA | Total Customer Service Deposits.NA | -408390.6325
2531 | [12 empty] | Total Customer Service Deposits | NA | Total Customer Service Deposits.NA1 | 0
2532 | 2281 | Prop Ins |  | PTD | S |  | -4942844.7671 | -4951020.8442 | 8176.0771 | 0 | 8176.0771 |  | 2281 | S | 2281.S | 8176.0771
2533 | 2281 | Prop Ins |  | PTD | SO |  | -708333.3333 | -658150.8844 | -50182.4489 | 50182.4489 | 0 |  | 2281 | SO | 2281.SO | 0
2534 | 2282 | Inj & Dam |  | PTD | SO |  | -143203329.7 | -133057973.7783 | -10145355.9217 | 10145355.9217 | 0 |  | 2282 | SO | 2282.SO | 0
2535 | 2283 | Pen & Ben |  | PTD | SO |  | -2068053.21 | -1921540.3047 | -146512.9053 | 0 | -146512.9053 |  | 2283 | SO | 2283.SO | -146512.9053
2536 | 2282 | Inj & Dam |  | PTD | S |  | -12869415.7442 | -12869415.7442 | 0 | 0 | 0 |  | 2282 | S | 2282.S | 0
2537 | 254 | Ins Prov |  | PTD | SO |  | 0 | 0 | 0 | 0 | 0 | x | 254 | SO | 254.SO | 0
2538 | [5 empty] | B15 | -163791976.7546 | -153458101.5557 | -10333875.1989 | 10195538.3707 | -138336.8282 |  | 254 | NA | 254.NA | -138336.8282
2539 | [12 empty] | 254 | NA | 254.NA1 | 0
2540 | 22841 | Accum Misc Oper Provisions - Other | [10 empty] | 22841 | NA | 22841.NA | 0
2541 |  |  |  | P | S |  | 0 | 0 | 0 | 0 | 0 |  | 22841 | S | 22841.S | 0
2542 |  |  |  | P | CAGW |  | -234884.085 | -182826.7654 | -52057.3196 | 0 | -52057.3196 | x | 22841 | CAGW | 22841.CAGW | -52057.3196
2543 | [5 empty] | B15 | -234884.085 | -182826.7654 | -52057.3196 | 0 | -52057.3196 |  | 22841 | NA | 22841.NA1 | -52057.3196
2544 | [12 empty] | 22841 | NA | 22841.NA2 | 0
2545 | 254 |  |  | P | JBG |  | 0 | 0 | 0 | 0 | 0 |  | 254 | JBG | 254.JBG | 0
2546 | 254 |  |  | P | CAGW |  | 0 | 0 | 0 | 0 | 0 |  | 254 | CAGW | 254.CAGW | 0
2547 | 254105 | ARO |  | P | S |  | 0 | 0 | 0 | 0 | 0 |  | 254105 | S | 254105.S1 | 0
2548 | 2533 | Regulatory Liability |  | P | CAEE |  | -115119099.34 | -115119099.34 | 0 | 0 | 0 |  | 2533 | CAEE | 2533.CAEE1 | 0
2549 | 254 | Regulatory Liability |  | P | CAGE |  | 0 | 0 | 0 | 0 | 0 |  | 254 | CAGE | 254.CAGE | 0
2550 | 254 | Regulatory Liability |  | P | S |  | -1719330505.5554 | -1558968804.2242 | -160361701.3313 | 71681996.6031 | -88679704.7282 | x | 254 | S | 254.S | -88679704.7282
2551 | [5 empty] | B15 | -1834449604.8954 | -1674087903.5642 | -160361701.3313 | 71681996.6031 | -88679704.7282 |  | 254 | NA | 254.NA2 | -88679704.7282
2552 | [12 empty] | 254 | NA | 254.NA3 | 0
2553 | 252 | Customer Advances for Construction | [10 empty] | 252 | NA | 252.NA | 0
2554 |  |  |  | DPW | S |  | -9648265.0121 | -9646085.8454 | -2179.1667 | -554568.8558 | -556748.0225 |  | 252 | S | 252.S | -556748.0225
2555 |  |  |  | T | SG |  | -76314888.2721 | -70225893.1758 | -6088995.0963 | -1179413.5305 | -7268408.6268 |  | 252 | SG | 252.SG | -7268408.6268
2556 |  |  |  | T | CAGE |  | -33255031.6954 | -33255031.6954 | 0 | 0 | 0 |  | 252 | CAGE | 252.CAGE | 0
2557 |  |  |  | DPW | CAGW |  | -3913.3238 | -3046.0145 | -867.3093 | 867.3093 | 0 |  | 252 | CAGW | 252.CAGW | 0
2558 |  |  |  | CUST | CN |  | 0 | 0 | 0 | 0 | 0 | x | 252 | CN | 252.CN | 0
2559 | Total Customer Advances for Constr. |  |  |  |  | B20 | -119222098.3033 | -113130056.7311 | -6092041.5723 | -1733115.077 | -7825156.6493 |  | Total Customer Advances for Constr. | NA | Total Customer Advances for Constr..NA | -7825156.6493
2560 | [12 empty] | Total Customer Advances for Constr. | NA | Total Customer Advances for Constr..NA1 | 0
2561 | 25398 | SO2 Emissions | [10 empty] | 25398 | NA | 25398.NA | 0
2562 |  |  |  | P | S |  | 0 | 0 | 0 | 0 | 0 | x | 25398 | S | 25398.S | 0
2563 | [6 empty] | 0 | 0 | 0 | 0 | 0 |  | 25398 | NA | 25398.NA1 | 0
2564 | [12 empty] | 25398 | NA | 25398.NA2 | 0
2565 | 25399 | Other Deferred Credits | [10 empty] | 25399 | NA | 25399.NA | 0
2566 |  |  |  | P | S |  | -3252496.8 | -2934320.6421 | -318176.1579 | 0 | -318176.1579 |  | 25399 | S | 25399.S | -318176.1579
2567 |  |  |  | GP | GPS |  | 0 | 0 | 0 | 0 | 0 |  | 25399 | GPS | 25399.GPS | 0
2568 |  |  |  | GP | SO |  | 0 | 0 | 0 | 0 | 0 |  | 25399 | SO | 25399.SO | 0
2569 |  |  |  | P | CAGW |  | 0 | 0 | 0 | 0 | 0 |  | 25399 | CAGW | 25399.CAGW | 0
2570 |  |  |  | P | CAGE |  | -2008313.7642 | -2008313.7642 | 0 | 0 | 0 |  | 25399 | CAGE | 25399.CAGE | 0
2571 |  |  |  | P | SG |  | -76990744.9092 | -70847824.7159 | -6142920.1933 | 0 | -6142920.1933 |  | 25399 | SG | 25399.SG | -6142920.1933
2572 |  |  |  | P | CAEW |  | 0 | 0 | 0 | 0 | 0 |  | 25399 | CAEW | 25399.CAEW | 0
2573 |  |  |  | P | CAEE |  | -14864550.36 | -14864550.36 | 0 | 0 | 0 |  | 25399 | CAEE | 25399.CAEE | 0
2574 |  |  |  | P | SE |  | 0 | 0 | 0 | 0 | 0 | x | 25399 | SE | 25399.SE | 0
2575 | [5 empty] | B15 | -97116105.8333 | -90655009.4821 | -6461096.3512 | 0 | -6461096.3512 |  | 25399 | NA | 25399.NA1 | -6461096.3512
2576 | [12 empty] | 25399 | NA | 25399.NA2 | 0
2577 | 190 | Accumulated Deferred Income Taxes | [10 empty] | 190 | NA | 190.NA | 0
2578 |  |  |  | P | S |  | 429174494.5267 | 389749283.4033 | 39425211.1233 | -20787846.5457 | 18637364.5776 |  | 190 | S | 190.S | 18637364.5776
2579 |  |  |  | CUST | CN |  | 0 | 0 | 0 | 0 | 0 |  | 190 | CN | 190.CN | 0
2580 |  |  |  | LABOR | SO |  | 51047508.7367 | 47431006.6195 | 3616502.1172 | -2506736.237 | 1109765.8802 |  | 190 | SO | 190.SO | 1109765.8802
2581 |  |  |  | P | IBT |  | 0 | 0 | 0 | 0 | 0 |  | 190 | IBT | 190.IBT | 0
2582 |  |  |  | CUST | BADDEBT |  | 4810569.5713 | 4155021.8495 | 655547.7217 | 0 | 655547.7217 |  | 190 | BADDEBT | 190.BADDEBT | 655547.7217
2583 |  |  |  | P | TROJD |  | 0 | 0 | 0 | 0 | 0 |  | 190 | TROJD | 190.TROJD | 0
2584 |  |  |  | P | SG |  | 1366663.6775 | 1257620.6242 | 109043.0533 | 0 | 109043.0533 |  | 190 | SG | 190.SG | 109043.0533
2585 |  |  |  | P | SE |  | 0 | 0 | 0 | 0 | 0 |  | 190 | SE | 190.SE | 0
2586 |  |  |  | PTD | SNP |  | 0 | 0 | 0 | 0 | 0 |  | 190 | SNP | 190.SNP | 0
2587 |  |  |  | P | CAGW |  | 57749.5133 | 44950.4986 | 12799.0148 | 0 | 12799.0148 |  | 190 | CAGW | 190.CAGW | 12799.0148
2588 |  |  |  | P | CAGE |  | 877641.2254 | 877641.2254 | 0 | 0 | 0 |  | 190 | CAGE | 190.CAGE | 0
2589 |  |  |  | P | JBG |  | 0 | 0 | 0 | 0 | 0 |  | 190 | JBG | 190.JBG | 0
2590 |  |  |  | P | CAEE |  | 34484914.6638 | 34484914.6638 | 0 | 0 | 0 |  | 190 | CAEE | 190.CAEE | 0
2591 |  |  |  | DPW | JBE |  | -159703.5963 | -123589.2597 | -36114.3366 | -120983.8476 | -157098.1841 |  | 190 | JBE | 190.JBE | -157098.1841
2592 |  |  |  | DPW | SNPD |  | 1227871.0708 | 1150956.8887 | 76914.1822 | 0 | 76914.1822 |  | 190 | SNPD | 190.SNPD | 76914.1822
2593 | [12 empty] | 190 | NA | 190.NA1 | 0
2594 | Total Accum Deferred Income Taxes |  |  |  |  | B19 | 522887709.3892 | 479027806.5132 | 43859902.876 | -23294582.7828 | 20444336.2456 |  | Total Accum Deferred Income Taxes | NA | Total Accum Deferred Income Taxes.NA | 20444336.2456
2595 | [12 empty] | Total Accum Deferred Income Taxes | NA | Total Accum Deferred Income Taxes.NA1 | 0
2596 | 281 | Accumulated Deferred Income Taxes | [10 empty] | 281 | NA | 281.NA | 0
2597 |  |  |  | P | S |  | 0 | 0 | 0 | 0 | 0 |  | 281 | S | 281.S | 0
2598 |  |  |  | PT | SG |  | -143593227.3233 | -132136243.2822 | -11456984.0412 | 11456984.0154 | -0.025798 |  | 281 | SG | 281.SG | -0.025798
2599 |  |  |  | PT | CAGW |  | 0 | 0 | 0 | 0 | 0 |  | 281 | CAGW | 281.CAGW | 0
2600 |  |  |  | PT | CAGE |  | 0 | 0 | 0 | 0 | 0 |  | 281 | CAGE | 281.CAGE | 0
2601 |  |  |  | T | SNPT |  | 0 | 0 | 0 | 0 | 0 |  | 281 | SNPT | 281.SNPT | 0
2602 | [5 empty] | B19 | -143593227.3233 | -132136243.2822 | -11456984.0412 | 11456984.0154 | -0.025798 |  | 281 | NA | 281.NA1 | -0.025798
2603 | [12 empty] | 281 | NA | 281.NA2 | 0
2604 | 282 | Accumulated Deferred Income Taxes | [10 empty] | 282 | NA | 282.NA | 0
2605 |  |  |  | GP | S |  | 9750265.2771 | 9750265.2771 | 0 | -205105242 | -205105242 |  | 282 | S | 282.S | -205105242
2606 |  |  |  | ACCMDIT | CIAC |  | 0 | 0 | 0 | 0 | 0 |  | 282 | CIAC | 282.CIAC | 0
2607 |  |  |  | ACCMDIT | DITBAL |  | -2824086227.61 | -2632357271.3422 | -191728956.2678 | 191702890.4387 | -26065.8291 |  | 282 | DITBAL | 282.DITBAL | -26065.8291
2608 |  |  |  | GP | JBE |  | -1938991.5112 | -1500520.5334 | -438470.9779 | 102031.4447 | -336439.5332 |  | 282 | JBE | 282.JBE | -336439.5332
2609 |  |  |  | LABOR | SO |  | 39219.3775 | 36440.8489 | 2778.5286 | 291311.5956 | 294090.1242 |  | 282 | SO | 282.SO | 294090.1242
2610 |  |  |  | PTD | SNPD |  | 0 | 0 | 0 | 0 | 0 |  | 282 | SNPD | 282.SNPD | 0
2611 |  |  |  | P | SNP |  | -339904.1775 | -316504.6808 | -23399.4967 | 0 | -23399.4967 |  | 282 | SNP | 282.SNP | -23399.4967
2612 |  |  |  | P | CAGW |  | 0 | 0 | 0 | 1278159.9658 | 1278159.9658 |  | 282 | CAGW | 282.CAGW | 1278159.9658
2613 |  |  |  | P | CAGE |  | -0.00125 | -0.00125 | 0 | 0 | 0 |  | 282 | CAGE | 282.CAGE | 0
2614 |  |  |  | P | SE |  | 0 | 0 | 0 | 0 | 0 |  | 282 | SE | 282.SE | 0
2615 |  |  |  | P | CAEE |  | 94979.255 | 94979.255 | 0 | 0 | 0 |  | 282 | CAEE | 282.CAEE | 0
2616 |  |  |  | P | CN |  | 0 | 0 | 0 | 0 | 0 |  | 282 | CN | 282.CN | 0
2617 |  |  |  | P | JBG |  | 0 | 0 | 0 | 15748271.0851 | 15748271.0851 |  | 282 | JBG | 282.JBG | 15748271.0851
2618 |  |  |  | P | SG |  | 0 | 0 | 0 | 3543984.5729 | 3543984.5729 |  | 282 | SG | 282.SG | 3543984.5729
2619 | [5 empty] | B19 | -2816480659.3904 | -2624292611.1766 | -192188048.2138 | 7561407.1028 | -184626641.111 |  | 282 | NA | 282.NA1 | -184626641.111
2620 | [12 empty] | 282 | NA | 282.NA2 | 0
2621 | 283 | Accumulated Deferred Income Taxes | [10 empty] | 283 | NA | 283.NA | 0
2622 |  |  |  | GP | S |  | -130631553.3179 | -131176317.9542 | 544764.6362 | -577851.0699 | -33086.4336 |  | 283 | S | 283.S | -33086.4336
2623 |  |  |  | P | SG |  | -683107.68 | -628604.0385 | -54503.6415 | -84303.8335 | -138807.4751 |  | 283 | SG | 283.SG | -138807.4751
2624 |  |  |  | P | SE |  | 0 | 0 | 0 | 0 | 0 |  | 283 | SE | 283.SE | 0
2625 |  |  |  | LABOR | SO |  | -28590251.6292 | -26564752.0875 | -2025499.5416 | 1980275.145 | -45224.3967 |  | 283 | SO | 283.SO | -45224.3967
2626 |  |  |  | GP | GPS |  | -5253851.4567 | -4881638.0933 | -372213.3633 | 0 | -372213.3633 |  | 283 | GPS | 283.GPS | -372213.3633
2627 |  |  |  | PTD | SNP |  | -694848.9842 | -647014.5721 | -47834.412 | 0 | -47834.412 |  | 283 | SNP | 283.SNP | -47834.412
2628 |  |  |  | P | TROJD |  | 0 | 0 | 0 | 0 | 0 |  | 283 | TROJD | 283.TROJD | 0
2629 |  |  |  | PTD | SGCT |  | 0 | 0 | 0 | 0 | 0 |  | 283 | SGCT | 283.SGCT | 0
2630 |  |  |  | P | CAGW |  | -615609.2792 | -479171.8998 | -136437.3794 | 0 | -136437.3794 |  | 283 | CAGW | 283.CAGW | -136437.3794
2631 |  |  |  | P | CAGE |  | -517696.7367 | -517696.7367 | 0 | 0 | 0 |  | 283 | CAGE | 283.CAGE | 0
2632 |  |  |  | P | CAEW |  | 0 | 0 | 0 | 0 | 0 |  | 283 | CAEW | 283.CAEW | 0
2633 |  |  |  | P | CAEE |  | -37308827.6767 | -37308827.6767 | 0 | 0 | 0 |  | 283 | CAEE | 283.CAEE | 0
2634 |  |  |  | P | JBE |  | 0 | 0 | 0 | 0 | 0 |  | 283 | JBE | 283.JBE | 0
2635 |  |  |  | P | SGCT |  | 0 | 0 | 0 | 0 | 0 |  | 283 | SGCT | 283.SGCT1 | 0
2636 | [12 empty] | 283 | NA | 283.NA1 | 0
2637 | [5 empty] | B19 | -204295746.7604 | -202204023.0587 | -2091723.7017 | 1318120.2415 | -773603.4601 |  | 283 | NA | 283.NA2 | -773603.4601
2638 | [11 empty] | x | 283 | NA | 283.NA3 | 0
2639 | TOTAL ACCUM DEF INCOME TAX |  |  |  |  | B19 | -2641481924.085 | -2479605071.0043 | -161876853.0807 | -3079055.2706 | -164955908.3513 |  | TOTAL ACCUM DEF INCOME TAX | NA | TOTAL ACCUM DEF INCOME TAX.NA | -164955908.3513
2640 | 255 | Accumulated Investment Tax Credit | [10 empty] | 255 | NA | 255.NA | 0
2641 |  |  |  | PTD | S |  | -2216218.1683 | -2216218.1683 | 0 | 0 | 0 |  | 255 | S | 255.S | 0
2642 |  |  |  | PTD | ITC84 |  | 0 | 0 | 0 | 0 | 0 |  | 255 | ITC84 | 255.ITC84 | 0
2643 |  |  |  | PTD | ITC85 |  | 0 | 0 | 0 | 0 | 0 |  | 255 | ITC85 | 255.ITC85 | 0
2644 |  |  |  | PTD | ITC86 |  | 0 | 0 | 0 | 0 | 0 |  | 255 | ITC86 | 255.ITC86 | 0
2645 |  |  |  | PTD | ITC88 |  | 0 | 0 | 0 | 0 | 0 |  | 255 | ITC88 | 255.ITC88 | 0
2646 |  |  |  | PTD | ITC89 |  | 0 | 0 | 0 | 0 | 0 |  | 255 | ITC89 | 255.ITC89 | 0
2647 |  |  |  | PTD | ITC90 |  | 0 | 0 | 0 | 0 | 0 |  | 255 | ITC90 | 255.ITC90 | 0
2648 |  |  |  | PTD | SG |  | -187288.5763 | -172345.2376 | -14943.3387 | 0 | -14943.3387 | x | 255 | SG | 255.SG | -14943.3387
2649 | Total Accumulated ITC |  |  |  |  | B19 | -2403506.7446 | -2388563.4059 | -14943.3387 | 0 | -14943.3387 |  | Total Accumulated ITC | NA | Total Accumulated ITC.NA | -14943.3387
2650 | [12 empty] | Total Accumulated ITC | NA | Total Accumulated ITC.NA1 | 0
2651 | TOTAL RATE BASE DEDUCTIONS | [5 empty] | -4858700100.7012 | -4513507532.5087 | -345192568.1925 | 76656973.9935 | -268535594.199 |  | TOTAL RATE BASE DEDUCTIONS | NA | TOTAL RATE BASE DEDUCTIONS.NA | -268535594.199
2652 | [12 empty] | TOTAL RATE BASE DEDUCTIONS | NA | TOTAL RATE BASE DEDUCTIONS.NA1 | 0
2653 | [12 empty] | TOTAL RATE BASE DEDUCTIONS | NA | TOTAL RATE BASE DEDUCTIONS.NA2 | 0
2654 | [12 empty] | TOTAL RATE BASE DEDUCTIONS | NA | TOTAL RATE BASE DEDUCTIONS.NA3 | 0
2655 | 108SP | Steam Prod Plant Accumulated Depr | [10 empty] | 108SP | NA | 108SP.NA | 0
2656 |  |  |  | P | S |  | -19910542.76 | -19021847.84 | -888694.92 | -444347.46 | -1333042.38 |  | 108SP | S | 108SP.S | -1333042.38
2657 |  |  |  | P | SG-P |  | -16245.9017 | -14949.6773 | -1296.2243 | 1296.2243 | 0 |  | 108SP | SG-P | 108SP.SG-P | 0
2658 |  |  |  | P | SG-U |  | 0 | 0 | 0 | 0 | 0 |  | 108SP | SG-U | 108SP.SG-U | 0
2659 |  |  |  | P | SG |  | -82824096.8771 | -76215746.5124 | -6608350.3647 | -555446.4775 | -7163796.8422 |  | 108SP | SG | 108SP.SG | -7163796.8422
2660 |  |  |  | P | CAGW |  | -148538589.5312 | -115618007.3067 | -32920582.2245 | 5842891.4275 | -27077690.797 |  | 108SP | CAGW | 108SP.CAGW | -27077690.797
2661 |  |  |  | P | CAGE |  | -2591632030.5988 | -2591632030.5988 | 0 | 0 | 0 |  | 108SP | CAGE | 108SP.CAGE | 0
2662 |  |  |  | P | JBG |  | -701446060.1925 | -545984689.6928 | -155461370.4997 | -128738131.0598 | -284199501.5595 |  | 108SP | JBG | 108SP.JBG | -284199501.5595
2663 |  |  |  | P | CAGE |  | 0 | 0 | 0 | 0 | 0 |  | 108SP | CAGE | 108SP.CAGE1 | 0
2664 | [5 empty] | B17 | -3544367565.8613 | -3348487271.628 | -195880294.2332 | -123893737.3454 | -319774031.5787 |  | 108SP | NA | 108SP.NA1 | -319774031.5787
2665 | [12 empty] | 108SP | NA | 108SP.NA2 | 0
2666 | 108NP | Nuclear Prod Plant Accumulated Depr | [10 empty] | 108NP | NA | 108NP.NA | 0
2667 |  |  |  | P | DGP |  | 0 | 0 | 0 | 0 | 0 |  | 108NP | DGP | 108NP.DGP | 0
2668 |  |  |  | P | DGU |  | 0 | 0 | 0 | 0 | 0 |  | 108NP | DGU | 108NP.DGU | 0
2669 |  |  |  | P | SG |  | 0 | 0 | 0 | 0 | 0 |  | 108NP | SG | 108NP.SG | 0
2670 | [6 empty] | 0 | 0 | 0 | 0 | 0 |  | 108NP | NA | 108NP.NA1 | 0
2671 | [12 empty] | 108NP | NA | 108NP.NA2 | 0
2672 | [12 empty] | 108NP | NA | 108NP.NA3 | 0
2673 | 108HP | Hydraulic Prod Plant Accum Depr | [10 empty] | 108HP | NA | 108HP.NA | 0
2674 |  |  |  | P | S |  | 1402976.37 | 1402976.37 | 0 | 0 | 0 |  | 108HP | S | 108HP.S | 0
2675 |  |  |  | P | SG |  | 0 | 0 | 0 | 90668.7836 | 90668.7836 |  | 108HP | SG | 108HP.SG | 90668.7836
2676 |  |  |  | P | DGU |  | 0 | 0 | 0 | 0 | 0 |  | 108HP | DGU | 108HP.DGU | 0
2677 |  |  |  | P | CAGW |  | 0 | 0 | 0 | 0 | 0 |  | 108HP | CAGW | 108HP.CAGW | 0
2678 |  |  |  | P | CAGE |  | 0 | 0 | 0 | 0 | 0 |  | 108HP | CAGE | 108HP.CAGE | 0
2679 |  |  |  | P | SG-P |  | -413250604.0746 | -380278258.0654 | -32972346.0092 | -3777487.6168 | -36749833.626 |  | 108HP | SG-P | 108HP.SG-P | -36749833.626
2680 |  |  |  | P | SG-U |  | -97872767.5637 | -90063717.2558 | -7809050.3079 | -1565491.4473 | -9374541.7552 |  | 108HP | SG-U | 108HP.SG-U | -9374541.7552
2681 | [5 empty] | B17 | -509720395.2683 | -468938998.9512 | -40781396.3171 | -5252310.2805 | -46033706.5976 |  | 108HP | NA | 108HP.NA1 | -46033706.5976
2682 | [12 empty] | 108HP | NA | 108HP.NA2 | 0
2683 | 108OP | Other Production Plant - Accum Depr | [10 empty] | 108OP | NA | 108OP.NA | 0
2684 |  |  |  | P | S |  | -14665.9475 | -14665.9475 | 0 | 0 | 0 |  | 108OP | S | 108OP.S | 0
2685 |  |  |  | P | DGU |  | 0 | 0 | 0 | 0 | 0 |  | 108OP | DGU | 108OP.DGU | 0
2686 |  |  |  | P | DGP |  | 0 | 0 | 0 | 0 | 0 |  | 108OP | DGP | 108OP.DGP | 0
2687 |  |  |  | P | SG |  | -147818.2675 | -136024.1769 | -11794.0906 | -28743364.8327 | -28755158.9233 |  | 108OP | SG | 108OP.SG | -28755158.9233
2688 |  |  |  | P | CAGW |  | -243669655.6642 | -189665191.5029 | -54004464.1613 | -10588154.5031 | -64592618.6644 |  | 108OP | CAGW | 108OP.CAGW | -64592618.6644
2689 |  |  |  | P | CAGE |  | -303842082.0254 | -303842082.0254 | 0 | 0 | 0 |  | 108OP | CAGE | 108OP.CAGE | 0
2690 |  |  |  | P | SG |  | 329718832.2942 | 303411300.4552 | 26307531.8389 | 0 | 26307531.8389 |  | 108OP | SG | 108OP.SG1 | 26307531.8389
2691 | [5 empty] | B17 | -217955389.6104 | -190246663.1975 | -27708726.413 | -39331519.3358 | -67040245.7488 |  | 108OP | NA | 108OP.NA1 | -67040245.7488
2692 | [12 empty] | 108OP | NA | 108OP.NA2 | 0
2693 | 108EP | Experimental Plant - Accum Depr | [10 empty] | 108EP | NA | 108EP.NA | 0
2694 |  |  |  | P | DGP |  | 0 | 0 | 0 | 0 | 0 |  | 108EP | DGP | 108EP.DGP | 0
2695 |  |  |  | P | SG |  | 0 | 0 | 0 | 0 | 0 |  | 108EP | SG | 108EP.SG | 0
2696 | [6 empty] | 0 | 0 | 0 | 0 | 0 |  | 108EP | NA | 108EP.NA1 | 0
2697 | [11 empty] | x | 108EP | NA | 108EP.NA2 | 0
2698 | TOTAL PRODUCTION PLANT DEPR | [5 empty] | -4272043350.74 | -4007672933.7767 | -264370416.9633 | -168477566.9618 | -432847983.9251 |  | TOTAL PRODUCTION PLANT DEPR | NA | TOTAL PRODUCTION PLANT DEPR.NA | -432847983.9251
2699 | [12 empty] | TOTAL PRODUCTION PLANT DEPR | NA | TOTAL PRODUCTION PLANT DEPR.NA1 | 0
2700 | Summary of Prod Plant Depreciation by Factor | [11 empty] | Summary of Prod Plant Depreciation by Factor | NA | Summary of Prod Plant Depreciation by Factor.NA | 0
2701 |  |  | S |  |  |  | -18522232.3375 | -17633537.4175 | -888694.92 | -444347.46 | -1333042.38 |  | Summary of Prod Plant Depreciation by Factor | NA | Summary of Prod Plant Depreciation by Factor.NA1 | -1333042.38
2702 |  |  | DGP |  |  |  | 0 | 0 | 0 | 0 | 0 |  | Summary of Prod Plant Depreciation by Factor | NA | Summary of Prod Plant Depreciation by Factor.NA2 | 0
2703 |  |  | DGU |  |  |  | 0 | 0 | 0 | 0 | 0 |  | Summary of Prod Plant Depreciation by Factor | NA | Summary of Prod Plant Depreciation by Factor.NA3 | 0
2704 |  |  | SG |  |  |  | 246746917.1496 | 227059529.7659 | 19687387.3837 | -29208142.5267 | -9520755.143 |  | Summary of Prod Plant Depreciation by Factor | NA | Summary of Prod Plant Depreciation by Factor.NA4 | -9520755.143
2705 |  |  | CAGW |  |  |  | -392208245.1954 | -305283198.8096 | -86925046.3858 | -4745263.0756 | -91670309.4614 |  | Summary of Prod Plant Depreciation by Factor | NA | Summary of Prod Plant Depreciation by Factor.NA5 | -91670309.4614
2706 |  |  | CAGE |  |  |  | -2895474112.6242 | -2895474112.6242 | 0 | 0 | 0 |  | Summary of Prod Plant Depreciation by Factor | NA | Summary of Prod Plant Depreciation by Factor.NA6 | 0
2707 |  |  | JBG |  |  |  | -701446060.1925 | -545984689.6928 | -155461370.4997 | -128738131.0598 | -284199501.5595 |  | Summary of Prod Plant Depreciation by Factor | NA | Summary of Prod Plant Depreciation by Factor.NA7 | -284199501.5595
2708 |  |  | SSGCT |  |  |  | 0 | 0 | 0 | 0 | 0 |  | Summary of Prod Plant Depreciation by Factor | NA | Summary of Prod Plant Depreciation by Factor.NA8 | 0
2709 | Total of Prod Plant Depreciation by Factor | [5 empty] | -3760903733.2 | -3537316008.7781 | -223587724.4219 | -163135884.122 | -386723608.5439 |  | Total of Prod Plant Depreciation by Factor | NA | Total of Prod Plant Depreciation by Factor.NA | -386723608.5439
2710 | [12 empty] | Total of Prod Plant Depreciation by Factor | NA | Total of Prod Plant Depreciation by Factor.NA1 | 0
2711 | [12 empty] | Total of Prod Plant Depreciation by Factor | NA | Total of Prod Plant Depreciation by Factor.NA2 | 0
2712 | 108TP | Transmission Plant Accumulated Depr | [10 empty] | 108TP | NA | 108TP.NA | 0
2713 |  |  |  | T | DGP |  | 0 | 0 | 0 | 0 | 0 |  | 108TP | DGP | 108TP.DGP | 0
2714 |  |  |  | T | DGU |  | 0 | 0 | 0 | 0 | 0 |  | 108TP | DGU | 108TP.DGU | 0
2715 |  |  |  | T | CAGW |  | -766756.5183 | -596820.4022 | -169936.1162 | -1251576.5782 | -1421512.6944 |  | 108TP | CAGW | 108TP.CAGW | -1421512.6944
2716 |  |  |  | T | CAGE |  | 0 | 0 | 0 | 0 | 0 |  | 108TP | CAGE | 108TP.CAGE | 0
2717 |  |  |  | T | JBG |  | 0 | 0 | 0 | -3120428.0042 | -3120428.0042 |  | 108TP | JBG | 108TP.JBG | -3120428.0042
2718 |  |  |  | T | SG |  | -2049040560.1171 | -1885552173.9686 | -163488386.1485 | -15959540.6989 | -179447926.8474 | x | 108TP | SG | 108TP.SG | -179447926.8474
2719 | TOTAL TRANS PLANT ACCUM DEPR |  |  |  |  | B17 | -2049807316.6354 | -1886148994.3707 | -163658322.2647 | -20331545.2813 | -183989867.546 |  | TOTAL TRANS PLANT ACCUM DEPR | NA | TOTAL TRANS PLANT ACCUM DEPR.NA | -183989867.546
2720 | 108360 | Land and Land Rights | [10 empty] | 108360 | NA | 108360.NA | 0
2721 |  |  |  | DPW | S |  | -10165828.3054 | -9961834.4483 | -203993.8571 | -212649.9974 | -416643.8545 |  | 108360 | S | 108360.S | -416643.8545
2722 | [5 empty] | B17 | -10165828.3054 | -9961834.4483 | -203993.8571 | -212649.9974 | -416643.8545 |  | 108360 | NA | 108360.NA1 | -416643.8545
2723 | [12 empty] | 108360 | NA | 108360.NA2 | 0
2724 | 108361 | Structures and Improvements | [10 empty] | 108361 | NA | 108361.NA | 0
2725 |  |  |  | DPW | S |  | -34062627.0933 | -32630806.2767 | -1431820.8167 | -475040.5058 | -1906861.3225 |  | 108361 | S | 108361.S | -1906861.3225
2726 | [5 empty] | B17 | -34062627.0933 | -32630806.2767 | -1431820.8167 | -475040.5058 | -1906861.3225 |  | 108361 | NA | 108361.NA1 | -1906861.3225
2727 | [12 empty] | 108361 | NA | 108361.NA2 | 0
2728 | 108362 | Station Equipment | [10 empty] | 108362 | NA | 108362.NA | 0
2729 |  |  |  | DPW | S |  | -360580732.3475 | -332669623.5046 | -27911108.8429 | -3906133.5708 | -31817242.4137 |  | 108362 | S | 108362.S | -31817242.4137
2730 | [5 empty] | B17 | -360580732.3475 | -332669623.5046 | -27911108.8429 | -3906133.5708 | -31817242.4137 |  | 108362 | NA | 108362.NA1 | -31817242.4137
2731 | [12 empty] | 108362 | NA | 108362.NA2 | 0
2732 | 108363 | Storage Battery Equipment | [10 empty] | 108363 | NA | 108363.NA | 0
2733 |  |  |  | DPW | S |  | 0 | 0 | 0 | 0 | 0 |  | 108363 | S | 108363.S | 0
2734 | [5 empty] | B17 | 0 | 0 | 0 | 0 | 0 |  | 108363 | NA | 108363.NA1 | 0
2735 | [12 empty] | 108363 | NA | 108363.NA2 | 0
2736 | 108364 | Poles, Towers & Fixtures | [10 empty] | 108364 | NA | 108364.NA | 0
2737 |  |  |  | DPW | S |  | -689252175.0425 | -612125350.2346 | -77126824.8079 | -5200267.811 | -82327092.6189 |  | 108364 | S | 108364.S | -82327092.6189
2738 | [5 empty] | B17 | -689252175.0425 | -612125350.2346 | -77126824.8079 | -5200267.811 | -82327092.6189 |  | 108364 | NA | 108364.NA1 | -82327092.6189
2739 | [12 empty] | 108364 | NA | 108364.NA2 | 0
2740 | 108365 | Overhead Conductors | [10 empty] | 108365 | NA | 108365.NA | 0
2741 |  |  |  | DPW | S |  | -354672282.8004 | -316735585.8167 | -37936696.9838 | -3060829.8168 | -40997526.8005 |  | 108365 | S | 108365.S | -40997526.8005
2742 | [5 empty] | B17 | -354672282.8004 | -316735585.8167 | -37936696.9838 | -3060829.8168 | -40997526.8005 |  | 108365 | NA | 108365.NA1 | -40997526.8005
2743 | [12 empty] | 108365 | NA | 108365.NA2 | 0
2744 | 108366 | Underground Conduit | [10 empty] | 108366 | NA | 108366.NA | 0
2745 |  |  |  | DPW | S |  | -182889757.5429 | -171578828.4363 | -11310929.1067 | -1525254.6047 | -12836183.7113 |  | 108366 | S | 108366.S | -12836183.7113
2746 | [5 empty] | B17 | -182889757.5429 | -171578828.4363 | -11310929.1067 | -1525254.6047 | -12836183.7113 |  | 108366 | NA | 108366.NA1 | -12836183.7113
2747 | [12 empty] | 108366 | NA | 108366.NA2 | 0
2748 | 108367 | Underground Conductors | [10 empty] | 108367 | NA | 108367.NA | 0
2749 |  |  |  | DPW | S |  | -387848043.5275 | -373960531.1642 | -13887512.3633 | -3319741.4981 | -17207253.8614 |  | 108367 | S | 108367.S | -17207253.8614
2750 | [5 empty] | B17 | -387848043.5275 | -373960531.1642 | -13887512.3633 | -3319741.4981 | -17207253.8614 |  | 108367 | NA | 108367.NA1 | -17207253.8614
2751 | [12 empty] | 108367 | NA | 108367.NA2 | 0
2752 | 108368 | Line Transformers | [10 empty] | 108368 | NA | 108368.NA | 0
2753 |  |  |  | DPW | S |  | -614948421.5425 | -549047625.0342 | -65900796.5083 | -5203930.0745 | -71104726.5828 |  | 108368 | S | 108368.S | -71104726.5828
2754 | [5 empty] | B17 | -614948421.5425 | -549047625.0342 | -65900796.5083 | -5203930.0745 | -71104726.5828 |  | 108368 | NA | 108368.NA1 | -71104726.5828
2755 | [12 empty] | 108368 | NA | 108368.NA2 | 0
2756 | 108369 | Services | [10 empty] | 108369 | NA | 108369.NA | 0
2757 |  |  |  | DPW | S |  | -370797076.5954 | -337131967.5362 | -33665109.0592 | -3511613.0104 | -37176722.0696 |  | 108369 | S | 108369.S | -37176722.0696
2758 | [5 empty] | B17 | -370797076.5954 | -337131967.5362 | -33665109.0592 | -3511613.0104 | -37176722.0696 |  | 108369 | NA | 108369.NA1 | -37176722.0696
2759 | [12 empty] | 108369 | NA | 108369.NA2 | 0
2760 | 108370 | Meters | [10 empty] | 108370 | NA | 108370.NA | 0
2761 |  |  |  | DPW | S |  | -109244734.3904 | -100916105.7979 | -8328628.5925 | -1086152.7037 | -9414781.2962 |  | 108370 | S | 108370.S | -9414781.2962
2762 | [5 empty] | B17 | -109244734.3904 | -100916105.7979 | -8328628.5925 | -1086152.7037 | -9414781.2962 |  | 108370 | NA | 108370.NA1 | -9414781.2962
2763 | [12 empty] | 108370 | NA | 108370.NA2 | 0
2764 | [12 empty] | 108370 | NA | 108370.NA3 | 0
2765 | [12 empty] | 108370 | NA | 108370.NA4 | 0
2766 | 108371 | Installations on Customers' Premises | [10 empty] | 108371 | NA | 108371.NA | 0
2767 |  |  |  | DPW | S |  | -7299879.6079 | -6871741.9537 | -428137.6542 | -21907.3518 | -450045.0059 |  | 108371 | S | 108371.S | -450045.0059
2768 | [5 empty] | B17 | -7299879.6079 | -6871741.9537 | -428137.6542 | -21907.3518 | -450045.0059 |  | 108371 | NA | 108371.NA1 | -450045.0059
2769 | [12 empty] | 108371 | NA | 108371.NA2 | 0
2770 | 108372 | Leased Property | [10 empty] | 108372 | NA | 108372.NA | 0
2771 |  |  |  | DPW | S |  | 0 | 0 | 0 | 0 | 0 |  | 108372 | S | 108372.S | 0
2772 | [5 empty] | B17 | 0 | 0 | 0 | 0 | 0 |  | 108372 | NA | 108372.NA1 | 0
2773 | [12 empty] | 108372 | NA | 108372.NA2 | 0
2774 | 108373 | Street Lights | [10 empty] | 108373 | NA | 108373.NA | 0
2775 |  |  |  | DPW | S |  | -34145824.59 | -32359250.9429 | -1786573.6471 | -200950.4866 | -1987524.1337 |  | 108373 | S | 108373.S | -1987524.1337
2776 | [5 empty] | B17 | -34145824.59 | -32359250.9429 | -1786573.6471 | -200950.4866 | -1987524.1337 |  | 108373 | NA | 108373.NA1 | -1987524.1337
2777 | [12 empty] | 108373 | NA | 108373.NA2 | 0
2778 | 108D00 | Unclassified Dist Plant - Acct 300 | [10 empty] | 108D00 | NA | 108D00.NA | 0
2779 |  |  |  | DPW | S |  | 0 | 0 | 0 | 0 | 0 |  | 108D00 | S | 108D00.S | 0
2780 | [6 empty] | 0 | 0 | 0 | 0 | 0 |  | 108D00 | NA | 108D00.NA1 | 0
2781 | [12 empty] | 108D00 | NA | 108D00.NA2 | 0
2782 | 108DS | Unclassified Dist Sub Plant - Acct 300 | [10 empty] | 108DS | NA | 108DS.NA | 0
2783 |  |  |  | DPW | S |  | 0 | 0 | 0 | 0 | 0 |  | 108DS | S | 108DS.S | 0
2784 | [6 empty] | 0 | 0 | 0 | 0 | 0 |  | 108DS | NA | 108DS.NA1 | 0
2785 | [12 empty] | 108DS | NA | 108DS.NA2 | 0
2786 | 108DP | Unclassified Dist Sub Plant - Acct 300 | [10 empty] | 108DP | NA | 108DP.NA | 0
2787 |  |  |  | DPW | S |  | 6348156.9742 | 5867128.3067 | 481028.6675 | -179026.6675 | 302002 |  | 108DP | S | 108DP.S | 302002
2788 | [6 empty] | 6348156.9742 | 5867128.3067 | 481028.6675 | -179026.6675 | 302002 |  | 108DP | NA | 108DP.NA1 | 302002
2789 | [12 empty] | 108DP | NA | 108DP.NA2 | 0
2790 | [11 empty] | x | 108DP | NA | 108DP.NA3 | 0
2791 | TOTAL DISTRIBUTION PLANT DEPR |  |  |  |  | B17 | -3149559226.4117 | -2870122122.8396 | -279437103.5721 | -27903498.099 | -307340601.6711 |  | TOTAL DISTRIBUTION PLANT DEPR | NA | TOTAL DISTRIBUTION PLANT DEPR.NA | -307340601.6711
2792 | [12 empty] | TOTAL DISTRIBUTION PLANT DEPR | NA | TOTAL DISTRIBUTION PLANT DEPR.NA1 | 0
2793 | Summary of Distribution Plant Depr by Factor | [11 empty] | Summary of Distribution Plant Depr by Factor | NA | Summary of Distribution Plant Depr by Factor.NA | 0
2794 |  |  | S |  |  |  | -3149559226.4117 | -2870122122.8396 | -279437103.5721 | -27903498.099 | -307340601.6711 |  | Summary of Distribution Plant Depr by Factor | NA | Summary of Distribution Plant Depr by Factor.NA1 | -307340601.6711
2795 | [12 empty] | Summary of Distribution Plant Depr by Factor | NA | Summary of Distribution Plant Depr by Factor.NA2 | 0
2796 | Total Distribution Depreciation by Factor |  |  |  |  | B17 | -3149559226.4117 | -2870122122.8396 | -279437103.5721 | -27903498.099 | -307340601.6711 |  | Total Distribution Depreciation by Factor | NA | Total Distribution Depreciation by Factor.NA | -307340601.6711
2797 | 108GP | General Plant Accumulated Depr | [10 empty] | 108GP | NA | 108GP.NA | 0
2798 |  |  |  | G-SITUS | S |  | -279631125.8087 | -254333601.5771 | -25297524.2317 | -1876473.9725 | -27173998.2041 |  | 108GP | S | 108GP.S | -27173998.2041
2799 |  |  |  | G-DGP | DGP |  | 0 | 0 | 0 | 0 | 0 |  | 108GP | DGP | 108GP.DGP | 0
2800 |  |  |  | G-DGU | DGU |  | 0 | 0 | 0 | 0 | 0 |  | 108GP | DGU | 108GP.DGU | 0
2801 |  |  |  | G-SG | SG |  | -80834138.4504 | -74384562.44 | -6449576.0104 | -765100.8737 | -7214676.8841 |  | 108GP | SG | 108GP.SG | -7214676.8841
2802 |  |  |  | CUST | CN |  | -7059290.2988 | -6583283.6828 | -476006.616 | 31737.1531 | -444269.4629 |  | 108GP | CN | 108GP.CN | -444269.4629
2803 |  |  |  | PTD | SO |  | -118307030.5283 | -109925473.0934 | -8381557.4349 | -1249128.2988 | -9630685.7337 |  | 108GP | SO | 108GP.SO | -9630685.7337
2804 |  |  |  | P | SE |  | 0 | 0 | 0 | 0 | 0 |  | 108GP | SE | 108GP.SE | 0
2805 |  |  |  | G-SG | CAGW |  | -1740120.9742 | -1354458.2599 | -385662.7143 | -7294.1246 | -392956.8388 |  | 108GP | CAGW | 108GP.CAGW | -392956.8388
2806 |  |  |  | G-SG | CAGE |  | -42125301.16 | -42125301.16 | 0 | 0 | 0 |  | 108GP | CAGE | 108GP.CAGE | 0
2807 |  |  |  | P | JBG |  | -7394389.4179 | -5755572.1543 | -1638817.2636 | -87852.5418 | -1726669.8054 |  | 108GP | JBG | 108GP.JBG | -1726669.8054
2808 |  |  |  | P | JBE |  | 0 | 0 | 0 | 0 | 0 |  | 108GP | JBE | 108GP.JBE | 0
2809 |  |  |  | P | CAEE |  | -1602885.6958 | -1602885.6958 | 0 | 0 | 0 |  | 108GP | CAEE | 108GP.CAEE | 0
2810 |  |  |  | G-SG | CAGE |  | 0 | 0 | 0 | 0 | 0 |  | 108GP | CAGE | 108GP.CAGE1 | 0
2811 |  |  |  | G-SG | CAGE |  | 0 | 0 | 0 | 0 | 0 |  | 108GP | CAGE | 108GP.CAGE2 | 0
2812 | [5 empty] | B17 | -538694282.3342 | -496065138.0633 | -42629144.2709 | -3954112.6582 | -46583256.9291 |  | 108GP | NA | 108GP.NA1 | -46583256.9291
2813 | [12 empty] | 108GP | NA | 108GP.NA2 | 0
2814 | [12 empty] | 108GP | NA | 108GP.NA3 | 0
2815 | 108MP | Mining Plant Accumulated Depr. | [10 empty] | 108MP | NA | 108MP.NA | 0
2816 |  |  |  | P | S |  | 0 | 0 | 0 | 0 | 0 |  | 108MP | S | 108MP.S | 0
2817 |  |  |  | P | CAEW |  | 0 | 0 | 0 | 0 | 0 |  | 108MP | CAEW | 108MP.CAEW | 0
2818 |  |  |  | P | CAEE |  | 0 | 0 | 0 | 0 | 0 |  | 108MP | CAEE | 108MP.CAEE | 0
2819 |  |  |  | P | JBE |  | 0 | 0 | 0 | -34739396.2537 | -34739396.2537 |  | 108MP | JBE | 108MP.JBE | -34739396.2537
2820 | [5 empty] | B17 | 0 | 0 | 0 | -34739396.2537 | -34739396.2537 |  | 108MP | NA | 108MP.NA1 | -34739396.2537
2821 | 108MP | Less Centralia Situs Depreciation | [10 empty] | 108MP | NA | 108MP.NA2 | 0
2822 |  |  |  | P | S |  | 0 | 0 | 0 | 0 | 0 |  | 108MP | S | 108MP.S1 | 0
2823 | [5 empty] | B17 | 0 | 0 | 0 | -34739396.2537 | -34739396.2537 |  | 108MP | NA | 108MP.NA3 | -34739396.2537
2824 | [12 empty] | 108MP | NA | 108MP.NA4 | 0
2825 | 1081390 | Accum Depr - Capital Lease | [10 empty] | 1081390 | NA | 1081390.NA | 0
2826 |  |  |  | PTD | SO |  | 0 | 0 | 0 | 0 | 0 |  | 1081390 | SO | 1081390.SO | 0
2827 | [6 empty] | 0 | 0 | 0 | 0 | 0 |  | 1081390 | NA | 1081390.NA1 | 0
2828 | [12 empty] | 1081390 | NA | 1081390.NA2 | 0
2829 |  | Remove Capital Leases |  |  |  |  | 0 | 0 | 0 | 0 | 0 |  | 1081390 | NA | 1081390.NA3 | 0
2830 | [6 empty] | 0 | 0 | 0 | 0 | 0 |  | 1081390 | NA | 1081390.NA4 | 0
2831 | [12 empty] | 1081390 | NA | 1081390.NA5 | 0
2832 | 1081399 | Accum Depr - Capital Lease | [10 empty] | 1081399 | NA | 1081399.NA | 0
2833 |  |  |  | P | S |  | 0 | 0 | 0 | 0 | 0 |  | 1081399 | S | 1081399.S | 0
2834 |  |  |  | P | SE |  | 0 | 0 | 0 | 0 | 0 |  | 1081399 | SE | 1081399.SE | 0
2835 | [6 empty] | 0 | 0 | 0 | 0 | 0 |  | 1081399 | NA | 1081399.NA1 | 0
2836 | [12 empty] | 1081399 | NA | 1081399.NA2 | 0
2837 |  | Remove Capital Leases |  |  |  |  | 0 | 0 | 0 | 0 | 0 |  | 1081399 | NA | 1081399.NA3 | 0
2838 | [6 empty] | 0 | 0 | 0 | 0 | 0 |  | 1081399 | NA | 1081399.NA4 | 0
2839 | [12 empty] | 1081399 | NA | 1081399.NA5 | 0
2840 | [11 empty] | x | 1081399 | NA | 1081399.NA6 | 0
2841 | TOTAL GENERAL PLANT ACCUM DEPR |  |  |  |  | B17 | -538694282.3342 | -496065138.0633 | -42629144.2709 | -38693508.912 | -81322653.1828 |  | TOTAL GENERAL PLANT ACCUM DEPR | NA | TOTAL GENERAL PLANT ACCUM DEPR.NA | -81322653.1828
2842 | [12 empty] | TOTAL GENERAL PLANT ACCUM DEPR | NA | TOTAL GENERAL PLANT ACCUM DEPR.NA1 | 0
2843 | [12 empty] | TOTAL GENERAL PLANT ACCUM DEPR | NA | TOTAL GENERAL PLANT ACCUM DEPR.NA2 | 0
2844 | [12 empty] | TOTAL GENERAL PLANT ACCUM DEPR | NA | TOTAL GENERAL PLANT ACCUM DEPR.NA3 | 0
2845 | Summary of General Depreciation by Factor | [11 empty] | Summary of General Depreciation by Factor | NA | Summary of General Depreciation by Factor.NA | 0
2846 |  |  | S |  |  |  | -279631125.8087 | -254333601.5771 | -25297524.2317 | -1876473.9725 | -27173998.2041 |  | Summary of General Depreciation by Factor | NA | Summary of General Depreciation by Factor.NA1 | -27173998.2041
2847 |  |  | DGP |  |  |  | 0 | 0 | 0 | 0 | 0 |  | Summary of General Depreciation by Factor | NA | Summary of General Depreciation by Factor.NA2 | 0
2848 |  |  | DGU |  |  |  | 0 | 0 | 0 | 0 | 0 |  | Summary of General Depreciation by Factor | NA | Summary of General Depreciation by Factor.NA3 | 0
2849 |  |  | SE |  |  |  | 0 | 0 | 0 | 0 | 0 |  | Summary of General Depreciation by Factor | NA | Summary of General Depreciation by Factor.NA4 | 0
2850 |  |  | SO |  |  |  | -118307030.5283 | -109925473.0934 | -8381557.4349 | -1249128.2988 | -9630685.7337 |  | Summary of General Depreciation by Factor | NA | Summary of General Depreciation by Factor.NA5 | -9630685.7337
2851 |  |  | CN |  |  |  | -7059290.2988 | -6583283.6828 | -476006.616 | 31737.1531 | -444269.4629 |  | Summary of General Depreciation by Factor | NA | Summary of General Depreciation by Factor.NA6 | -444269.4629
2852 |  |  | SG |  |  |  | -80834138.4504 | -74384562.44 | -6449576.0104 | -765100.8737 | -7214676.8841 |  | Summary of General Depreciation by Factor | NA | Summary of General Depreciation by Factor.NA7 | -7214676.8841
2853 |  |  | DEU |  |  |  | 0 | 0 | 0 | 0 | 0 |  | Summary of General Depreciation by Factor | NA | Summary of General Depreciation by Factor.NA8 | 0
2854 |  |  | CAGW |  |  |  | -1740120.9742 | -1354458.2599 | -385662.7143 | -7294.1246 | -392956.8388 |  | Summary of General Depreciation by Factor | NA | Summary of General Depreciation by Factor.NA9 | -392956.8388
2855 |  |  | CAGE |  |  |  | -42125301.16 | -42125301.16 | 0 | 0 | 0 |  | Summary of General Depreciation by Factor | NA | Summary of General Depreciation by Factor.NA10 | 0
2856 |  |  | CAEW |  |  |  | 0 | 0 | 0 | 0 | 0 |  | Summary of General Depreciation by Factor | NA | Summary of General Depreciation by Factor.NA11 | 0
2857 |  |  | CAEE |  |  |  | -1602885.6958 | -1602885.6958 | 0 | 0 | 0 |  | Summary of General Depreciation by Factor | NA | Summary of General Depreciation by Factor.NA12 | 0
2858 |  |  | SSGCT |  |  |  | 0 | 0 | 0 | 0 | 0 |  | Summary of General Depreciation by Factor | NA | Summary of General Depreciation by Factor.NA13 | 0
2859 |  |  | JBG |  |  |  | -7394389.4179 | -5755572.1543 | -1638817.2636 | -87852.5418 | -1726669.8054 |  | Summary of General Depreciation by Factor | NA | Summary of General Depreciation by Factor.NA14 | -1726669.8054
2860 |  |  | Remove Capital Leases |  |  |  | 0 | 0 | 0 | 0 | 0 |  | Summary of General Depreciation by Factor | NA | Summary of General Depreciation by Factor.NA15 | 0
2861 | Total General Depreciation by Factor |  |  |  |  | B17 | -538694282.3342 | -496065138.0633 | -42629144.2709 | -3954112.6582 | -46583256.9291 |  | Total General Depreciation by Factor | NA | Total General Depreciation by Factor.NA | -46583256.9291
2862 | [12 empty] | Total General Depreciation by Factor | NA | Total General Depreciation by Factor.NA1 | 0
2863 | [11 empty] | x | Total General Depreciation by Factor | NA | Total General Depreciation by Factor.NA2 | 0
2864 | TOTAL ACCUM DEPR - PLANT IN SERV |  |  |  |  | B17 | -10010104176.1212 | -9260009189.0503 | -750094987.0709 | -255406119.254 | -1005501106.3249 |  | TOTAL ACCUM DEPR - PLANT IN SERV | NA | TOTAL ACCUM DEPR - PLANT IN SERV.NA | -1005501106.3249
2865 | 111OP | Accum Prov for Amort-Other | [10 empty] | 111OP | NA | 111OP.NA | 0
2866 |  |  |  | P | S |  | -15600.9783 | -15600.9783 | 0 | 0 | 0 |  | 111OP | S | 111OP.S | 0
2867 |  |  |  | P | CAGW |  | 0 | 0 | 0 | 0 | 0 |  | 111OP | CAGW | 111OP.CAGW | 0
2868 |  |  |  | P | CAGE |  | 0 | 0 | 0 | 0 | 0 |  | 111OP | CAGE | 111OP.CAGE | 0
2869 |  |  |  | P | SG |  | 0 | 0 | 0 | 0 | 0 |  | 111OP | SG | 111OP.SG | 0
2870 | [6 empty] | -15600.9783 | -15600.9783 | 0 | 0 | 0 |  | 111OP | NA | 111OP.NA1 | 0
2871 | [12 empty] | 111OP | NA | 111OP.NA2 | 0
2872 | [12 empty] | 111OP | NA | 111OP.NA3 | 0
2873 | 111GP | Accum Prov for Amort-General | [10 empty] | 111GP | NA | 111GP.NA | 0
2874 |  |  |  | G-SITUS | S |  | -12096363.3937 | -10192732.3712 | -1903631.0225 | -240627.8275 | -2144258.85 |  | 111GP | S | 111GP.S | -2144258.85
2875 |  |  |  | CUST | CN |  | 0 | 0 | 0 | 0 | 0 |  | 111GP | CN | 111GP.CN | 0
2876 |  |  |  | I-SG | SG |  | 0 | 0 | 0 | 0 | 0 |  | 111GP | SG | 111GP.SG | 0
2877 |  |  |  | PTD | SO |  | -1229002.6479 | -1141932.9595 | -87069.6884 | -19180.0913 | -106249.7797 |  | 111GP | SO | 111GP.SO | -106249.7797
2878 |  |  |  | I-SG | CAGW |  | 0 | 0 | 0 | 0 | 0 |  | 111GP | CAGW | 111GP.CAGW | 0
2879 |  |  |  | I-SG | CAGE |  | 0 | 0 | 0 | 0 | 0 |  | 111GP | CAGE | 111GP.CAGE | 0
2880 |  |  |  | P | CAEW |  | 0 | 0 | 0 | 0 | 0 |  | 111GP | CAEW | 111GP.CAEW | 0
2881 |  |  |  | P | CAEE |  | 0 | 0 | 0 | 0 | 0 |  | 111GP | CAEE | 111GP.CAEE | 0
2882 |  |  |  | P | SE |  | 0 | 0 | 0 | 0 | 0 |  | 111GP | SE | 111GP.SE | 0
2883 | [5 empty] | B18 | -13325366.0417 | -11334665.3308 | -1990700.7109 | -259807.9188 | -2250508.6297 |  | 111GP | NA | 111GP.NA1 | -2250508.6297
2884 | [12 empty] | 111GP | NA | 111GP.NA2 | 0
2885 | [12 empty] | 111GP | NA | 111GP.NA3 | 0
2886 | 111HP | Accum Prov for Amort-Hydro | [10 empty] | 111HP | NA | 111HP.NA | 0
2887 |  |  |  | P | SG-P |  | -3295120.5421 | -3032210.2073 | -262910.3348 | -62298.0739 | -325208.4087 |  | 111HP | SG-P | 111HP.SG-P | -325208.4087
2888 |  |  |  | P | DGU |  | 0 | 0 | 0 | 0 | 0 |  | 111HP | DGU | 111HP.DGU | 0
2889 |  |  |  | P | SG |  | 0 | 0 | 0 | 0 | 0 |  | 111HP | SG | 111HP.SG | 0
2890 |  |  |  | P | CAGW |  | 0 | 0 | 0 | 0 | 0 |  | 111HP | CAGW | 111HP.CAGW | 0
2891 |  |  |  | P | CAGE |  | 0 | 0 | 0 | 0 | 0 |  | 111HP | CAGE | 111HP.CAGE | 0
2892 |  |  |  | P | CAGE |  | 0 | 0 | 0 | 0 | 0 |  | 111HP | CAGE | 111HP.CAGE1 | 0
2893 | [5 empty] | B18 | -3295120.5421 | -3032210.2073 | -262910.3348 | -62298.0739 | -325208.4087 |  | 111HP | NA | 111HP.NA1 | -325208.4087
2894 | [12 empty] | 111HP | NA | 111HP.NA2 | 0
2895 | [12 empty] | 111HP | NA | 111HP.NA3 | 0
2896 | 111IP | Accum Prov for Amort-Intangible Plant | [10 empty] | 111IP | NA | 111IP.NA | 0
2897 |  |  |  | I-SITUS | S |  | 30396584.3033 | 30408850.1229 | -12265.8196 | -1823.4704 | -14089.29 |  | 111IP | S | 111IP.S | -14089.29
2898 |  |  |  | I-DGP | DGP |  | 0 | 0 | 0 | 0 | 0 |  | 111IP | DGP | 111IP.DGP | 0
2899 |  |  |  | I-DGU | DGU |  | 0 | 0 | 0 | 0 | 0 |  | 111IP | DGU | 111IP.DGU | 0
2900 |  |  |  | P | CAEW |  | 0 | 0 | 0 | 0 | 0 |  | 111IP | CAEW | 111IP.CAEW | 0
2901 |  |  |  | P | CAEE |  | -2808.0683 | -2808.0683 | 0 | 0 | 0 |  | 111IP | CAEE | 111IP.CAEE | 0
2902 |  |  |  | P | SE |  | 0 | 0 | 0 | 0 | 0 |  | 111IP | SE | 111IP.SE | 0
2903 |  |  |  | I-SG | SG |  | -56498055.7908 | -51990201.6558 | -4507854.135 | -789078.7505 | -5296932.8855 |  | 111IP | SG | 111IP.SG | -5296932.8855
2904 |  |  |  | I-SG | SG-P |  | -115893287.7588 | -106646420.2492 | -9246867.5096 | -526482.6336 | -9773350.1432 |  | 111IP | SG-P | 111IP.SG-P | -9773350.1432
2905 |  |  |  | I-SG | SG-U |  | -6320812.1433 | -5816488.6094 | -504323.5339 | -33424.6747 | -537748.2086 |  | 111IP | SG-U | 111IP.SG-U | -537748.2086
2906 |  |  |  | CUST | CN |  | -166028842.0696 | -154833548.503 | -11195293.5666 | -2012037.4726 | -13207331.0392 |  | 111IP | CN | 111IP.CN | -13207331.0392
2907 |  |  |  | P | CAGE |  | 0 | 0 | 0 | 0 | 0 |  | 111IP | CAGE | 111IP.CAGE | 0
2908 |  |  |  | P | CAGE |  | 0 | 0 | 0 | 0 | 0 |  | 111IP | CAGE | 111IP.CAGE1 | 0
2909 |  |  |  | I-SG | CAGW |  | -20833261.6612 | -16215989.438 | -4617272.2233 | -281183.1816 | -4898455.4049 |  | 111IP | CAGW | 111IP.CAGW | -4898455.4049
2910 |  |  |  | I-SG | CAGE |  | -29279147.3938 | -29279147.3938 | 0 | 0 | 0 |  | 111IP | CAGE | 111IP.CAGE2 | 0
2911 |  |  |  | PTD | JBG |  | -1938618.7079 | -1508962.9748 | -429655.7331 | -171087.7034 | -600743.4365 |  | 111IP | JBG | 111IP.JBG | -600743.4365
2912 |  |  |  | PTD | SO |  | -326477412.4646 | -303347855.6533 | -23129556.8113 | -4898973.0904 | -28028529.9017 |  | 111IP | SO | 111IP.SO | -28028529.9017
2913 | [5 empty] | B18 | -692875661.755 | -639232572.4227 | -53643089.3323 | -8714090.9772 | -62357180.3095 |  | 111IP | NA | 111IP.NA1 | -62357180.3095
2914 | 111IP | Less Non-Utility Plant | [10 empty] | 111IP | NA | 111IP.NA2 | 0
2915 |  |  |  | NUTIL | OTH |  | 0 | 0 | 0 | 0 | 0 |  | 111IP | OTH | 111IP.OTH | 0
2916 | [5 empty] | B18 | -692875661.755 | -639232572.4227 | -53643089.3323 | -8714090.9772 | -62357180.3095 |  | 111IP | NA | 111IP.NA3 | -62357180.3095
2917 | [12 empty] | 111IP | NA | 111IP.NA4 | 0
2918 | 111390 | Accum Amtr - Capital Lease | [10 empty] | 111390 | NA | 111390.NA | 0
2919 |  |  |  | G-SITUS | S |  | 0 | 0 | 0 | 0 | 0 |  | 111390 | S | 111390.S | 0
2920 |  |  |  | G-SITUS | SG |  | 0 | 0 | 0 | 0 | 0 |  | 111390 | SG | 111390.SG | 0
2921 |  |  |  | P | CAGE |  | 0 | 0 | 0 | 0 | 0 |  | 111390 | CAGE | 111390.CAGE | 0
2922 |  |  |  | PTD | CAGW |  | 0 | 0 | 0 | 0 | 0 |  | 111390 | CAGW | 111390.CAGW | 0
2923 |  |  |  | PTD | SO |  | 0 | 0 | 0 | 0 | 0 |  | 111390 | SO | 111390.SO | 0
2924 | [6 empty] | 0 | 0 | 0 | 0 | 0 |  | 111390 | NA | 111390.NA1 | 0
2925 | [12 empty] | 111390 | NA | 111390.NA2 | 0
2926 |  |  | Remove Capital Lease Amtr |  |  |  | 0 | 0 | 0 | 0 | 0 |  | 111390 | NA | 111390.NA3 | 0
2927 | [11 empty] | x | 111390 | NA | 111390.NA4 | 0
2928 | TOTAL ACCUM PROV FOR AMORTIZ |  |  |  |  | B18 | -709511749.3171 | -653615048.9391 | -55896700.378 | -9036196.9699 | -64932897.3479 |  | TOTAL ACCUM PROV FOR AMORTIZ | NA | TOTAL ACCUM PROV FOR AMORTIZ.NA | -64932897.3479
2929 | [12 empty] | TOTAL ACCUM PROV FOR AMORTIZ | NA | TOTAL ACCUM PROV FOR AMORTIZ.NA1 | 0
2930 | [12 empty] | TOTAL ACCUM PROV FOR AMORTIZ | NA | TOTAL ACCUM PROV FOR AMORTIZ.NA2 | 0
2931 | [12 empty] | TOTAL ACCUM PROV FOR AMORTIZ | NA | TOTAL ACCUM PROV FOR AMORTIZ.NA3 | 0
2932 | [12 empty] | TOTAL ACCUM PROV FOR AMORTIZ | NA | TOTAL ACCUM PROV FOR AMORTIZ.NA4 | 0
2933 | Summary of Amortization by Factor
2934 |  |  | S |  |  |  | 18284619.9313 | 20200516.7733 | -1915896.8421 | -242451.2979 | -2158348.14
2935 |  |  | SG-P |  |  |  | -119188408.3008 | -109678630.4565 | -9509777.8443 | -588780.7075 | -10098558.5519
2936 |  |  | DGU |  |  |  | 0 | 0 | 0 | 0 | 0
2937 |  |  | SE |  |  |  | 0 | 0 | 0 | 0 | 0
2938 |  |  | SO |  |  |  | -327706415.1125 | -304489788.6128 | -23216626.4997 | -4918153.1817 | -28134779.6814
2939 |  |  | CN |  |  |  | -166028842.0696 | -154833548.503 | -11195293.5666 | -2012037.4726 | -13207331.0392
2940 |  |  | SSGCT |  |  |  | 0 | 0 | 0 | 0 | 0
2941 |  |  | JBG |  |  |  | -1938618.7079 | -1508962.9748 | -429655.7331 | -171087.7034 | -600743.4365
2942 |  |  | CAGW |  |  |  | -20833261.6612 | -16215989.438 | -4617272.2233 | -281183.1816 | -4898455.4049
2943 |  |  | CAGE |  |  |  | -29279147.3938 | -29279147.3938 | 0 | 0 | 0
2944 |  |  | CAEW |  |  |  | 0 | 0 | 0 | 0 | 0
2945 |  |  | CAEE |  |  |  | -2808.0683 | -2808.0683 | 0 | 0 | 0
2946 |  |  | SG |  |  |  | -56498055.7908 | -51990201.6558 | -4507854.135 | -789078.7505 | -5296932.8855
2947 |  |  | Less Capital Lease |  |  |  | 0 | 0 | 0 | 0 | 0
2948 | Total Provision For Amortization by Factor |  |  |  |  | B18 | -703190937.1737 | -647798560.3297 | -55392376.844 | -9002772.2952 | -64395149.1393

## Func Factors
Func Factor Table
PacifiCorp
Cost Of Service By Rate Schedule
State of Washington
WCA
12 Months Ending June 2022
12 Months Ended Jun 2019
A | B | C | E | F | G | H | I
FACTOR NAME | Generation | Transmission | Distribution | Customer | Common | TOT | Description
ACCMDIT | 0.74021 | 0.015464 | 0.24375 | 0.00057818 | 0 | 1 | Deferred Income Tax - Balance
BOOKDEPR | 0.634 | 0.14874 | 0.21629 | 0.00096796 | 0 | 1 | Book Depreciation
COM_EQ | 0 | 0 | 0 | 0 | 0 | 0 | Communications Equipment
CUST | 0 | 0 | 0 | 1 | 0 | 1 | Distribution Retail
DDS2 | 0.94627 | 0.0055723 | 0.021574 | 0.023852 | 0.002736 | 1 | Deferred Debits - Situs
DDS6 | 0 | 0 | 0 | 0 | 0 | 0 | Deferred Debits - Situs
DDSO2 | 0.54137 | 0.0065103 | 0.01953 | 0.4248 | 0.007786 | 1 | Deferred Debits - System Overhead
DDSO6 | 0 | 0 | 0 | 0 | 1 | 1 | Deferred Debits - System Overhead
DEFSG | 0.97482 | 0.025184 | 0 | 0 | 0 | 1 | Deferred Debit - System Generation
COMMON | 0 | 0 | 0 | 0 | 1 | 1 | Common Function
DPW | 0 | 0 | 1 | 0 | 0 | 1 | Distribution Poles & Wires
ESD | 0.3 | 0.1 | 0.6 | 0 | 0 | 1 | Environmental Services Department
FERC | 0.45741 | 0.54259 | 0 | 0 | 0 | 1 | FERC Fees
G | 0.20649 | 0.34298 | 0.43797 | 0.012563 | 0 | 1 | General Plant
G-DGP | 0.65849 | 0.34151 | 0 | 0 | 0 | 1 | General Plant - DGP Factor
G-DGU | 0.65849 | 0.34151 | 0 | 0 | 0 | 1 | General Plant - DGU Factor
GP | 0.46689 | 0.24895 | 0.27562 | 0.008537 | 0 | 1 | Total Plant
G-SG | 0.41511 | 0.58489 | 0 | 0 | 0 | 1 | General Plant - SG Factor
G-SITUS | 0 | 0.28703 | 0.71297 | 0 | 0 | 1 | General Plant - SITUS Factor
I | 0.4768 | 0.16203 | 0.12845 | 0.23271 | 0 | 1 | Intangible Plant
I-DGP | 1 | 0 | 0 | 0 | 0 | 1 | Intangible Plant - DGP Factor
I-DGU | 1 | 0 | 0 | 0 | 0 | 1 | Intangible Plant - DGU Factor
I-SG | 0.82147 | 0.17853 | 0 | 0 | 0 | 1 | Intangible Plant - SG Factor
I-SITUS | 0 | 0.10997 | 0.89003 | 0 | 0 | 1 | Intangible Plant - SITUS Factor
LABOR | 0.43435 | 0.091865 | 0.35568 | 0.11811 | 0 | 1 | Direct Labor Expense
MSS | 0.80812 | 0.010406 | 0.18147 | 0 | 0 | 1 | Materials & Supplies
NONE | 0 | 0 | 0 | 0 | 0 | 0 | Not Functionalized
NUTIL | 0 | 0 | 0 | 0 | 0 | 0 | Non-Utility
OTHDGP | 0.14858 | 0.85142 | 0 | 0 | 0 | 1 | Other Revenues - DGP Factor
OTHDGU | 0.14858 | 0.85142 | 0 | 0 | 0 | 1 | Other Revenues - DGU Factor
OTHSE | 0 | 1 | 0 | 0 | 0 | 1 | Other Revenues - SE Factor
OTHSG | 0.14858 | 0.85142 | 0 | 0 | 0 | 1 | Other Revenues - SG Factor
OTHSGR | 0.14858 | 0.85142 | 0 | 0 | 0 | 1 | Other Revenues - Rolled-In SG Factor
OTHSITUS | 0.050504 | 0.9495 | 0 | 0 | 0 | 1 | Other Revenues - Situs
OTHSO | 0 | 0 | 0 | 0 | 1 | 1 | Other Revenues - SO Factor
P | 1 | 0 | 0 | 0 | 0 | 1 | Generation
SCHMA | 0.38069 | 0.24008 | 0.36915 | 0.0092855 | 0.00080231 | 1 | Schedule M Additions
SCHMAF | 1 | 0 | 0 | 0 | 0 | 1 | Schedule M Additions - Flow Through
SCHMAP | 0.47599 | 0.085102 | 0.32949 | 0.10941 | 0 | 1 | Schedule M Additions - Permanent
SCHMAP-SO | 0.42257 | 0.093779 | 0.36309 | 0.12057 | 0 | 1 | Schedule M Additions - Permanent SO
SCHMAT | 0.38058 | 0.24024 | 0.36919 | 0.0091784 | 0.00080317 | 1 | Schedule M Additions - Temporary
SCHMAT-GPS | 0.46689 | 0.24895 | 0.27562 | 0.008537 | 0 | 1 | Schedule M Additions - Temporary-GPS
SCHMAT-SE | 0.99859 | 0.00022865 | 0.00088527 | 0.00029396 | 0 | 1 | Schedule M Additions - Temporary-SE
SCHMAT-SITUS | 0.84934 | 0.10189 | 0.057732 | -0.0089611 | 0 | 1 | Schedule M Additions - Temporary-SITUS
SCHMAT-SNP | 0.47767 | 0.24781 | 0.27442 | 0.00010061 | 0 | 1 | Schedule M Additions - Temporary-SNP
SCHMAT-SO | 0.43328 | 0.088021 | 0.35768 | 0.12102 | 0 | 1 | Schedule M Additions - Temporary-SO
SCHMD | 0.63237 | 0.21353 | 0.1575 | -0.0026674 | -0.00073499 | 1 | Schedule M Deductions
SCHMDF | 1 | 0 | 0 | 0 | 0 | 1 | Schedule M Deductions - Flow Through
SCHMDP | 0.99301 | 0.0033164 | 0.0036725 | 0 | 0 | 1 | Schedule M Deductions - Permanent
SCHMDP-SO | [5 empty] | 0 | Schedule M Deductions - Permanent SO
SCHMDT | 0.631 | 0.21433 | 0.15809 | -0.0026775 | -0.00073779 | 1 | Schedule M Deductions - Temporary
SCHMDT-GPS | 0.4778 | 0.2478 | 0.2744 | 0 | 0 | 1 | Schedule M Deductions - Temporary-GPS
SCHMDT-SG | 0.99581 | 0.0041874 | 0 | 0 | 0 | 1 | Schedule M Deductions - Temporary-SG
SCHMDT-SITUS | 1.3721 | -0.06356 | -0.21408 | -0.090621 | -0.0038372 | 1 | Schedule M Deductions - Temporary-SITUS
SCHMDT-SNP | 0.4778 | 0.2478 | 0.2744 | 0 | 0 | 1 | Schedule M Deductions - Temporary-SNP
SCHMDT-SO | 0.34605 | -0.19466 | 0.5226 | 0.326 | 0 | 1 | Schedule M Deductions - Temporary-SO
T | 0 | 1 | 0 | 0 | 0 | 1 | Transmission
TAXDEPR | 0.60133 | 0.21012 | 0.18012 | 0.0084318 | 0 | 1 | Tax Depreciation
TD | 0 | 0.47452 | 0.52548 | 0 | 0 | 1 | Transmission / Distribution
CWC | 0.73217 | 0.095964 | 0.095991 | 0.026069 | 0.049807 | 1 | Cash Working Capital
CSDSM | 0.018416 | 0 | 0 | 0.98158 | 0 | 1 | Customer DSM Expense
DITEXP | [5 empty] | 0 | Deferred Income Tax - Expense
FIT | 1.5442 | -0.21611 | -0.26102 | -0.034794 | -0.032294 | 1 | Federal Income Taxes
IBT | -1.733 | 1.0853 | 1.3108 | 0.17473 | 0.16218 | 1 | Income Before Taxes
PT | 0.58213 | 0.41787 |  |  |  | 1 | Generation / Transmission
PTD | 0.41954 | 0.30116 | 0.2793 |  |  | 1 | Prod, Trans, Dist Plant
REVREQ | 0.61536 | 0.16287 | 0.16256 | 0.020246 | 0.038958 | 1 | Revenue Requirement
SIT | 0.2 | 0.2 | 0.2 | 0.2 | 0.2 | 1 | State Income Taxes

## FuncStudy
PacifiCorp
Cost Of Service By Rate Schedule
State of Washington
WCA
12 Months Ending June 2022
|  |  | COS Study | State of Washington | Error | Generation | Transmission | Distribution | Customer | Common |  | Generation |  |  | Transmission |  |  | Distribution |  |  |  |  | Function | Generation | Transmission | Distribution
|  |  | Results | Results | check | TOTAL | TOTAL | TOTAL | TOTAL | TOTAL |  | DEMAND | ENERGY |  | DEMAND | ENERGY |  | SUBS | P & C | XFMR | METER | SERVICE | Check | Check | Check | Check
[23 empty] | 0 | 0 | 1.4901e-08 | 0
Operating Revenues
General Business Revenues |  |  | 405024316.4112 | 405024315.9007 | 1 | 248310033.2328 | 59192142.86 | 71546108.6021 | 8862240.9214 | 17113790.2844
Special Sales |  |  | 20434313.0378 | 20434313.0378 | 0 | 20434313.0378 | 0 | 0 | 0 | 0
Other Operating Revenues |  |  | 20654359.3075 | 20654359.4538 | 0 | 5775249.0054 | 13467858.3128 | 975340.4382 | 169928.6076 | 265983.0898
Total Operating Revenues |  |  | 446112988.7565 | 446112988.3924 |  | 274519595.276 | 72660001.1728 | 72521449.0404 | 9032169.529 | 17379773.3741 |  | 187816730.5242 | 86702864.7518 |  | 72660001.1728 | 0 |  | 14740106.351 | 33185024.7092 | 13458675.4548 | 1508235.7574 | 9629406.768 |  | 0 | 1.4901e-08 | 0
Operating Expenses
Operation & Maintenance Expenses |  |  | 299613961.7066 | 299613961.7066 | 0 | 238387573.3819 | 19982105.9375 | 18590890.068 | 7456310.2815 | 15197082.0378 |  | 20994709.9917 | 217392863.3902 |  | 19982104.8919 | 1.0456 |  | 2689550.4114 | 14976954.659 | 405893.4459 | 312910.4984 | 205581.0533 | 0 | 0 | 0 | 0
Depreciation Expense |  |  | 55619535.6255 | 55619535.6255 | 0 | 24443842.809 | 13236523.1268 | 17883492.7648 | 55676.9249 | 0 |  | 18068589.4019 | 6375253.4071 |  | 13236523.1268 | 0 |  | 2509607.5552 | 8937391.2863 | 3493009.0909 | 833175.086 | 2110309.7463 | 0 | 0 | 0 | 0
Amortization Expense |  |  | 15472658.7273 | 15472658.7273 | 0 | 1898728.0724 | 985093.3189 | 11595487.0609 | 993350.2751 | 0 |  | 1403516.5499 | 495211.5225 |  | 985093.3189 | 0 |  | 2710773.7623 | 8552961.7679 | 191667.0368 | 23652.4249 | 116432.0689 | 0 | 0 | 0 | 0
Taxes Other Than Income |  |  | 28898159.684 | 28898159.684 | 0 | 13663533.2501 | 7114170.9333 | 7876494.1092 | 243961.3914 | 0 |  | 10099916.5313 | 3563616.7188 |  | 7114170.9333 | 0 |  | 1183918.1468 | 3735467.2627 | 1708448.0693 | 210828.8434 | 1037831.787 | 0 | 0 | 0 | 0
Income Taxes - Federal |  |  | -14192440.6963 | -14192440.6963 | 0 | -21916236.2461 | 3067189.2418 | 3704451.1655 | 493817.413 | 458337.7295 |  | -16200213.5695 | -5716022.6765 |  | 3067189.2418 | 0 |  | 755609.4794 | 1694274.8439 | 685897.6481 | 76740.364 | 491928.8301 | 0 | 0 | 0 | 0
Income Taxes - State |  |  | 0 | 0 | 0 | 0 | 0 | 0 | 0 | 0 |  | 0 | 0 |  | 0 | 0 |  | 0 | 0 | 0 | 0 | 0 | 0 | 0 | 0 | 0
Income Taxes Deferred |  |  | -2711754.5123 | -2711754.5123 | 0 | 1539582.0281 | 232762.7164 | -4218143.309 | -265955.9479 | 0 |  | 1138040.1901 | 401541.838 |  | 232762.7164 | 0 |  | -596462.0515 | -2275034.2555 | -772248.2338 | -107288.3759 | -467110.3923 | 0 | 0 | 0 | 0
Investment Tax Credit Adj |  |  | 0 | 0 | 0 | 0 | 0 | 0 | 0 | 0 |  | 0 | 0 |  | 0 | 0 |  | 0 | 0 | 0 | 0 | 0 | 0 | 0 | 0 | 0
Misc Revenues & Expense |  |  | -98259.1642 | -98259.1642 | 0 | -100600.9747 | 2.5321 | 2.3484 | 2336.93 | 0 |  | -74363.0091 | -26237.9656 |  | 2.5321 | 0 |  | 0.35299 | 1.1137 | 0.50938 | 0.062859 | 0.30943 | 0 | 0 | 0 | 0
Total Operating Expenses |  |  | 382601861.3707 | 382601861.3707 | 0 | 257916422.3207 | 44617847.8068 | 55432674.2078 | 8979497.2681 | 15655419.7673 |  | 35430196.0863 | 222486226.2344 |  | 44617846.7612 | 1.0456 |  | 9252997.6566 | 35622016.6781 | 5712667.5666 | 1350018.9038 | 3494973.4027 | 0 | 0 | 0 | 0
Operating Revenue For Return |  |  | 63511127.3858 | 63511127.0217 | 0 | 16603172.9553 | 28042153.366 | 17088774.8326 | 52672.2609 | 1724353.6069 |  | 152386534.4379 | -135783361.4826 |  | 28042154.4116 | -1.0456 |  | 5487108.6944 | -2436991.9689 | 7746007.8882 | 158216.8536 | 6134433.3653 |  | 0 | 1.2779e-08 | 0
Rate Base :
Electric Plant In Service |  |  | 2408541688.7417 | 2408541688.7417 | 0 | 943369462.8712 | 750134243.4413 | 699124054.602 | 15913927.8272 | 0 |  | 697327159.7318 | 246042303.1394 |  | 750134243.4413 | 0 |  | 107136108.694 | 338033020.0787 | 146720613.5371 | 18105869.1898 | 89128443.1023 | 0 | 0 | 0 | 0
Plant Held For Future Use |  |  | 467184.7162 | 467184.7162 | 0 | 467184.7162 | 0 | 0 | 0 | 0 |  | 345337.2237 | 121847.4925 |  | 0 | 0 |  | 0 | 0 | 0 | 0 | 0 | 0 | 0 | 0 | 0
Misc Deferred Debits |  |  | 392246.6086 | 392246.6086 | 0 | 392246.6086 | 0 | 0 | 0 | 0 |  | 289943.8918 | 102302.7168 |  | 0 | 0 |  | 0 | 0 | 0 | 0 | 0 | 0 | 0 | 0 | 0
Electric Plant Acquisition Adj |  |  | 115844.1985 | 115844.1985 | 0 | 115844.1985 | 0 | 0 | 0 | 0 |  | 85630.6135 | 30213.5849 |  | 0 | 0 |  | 0 | 0 | 0 | 0 | 0 | 0 | 0 | 0 | 0
Pensions |  |  | 0 | 0 | 0 | 0 | 0 | 0 | 0 | 0 |  | 0 | 0 |  | 0 | 0 |  | 0 | 0 | 0 | 0 | 0 | 0 | 0 | 0 | 0
Prepayments |  |  | 5.1223e-09 | 5.1223e-09 | 0 | 2.149e-09 | 1.5426e-09 | 1.4307e-09 | 0 | 0 |  | 1.5885e-09 | 5.6048e-10 |  | 1.5426e-09 | 0 |  | 2.1505e-10 | 6.7851e-10 | 3.1032e-10 | 3.8295e-11 | 1.8851e-10 | 0 | 0 | 0 | 0
Fuel Stock |  |  | 1.5716e-09 | 1.5716e-09 | 0 | 1.5716e-09 | 0 | 0 | 0 | 0 |  | 1.1617e-09 | 4.0989e-10 |  | 0 | 0 |  | 0 | 0 | 0 | 0 | 0 | 0 | 0 | 0 | 0
Materials & Supplies |  |  | 8.6889e-05 | 8.6889e-05 | 0 | 7.0217e-05 | 9.0414e-07 | 1.5768e-05 | 0 | 0 |  | 5.1903e-05 | 1.8313e-05 |  | 9.0414e-07 | 0 |  | 2.3701e-06 | 7.4781e-06 | 3.4202e-06 | 4.2206e-07 | 2.0777e-06 | 0 | 0 | 0 | 0
Cash Working Capital |  |  | 29873668.4172 | 29873668.4172 | 0 | 0 | 0 | 0 | 0 | 29873668.4172 |  | 0 | 0 |  | 0 | 0 |  | 0 | 0 | 0 | 0 | 0 | 0 | 0 | 0 | 0
Weatherization Loans |  |  | 3311.89 | 3311.89 | 0 | 0 | 0 | 0 | 0 | 3311.89 |  | 0 | 0 |  | 0 | 0 |  | 0 | 0 | 0 | 0 | 0 | 0 | 0 | 0 | 0
Miscellaneous Rate Base |  |  | 0 | 0 | 0 | 0 | 0 | 0 | 0 | 0 |  | 0 | 0 |  | 0 | 0 |  | 0 | 0 | 0 | 0 | 0 | 0 | 0 | 0 | 0
Total Rate Base Additions |  |  | 2439393944.5722 | 2439393944.5722 | 0 | 944344738.3945 | 750134243.4413 | 699124054.602 | 15913927.8272 | 29876980.3072 |  | 698048071.4609 | 246296666.9336 |  | 750134243.4413 | 0 |  | 107136108.694 | 338033020.0787 | 146720613.5371 | 18105869.1898 | 89128443.1023 | 0 | 0 | 0 | 0
Rate Base Deductions :
Accum Provision For Depreciation |  |  | -1005501106.3249 | -1005501106.3249 | 0 | -475502559.0345 | -200149472.6368 | -329404805.1908 | -444269.4629 | 0 |  | -351485671.2953 | -124016887.7392 |  | -200149472.6368 | 0 |  | -35647508.9875 | -167890782.0463 | -75825048.931 | -9997286.6233 | -40044178.6027 | 0 | 0 | 0 | 0
Accum Provision For Amortization |  |  | -64932897.3479 | -64932897.3479 | 0 | -29226391.5214 | -12931870.5334 | -9567304.2538 | -13207331.0392 | 0 |  | -21603790.8698 | -7622600.6516 |  | -12931870.5334 | 0 |  | -1438064.3171 | -4537342.5457 | -2075192.6243 | -256086.485 | -1260618.2818 | 0 | 0 | 0 | 0
Accum Deferred Income Taxes |  |  | -164955908.3513 | -164955908.3513 | 0 | -56684058.9676 | -51134896.4238 | -56195641.2047 | -941311.7552 | 0 |  | -41900162.5531 | -14783896.4145 |  | -51134896.4238 | 0 |  | -8473755.8439 | -26453946.2369 | -12291538.0007 | -1508213.1141 | -7468188.0092 | 0 | 0 | 0 | 0
Unamortized ITC |  |  | -14943.3387 | -14943.3387 | 0 | -6269.2959 | -4500.2978 | -4173.7451 | 0 | 0 |  | -4634.1868 | -1635.1091 |  | -4500.2978 | 0 |  | -627.3568 | -1979.4198 | -905.3046 | -111.718 | -549.9459 | 0 | 0 | 0 | 0
Customer Advance For Construction |  |  | -7825156.6493 | -7825156.6493 | 0 | 0 | 0 | -7825156.6493 | 0 | 0 |  | 0 | 0 |  | 0 | 0 |  | -1176201.5981 | -3711120.2121 | -1697312.7363 | -209454.7019 | -1031067.4008 | 0 | 0 | 0 | 0
Customer Service Deposits |  |  | -408390.6325 | -408390.6325 | 0 | 0 | 0 | 0 | -408390.6325 | 0 |  | 0 | 0 |  | 0 | 0 |  | 0 | 0 | 0 | 0 | 0 | 0 | 0 | 0 | 0
Misc Rate Base Deductions |  |  | -95331195.2272 | -95331195.2272 | 0 | -95250895.9316 | -41661.1663 | -38638.1293 | 0 | 0 |  | -70408296.3633 | -24842599.5683 |  | -41661.1663 | 0 |  | -5807.7086 | -18324.3287 | -8380.7893 | -1034.2206 | -5091.0822 | 0 | 0 | 0 | 0
Total Rate Base Deductions |  |  | -1338969597.8718 | -1338969597.8718 | 0 | -656670174.751 | -264262401.058 | -403035719.173 | -15001302.8898 | 0 |  | -485402555.2683 | -171267619.4827 |  | -264262401.058 | 0 |  | -46741965.8119 | -202613494.7895 | -91898378.3862 | -11972186.8628 | -49809693.3226 | 0 | 0 | 0 | 0
Total Rate Base |  |  | 1100424346.7004 | 1100424346.7004 | 0 | 287674563.6436 | 485871842.3832 | 296088335.4289 | 912624.9375 | 29876980.3072 |  | 212645516.1927 | 75029047.4509 |  | 485871842.3832 | 0 |  | 60394142.882 | 135419525.2892 | 54822235.1509 | 6133682.327 | 39318749.7797 | 0 | 0 | 0 | 0
Return On Rate Base |  |  | 5.772% | 5.772% |  | 5.772% | 5.772% | 5.772% | 5.772% | 5.772%
Return On Equity |  |  | 6.572% | 6.572% |  | 6.572% | 6.572% | 6.572% | 6.572% | 6.572%
Total Rate Base |  |  | 1100424346.7004 | 1100424346.7004 | 0 | 287674563.6436 | 485871842.3832 | 296088335.4289 | 912624.9375 | 29876980.3072 |  | 212645516.1927 | 75029047.4509 |  | 485871842.3832 | 0 |  | 60394142.882 | 135419525.2892 | 54822235.1509 | 6133682.327 | 39318749.7797 | 0 | 0 | 0 | 0
Return On RateBase ($$) |  |  | 63511127.3858 | 63511127.0217 | 0 | 16603173.0505 | 28042153.5268 | 17088774.9306 | 52672.2612 | 1724353.6168 |  | 12272862.2894 | 4330310.7611 |  | 28042153.5268 | 0 |  | 3485655.4323 | 7815754.665 | 3164072.0879 | 354006.2348 | 2269286.5106 | 0 | 0 | 0 | 0
Operating & Maintenance Expense |  |  | 299613961.7066 | 299613961.7066 | 0 | 238387573.3819 | 19982105.9375 | 18590890.068 | 7456310.2815 | 15197082.0378 |  | 20994709.9917 | 217392863.3902 |  | 19982104.8919 | 1.0456 |  | 2689550.4114 | 14976954.659 | 405893.4459 | 312910.4984 | 205581.0533 | 0 | 0 | 0 | 0
Bad Debt to Produce ROR
Depreciation Expense |  |  | 55619535.6255 | 55619535.6255 | 0 | 24443842.809 | 13236523.1268 | 17883492.7648 | 55676.9249 | 0 |  | 18068589.4019 | 6375253.4071 |  | 13236523.1268 | 0 |  | 2509607.5552 | 8937391.2863 | 3493009.0909 | 833175.086 | 2110309.7463 | 0 | 0 | 0 | 0
Amortization Expense |  |  | 15472658.7273 | 15472658.7273 | 0 | 1898728.0724 | 985093.3189 | 11595487.0609 | 993350.2751 | 0 |  | 1403516.5499 | 495211.5225 |  | 985093.3189 | 0 |  | 2710773.7623 | 8552961.7679 | 191667.0368 | 23652.4249 | 116432.0689 | 0 | 0 | 0 | 0
Taxes Other Than Income |  |  | 28898159.684 | 28898159.684 | 0 | 13663533.2501 | 7114170.9333 | 7876494.1092 | 243961.3914 | 0 |  | 10099916.5313 | 3563616.7188 |  | 7114170.9333 | 0 |  | 1183918.1468 | 3735467.2627 | 1708448.0693 | 210828.8434 | 1037831.787 | 0 | 0 | 0 | 0
Federal Income Taxes |  |  | -14192440.6963 | -14192440.6963 | 0 | -21916236.2461 | 3067189.2418 | 3704451.1655 | 493817.413 | 458337.7295 |  | -16200213.5695 | -5716022.6765 |  | 3067189.2418 | 0 |  | 755609.4794 | 1694274.8439 | 685897.6481 | 76740.364 | 491928.8301 | 0 | 0 | 0 | 0
FIT Adj to Produce Target ROR
State Income Taxes |  |  | 0 | 0 | 0 | 0 | 0 | 0 | 0 | 0 |  | 0 | 0 |  | 0 | 0 |  | 0 | 0 | 0 | 0 | 0 | 0 | 0 | 0 | 0
SIT Adj to Produce Target ROR
Deferred Income Taxes |  |  | -2711754.5123 | -2711754.5123 | 0 | 1539582.0281 | 232762.7164 | -4218143.309 | -265955.9479 | 0 |  | 1138040.1901 | 401541.838 |  | 232762.7164 | 0 |  | -596462.0515 | -2275034.2555 | -772248.2338 | -107288.3759 | -467110.3923 | 0 | 0 | 0 | 0
Investment Tax Credit |  |  | 0 | 0 | 0 | 0 | 0 | 0 | 0 | 0 |  | 0 | 0 |  | 0 | 0 |  | 0 | 0 | 0 | 0 | 0 | 0 | 0 | 0 | 0
Misc Revenue & Expenses |  |  | -98259.1642 | -98259.1642 | 0 | -100600.9747 | 2.5321 | 2.3484 | 2336.93 | 0 |  | -74363.0091 | -26237.9656 |  | 2.5321 | 0 |  | 0.35299 | 1.1137 | 0.50938 | 0.062859 | 0.30943 | 0 | 0 | 0 | 0
Revenue Credits |  |  | -41484237.8034 | -41484237.9498 | 0 | -26413762.793 | -13521906.2823 | -1655520.7161 | 385862.8345 | -278910.9929 |  | -4419936.0681 | -21993826.7248 |  | -13521906.2823 | 0 |  | -285342.3884 | -773648.6955 | -337494.6384 | -40197.2022 | -218837.7915 | 0 | 0 | 0 | 0
Total Revenue Requirements |  |  | 404628750.953 | 404628750.4426 | 1 | 248105832.5783 | 59138095.0513 | 70865928.4223 | 9418032.3638 | 17100862.3911 |  | 43283122.3076 | 204822710.2707 |  | 59138094.0057 | 1.0456 |  | 12453310.7005 | 42664122.6476 | 8539245.0161 | 1663827.9363 | 5545422.1218 | 0 | 0 | 0 | 0
Operating Revenues |  |  | 404628750.953
12 Months Ending June 2022 | [10 empty] | Total | Demand | Energy | Total | Demand | Energy
[30 empty] | Gen | Trn | Dis | Ret | Misc
| FERC ACCT | DESCRIPTION | JAM Factors | Functional Factors | WASHINGTON JAM Total | Generation Total | Transmission Total | Distribution Total | Customer Total | Common Total | D / E Total | Generation Demand | Generation Energy | D / E Total | Transmission Demand | Transmission Energy | DIS FACTOR | DIS SUBS | DIS P & C | DIS XFMR | DIS METER | DIS SERVICE | Function Check | Generation Check | Transmission Check | Distribution Check | FERC | JAM Factor | FERC.JAMFactor
Check Total
| 440 | Residential Sales | [24 empty] | 440 | NA | 440.NA | 2.0214e-08 | 0 | 7.802e-09 | 4.1683e-10 | 2.6242e-09 | 3.1057e-08
94 |  |  | S | NONE | 178790330.3636 | 248310033.2328 | 59192142.86 | 71546108.6021 | 8862240.9214 | 17113790.2844 | 73.92% | 183547737.1508 | 64762296.082 | 100% | 59192142.86 | 0 | DRB | 14593502.6428 | 32722464.5617 | 13247119.5944 | 1482128.9777 | 9500892.8257 |  | 0 | 0 | 0 | 440 | S | 440.S | 248310033.2328 | 59192142.86 | 71546108.6021 | 8862240.9214 | 17113790.2844 | 405024315.9007
95 | [26 empty] | 440 | NA | 440.NA1
96 |  |  |  |  | 178790330.3636 | 248310033.2328 | 59192142.86 | 71546108.6021 | 8862240.9214 | 17113790.2844 |  | 183547737.1508 | 64762296.082 |  | 59192142.86 | 0 |  | 14593502.6428 | 32722464.5617 | 13247119.5944 | 1482128.9777 | 9500892.8257 |  | 0 | 0 | 0 | 440 | NA | 440.NA2
97 | [26 empty] | 440 | NA | 440.NA3
98 | 442 | Commercial & Industrial Sales | [24 empty] | 442 | NA | 442.NA
99 |  |  | S | NONE | 225661948.8083 | 0 | 0 | 0 | 0 | 0 | 73.92% | 0 | 0 | 100% | 0 | 0 | DRB | 0 | 0 | 0 | 0 | 0 |  | 0 | 0 | 0 | 442 | S | 442.S
100 |  |  | SE | P | 0 | 0 | 0 | 0 | 0 | 0 | 73.92% | 0 | 0 | 100% | 0 | 0 | DRB | 0 | 0 | 0 | 0 | 0 |  | 0 | 0 | 0 | 442 | SE | 442.SE
101 |  |  | SG | PT | 0 | 0 | 0 | 0 | 0 | 0 | 73.92% | 0 | 0 | 100% | 0 | 0 | DRB | 0 | 0 | 0 | 0 | 0 |  | 0 | 0 | 0 | 442 | SG | 442.SG
102 |  |  |  |  | 225661948.8083 | 0 | 0 | 0 | 0 | 0 |  | 0 | 0 |  | 0 | 0 |  | 0 | 0 | 0 | 0 | 0 |  |  |  |  | 442 | NA | 442.NA1
103 | [26 empty] | 442 | NA | 442.NA2
104 | 444 | Public Street & Highway Lighting | [15 empty] | #N/A | #N/A | #N/A | #N/A | #N/A |  |  |  |  | 444 | NA | 444.NA
105 |  |  | S | NONE | 572036.7288 | [5 empty] | 73.92% | 0 | 0 | 100% | 0 | 0 | DRB | 0 | 0 | 0 | 0 | 0 |  |  |  |  | 444 | S | 444.S
106 |  |  |  |  | 572036.7288 | 0 | 0 | 0 | 0 | 0 |  | 0 | 0 |  | 0 | 0 |  | 0 | 0 | 0 | 0 | 0 |  |  |  |  | 444 | NA | 444.NA1
107 | [26 empty] | 444 | NA | 444.NA2
108 | 445 | Other Sales to Public Authority | [15 empty] | #N/A | #N/A | #N/A | #N/A | #N/A |  |  |  |  | 445 | NA | 445.NA
109 |  |  | S | NONE | 0 | [5 empty] | 73.92% | 0 | 0 | 100% | 0 | 0 | DRB | 0 | 0 | 0 | 0 | 0 |  |  |  |  | 445 | S | 445.S
110 | [26 empty] | 445 | NA | 445.NA1
111 |  |  |  |  | 0 | 0 | 0 | 0 | 0 | 0 |  | 0 | 0 |  | 0 | 0 |  | 0 | 0 | 0 | 0 | 0 |  |  |  |  | 445 | NA | 445.NA2
112 | [26 empty] | 445 | NA | 445.NA3
113 | 448 | Interdepartmental | [24 empty] | 448 | NA | 448.NA
114 |  |  | S | DPW | 0 | 0 | 0 | 0 | 0 | 0 | 73.92% | 0 | 0 | 100% | 0 | 0 | DRB | 0 | 0 | 0 | 0 | 0 | 0 | 0 | 0 | 0 | 448 | S | 448.S
115 |  |  | SO | GP | 0 | 0 | 0 | 0 | 0 | 0 | 73.92% | 0 | 0 | 100% | 0 | 0 | DRB | 0 | 0 | 0 | 0 | 0 | 0 | 0 | 0 | 0 | 448 | SO | 448.SO
116 |  |  |  |  | 0 | 0 | 0 | 0 | 0 | 0 |  | 0 | 0 |  | 0 | 0 |  | 0 | 0 | 0 | 0 | 0 | 0 | 0 | 0 | 0 | 448 | NA | 448.NA1
117 | [26 empty] | 448 | NA | 448.NA2
118 | Total Sales to Ultimate Customers |  |  |  | 405024315.9007 | 248310033.2328 | 59192142.86 | 71546108.6021 | 8862240.9214 | 17113790.2844 |  | 183547737.1508 | 64762296.082 | 100% | 59192142.86 | 0 |  | 14593502.6428 | 32722464.5617 | 13247119.5944 | 1482128.9777 | 9500892.8257 |  | 0 | 0 | 0 | Total Sales to Ultimate Customers | NA | Total Sales to Ultimate Customers.NA
119 | [26 empty] | Total Sales to Ultimate Customers | NA | Total Sales to Ultimate Customers.NA1
120 | [26 empty] | Total Sales to Ultimate Customers | NA | Total Sales to Ultimate Customers.NA2
121 | 447 | Sales for Resale |  | P | 0 | 0 | 0 | 0 | 0 | 0 | 0% | 0 | 0 | 100% | 0 | 0 | DRB | 0 | 0 | 0 | 0 | 0 | 0 | 0 | 0 | 0 | 447 | NA | 447.NA
122 | [26 empty] | 447 | NA | 447.NA1
123 | 447NPC | Sales for Resale - NPC | [24 empty] | 447NPC | NA | 447NPC.NA
124 |  |  | S | P | 20434313.0378 | 20434313.0378 | 0 | 0 | 0 | 0 | 0% | 0 | 20434313.0378 | 100% | 0 | 0 | DRB | 0 | 0 | 0 | 0 | 0 | 0 | 0 | 0 | 0 | 447NPC | S | 447NPC.S
125 |  |  | SG | P | 0 | 0 | 0 | 0 | 0 | 0 | 0% | 0 | 0 | 100% | 0 | 0 | DRB | 0 | 0 | 0 | 0 | 0 | 0 | 0 | 0 | 0 | 447NPC | SG | 447NPC.SG
126 |  |  | SE | P | 0 | 0 | 0 | 0 | 0 | 0 | 0% | 0 | 0 | 100% | 0 | 0 | DRB | 0 | 0 | 0 | 0 | 0 | 0 | 0 | 0 | 0 | 447NPC | SE | 447NPC.SE
127 |  |  | CAEW | P | 0 | 0 | 0 | 0 | 0 | 0 | 0% | 0 | 0 | 100% | 0 | 0 | DRB | 0 | 0 | 0 | 0 | 0 | 0 | 0 | 0 | 0 | 447NPC | CAEW | 447NPC.CAEW
128 |  |  | CAGW | P | 0 | 0 | 0 | 0 | 0 | 0 | 0% | 0 | 0 | 100% | 0 | 0 | DRB | 0 | 0 | 0 | 0 | 0 | 0 | 0 | 0 | 0 | 447NPC | CAGW | 447NPC.CAGW
129 |  |  | DGP | P | 0 | 0 | 0 | 0 | 0 | 0 | 0% | 0 | 0 | 100% | 0 | 0 | DRB | 0 | 0 | 0 | 0 | 0 | 0 | 0 | 0 | 0 | 447NPC | DGP | 447NPC.DGP
130 |  |  |  |  | 20434313.0378 | 20434313.0378 | 0 | 0 | 0 | 0 |  | 0 | 20434313.0378 |  | 0 | 0 |  | 0 | 0 | 0 | 0 | 0 | 0 | 0 | 0 | 0 | 447NPC | NA | 447NPC.NA1
131 | [26 empty] | 447NPC | NA | 447NPC.NA2
132 | 449 | Provision for Rate Refund | [24 empty] | 449 | NA | 449.NA
133 |  |  | S | P | 0 | 0 | 0 | 0 | 0 | 0 | 73.92% | 0 | 0 | 100% | 0 | 0 | DRB | 0 | 0 | 0 | 0 | 0 | 0 | 0 | 0 | 0 | 449 | S | 449.S
134 |  |  | SG | P | 258505.8468 | 258505.8468 | 0 | 0 | 0 | 0 | 73.92% | 191084.3577 | 67421.4891 | 100% | 0 | 0 | DRB | 0 | 0 | 0 | 0 | 0 | 0 | 0 | 0 | 0 | 449 | SG | 449.SG
135 |  |  |  |  | 258505.8468 | 258505.8468 | 0 | 0 | 0 | 0 |  | 191084.3577 | 67421.4891 |  | 0 | 0 |  | 0 | 0 | 0 | 0 | 0 | 0 | 0 | 0 | 0 | 449 | NA | 449.NA1
136 |  | State Revenue Credit |  | REVREQ | 331840.0881 | 204200.7497 | 54047.9695 | 53944.9078 | 6718.5579 | 12927.9032 | 73.92% | 150942.6947 | 53258.055 | 100% | 54047.9695 | 0 | DRB | 11003.326 | 24672.3458 | 9988.1693 | 1117.5075 | 7163.5592 | 0 | 0 | 0 | 0 | 449 | NA | 449.NA2
137 |  | AGA Revenue Credit |  | DPW | 626235.37 | 0 | 0 | 626235.37 | 0 | 0 | 73.92% | 0 | 0 | 100% | 0 | 0 | DRB | 127735.3542 | 286416.2021 | 115950.6087 | 12972.915 | 83160.2899 | 0 | 0 | 0 | 0 | 449 | NA | 449.NA3
138 | [26 empty] | 449 | NA | 449.NA4
139 |  | Autopay Bill Credit |  | CUST | -294837 | 0 | 0 | 0 | -294837 | 0 | 73.92% | 0 | 0 | 100% | 0 | 0 | CUST | 0 | 0 | 0 | 0 | 0 | 0 | 0 | 0 | 0 | 449 | NA | 449.NA5
140
141 |  | Paperless Bill Credit |  | CUST | -267673 | 0 | 0 | 0 | -267673 | 0 | 73.92% | 0 | 0 | 100% | 0 | 0 | CUST | 0 | 0 | 0 | 0 | 0 | 0 | 0 | 0 | 0 | 0 | NA | 0.NA
142
143 | Total Sales from Electricity |  |  |  | 426416704.3966 | 268948547.0203 | 59246190.8295 | 72226288.88 | 8868959.4793 | 17126718.1876 |  | 183698679.8454 | 85249867.1748 |  | 59246190.8295 | 0 |  | 14732241.323 | 33033553.1096 | 13373058.3723 | 1496219.4002 | 9591216.6748 |  | 0 | 0 | 0 | Total Sales from Electricity | NA | Total Sales from Electricity.NA
144 | [26 empty] | Total Sales from Electricity | NA | Total Sales from Electricity.NA1
145 | Other Electric Operating Revenues | [25 empty] | Other Electric Operating Revenues | NA | Other Electric Operating Revenues.NA
146 | 450 | Forfeited Discounts & Interest | [24 empty] | 450 | NA | 450.NA
147 |  |  | S | CUST | -884.17 | 0 | 0 | 0 | -884.17 | 0 | 73.92% | 0 | 0 | 100% | 0 | 0 | CUST | 0 | 0 | 0 | 0 | 0 | 0 | 0 | 0 | 0 | 450 | S | 450.S
148 |  |  | SO | CUST | 0 | 0 | 0 | 0 | 0 | 0 | 73.92% | 0 | 0 | 100% | 0 | 0 | CUST | 0 | 0 | 0 | 0 | 0 | 0 | 0 | 0 | 0 | 450 | SO | 450.SO
149 |  |  |  |  | -884.17 | 0 | 0 | 0 | -884.17 | 0 |  | 0 | 0 |  | 0 | 0 |  | 0 | 0 | 0 | 0 | 0 | 0 | 0 | 0 | 0 | 450 | NA | 450.NA1
150 | [26 empty] | 450 | NA | 450.NA2
151 | 451 | Misc Electric Revenue | [24 empty] | 451 | NA | 451.NA
152 |  |  | S | CUST | 168972.7 | 0 | 0 | 0 | 168972.7 | 0 | 73.92% | 0 | 0 | 100% | 0 | 0 | CUST | 0 | 0 | 0 | 0 | 0 | 0 | 0 | 0 | 0 | 451 | S | 451.S
153 |  |  | SG | GP | 0 | 0 | 0 | 0 | 0 | 0 | 73.92% | 0 | 0 | 100% | 0 | 0 | PLNT | 0 | 0 | 0 | 0 | 0 | 0 | 0 | 0 | 0 | 451 | SG | 451.SG
154 |  |  | SO | GP | 2.8232 | 1.3181 | 0.70283 | 0.77814 | 0.024102 | 0 | 73.92% | 0.97435 | 0.34379 | 100% | 0.70283 | 0 | PLNT | 0.11696 | 0.36904 | 0.16878 | 0.020828 | 0.10253 | 0 | 0 | 0 | 0 | 451 | SO | 451.SO
155 |  |  |  |  | 168975.5232 | 1.3181 | 0.70283 | 0.77814 | 168972.7241 | 0 |  | 0.97435 | 0.34379 |  | 0.70283 | 0 |  | 0.11696 | 0.36904 | 0.16878 | 0.020828 | 0.10253 | 0 | 0 | 0 | 0 | 451 | NA | 451.NA1
156 | [26 empty] | 451 | NA | 451.NA2
157 | 453 | Water Sales | [24 empty] | 453 | NA | 453.NA
158 |  |  | CAGW | P | 0 | 0 | 0 | 0 | 0 | 0 | 73.92% | 0 | 0 | 100% | 0 | 0 | PLNT | 0 | 0 | 0 | 0 | 0 | 0 | 0 | 0 | 0 | 453 | CAGW | 453.CAGW
159 |  |  | CAGE | P | 0 | 0 | 0 | 0 | 0 | 0 | 73.92% | 0 | 0 | 100% | 0 | 0 | PLNT | 0 | 0 | 0 | 0 | 0 | 0 | 0 | 0 | 0 | 453 | CAGE | 453.CAGE
160 |  |  | JBG | P | 0 | 0 | 0 | 0 | 0 | 0 | 73.92% | 0 | 0 | 100% | 0 | 0 | PLNT | 0 | 0 | 0 | 0 | 0 | 0 | 0 | 0 | 0 | 453 | JBG | 453.JBG
161 |  |  | SG | P | 745.6168 | 745.6168 | 0 | 0 | 0 | 0 | 73.92% | 551.1508 | 194.466 | 100% | 0 | 0 | PLNT | 0 | 0 | 0 | 0 | 0 | 0 | 0 | 0 | 0 | 453 | SG | 453.SG
162 |  |  |  |  | 745.6168 | 745.6168 | 0 | 0 | 0 | 0 |  | 551.1508 | 194.466 |  | 0 | 0 |  | 0 | 0 | 0 | 0 | 0 | 0 | 0 | 0 | 0 | 453 | NA | 453.NA1
163 | [26 empty] | 453 | NA | 453.NA2
164 | 454 | Rent of Electric Property | [24 empty] | 454 | NA | 454.NA
165 |  |  | S | DPW | 915932.02 | 0 | 0 | 915932.02 | 0 | 0 | 73.92% | 0 | 0 | 100% | 0 | 0 | PLNT | 137674.0114 | 434385.404 | 198669.8993 | 24516.6042 | 120686.1012 | 0 | 0 | 0 | 0 | 454 | S | 454.S
166 |  |  | CAGW | P | 4273.7833 | 4273.7833 | 0 | 0 | 0 | 0 | 73.92% | 3159.1283 | 1114.655 | 100% | 0 | 0 | PLNT | 0 | 0 | 0 | 0 | 0 | 0 | 0 | 0 | 0 | 454 | CAGW | 454.CAGW
167 |  |  | SG | P | 320479.7727 | 320479.7727 | 0 | 0 | 0 | 0 | 73.92% | 236894.7252 | 83585.0475 | 100% | 0 | 0 | PLNT | 0 | 0 | 0 | 0 | 0 | 0 | 0 | 0 | 0 | 454 | SG | 454.SG
168 |  |  | JBG | P | 853.2748 | 853.2748 | 0 | 0 | 0 | 0 | 73.92% | 630.7303 | 222.5445 | 100% | 0 | 0 | PLNT | 0 | 0 | 0 | 0 | 0 | 0 | 0 | 0 | 0 | 454 | JBG | 454.JBG
169 |  |  | SO | GP | 215539.8159 | 100634.2258 | 53657.8966 | 59407.6401 | 1840.0535 | 0 | 73.92% | 74387.5879 | 26246.6379 | 100% | 53657.8966 | 0 | PLNT | 8929.5799 | 28174.3745 | 12885.7924 | 1590.1547 | 7827.7386 | 0 | 0 | 0 | 0 | 454 | SO | 454.SO
170 |  |  |  |  | 1457078.6668 | 426241.0566 | 53657.8966 | 975339.6601 | 1840.0535 | 0 |  | 315072.1717 | 111168.8849 |  | 53657.8966 | 0 |  | 146603.5912 | 462559.7785 | 211555.6917 | 26106.7589 | 128513.8398 | 0 | 0 | 0 | 0 | 454 | NA | 454.NA1
171 | [26 empty] | 454 | NA | 454.NA2
172 | 456 | Other Electric Revenue | [24 empty] | 456 | NA | 456.NA
173 |  |  | S | COMMON | 265774.1463 | 0 | 0 | 0 | 0 | 265774.1463 | 73.92% | 0 | 0 | 100% | 0 | 0 | PLNT | 0 | 0 | 0 | 0 | 0 | 0 | 0 | 0 | 0 | 456 | S | 456.S
174 |  |  | CAGE | CUST | 0 | 0 | 0 | 0 | 0 | 0 | 73.92% | 0 | 0 | 100% | 0 | 0 | CUST | 0 | 0 | 0 | 0 | 0 | 0 | 0 | 0 | 0 | 456 | CAGE | 456.CAGE
175 |  |  | CAGW | OTHSE | 167324.1337 | 0 | 167324.1337 | 0 | 0 | 0 | 73.92% | 0 | 0 | 100% | 167324.1337 | 0 | PLNT | 0 | 0 | 0 | 0 | 0 | 0 | 0 | 0 | 0 | 456 | CAGW | 456.CAGW
176 |  |  | SO | OTHSO | 208.9434 | 0 | 0 | 0 | 0 | 208.9434 | 73.92% | 0 | 0 | 100% | 0 | 0 | PLNT | 0 | 0 | 0 | 0 | 0 | 0 | 0 | 0 | 0 | 456 | SO | 456.SO
177 |  |  | SG | OTHSGR | 13313201.7692 | 1978137.177 | 11335064.5922 | 0 | 0 | 0 | 73.92% | 1462214.788 | 515922.3889 | 100% | 11335064.5922 | 0 | PLNT | 0 | 0 | 0 | 0 | 0 | 0 | 0 | 0 | 0 | 456 | SG | 456.SG
178 |  |  | JBG | OTHSGR | 2245450.4087 | 333639.4212 | 1911810.9875 | 0 | 0 | 0 | 73.92% | 246622.1763 | 87017.2449 | 100% | 1911810.9875 | 0 | PLNT | 0 | 0 | 0 | 0 | 0 | 0 | 0 | 0 | 0 | 456 | JBG | 456.JBG
179 |  |  | WRG | OTHSGR | 0 | 0 | 0 | 0 | 0 | 0 | 73.92% | 0 | 0 | 100% | 0 | 0 | PLNT | 0 | 0 | 0 | 0 | 0 | 0 | 0 | 0 | 0 | 456 | WRG | 456.WRG
180 |  |  | WRE | OTHSGR | 0 | 0 | 0 | 0 | 0 | 0 | 73.92% | 0 | 0 | 100% | 0 | 0 | PLNT | 0 | 0 | 0 | 0 | 0 | 0 | 0 | 0 | 0 | 456 | WRE | 456.WRE
181 |  |  | CN | P | 0 | 0 | 0 | 0 | 0 | 0 | 73.92% | 0 | 0 | 100% | 0 | 0 | PLNT | 0 | 0 | 0 | 0 | 0 | 0 | 0 | 0 | 0 | 456 | CN | 456.CN
182 |  |  | SE | P | 2777978.569 | 2777978.569 | 0 | 0 | 0 | 0 | 73.92% | 2053447.7546 | 724530.8144 | 100% | 0 | 0 | PLNT | 0 | 0 | 0 | 0 | 0 | 0 | 0 | 0 | 0 | 456 | SE | 456.SE
183 |  |  |  |  | 18769937.9703 | 5089755.1672 | 13414199.7134 | 0 | 0 | 265983.0898 |  | 3762284.7189 | 1327470.4483 |  | 13414199.7134 | 0 |  | 0 | 0 | 0 | 0 | 0 | 0 | 0 | 0 | 0 | 456 | NA | 456.NA1
184 | [26 empty] | 456 | NA | 456.NA2
185 |  | Total Other Electric Revenues |  |  | 20395853.6071 | 5516743.1587 | 13467858.3128 | 975340.4382 | 169928.6076 | 265983.0898 |  | 4077909.0157 | 1438834.1429 | 100% | 13467858.3128 | 0 |  | 146603.7082 | 462560.1475 | 211555.8604 | 26106.7797 | 128513.9424 | 0 | 0 | 0 | 0 | 456 | NA | 456.NA3
186 | [26 empty] | 456 | NA | 456.NA4
187 | Total Electric Operating Revenues |  |  |  | 446812558.0037 | 274465290.179 | 72714049.1423 | 73201629.3182 | 9038888.0869 | 17392701.2773 |  | 187776588.8612 | 86688701.3178 | 100% | 72714049.1423 | 0 |  | 14878845.0312 | 33496113.2571 | 13584614.2328 | 1522326.1799 | 9719730.6172 |  | 0 | 0 | 0 | Total Electric Operating Revenues | NA | Total Electric Operating Revenues.NA
188 | [26 empty] | Total Electric Operating Revenues | NA | Total Electric Operating Revenues.NA1
189 | Miscellaneous Revenues | [25 empty] | Miscellaneous Revenues | NA | Miscellaneous Revenues.NA
190 | 41160 | Gain on Sale of Utility Plant - CR | [24 empty] | 41160 | NA | 41160.NA
191 |  |  | S | DPW | 0 | 0 | 0 | 0 | 0 | 0 | 73.92% | 0 | 0 | 100% | 0 | 0 | PLNT | 0 | 0 | 0 | 0 | 0 | 0 | 0 | 0 | 0 | 41160 | S | 41160.S
192 |  |  | SG | T | 0 | 0 | 0 | 0 | 0 | 0 | 100% | 0 | 0 | 100% | 0 | 0 | PLNT | 0 | 0 | 0 | 0 | 0 | 0 | 0 | 0 | 0 | 41160 | SG | 41160.SG
193 |  |  | SO | G | 0 | 0 | 0 | 0 | 0 | 0 | 73.92% | 0 | 0 | 100% | 0 | 0 | PLNT | 0 | 0 | 0 | 0 | 0 | 0 | 0 | 0 | 0 | 41160 | SO | 41160.SO
194 |  |  | DGU | T | 0 | 0 | 0 | 0 | 0 | 0 | 100% | 0 | 0 | 100% | 0 | 0 | PLNT | 0 | 0 | 0 | 0 | 0 | 0 | 0 | 0 | 0 | 41160 | DGU | 41160.DGU
195 |  |  | DGP | P | 0 | 0 | 0 | 0 | 0 | 0 | 73.92% | 0 | 0 | 100% | 0 | 0 | PLNT | 0 | 0 | 0 | 0 | 0 | 0 | 0 | 0 | 0 | 41160 | DGP | 41160.DGP
196 |  |  |  |  | 0 | 0 | 0 | 0 | 0 | 0 |  | 0 | 0 |  | 0 | 0 |  | 0 | 0 | 0 | 0 | 0 | 0 | 0 | 0 | 0 | 41160 | NA | 41160.NA1
197 | [26 empty] | 41160 | NA | 41160.NA2
198 | 41170 | Loss on Sale of Utility Plant | [24 empty] | 41170 | NA | 41170.NA
199 |  |  | S | DPW | 0 | 0 | 0 | 0 | 0 | 0 | 73.92% | 0 | 0 | 100% | 0 | 0 | PLNT | 0 | 0 | 0 | 0 | 0 | 0 | 0 | 0 | 0 | 41170 | S | 41170.S
200 |  |  | CAGW | T | 0 | 0 | 0 | 0 | 0 | 0 | 100% | 0 | 0 | 100% | 0 | 0 | PLNT | 0 | 0 | 0 | 0 | 0 | 0 | 0 | 0 | 0 | 41170 | CAGW | 41170.CAGW
201 |  |  |  |  | 0 | 0 | 0 | 0 | 0 | 0 |  | 0 | 0 |  | 0 | 0 |  | 0 | 0 | 0 | 0 | 0 | 0 | 0 | 0 | 0 | 41170 | NA | 41170.NA1
202 | [26 empty] | 41170 | NA | 41170.NA2
203 | 4118 | Gain from Emission Allowances | S | P | 0 | 0 | 0 | 0 | 0 | 0 | 73.92% | 0 | 0 | 100% | 0 | 0 | PLNT | 0 | 0 | 0 | 0 | 0 | 0 | 0 | 0 | 0 | 4118 | S | 4118.S
204 |  |  | SE | P | -7.6141 | -7.6141 | 0 | 0 | 0 | 0 | 73.92% | -5.6282 | -1.9858 | 100% | 0 | 0 | PLNT | 0 | 0 | 0 | 0 | 0 | 0 | 0 | 0 | 0 | 4118 | SE | 4118.SE
205 |  |  |  |  | -7.6141 | -7.6141 | 0 | 0 | 0 | 0 |  | -5.6282 | -1.9858 |  | 0 | 0 |  | 0 | 0 | 0 | 0 | 0 | 0 | 0 | 0 | 0 | 4118 | NA | 4118.NA
206 | 41181 | Gain from Disposition of NOX Credits | [24 empty] | 41181 | NA | 41181.NA
207 |  |  | SE | P | 0 | 0 | 0 | 0 | 0 | 0 | 73.92% | 0 | 0 | 100% | 0 | 0 | PLNT | 0 | 0 | 0 | 0 | 0 | 0 | 0 | 0 | 0 | 41181 | SE | 41181.SE
208 |  |  |  |  | 0 | 0 | 0 | 0 | 0 | 0 |  | 0 | 0 |  | 0 | 0 |  | 0 | 0 | 0 | 0 | 0 | 0 | 0 | 0 | 0 | 41181 | NA | 41181.NA1
209 | [26 empty] | 41181 | NA | 41181.NA2
210 | 4194 | Impact Housing Interest Income | [24 empty] | 4194 | NA | 4194.NA
211 |  |  | DGU | P | 0 | 0 | 0 | 0 | 0 | 0 | 73.92% | 0 | 0 | 100% | 0 | 0 | PLNT | 0 | 0 | 0 | 0 | 0 | 0 | 0 | 0 | 0 | 4194 | DGU | 4194.DGU
212 |  |  |  |  | 0 | 0 | 0 | 0 | 0 | 0 |  | 0 | 0 |  | 0 | 0 |  | 0 | 0 | 0 | 0 | 0 | 0 | 0 | 0 | 0 | 4194 | NA | 4194.NA1
213 | [26 empty] | 4194 | NA | 4194.NA2
214 | 421 | (Gain) / Loss on Sale of Utility Plant | [24 empty] | 421 | NA | 421.NA
215 |  |  | S | DPW | 0 | 0 | 0 | 0 | 0 | 0 | 73.92% | 0 | 0 | 100% | 0 | 0 | PLNT | 0 | 0 | 0 | 0 | 0 | 0 | 0 | 0 | 0 | 421 | S | 421.S
216 |  |  | DGP | T | 0 | 0 | 0 | 0 | 0 | 0 | 100% | 0 | 0 | 100% | 0 | 0 | PLNT | 0 | 0 | 0 | 0 | 0 | 0 | 0 | 0 | 0 | 421 | DGP | 421.DGP
217 |  |  | CAEE | T | 0 | 0 | 0 | 0 | 0 | 0 | 100% | 0 | 0 | 100% | 0 | 0 | PLNT | 0 | 0 | 0 | 0 | 0 | 0 | 0 | 0 | 0 | 421 | CAEE | 421.CAEE
218 |  |  | CN | CUST | 0 | 0 | 0 | 0 | 0 | 0 | 73.92% | 0 | 0 | 100% | 0 | 0 | CUST | 0 | 0 | 0 | 0 | 0 | 0 | 0 | 0 | 0 | 421 | CN | 421.CN
219 |  |  | SO | PTD | 8.408 | 3.5275 | 2.5321 | 2.3484 | 0 | 0 | 73.92% | 2.6075 | 0.92001 | 100% | 2.5321 | 0 | PLNT | 0.35299 | 1.1137 | 0.50938 | 0.062859 | 0.30943 | 0 | 0 | 0 | 0 | 421 | SO | 421.SO
220 |  |  | CAGW | P | 0 | 0 | 0 | 0 | 0 | 0 | 73.92% | 0 | 0 | 100% | 0 | 0 | PLNT | 0 | 0 | 0 | 0 | 0 | 0 | 0 | 0 | 0 | 421 | CAGW | 421.CAGW
221 |  |  | CAGE | P | 0 | 0 | 0 | 0 | 0 | 0 | 73.92% | 0 | 0 | 100% | 0 | 0 | PLNT | 0 | 0 | 0 | 0 | 0 | 0 | 0 | 0 | 0 | 421 | CAGE | 421.CAGE
222 |  |  | SG | P | -100596.8881 | -100596.8881 | 0 | 0 | 0 | 0 | 73.92% | -74359.9883 | -26236.8998 | 100% | 0 | 0 | PLNT | 0 | 0 | 0 | 0 | 0 | 0 | 0 | 0 | 0 | 421 | SG | 421.SG
223 |  |  |  |  | -100588.4801 | -100593.3606 | 2.5321 | 2.3484 | 0 | 0 |  | -74357.3808 | -26235.9797 |  | 2.5321 | 0 |  | 0.35299 | 1.1137 | 0.50938 | 0.062859 | 0.30943 | 0 | 0 | 0 | 0 | 421 | NA | 421.NA1
224 | [26 empty] | 421 | NA | 421.NA2
225 | Total Miscellaneous Revenues |  |  |  | -100596.0942 | -100600.9747 | 2.5321 | 2.3484 | 0 | 0 |  | -74363.0091 | -26237.9656 | 100% | 2.5321 | 0 |  | 0.35299 | 1.1137 | 0.50938 | 0.062859 | 0.30943 | 0 | 0 | 0 | 0 | Total Miscellaneous Revenues | NA | Total Miscellaneous Revenues.NA
226 | [26 empty] | Total Miscellaneous Revenues | NA | Total Miscellaneous Revenues.NA1
227 | Miscellaneous Expenses | [25 empty] | Miscellaneous Expenses | NA | Miscellaneous Expenses.NA
228 | 4311 | Interest on Customer Deposits | [24 empty] | 4311 | NA | 4311.NA
229 |  |  | S | CUST | 2336.93 | 0 | 0 | 0 | 2336.93 | 0 | 73.92% | 0 | 0 | 100% | 0 | 0 | CUST | 0 | 0 | 0 | 0 | 0 | 0 | 0 | 0 | 0 | 4311 | S | 4311.S
230 |  |  |  |  | 2336.93 | 0 | 0 | 0 | 2336.93 | 0 |  | 0 | 0 |  | 0 | 0 |  | 0 | 0 | 0 | 0 | 0 | 0 | 0 | 0 | 0 | 4311 | NA | 4311.NA1
231 | [26 empty] | 4311 | NA | 4311.NA2
232 | Total Miscellaneous Expenses |  |  |  | 2336.93 | 0 | 0 | 0 | 2336.93 | 0 |  | 0 | 0 | 100% | 0 | 0 |  | 0 | 0 | 0 | 0 | 0 | 0 | 0 | 0 | 0 | Total Miscellaneous Expenses | NA | Total Miscellaneous Expenses.NA
233 | [26 empty] | Total Miscellaneous Expenses | NA | Total Miscellaneous Expenses.NA1
234 | Net Misc Revenue and Expense |  |  |  | -98259.1642 | -100600.9747 | 2.5321 | 2.3484 | 2336.93 | 0 |  | -74363.0091 | -26237.9656 |  | 2.5321 | 0 |  | 0.35299 | 1.1137 | 0.50938 | 0.062859 | 0.30943 | 0 | 0 | 0 | 0 | Net Misc Revenue and Expense | NA | Net Misc Revenue and Expense.NA
235 | [26 empty] | Net Misc Revenue and Expense | NA | Net Misc Revenue and Expense.NA1
236 | 500 | Operation Supervision & Engineering | [24 empty] | 500 | NA | 500.NA
237 |  |  | SG | P | 14679.5583 | 14679.5583 | 0 | 0 | 0 | 0 | 73.92% | 10850.9498 | 3828.6085 | 100% | 0 | 0 | [6 empty] | 0 | 0 | 0 | 0 | 500 | SG | 500.SG
238 |  |  | JBG | P | 3001639.2257 | 3001639.2257 | 0 | 0 | 0 | 0 | 73.92% | 2218774.9744 | 782864.2513 | 100% | 0 | 0 | [6 empty] | 0 | 0 | 0 | 0 | 500 | JBG | 500.JBG
239 |  |  | CAGW | P | -2509.409 | -2509.409 | 0 | 0 | 0 | 0 | 73.92% | -1854.9244 | -654.4846 | 100% | 0 | 0 | [6 empty] | 0 | 0 | 0 | 0 | 500 | CAGW | 500.CAGW
240 |  |  |  |  | 3013809.375 | 3013809.375 | 0 | 0 | 0 | 0 |  | 2227770.9998 | 786038.3752 |  | 0 | 0 |  | 0 | 0 | 0 | 0 | 0 | 0 | 0 | 0 | 0 | 500 | NA | 500.NA1
241 | [26 empty] | 500 | NA | 500.NA2
242 | 501 | Fuel Related | [24 empty] | 501 | NA | 501.NA
243 |  |  | SE | P | -6314.3058 | -6314.3058 | 0 | 0 | 0 | 0 | 0% | 0 | -6314.3058 |  | 0 | 0 | [6 empty] | 0 | 0 | 0 | 0 | 501 | SE | 501.SE
244 |  |  | S | P | 2233092.2074 | 2233092.2074 | 0 | 0 | 0 | 0 | 0% | 0 | 2233092.2074 |  | 0 | 0 | [6 empty] | 0 | 0 | 0 | 0 | 501 | S | 501.S
245 |  |  | SE | P | 0 | 0 | 0 | 0 | 0 | 0 | 0% | 0 | 0 | [9 empty] | 0 | 0 | 0 | 0 | 501 | SE | 501.SE1
246 |  |  | CAGW | P | 138513.7114 | 138513.7114 | 0 | 0 | 0 | 0 | 0% | 0 | 138513.7114 | [9 empty] | 0 | 0 | 0 | 0 | 501 | CAGW | 501.CAGW
247 |  |  | CAGE | P | 0 | 0 | 0 | 0 | 0 | 0 | 0% | 0 | 0 | [9 empty] | 0 | 0 | 0 | 0 | 501 | CAGE | 501.CAGE
248 |  |  | CAEW | P | 0 | 0 | 0 | 0 | 0 | 0 | 0% | 0 | 0 | [9 empty] | 0 | 0 | 0 | 0 | 501 | CAEW | 501.CAEW
249 |  |  | CAEE | P | 0 | 0 | 0 | 0 | 0 | 0 | 0% | 0 | 0 | [9 empty] | 0 | 0 | 0 | 0 | 501 | CAEE | 501.CAEE
250 |  |  | JBE | P | 547312.5283 | 547312.5283 | 0 | 0 | 0 | 0 | 0% | 0 | 547312.5283 | [9 empty] | 0 | 0 | 0 | 0 | 501 | JBE | 501.JBE
251 |  |  | CAEE | P | 0 | 0 | 0 | 0 | 0 | 0 | 0% | 0 | 0 | [9 empty] | 0 | 0 | 0 | 0 | 501 | CAEE | 501.CAEE1
252 |  |  | JBG | P | 0 | 0 | 0 | 0 | 0 | 0 | 0% | 0 | 0 | [9 empty] | 0 | 0 | 0 | 0 | 501 | JBG | 501.JBG
253 |  |  |  |  | 2912604.1413 | 2912604.1413 | 0 | 0 | 0 | 0 |  | 0 | 2912604.1413 |  | 0 | 0 |  | 0 | 0 | 0 | 0 | 0 | 0 | 0 | 0 | 0 | 501 | NA | 501.NA1
254 | [26 empty] | 501 | NA | 501.NA2
255 | 501NPC | Fuel Related - NPC | [24 empty] | 501NPC | NA | 501NPC.NA
256 |  |  | S | P | 39501373.4492 | 39501373.4492 | 0 | 0 | 0 | 0 | 0% | 0 | 39501373.4492 | [13 empty] | 501NPC | S | 501NPC.S
257 |  |  | CAEW | P | 0 | 0 | 0 | 0 | 0 | 0 | 0% | 0 | 0 |  |  |  |  | 0 | 0 | 0 | 0 | 0 | 0 | 0 | 0 | 0 | 501NPC | CAEW | 501NPC.CAEW
258 |  | Total Fuel Related |  |  | 42413977.5905 | 42413977.5905 | 0 | 0 | 0 | 0 |  | 0 | 42413977.5905 |  | 0 | 0 |  | 0 | 0 | 0 | 0 | 0 | 0 | 0 | 0 | 0 | 501NPC | NA | 501NPC.NA1
259 | [26 empty] | 501NPC | NA | 501NPC.NA2
260 | [26 empty] | 501NPC | NA | 501NPC.NA3
261 | 502 | Steam Expenses | [24 empty] | 502 | NA | 502.NA
262 |  |  | SG | P | 6806.92 | 6806.92 | 0 | 0 | 0 | 0 | 73.92% | 5031.592 | 1775.3281 | [9 empty] | 0 | 0 | 0 | 0 | 502 | SG | 502.SG
263 |  |  | CAGW | P | 47638.341 | 47638.341 | 0 | 0 | 0 | 0 | 73.92% | 35213.6785 | 12424.6624 | [9 empty] | 0 | 0 | 0 | 0 | 502 | CAGW | 502.CAGW
264 |  |  | CAGE | P | 0 | 0 | 0 | 0 | 0 | 0 | 73.92% | 0 | 0 | [9 empty] | 0 | 0 | 0 | 0 | 502 | CAGE | 502.CAGE
265 |  |  | JBG | P | 4811716.2658 | 4811716.2658 | 0 | 0 | 0 | 0 | 73.92% | 3556761.7663 | 1254954.4995 | [9 empty] | 0 | 0 | 0 | 0 | 502 | JBG | 502.JBG
266 |  |  | CAGE | P | 0 | 0 | 0 | 0 | 0 | 0 | 73.92% | 0 | 0 | [9 empty] | 0 | 0 | 0 | 0 | 502 | CAGE | 502.CAGE
267 |  |  |  |  | 4866161.5268 | 4866161.5268 | 0 | 0 | 0 | 0 |  | 3597007.0368 | 1269154.49 |  | 0 | 0 |  | 0 | 0 | 0 | 0 | 0 | 0 | 0 | 0 | 0 | 502 | NA | 502.NA1
268 | [26 empty] | 502 | NA | 502.NA2
269 | 503 | Steam From Other Sources | [24 empty] | 503 | NA | 503.NA
270 |  |  | SE | P | 0 | 0 | 0 | 0 | 0 | 0 | 0% | 0 | 0 |  | 0 | 0 |  | 0 | 0 | 0 | 0 | 0 | 0 | 0 | 0 | 0 | 503 | SE | 503.SE
271 | [26 empty] | 503 | NA | 503.NA1
272 | 503NPC | Steam From Other Sources-NPC | [24 empty] | 503NPC | NA | 503NPC.NA
273 |  |  | S | P | 329286.6833 | 329286.6833 | 0 | 0 | 0 | 0 |  | 0 | 329286.6833 |  | 0 | 0 |  | 0 | 0 | 0 | 0 | 0 | 0 | 0 | 0 | 0 | 503NPC | S | 503NPC.S
274 |  |  | SE | P | 0 | 0 | 0 | 0 | 0 | 0 |  | 0 | 0 |  | 0 | 0 |  | 0 | 0 | 0 | 0 | 0 | 0 | 0 | 0 | 0 | 503NPC | SE | 503NPC.SE
275 |  |  | CAEE | P | 0 | 0 | 0 | 0 | 0 | 0 |  | 0 | 0 |  | 0 | 0 |  | 0 | 0 | 0 | 0 | 0 | 0 | 0 | 0 | 0 | 503NPC | CAEE | 503NPC.CAEE
276 |  | Total Steam From Other Sources |  |  | 329286.6833 | 329286.6833 | 0 | 0 | 0 | 0 |  | 0 | 329286.6833 |  | 0 | 0 |  | 0 | 0 | 0 | 0 | 0 | 0 | 0 | 0 | 0 | 503NPC | NA | 503NPC.NA1
277 | [26 empty] | 503NPC | NA | 503NPC.NA2
278 | 505 | Electric Expenses | [24 empty] | 505 | NA | 505.NA
279 |  |  | CAGW | P | -10274.5627 | -10274.5627 | 0 | 0 | 0 | 0 | 73.92% | -7594.831 | -2679.7317 |  | 0 | 0 | [6 empty] | 0 | 0 | 0 | 0 | 505 | CAGW | 505.CAGW
280 |  |  | JBG | P | 1886.6549 | 1886.6549 | 0 | 0 | 0 | 0 | 73.92% | 1394.5922 | 492.0627 | [9 empty] | 0 | 0 | 0 | 0 | 505 | JBG | 505.JBG
281 |  |  |  |  | -8387.9077 | -8387.9077 | 0 | 0 | 0 | 0 |  | -6200.2387 | -2187.669 |  | 0 | 0 |  | 0 | 0 | 0 | 0 | 0 | 0 | 0 | 0 | 0 | 505 | NA | 505.NA1
282 | [26 empty] | 505 | NA | 505.NA2
283 | 506 | Misc. Steam Expense | [24 empty] | 506 | NA | 506.NA
284 |  |  | CAGW | P | 1458851.5235 | 1458851.5235 | 0 | 0 | 0 | 0 | 73.92% | 1078365.1893 | 380486.3343 |  | 0 | 0 | [6 empty] | 0 | 0 | 0 | 0 | 506 | CAGW | 506.CAGW
285 |  |  | SG | P | 144173.6697 | 144173.6697 | 0 | 0 | 0 | 0 | 73.92% | 106571.4119 | 37602.2578 |  | 0 | 0 | [6 empty] | 0 | 0 | 0 | 0 | 506 | SG | 506.SG
286 |  |  | JBG | P | -4536532.3986 | -4536532.3986 | 0 | 0 | 0 | 0 | 73.92% | -3353349.2201 | -1183183.1785 | [9 empty] | 0 | 0 | 0 | 0 | 506 | JBG | 506.JBG
287 |  |  |  |  | -2933507.2054 | -2933507.2054 | 0 | 0 | 0 | 0 |  | -2168412.6189 | -765094.5865 |  | 0 | 0 |  | 0 | 0 | 0 | 0 | 0 | 0 | 0 | 0 | 0 | 506 | NA | 506.NA1
288 | [26 empty] | 506 | NA | 506.NA2
289 | 507 | Rents | [24 empty] | 507 | NA | 507.NA
290 |  |  | SG | P | 603.1828 | 603.1828 | 0 | 0 | 0 | 0 | 73.92% | 445.8653 | 157.3175 |  | 0 | 0 | [6 empty] | 0 | 0 | 0 | 0 | 507 | SG | 507.SG
291 |  |  | CAGW | P | 0 | 0 | 0 | 0 | 0 | 0 | 73.92% | 0 | 0 |  | 0 | 0 | [6 empty] | 0 | 0 | 0 | 0 | 507 | CAGW | 507.CAGW
292 |  |  | CAGE | P | 0 | 0 | 0 | 0 | 0 | 0 | 73.92% | 0 | 0 |  | 0 | 0 | [6 empty] | 0 | 0 | 0 | 0 | 507 | CAGE | 507.CAGE
293 |  |  | JBG | P | 65802.0004 | 65802.0004 | 0 | 0 | 0 | 0 | 73.92% | 48640.0333 | 17161.9672 |  | 0 | 0 | [6 empty] | 0 | 0 | 0 | 0 | 507 | JBG | 507.JBG
294 |  |  | CAGE | P | 0 | 0 | 0 | 0 | 0 | 0 | 73.92% | 0 | 0 | [9 empty] | 0 | 0 | 0 | 0 | 507 | CAGE | 507.CAGE
295 |  |  |  |  | 66405.1833 | 66405.1833 | 0 | 0 | 0 | 0 |  | 49085.8986 | 17319.2846 |  | 0 | 0 |  | 0 | 0 | 0 | 0 | 0 | 0 | 0 | 0 | 0 | 507 | NA | 507.NA1
296 | [26 empty] | 507 | NA | 507.NA2
297 | 510 | Maint Supervision & Engineering | [24 empty] | 510 | NA | 510.NA
298 |  |  | CAGW | P | 36449.9546 | 36449.9546 | 0 | 0 | 0 | 0 | 73.92% | 26943.3602 | 9506.5943 |  | 0 | 0 | [6 empty] | 0 | 0 | 0 | 0 | 510 | CAGW | 510.CAGW
299 |  |  | JBG | P | 118766.1662 | 118766.1662 | 0 | 0 | 0 | 0 | 73.92% | 87790.4963 | 30975.6699 | [9 empty] | 0 | 0 | 0 | 0 | 510 | JBG | 510.JBG
300 |  |  |  |  | 155216.1207 | 155216.1207 | 0 | 0 | 0 | 0 |  | 114733.8565 | 40482.2642 |  | 0 | 0 |  | 0 | 0 | 0 | 0 | 0 | 0 | 0 | 0 | 0 | 510 | NA | 510.NA1
301 | [26 empty] | 510 | NA | 510.NA2
302 | 511 | Maintenance of Structures | [24 empty] | 511 | NA | 511.NA
303 |  |  | SG | P | 52348.8011 | 52348.8011 | 0 | 0 | 0 | 0 | 73.92% | 38695.593 | 13653.2081 |  | 0 | 0 | [6 empty] | 0 | 0 | 0 | 0 | 511 | SG | 511.SG
304 |  |  | CAGW | P | 5635.7434 | 5635.7434 | 0 | 0 | 0 | 0 | 73.92% | 4165.8725 | 1469.8709 |  | 0 | 0 | [6 empty] | 0 | 0 | 0 | 0 | 511 | CAGW | 511.CAGW
305 |  |  | CAGE | P | 0 | 0 | 0 | 0 | 0 | 0 | 73.92% | 0 | 0 |  | 0 | 0 | [6 empty] | 0 | 0 | 0 | 0 | 511 | CAGE | 511.CAGE
306 |  |  | JBG | P | 1738318.1088 | 1738318.1088 | 0 | 0 | 0 | 0 | 73.92% | 1284943.4683 | 453374.6405 |  | 0 | 0 | [6 empty] | 0 | 0 | 0 | 0 | 511 | JBG | 511.JBG
307 |  |  | CAGE | P | 0 | 0 | 0 | 0 | 0 | 0 | 73.92% | 0 | 0 | [9 empty] | 0 | 0 | 0 | 0 | 511 | CAGE | 511.CAGE
308 |  |  |  |  | 1796302.6533 | 1796302.6533 | 0 | 0 | 0 | 0 |  | 1327804.9339 | 468497.7195 |  | 0 | 0 |  | 0 | 0 | 0 | 0 | 0 | 0 | 0 | 0 | 0 | 511 | NA | 511.NA1
309 | [26 empty] | 511 | NA | 511.NA2
310 | 512 | Maintenance of Boiler Plant | [24 empty] | 512 | NA | 512.NA
311 |  |  | SG | P | 7130.4228 | 7130.4228 | 0 | 0 | 0 | 0 | 73.92% | 5270.7213 | 1859.7015 |  | 0 | 0 | [6 empty] | 0 | 0 | 0 | 0 | 512 | SG | 512.SG
312 |  |  | CAGW | P | 300658.3483 | 300658.3483 | 0 | 0 | 0 | 0 | 73.92% | 222242.9709 | 78415.3774 |  | 0 | 0 | [6 empty] | 0 | 0 | 0 | 0 | 512 | CAGW | 512.CAGW
313 |  |  | JBG | P | 5410207.7089 | 5410207.7089 | 0 | 0 | 0 | 0 | 73.92% | 3999159.3153 | 1411048.3936 |  | 0 | 0 | [6 empty] | 0 | 0 | 0 | 0 | 512 | JBG | 512.JBG
314 |  |  |  |  | 5717996.48 | 5717996.48 | 0 | 0 | 0 | 0 |  | 4226673.0075 | 1491323.4726 |  | 0 | 0 |  | 0 | 0 | 0 | 0 | 0 | 0 | 0 | 0 | 0 | 512 | NA | 512.NA1
315 | [26 empty] | 512 | NA | 512.NA2
316 | 513 | Maintenance of Electric Plant | [24 empty] | 513 | NA | 513.NA
317 |  |  | SG | P | 19557.4245 | 19557.4245 | 0 | 0 | 0 | 0 | 73.92% | 14456.6088 | 5100.8157 |  | 0 | 0 | [6 empty] | 0 | 0 | 0 | 0 | 513 | SG | 513.SG
318 |  |  | CAGW | P | 182795.3219 | 182795.3219 | 0 | 0 | 0 | 0 | 73.92% | 135120.0645 | 47675.2574 |  | 0 | 0 | [6 empty] | 0 | 0 | 0 | 0 | 513 | CAGW | 513.CAGW
319 |  |  | CAGE | P | 0 | 0 | 0 | 0 | 0 | 0 | 73.92% | 0 | 0 |  | 0 | 0 | [6 empty] | 0 | 0 | 0 | 0 | 513 | CAGE | 513.CAGE
320 |  |  | JBG | P | 2656987.6581 | 2656987.6581 | 0 | 0 | 0 | 0 | 73.92% | 1964012.7542 | 692974.9038 |  | 0 | 0 | [6 empty] | 0 | 0 | 0 | 0 | 513 | JBG | 513.JBG
321 |  |  | CAGE | P | 0 | 0 | 0 | 0 | 0 | 0 | 73.92% | 0 | 0 | [9 empty] | 0 | 0 | 0 | 0 | 513 | CAGE | 513.CAGE
322 |  |  |  |  | 2859340.4045 | 2859340.4045 | 0 | 0 | 0 | 0 |  | 2113589.4275 | 745750.977 |  | 0 | 0 |  | 0 | 0 | 0 | 0 | 0 | 0 | 0 | 0 | 0 | 513 | NA | 513.NA1
323 | [26 empty] | 513 | NA | 513.NA2
324 | 514 | Maintenance of Misc. Steam Plant | [24 empty] | 514 | NA | 514.NA
325 |  |  | SG | P | 3012.5398 | 3012.5398 | 0 | 0 | 0 | 0 | 73.92% | 2226.8326 | 785.7073 |  | 0 | 0 | [6 empty] | 0 | 0 | 0 | 0 | 514 | SG | 514.SG
326 |  |  | CAGW | P | 6191.0869 | 6191.0869 | 0 | 0 | 0 | 0 | 73.92% | 4576.3757 | 1614.7112 |  | 0 | 0 | [6 empty] | 0 | 0 | 0 | 0 | 514 | CAGW | 514.CAGW
327 |  |  | CAGE | P | 0 | 0 | 0 | 0 | 0 | 0 | 73.92% | 0 | 0 |  | 0 | 0 | [6 empty] | 0 | 0 | 0 | 0 | 514 | CAGE | 514.CAGE
328 |  |  | JBG | P | 545716.9343 | 545716.9343 | 0 | 0 | 0 | 0 | 73.92% | 403387.278 | 142329.6562 |  | 0 | 0 | [6 empty] | 0 | 0 | 0 | 0 | 514 | JBG | 514.JBG
329 |  |  | CAGE | P | 0 | 0 | 0 | 0 | 0 | 0 | 73.92% | 0 | 0 | [9 empty] | 0 | 0 | 0 | 0 | 514 | CAGE | 514.CAGE
330 |  |  |  |  | 554920.561 | 554920.561 | 0 | 0 | 0 | 0 |  | 410190.4862 | 144730.0748 |  | 0 | 0 |  | 0 | 0 | 0 | 0 | 0 | 0 | 0 | 0 | 0 | 514 | NA | 514.NA1
331 | [26 empty] | 514 | NA | 514.NA2
332 | Total Steam Power Generation |  |  |  | 58831521.4652 | 58831521.4652 | 0 | 0 | 0 | 0 |  | 11892242.7892 | 46939278.6761 |  | 0 | 0 |  | 0 | 0 | 0 | 0 | 0 | 0 | 0 | 0 | 0 | Total Steam Power Generation | NA | Total Steam Power Generation.NA
333 | [26 empty] | Total Steam Power Generation | NA | Total Steam Power Generation.NA1
334 | [26 empty] | Total Steam Power Generation | NA | Total Steam Power Generation.NA2
335 | 517 | Operation Super & Engineering | [24 empty] | 517 | NA | 517.NA
336 |  |  | SG | P | 0 | 0 | 0 | 0 | 0 | 0 | 73.92% | 0 | 0 |  | 0 | 0 | [6 empty] | 0 | 0 | 0 | 0 | 517 | SG | 517.SG
337 |  |  |  |  | 0 | 0 | 0 | 0 | 0 | 0 |  | 0 | 0 |  | 0 | 0 |  | 0 | 0 | 0 | 0 | 0 | 0 | 0 | 0 | 0 | 517 | NA | 517.NA1
338 | [26 empty] | 517 | NA | 517.NA2
339 | 518 | Nuclear Fuel Expense | [24 empty] | 518 | NA | 518.NA
340 |  |  | SE | P | 0 | 0 | 0 | 0 | 0 | 0 | 73.92% | 0 | 0 |  | 0 | 0 | [6 empty] | 0 | 0 | 0 | 0 | 518 | SE | 518.SE
341 |  |  |  |  | 0 | 0 | 0 | 0 | 0 | 0 |  | 0 | 0 |  | 0 | 0 |  | 0 | 0 | 0 | 0 | 0 | 0 | 0 | 0 | 0 | 518 | NA | 518.NA1
342 | [26 empty] | 518 | NA | 518.NA2
343 | [26 empty] | 518 | NA | 518.NA3
344 | 519 | Coolants and Water | [24 empty] | 519 | NA | 519.NA
345 |  |  | SG | P | 0 | 0 | 0 | 0 | 0 | 0 | 73.92% | 0 | 0 |  | 0 | 0 | [6 empty] | 0 | 0 | 0 | 0 | 519 | SG | 519.SG
346 |  |  |  |  | 0 | 0 | 0 | 0 | 0 | 0 |  | 0 | 0 |  | 0 | 0 |  | 0 | 0 | 0 | 0 | 0 | 0 | 0 | 0 | 0 | 519 | NA | 519.NA1
347 | [26 empty] | 519 | NA | 519.NA2
348 | 520 | Steam Expenses | [24 empty] | 520 | NA | 520.NA
349 |  |  | SG | P | 0 | 0 | 0 | 0 | 0 | 0 | 73.92% | 0 | 0 |  | 0 | 0 | [6 empty] | 0 | 0 | 0 | 0 | 520 | SG | 520.SG
350 |  |  |  |  | 0 | 0 | 0 | 0 | 0 | 0 |  | 0 | 0 |  | 0 | 0 |  | 0 | 0 | 0 | 0 | 0 | 0 | 0 | 0 | 0 | 520 | NA | 520.NA1
351 | [26 empty] | 520 | NA | 520.NA2
352 | 523 | Electric Expenses | [24 empty] | 523 | NA | 523.NA
353 |  |  | SG | P | 0 | 0 | 0 | 0 | 0 | 0 | 73.92% | 0 | 0 |  | 0 | 0 | [6 empty] | 0 | 0 | 0 | 0 | 523 | SG | 523.SG
354 |  |  |  |  | 0 | 0 | 0 | 0 | 0 | 0 |  | 0 | 0 |  | 0 | 0 |  | 0 | 0 | 0 | 0 | 0 | 0 | 0 | 0 | 0 | 523 | NA | 523.NA1
355 | [26 empty] | 523 | NA | 523.NA2
356 | 524 | Misc. Nuclear Expenses | [24 empty] | 524 | NA | 524.NA
357 |  |  | SG | P | 0 | 0 | 0 | 0 | 0 | 0 | 73.92% | 0 | 0 |  | 0 | 0 | [6 empty] | 0 | 0 | 0 | 0 | 524 | SG | 524.SG
358 |  |  |  |  | 0 | 0 | 0 | 0 | 0 | 0 |  | 0 | 0 |  | 0 | 0 |  | 0 | 0 | 0 | 0 | 0 | 0 | 0 | 0 | 0 | 524 | NA | 524.NA1
359 | [26 empty] | 524 | NA | 524.NA2
360 | 528 | Maintenance Super & Engineering | [24 empty] | 528 | NA | 528.NA
361 |  |  | SG | P | 0 | 0 | 0 | 0 | 0 | 0 | 73.92% | 0 | 0 |  | 0 | 0 | [6 empty] | 0 | 0 | 0 | 0 | 528 | SG | 528.SG
362 |  |  |  |  | 0 | 0 | 0 | 0 | 0 | 0 |  | 0 | 0 |  | 0 | 0 |  | 0 | 0 | 0 | 0 | 0 | 0 | 0 | 0 | 0 | 528 | NA | 528.NA1
363 | [26 empty] | 528 | NA | 528.NA2
364 | 529 | Maintenance of Structures | [24 empty] | 529 | NA | 529.NA
365 |  |  | SG | P | 0 | 0 | 0 | 0 | 0 | 0 | 73.92% | 0 | 0 |  | 0 | 0 | [6 empty] | 0 | 0 | 0 | 0 | 529 | SG | 529.SG
366 |  |  |  |  | 0 | 0 | 0 | 0 | 0 | 0 |  | 0 | 0 |  | 0 | 0 |  | 0 | 0 | 0 | 0 | 0 | 0 | 0 | 0 | 0 | 529 | NA | 529.NA1
367 | [26 empty] | 529 | NA | 529.NA2
368 | 530 | Maintenance of Reactor Plant | [24 empty] | 530 | NA | 530.NA
369 |  |  | SG | P | 0 | 0 | 0 | 0 | 0 | 0 | 73.92% | 0 | 0 |  | 0 | 0 | [6 empty] | 0 | 0 | 0 | 0 | 530 | SG | 530.SG
370 |  |  |  |  | 0 | 0 | 0 | 0 | 0 | 0 |  | 0 | 0 |  | 0 | 0 |  | 0 | 0 | 0 | 0 | 0 | 0 | 0 | 0 | 0 | 530 | NA | 530.NA1
371 | [26 empty] | 530 | NA | 530.NA2
372 | 531 | Maintenance of Electric Plant | [24 empty] | 531 | NA | 531.NA
373 |  |  | SG | P | 0 | 0 | 0 | 0 | 0 | 0 | 73.92% | 0 | 0 |  | 0 | 0 | [6 empty] | 0 | 0 | 0 | 0 | 531 | SG | 531.SG
374 |  |  |  |  | 0 | 0 | 0 | 0 | 0 | 0 |  | 0 | 0 |  | 0 | 0 |  | 0 | 0 | 0 | 0 | 0 | 0 | 0 | 0 | 0 | 531 | NA | 531.NA1
375 | [26 empty] | 531 | NA | 531.NA2
376 | 532 | Maintenance of Misc Nuclear | [24 empty] | 532 | NA | 532.NA
377 |  |  | SG | P | 0 | 0 | 0 | 0 | 0 | 0 | 73.92% | 0 | 0 |  | 0 | 0 | [6 empty] | 0 | 0 | 0 | 0 | 532 | SG | 532.SG
378 |  |  |  |  | 0 | 0 | 0 | 0 | 0 | 0 |  | 0 | 0 |  | 0 | 0 |  | 0 | 0 | 0 | 0 | 0 | 0 | 0 | 0 | 0 | 532 | NA | 532.NA1
379 | [26 empty] | 532 | NA | 532.NA2
380 | Total Nuclear Power Generation |  |  |  | 0 | 0 | 0 | 0 | 0 | 0 |  | 0 | 0 |  | 0 | 0 |  | 0 | 0 | 0 | 0 | 0 | 0 | 0 | 0 | 0 | Total Nuclear Power Generation | NA | Total Nuclear Power Generation.NA
381 | [26 empty] | Total Nuclear Power Generation | NA | Total Nuclear Power Generation.NA1
382 | [26 empty] | Total Nuclear Power Generation | NA | Total Nuclear Power Generation.NA2
383
384 | 535 | Operation Super & Engineering | [24 empty] | 535 | NA | 535.NA
385 |  |  | DGP | P | 0 | 0 | 0 | 0 | 0 | 0 | 73.92% | 0 | 0 |  | 0 | 0 | [6 empty] | 0 | 0 | 0 | 0 | 535 | DGP | 535.DGP
386 |  |  | CN | P | 0 | 0 | 0 | 0 | 0 | 0 | 73.92% | 0 | 0 |  | 0 | 0 | [6 empty] | 0 | 0 | 0 | 0 | 535 | CN | 535.CN
387 |  |  | SG | P | -253659.0786 | -253659.0786 | 0 | 0 | 0 | 0 | 73.92% | -187501.686 | -66157.3926 |  | 0 | 0 | [6 empty] | 0 | 0 | 0 | 0 | 535 | SG | 535.SG
388 |  |  | SG-P | P | 723009.3144 | 723009.3144 | 0 | 0 | 0 | 0 | 73.92% | 534439.6353 | 188569.6791 |  | 0 | 0 | [6 empty] | 0 | 0 | 0 | 0 | 535 | SG-P | 535.SG-P
389 |  |  | SG-U | P | 233878.1876 | 233878.1876 | 0 | 0 | 0 | 0 | 73.92% | 172879.8935 | 60998.2941 |  | 0 | 0 | [6 empty] | 0 | 0 | 0 | 0 | 535 | SG-U | 535.SG-U
390 |  |  |  |  | 703228.4234 | 703228.4234 | 0 | 0 | 0 | 0 |  | 519817.8428 | 183410.5806 |  | 0 | 0 |  | 0 | 0 | 0 | 0 | 0 | 0 | 0 | 0 | 0 | 535 | NA | 535.NA1
391 | [26 empty] | 535 | NA | 535.NA2
392 | 536 | Water For Power | [24 empty] | 536 | NA | 536.NA
393 |  |  | SG | P | 0 | 0 | 0 | 0 | 0 | 0 | 73.92% | 0 | 0 |  | 0 | 0 | [6 empty] | 0 | 0 | 0 | 0 | 536 | SG | 536.SG
394 |  |  | CAGW | P | 0 | 0 | 0 | 0 | 0 | 0 | 73.92% | 0 | 0 |  | 0 | 0 | [6 empty] | 0 | 0 | 0 | 0 | 536 | CAGW | 536.CAGW
395 |  |  | CAGE | P | 0 | 0 | 0 | 0 | 0 | 0 | 73.92% | 0 | 0 |  | 0 | 0 | [6 empty] | 0 | 0 | 0 | 0 | 536 | CAGE | 536.CAGE
396 |  |  | SG-P | P | 13159.0673 | 13159.0673 | 0 | 0 | 0 | 0 | 73.92% | 9727.0215 | 3432.0458 |  | 0 | 0 | [6 empty] | 0 | 0 | 0 | 0 | 536 | SG-P | 536.SG-P
397 |  |  | CAGE | P | 0 | 0 | 0 | 0 | 0 | 0 | 73.92% | 0 | 0 |  | 0 | 0 | [6 empty] | 0 | 0 | 0 | 0 | 536 | CAGE | 536.CAGE
398 |  |  |  |  | 13159.0673 | 13159.0673 | 0 | 0 | 0 | 0 |  | 9727.0215 | 3432.0458 |  | 0 | 0 |  | 0 | 0 | 0 | 0 | 0 | 0 | 0 | 0 | 0 | 536 | NA | 536.NA1
399 | [26 empty] | 536 | NA | 536.NA2
400 | 537 | Hydraulic Expenses | [24 empty] | 537 | NA | 537.NA
401 |  |  | SG | P | 0 | 0 | 0 | 0 | 0 | 0 | 73.92% | 0 | 0 |  | 0 | 0 | [6 empty] | 0 | 0 | 0 | 0 | 537 | SG | 537.SG
402 |  |  | SG-P | P | 343311.9444 | 343311.9444 | 0 | 0 | 0 | 0 | 73.92% | 253771.987 | 89539.9574 |  | 0 | 0 | [6 empty] | 0 | 0 | 0 | 0 | 537 | SG-P | 537.SG-P
403 |  |  | SG-U | P | 26128.306 | 26128.306 | 0 | 0 | 0 | 0 | 73.92% | 19313.724 | 6814.582 |  | 0 | 0 | [6 empty] | 0 | 0 | 0 | 0 | 537 | SG-U | 537.SG-U
404 |  |  | CAGW | P | 0 | 0 | 0 | 0 | 0 | 0 | 73.92% | 0 | 0 |  | 0 | 0 | [6 empty] | 0 | 0 | 0 | 0 | 537 | CAGW | 537.CAGW
405 |  |  | CAGE | P | 0 | 0 | 0 | 0 | 0 | 0 | 73.92% | 0 | 0 |  | 0 | 0 | [6 empty] | 0 | 0 | 0 | 0 | 537 | CAGE | 537.CAGE
406 |  |  |  |  | 369440.2503 | 369440.2503 | 0 | 0 | 0 | 0 |  | 273085.711 | 96354.5394 |  | 0 | 0 |  | 0 | 0 | 0 | 0 | 0 | 0 | 0 | 0 | 0 | 537 | NA | 537.NA1
407 | [26 empty] | 537 | NA | 537.NA2
408 | 538 | Electric Expenses | [24 empty] | 538 | NA | 538.NA
409 |  |  | CAGE | P | 0 | 0 | 0 | 0 | 0 | 0 | 73.92% | 0 | 0 |  | 0 | 0 | [6 empty] | 0 | 0 | 0 | 0 | 538 | CAGE | 538.CAGE
410 |  |  |  |  | 0 | 0 | 0 | 0 | 0 | 0 |  | 0 | 0 |  | 0 | 0 |  | 0 | 0 | 0 | 0 | 0 | 0 | 0 | 0 | 0 | 538 | NA | 538.NA1
411 | [26 empty] | 538 | NA | 538.NA2
412 | 539 | Misc. Hydro Expenses | [24 empty] | 539 | NA | 539.NA
413 |  |  | SG | P | 0 | 0 | 0 | 0 | 0 | 0 | 73.92% | 0 | 0 |  | 0 | 0 | [6 empty] | 0 | 0 | 0 | 0 | 539 | SG | 539.SG
414 |  |  | SG-P | P | 993317.7542 | 993317.7542 | 0 | 0 | 0 | 0 | 73.92% | 734248.3253 | 259069.4289 |  | 0 | 0 | [6 empty] | 0 | 0 | 0 | 0 | 539 | SG-P | 539.SG-P
415 |  |  | SG-U | P | 519002.5741 | 519002.5741 | 0 | 0 | 0 | 0 | 73.92% | 383640.3499 | 135362.2241 |  | 0 | 0 | [6 empty] | 0 | 0 | 0 | 0 | 539 | SG-U | 539.SG-U
416 |  |  | CAGW | P | 0 | 0 | 0 | 0 | 0 | 0 | 73.92% | 0 | 0 |  | 0 | 0 | [6 empty] | 0 | 0 | 0 | 0 | 539 | CAGW | 539.CAGW
417 |  |  | CAGE | P | 0 | 0 | 0 | 0 | 0 | 0 | 73.92% | 0 | 0 |  | 0 | 0 | [6 empty] | 0 | 0 | 0 | 0 | 539 | CAGE | 539.CAGE
418 |  |  |  |  | 1512320.3283 | 1512320.3283 | 0 | 0 | 0 | 0 |  | 1117888.6752 | 394431.653 |  | 0 | 0 |  | 0 | 0 | 0 | 0 | 0 | 0 | 0 | 0 | 0 | 539 | NA | 539.NA1
419 | [26 empty] | 539 | NA | 539.NA2
420 | 540 | Rents (Hydro Generation) | [24 empty] | 540 | NA | 540.NA
421 |  |  | SG | P | 0 | 0 | 0 | 0 | 0 | 0 | 73.92% | 0 | 0 |  | 0 | 0 | [6 empty] | 0 | 0 | 0 | 0 | 540 | SG | 540.SG
422 |  |  | SG-P | P | 170691.541 | 170691.541 | 0 | 0 | 0 | 0 | 73.92% | 126173.0978 | 44518.4432 |  | 0 | 0 | [6 empty] | 0 | 0 | 0 | 0 | 540 | SG-P | 540.SG-P
423 |  |  | SG-U | P | 7323.7988 | 7323.7988 | 0 | 0 | 0 | 0 | 73.92% | 5413.6624 | 1910.1364 |  | 0 | 0 | [6 empty] | 0 | 0 | 0 | 0 | 540 | SG-U | 540.SG-U
424 |  |  | CAGW | P | 0 | 0 | 0 | 0 | 0 | 0 | 73.92% | 0 | 0 |  | 0 | 0 | [6 empty] | 0 | 0 | 0 | 0 | 540 | CAGW | 540.CAGW
425 |  |  | CAGE | P | 0 | 0 | 0 | 0 | 0 | 0 | 73.92% | 0 | 0 |  | 0 | 0 | [6 empty] | 0 | 0 | 0 | 0 | 540 | CAGE | 540.CAGE
426 |  |  |  |  | 178015.3399 | 178015.3399 | 0 | 0 | 0 | 0 |  | 131586.7602 | 46428.5796 |  | 0 | 0 |  | 0 | 0 | 0 | 0 | 0 | 0 | 0 | 0 | 0 | 540 | NA | 540.NA1
427 | [26 empty] | 540 | NA | 540.NA2
428 | 541 | Maint Supervision & Engineering | [24 empty] | 541 | NA | 541.NA
429 |  |  | SG | P | 0 | 0 | 0 | 0 | 0 | 0 | 73.92% | 0 | 0 |  | 0 | 0 | [6 empty] | 0 | 0 | 0 | 0 | 541 | SG | 541.SG
430 |  |  | SG-P | P | 30.3991 | 30.3991 | 0 | 0 | 0 | 0 | 73.92% | 22.4707 | 7.9285 |  | 0 | 0 | [6 empty] | 0 | 0 | 0 | 0 | 541 | SG-P | 541.SG-P
431 |  |  | SG-U | P | 0 | 0 | 0 | 0 | 0 | 0 | 73.92% | 0 | 0 |  | 0 | 0 | [6 empty] | 0 | 0 | 0 | 0 | 541 | SG-U | 541.SG-U
432 |  |  | CAGW | P | 0 | 0 | 0 | 0 | 0 | 0 | 73.92% | 0 | 0 |  | 0 | 0 | [6 empty] | 0 | 0 | 0 | 0 | 541 | CAGW | 541.CAGW
433 |  |  | CAGE | P | 0 | 0 | 0 | 0 | 0 | 0 | 73.92% | 0 | 0 |  | 0 | 0 | [6 empty] | 0 | 0 | 0 | 0 | 541 | CAGE | 541.CAGE
434 |  |  |  |  | 30.3991 | 30.3991 | 0 | 0 | 0 | 0 |  | 22.4707 | 7.9285 |  | 0 | 0 |  | 0 | 0 | 0 | 0 | 0 | 0 | 0 | 0 | 0 | 541 | NA | 541.NA1
435 | [26 empty] | 541 | NA | 541.NA2
436 | 542 | Maintenance of Structures | [24 empty] | 542 | NA | 542.NA
437 |  |  | SG | P | 0 | 0 | 0 | 0 | 0 | 0 | 73.92% | 0 | 0 |  | 0 | 0 | [6 empty] | 0 | 0 | 0 | 0 | 542 | SG | 542.SG
438 |  |  | SG-P | P | 68365.6942 | 68365.6942 | 0 | 0 | 0 | 0 | 73.92% | 50535.0843 | 17830.6099 |  | 0 | 0 | [6 empty] | 0 | 0 | 0 | 0 | 542 | SG-P | 542.SG-P
439 |  |  | SG-U | P | 1681.0406 | 1681.0406 | 0 | 0 | 0 | 0 | 73.92% | 1242.6047 | 438.436 |  | 0 | 0 | [6 empty] | 0 | 0 | 0 | 0 | 542 | SG-U | 542.SG-U
440 |  |  | CAGW | P | 0 | 0 | 0 | 0 | 0 | 0 | 73.92% | 0 | 0 |  | 0 | 0 | [6 empty] | 0 | 0 | 0 | 0 | 542 | CAGW | 542.CAGW
441 |  |  | CAGE | P | 0 | 0 | 0 | 0 | 0 | 0 | 73.92% | 0 | 0 |  | 0 | 0 | [6 empty] | 0 | 0 | 0 | 0 | 542 | CAGE | 542.CAGE
442 |  |  |  |  | 70046.7348 | 70046.7348 | 0 | 0 | 0 | 0 |  | 51777.689 | 18269.0458 |  | 0 | 0 |  | 0 | 0 | 0 | 0 | 0 | 0 | 0 | 0 | 0 | 542 | NA | 542.NA1
443 | [26 empty] | 542 | NA | 542.NA2
444 | 543 | Maintenance of Dams & Waterways | [24 empty] | 543 | NA | 543.NA
445 |  |  | SG | P | 0 | 0 | 0 | 0 | 0 | 0 | 73.92% | 0 | 0 |  | 0 | 0 | [6 empty] | 0 | 0 | 0 | 0 | 543 | SG | 543.SG
446 |  |  | SG-P | P | 54182.4223 | 54182.4223 | 0 | 0 | 0 | 0 | 73.92% | 40050.9834 | 14131.439 |  | 0 | 0 | [6 empty] | 0 | 0 | 0 | 0 | 543 | SG-P | 543.SG-P
447 |  |  | SG-U | P | 18978.1932 | 18978.1932 | 0 | 0 | 0 | 0 | 73.92% | 14028.4481 | 4949.7451 |  | 0 | 0 | [6 empty] | 0 | 0 | 0 | 0 | 543 | SG-U | 543.SG-U
448 |  |  | CAGW | P | 0 | 0 | 0 | 0 | 0 | 0 | 73.92% | 0 | 0 |  | 0 | 0 | [6 empty] | 0 | 0 | 0 | 0 | 543 | CAGW | 543.CAGW
449 |  |  | CAGE | P | 0 | 0 | 0 | 0 | 0 | 0 | 73.92% | 0 | 0 |  | 0 | 0 | [6 empty] | 0 | 0 | 0 | 0 | 543 | CAGE | 543.CAGE
450 |  |  |  |  | 73160.6155 | 73160.6155 | 0 | 0 | 0 | 0 |  | 54079.4315 | 19081.184 |  | 0 | 0 |  | 0 | 0 | 0 | 0 | 0 | 0 | 0 | 0 | 0 | 543 | NA | 543.NA1
451 | [26 empty] | 543 | NA | 543.NA2
452 | 544 | Maintenance of Electric Plant | [24 empty] | 544 | NA | 544.NA
453 |  |  | SG | P | 0 | 0 | 0 | 0 | 0 | 0 | 73.92% | 0 | 0 |  | 0 | 0 | [6 empty] | 0 | 0 | 0 | 0 | 544 | SG | 544.SG
454 |  |  | SG-P | P | 76262.3118 | 76262.3118 | 0 | 0 | 0 | 0 | 73.92% | 56372.1674 | 19890.1444 |  | 0 | 0 | [6 empty] | 0 | 0 | 0 | 0 | 544 | SG-P | 544.SG-P
455 |  |  | SG-U | P | 23152.2707 | 23152.2707 | 0 | 0 | 0 | 0 | 73.92% | 17113.8751 | 6038.3956 |  | 0 | 0 | [6 empty] | 0 | 0 | 0 | 0 | 544 | SG-U | 544.SG-U
456 |  |  | CAGW | P | 0 | 0 | 0 | 0 | 0 | 0 | 73.92% | 0 | 0 |  | 0 | 0 | [6 empty] | 0 | 0 | 0 | 0 | 544 | CAGW | 544.CAGW
457 |  |  | CAGE | P | 0 | 0 | 0 | 0 | 0 | 0 | 73.92% | 0 | 0 |  | 0 | 0 | [6 empty] | 0 | 0 | 0 | 0 | 544 | CAGE | 544.CAGE
458 |  |  |  |  | 99414.5824 | 99414.5824 | 0 | 0 | 0 | 0 |  | 73486.0425 | 25928.54 |  | 0 | 0 |  | 0 | 0 | 0 | 0 | 0 | 0 | 0 | 0 | 0 | 544 | NA | 544.NA1
459 | [26 empty] | 544 | NA | 544.NA2
460 | 545 | Maintenance of Misc. Hydro Plant | [24 empty] | 545 | NA | 545.NA
461 |  |  | SG | P | 106382.0449 | 106382.0449 | 0 | 0 | 0 | 0 | 73.92% | 78636.3054 | 27745.7395 |  | 0 | 0 | [6 empty] | 0 | 0 | 0 | 0 | 545 | SG | 545.SG
462 |  |  | SG-P | P | 248157.9096 | 248157.9096 | 0 | 0 | 0 | 0 | 73.92% | 183435.2892 | 64722.6204 |  | 0 | 0 | [6 empty] | 0 | 0 | 0 | 0 | 545 | SG-P | 545.SG-P
463 |  |  | SG-U | P | 71258.106 | 71258.106 | 0 | 0 | 0 | 0 | 73.92% | 52673.1197 | 18584.9863 |  | 0 | 0 | [6 empty] | 0 | 0 | 0 | 0 | 545 | SG-U | 545.SG-U
464 |  |  | CAGW | P | 0 | 0 | 0 | 0 | 0 | 0 | 73.92% | 0 | 0 |  | 0 | 0 | [6 empty] | 0 | 0 | 0 | 0 | 545 | CAGW | 545.CAGW
465 |  |  | CAGE | P | 0 | 0 | 0 | 0 | 0 | 0 | 73.92% | 0 | 0 |  | 0 | 0 | [6 empty] | 0 | 0 | 0 | 0 | 545 | CAGE | 545.CAGE
466 |  |  |  |  | 425798.0605 | 425798.0605 | 0 | 0 | 0 | 0 |  | 314744.7144 | 111053.3461 |  | 0 | 0 |  | 0 | 0 | 0 | 0 | 0 | 0 | 0 | 0 | 0 | 545 | NA | 545.NA1
467 | [26 empty] | 545 | NA | 545.NA2
468 | Total Hydraulic Power Generation |  |  |  | 3444613.8016 | 3444613.8016 | 0 | 0 | 0 | 0 |  | 2546216.3587 | 898397.4429 |  | 0 | 0 |  | 0 | 0 | 0 | 0 | 0 | 0 | 0 | 0 | 0 | Total Hydraulic Power Generation | NA | Total Hydraulic Power Generation .NA
469 | [26 empty] | Total Hydraulic Power Generation | NA | Total Hydraulic Power Generation .NA1
470 | [26 empty] | Total Hydraulic Power Generation | NA | Total Hydraulic Power Generation .NA2
471 | 546 | Operation Super & Engineering | [24 empty] | 546 | NA | 546.NA
472 |  |  | CAGW | P | 34386.4066 | 34386.4066 | 0 | 0 | 0 | 0 | 73.92% | 25418.0108 | 8968.3957 |  | 0 | 0 | [6 empty] | 0 | 0 | 0 | 0 | 546 | CAGW | 546.CAGW
473 |  |  |  |  | 34386.4066 | 34386.4066 | 0 | 0 | 0 | 0 |  | 25418.0108 | 8968.3957 |  | 0 | 0 |  | 0 | 0 | 0 | 0 | 0 | 0 | 0 | 0 | 0 | 546 | NA | 546.NA1
474 | [26 empty] | 546 | NA | 546.NA2
475 | 547 | Fuel | [24 empty] | 547 | NA | 547.NA
476 |  |  | SE | P | 0 | 0 | 0 | 0 | 0 | 0 | 0% | 0 | 0 |  | 0 | 0 | [6 empty] | 0 | 0 | 0 | 0 | 547 | SE | 547.SE
477 |  |  | CAEW/CAEE | P | 0 | 0 | 0 | 0 | 0 | 0 | 0% | 0 | 0 | [9 empty] | 0 | 0 | 0 | 0 | 547 | CAEW/CAEE | 547.CAEW/CAEE
478 | [26 empty] | 547 | NA | 547.NA1
479 | [26 empty] | 547 | NA | 547.NA2
480 | 547NPC | Fuel-NPC | CAEW | P | 0 | 0 | 0 | 0 | 0 | 0 | 0% | 0 | 0 | [9 empty] | 0 | 0 | 0 | 0 | 547NPC | CAEW | 547NPC.CAEW
481 |  |  | S | P | 67107706.3678 | 67107706.3678 | 0 | 0 | 0 | 0 | 0% | 0 | 67107706.3678 | [13 empty] | 547NPC | S | 547NPC.S
482 |  |  |  |  | 67107706.3678 | 67107706.3678 | 0 | 0 | 0 | 0 |  | 0 | 67107706.3678 |  | 0 | 0 |  | 0 | 0 | 0 | 0 | 0 | 0 | 0 | 0 | 0 | 547NPC | NA | 547NPC.NA
483 | [26 empty] | 547NPC | NA | 547NPC.NA1
484 | [26 empty] | 547NPC | NA | 547NPC.NA2
485 | 548 | Generation Expense | [24 empty] | 548 | NA | 548.NA
486 |  |  | SG | P | 33455.915 | 33455.915 | 0 | 0 | 0 | 0 | 73.92% | 24730.2028 | 8725.7121 |  | 0 | 0 | [6 empty] | 0 | 0 | 0 | 0 | 548 | SG | 548.SG
487 |  |  | CAEW | P | 0 | 0 | 0 | 0 | 0 | 0 | 73.92% | 0 | 0 |  | 0 | 0 | [6 empty] | 0 | 0 | 0 | 0 | 548 | CAEW | 548.CAEW
488 |  |  | CAGW | P | 1657982.6259 | 1657982.6259 | 0 | 0 | 0 | 0 | 73.92% | 1225560.4627 | 432422.1632 | [9 empty] | 0 | 0 | 0 | 0 | 548 | CAGW | 548.CAGW
489 |  |  |  |  | 1691438.5408 | 1691438.5408 | 0 | 0 | 0 | 0 |  | 1250290.6655 | 441147.8753 |  | 0 | 0 |  | 0 | 0 | 0 | 0 | 0 | 0 | 0 | 0 | 0 | 548 | NA | 548.NA1
490 | [26 empty] | 548 | NA | 548.NA2
491 | 549 | Miscellaneous Other | [24 empty] | 549 | NA | 549.NA
492 |  |  | SG | P | 656528.2608 | 656528.2608 | 0 | 0 | 0 | 0 | 73.92% | 485297.6542 | 171230.6066 |  | 0 | 0 | [6 empty] | 0 | 0 | 0 | 0 | 549 | SG | 549.SG
493 |  |  | CAGW | P | 230167.8923 | 230167.8923 | 0 | 0 | 0 | 0 | 73.92% | 170137.2886 | 60030.6037 | [9 empty] | 0 | 0 | 0 | 0 | 549 | CAGW | 549.CAGW
494 |  |  |  |  | 886696.1531 | 886696.1531 | 0 | 0 | 0 | 0 |  | 655434.9429 | 231261.2102 |  | 0 | 0 |  | 0 | 0 | 0 | 0 | 0 | 0 | 0 | 0 | 0 | 549 | NA | 549.NA1
495 | [26 empty] | 549 | NA | 549.NA2
496 | [26 empty] | 549 | NA | 549.NA3
497 | 550 | Maint Supervision & Engineering | [24 empty] | 550 | NA | 550.NA
498 |  |  | CAGW | P | 0 | 0 | 0 | 0 | 0 | 0 | 73.92% | 0 | 0 |  | 0 | 0 | [6 empty] | 0 | 0 | 0 | 0 | 550 | CAGW | 550.CAGW
499 |  |  | SG | P | 834745.4599 | 834745.4599 | 0 | 0 | 0 | 0 | 73.92% | 617033.6263 | 217711.8336 | [9 empty] | 0 | 0 | 0 | 0 | 550 | SG | 550.SG
500 |  |  |  |  | 834745.4599 | 834745.4599 | 0 | 0 | 0 | 0 |  | 617033.6263 | 217711.8336 |  | 0 | 0 | [6 empty] | 0 | 0 | 0 | 0 | 550 | NA | 550.NA1
501 | [26 empty] | 550 | NA | 550.NA2
502 | 552 | Maintenance of Structures | [24 empty] | 552 | NA | 552.NA
503 |  |  | SG | P | 0 | 0 | 0 | 0 | 0 | 0 | 73.92% | 0 | 0 |  | 0 | 0 | [6 empty] | 0 | 0 | 0 | 0 | 552 | SG | 552.SG
504 |  |  | CAGW | P | 4480.278 | 4480.278 | 0 | 0 | 0 | 0 | 73.92% | 3311.7667 | 1168.5113 | [9 empty] | 0 | 0 | 0 | 0 | 552 | CAGW | 552.CAGW
505 |  |  |  |  | 4480.278 | 4480.278 | 0 | 0 | 0 | 0 |  | 3311.7667 | 1168.5113 |  | 0 | 0 |  | 0 | 0 | 0 | 0 | 0 | 0 | 0 | 0 | 0 | 552 | NA | 552.NA1
506 | [26 empty] | 552 | NA | 552.NA2
507 | [26 empty] | 552 | NA | 552.NA3
508 | 553 | Maint of Generation & Electric Plant | [24 empty] | 553 | NA | 553.NA
509 |  |  | SG | P | 1310230.4489 | 1310230.4489 | 0 | 0 | 0 | 0 | 73.92% | 968506.3101 | 341724.1388 |  | 0 | 0 | [6 empty] | 0 | 0 | 0 | 0 | 553 | SG | 553.SG
510 |  |  | CAGW | P | 1076460.624 | 1076460.624 | 0 | 0 | 0 | 0 | 73.92% | 795706.517 | 280754.1071 | [9 empty] | 0 | 0 | 0 | 0 | 553 | CAGW | 553.CAGW
511 |  |  |  |  | 2386691.073 | 2386691.073 | 0 | 0 | 0 | 0 |  | 1764212.8271 | 622478.2459 |  | 0 | 0 |  | 0 | 0 | 0 | 0 | 0 | 0 | 0 | 0 | 0 | 553 | NA | 553.NA1
512 | [26 empty] | 553 | NA | 553.NA2
513 | 554 | Maintenance of Misc. Other | [24 empty] | 554 | NA | 554.NA
514 |  |  | SG | P | 95669.547 | 95669.547 | 0 | 0 | 0 | 0 | 73.92% | 70717.7581 | 24951.7889 |  | 0 | 0 | [6 empty] | 0 | 0 | 0 | 0 | 554 | SG | 554.SG
515 |  |  | CAGW | P | 0 | 0 | 0 | 0 | 0 | 0 | 73.92% | 0 | 0 | [9 empty] | 0 | 0 | 0 | 0 | 554 | CAGW | 554.CAGW
516 |  |  |  |  | 95669.547 | 95669.547 | 0 | 0 | 0 | 0 |  | 70717.7581 | 24951.7889 |  | 0 | 0 |  | 0 | 0 | 0 | 0 | 0 | 0 | 0 | 0 | 0 | 554 | NA | 554.NA1
517 | [26 empty] | 554 | NA | 554.NA2
518 | Total Other Power Generation |  |  |  | 73041813.8261 | 73041813.8261 | 0 | 0 | 0 | 0 |  | 4386419.5973 | 68655394.2288 |  | 0 | 0 |  | 0 | 0 | 0 | 0 | 0 | 0 | 0 | 0 | 0 | Total Other Power Generation | NA | Total Other Power Generation.NA
519 | [26 empty] | Total Other Power Generation | NA | Total Other Power Generation.NA1
520 | 555 | Purchased Power | S | P | 0 | 0 | 0 | 0 | 0 | 0 | 0% | 0 | 0 |  | 0 | 0 | [6 empty] | 0 | 0 | 0 | 0 | 555 | S | 555.S
521 |  |  | SG | P | 0 | 0 | 0 | 0 | 0 | 0 | 0% | 0 | 0 |  | 0 | 0 | [6 empty] | 0 | 0 | 0 | 0 | 555 | SG | 555.SG
522 |  |  | SE | P | 0 | 0 | 0 | 0 | 0 | 0 | 0% | 0 | 0 |  | 0 | 0 | [6 empty] | 0 | 0 | 0 | 0 | 555 | SE | 555.SE
523 | [26 empty] | 555 | NA | 555.NA
524 | [26 empty] | 555 | NA | 555.NA1
525 | 555NPC | Purchased Power-NPC | CAGW1 | P | 0 | 0 | 0 | 0 | 0 | 0 | 0% | 0 | 0 |  | 0 | 0 | [6 empty] | 0 | 0 | 0 | 0 | 555NPC | CAGW1 | 555NPC.CAGW1
526 |  |  | CAEW | P | 0 | 0 | 0 | 0 | 0 | 0 | 0% | 0 | 0 |  | 0 | 0 | [6 empty] | 0 | 0 | 0 | 0 | 555NPC | CAEW | 555NPC.CAEW
527 |  |  | DGP | P | 0 | 0 | 0 | 0 | 0 | 0 | 0% | 0 | 0 | [9 empty] | 0 | 0 | 0 | 0 | 555NPC | DGP | 555NPC.DGP
528 |  |  | S | P | 100134197.9126 | 100134197.9126 | 0 | 0 | 0 | 0 | 0% | 0 | 100134197.9126 | [9 empty] | 0 | 0 | 0 | 0 | 555NPC | S | 555NPC.S
529 |  |  |  |  | 100134197.9126 | 100134197.9126 | 0 | 0 | 0 | 0 |  | 0 | 100134197.9126 |  | 0 | 0 |  | 0 | 0 | 0 | 0 | 0 | 0 | 0 | 0 | 0 | 555NPC | NA | 555NPC.NA
530 | [26 empty] | 555NPC | NA | 555NPC.NA1
531 | 556 | System Control & Load Dispatch | [24 empty] | 556 | NA | 556.NA
532 |  |  | SG | P | 86893.3809 | 86893.3809 | 0 | 0 | 0 | 0 | 73.92% | 64230.5235 | 22662.8573 |  | 0 | 0 | [6 empty] | 0 | 0 | 0 | 0 | 556 | SG | 556.SG
533 |  |  |  |  | 86893.3809 | 86893.3809 | 0 | 0 | 0 | 0 |  | 64230.5235 | 22662.8573 |  | 0 | 0 |  | 0 | 0 | 0 | 0 | 0 | 0 | 0 | 0 | 0 | 556 | NA | 556.NA1
534 | 557 | Other Expenses | [24 empty] | 557 | NA | 557.NA
535 |  |  | S | P | 36586.05 | 36586.05 | 0 | 0 | 0 | 0 | 73.92% | 27043.9603 | 9542.0897 |  | 0 | 0 | [6 empty] | 0 | 0 | 0 | 0 | 557 | S | 557.S
536 |  |  | SG | P | 2422617.9273 | 2422617.9273 | 0 | 0 | 0 | 0 | 73.92% | 1790769.5181 | 631848.4093 |  | 0 | 0 | [6 empty] | 0 | 0 | 0 | 0 | 557 | SG | 557.SG
537 |  |  | JBG | P | 343208.9943 | 343208.9943 | 0 | 0 | 0 | 0 | 73.92% | 253695.8876 | 89513.1067 |  | 0 | 0 | [6 empty] | 0 | 0 | 0 | 0 | 557 | JBG | 557.JBG
538 |  |  | SO | P | 4913.1286 | 4913.1286 | 0 | 0 | 0 | 0 | 73.92% | 3631.7245 | 1281.4041 |  | 0 | 0 | [6 empty] | 0 | 0 | 0 | 0 | 557 | SO | 557.SO
539 |  |  | CAGW | P | 32336.4769 | 32336.4769 | 0 | 0 | 0 | 0 | 73.92% | 23902.7279 | 8433.749 |  | 0 | 0 | [6 empty] | 0 | 0 | 0 | 0 | 557 | CAGW | 557.CAGW
540 |  |  | JBE | P | 1870.4182 | 1870.4182 | 0 | 0 | 0 | 0 | 73.92% | 1382.5902 | 487.828 |  | 0 | 0 | [6 empty] | 0 | 0 | 0 | 0 | 557 | JBE | 557.JBE
541 |  |  |  |  | 2841532.9953 | 2841532.9953 | 0 | 0 | 0 | 0 |  | 2100426.4086 | 741106.5867 |  | 0 | 0 |  | 0 | 0 | 0 | 0 | 0 | 0 | 0 | 0 | 0 | 557 | NA | 557.NA1
542 | [26 empty] | 557 | NA | 557.NA2
543 |  | Embedded Cost Differentials | [24 empty] | 557 | NA | 557.NA3
544 |  | Company Owned Hydro | DGP | P | 0 | 0 | 0 | 0 | 0 | 0 | 73.92% | 0 | 0 | [9 empty] | 0 | 0 | 0 | 0 | 557 | DGP | 557.DGP
545 |  | Company Owned Hydro | SG | P | 0 | 0 | 0 | 0 | 0 | 0 | 73.92% | 0 | 0 | [9 empty] | 0 | 0 | 0 | 0 | 557 | SG | 557.SG1
546 |  | Mid-C Contract | MC | P | 0 | [21 empty] | 557 | MC | 557.MC
547 |  | Mid-C Contract | SG | P | 0 | 0 | 0 | 0 | 0 | 0 | 73.92% | 0 | 0 | [9 empty] | 0 | 0 | 0 | 0 | 557 | SG | 557.SG2
548 |  | Existing QF Contracts | S | P | 0 | 0 | 0 | 0 | 0 | 0 | 73.92% | 0 | 0 | [9 empty] | 0 | 0 | 0 | 0 | 557 | S | 557.S
549 |  | Existing QF Contracts | SG | P | 0 | 0 | 0 | 0 | 0 | 0 | 73.92% | 0 | 0 | [9 empty] | 0 | 0 | 0 | 0 | 557 | SG | 557.SG3
550 |  |  |  |  | 0 | 0 | 0 | 0 | 0 | 0 |  | 0 | 0 | [9 empty] | 0 | 0 | 0 | 0 | 557 | NA | 557.NA4
551 | [26 empty] | 557 | NA | 557.NA5
552 | Total Other Power Supply |  |  |  | 103062624.2888 | 103062624.2888 | 0 | 0 | 0 | 0 |  | 2164656.9322 | 100897967.3567 |  | 0 | 0 |  | 0 | 0 | 0 | 0 | 0 | 0 | 0 | 0 | 0 | Total Other Power Supply | NA | Total Other Power Supply.NA
553 | [26 empty] | Total Other Power Supply | NA | Total Other Power Supply.NA1
554 | TOTAL GENERATION EXPENSE |  |  |  | 238380573.3819 | 238380573.3819 | 0 | 0 | 0 | 0 |  | 20989535.6774 | 217391037.7045 | 100% | 0 | 0 |  | 0 | 0 | 0 | 0 | 0 | 0 | 0 | 0 | 0 | TOTAL GENERATION EXPENSE | NA | TOTAL GENERATION EXPENSE.NA
555 | [26 empty] | TOTAL GENERATION EXPENSE | NA | TOTAL GENERATION EXPENSE.NA1
556 | 560 | Operation Supervision & Engineering | [24 empty] | 560 | NA | 560.NA
557 |  |  | SG | T | 1045608.6078 | 0 | 1045608.6078 | 0 | 0 | 0 |  |  |  | 100% | 1045607.5622 | 1.0456 | [6 empty] | 0 | 0 | 0 | 0 | 560 | SG | 560.SG
558 |  |  | CAGW | T | 0 | 0 | 0 | 0 | 0 | 0 |  |  |  | 100% | 0 | 0 | [6 empty] | 0 | 0 | 0 | 0 | 560 | CAGW | 560.CAGW
559 |  |  | JBG | T | 0 | 0 | 0 | 0 | 0 | 0 |  |  |  | 100% | 0 | 0 | [6 empty] | 0 | 0 | 0 | 0 | 560 | JBG | 560.JBG
560 |  |  |  |  | 1045608.6078 | 0 | 1045608.6078 | 0 | 0 | 0 |  | 0 | 0 |  | 1045607.5622 | 1.0456 |  | 0 | 0 | 0 | 0 | 0 | 0 | 0 | 0 | 0 | 560 | NA | 560.NA1
561 | [26 empty] | 560 | NA | 560.NA2
562 | 561 | Load Dispatching | [24 empty] | 561 | NA | 561.NA
563 |  |  | SG | T | 1360282.7971 | 0 | 1360282.7971 | 0 | 0 | 0 |  |  |  | 100% | 1360282.7971 | 0 | [6 empty] | 0 | 0 | 0 | 0 | 561 | SG | 561.SG
564 |  |  | CAGW | T | 0 | 0 | 0 | 0 | 0 | 0 |  |  |  | 100% | 0 | 0 | [6 empty] | 0 | 0 | 0 | 0 | 561 | CAGW | 561.CAGW
565 |  |  |  |  | 1360282.7971 | 0 | 1360282.7971 | 0 | 0 | 0 |  | 0 | 0 |  | 1360282.7971 | 0 |  | 0 | 0 | 0 | 0 | 0 | 0 | 0 | 0 | 0 | 561 | NA | 561.NA1
566 | [26 empty] | 561 | NA | 561.NA2
567 | 562 | Station Expense | [24 empty] | 562 | NA | 562.NA
568 |  |  | SG | T | 273174.8554 | 0 | 273174.8554 | 0 | 0 | 0 |  |  |  | 100% | 273174.8554 | 0 | [6 empty] | 0 | 0 | 0 | 0 | 562 | SG | 562.SG
569 |  |  | JBG | T | 0 | 0 | 0 | 0 | 0 | 0 |  |  |  | 100% | 0 | 0 | [6 empty] | 0 | 0 | 0 | 0 | 562 | JBG | 562.JBG
570 |  |  | CAGW | T | 0 | 0 | 0 | 0 | 0 | 0 |  |  |  | 100% | 0 | 0 | [6 empty] | 0 | 0 | 0 | 0 | 562 | CAGW | 562.CAGW
571 |  |  |  |  | 273174.8554 | 0 | 273174.8554 | 0 | 0 | 0 |  | 0 | 0 |  | 273174.8554 | 0 |  | 0 | 0 | 0 | 0 | 0 | 0 | 0 | 0 | 0 | 562 | NA | 562.NA1
572 | [26 empty] | 562 | NA | 562.NA2
573 | 563 | Overhead Line Expense | [24 empty] | 563 | NA | 563.NA
574 |  |  | SG | T | 94317.0181 | 0 | 94317.0181 | 0 | 0 | 0 |  |  |  | 100% | 94317.0181 | 0 | [6 empty] | 0 | 0 | 0 | 0 | 563 | SG | 563.SG
575 |  |  | CAGW | T | 0 | 0 | 0 | 0 | 0 | 0 |  |  |  | 100% | 0 | 0 | [6 empty] | 0 | 0 | 0 | 0 | 563 | CAGW | 563.CAGW
576 |  |  |  |  | 94317.0181 | 0 | 94317.0181 | 0 | 0 | 0 |  | 0 | 0 |  | 94317.0181 | 0 |  | 0 | 0 | 0 | 0 | 0 | 0 | 0 | 0 | 0 | 563 | NA | 563.NA1
577 | [26 empty] | 563 | NA | 563.NA2
578 | 564 | Underground Line Expense | [24 empty] | 564 | NA | 564.NA
579 |  |  | SG | T | 0 | 0 | 0 | 0 | 0 | 0 |  |  |  | 100% | 0 | 0 | [6 empty] | 0 | 0 | 0 | 0 | 564 | SG | 564.SG
580 |  |  |  |  | 0 | 0 | 0 | 0 | 0 | 0 |  | 0 | 0 |  | 0 | 0 |  | 0 | 0 | 0 | 0 | 0 | 0 | 0 | 0 | 0 | 564 | NA | 564.NA1
581 | [26 empty] | 564 | NA | 564.NA2
582 | 565 | Transmission of Electricity by Others | [24 empty] | 565 | NA | 565.NA
583 |  |  | SG | T | 0 | 0 | 0 | 0 | 0 | 0 |  | 0 | 0 | 100% | 0 | 0 | [6 empty] | 0 | 0 | 0 | 0 | 565 | SG | 565.SG
584 |  |  |  |  | 0 | 0 | 0 | 0 | 0 | 0 |  | 0 | 0 |  | 0 | 0 |  | 0 | 0 | 0 | 0 | 0 | 0 | 0 | 0 | 0 | 565 | NA | 565.NA1
585 | [26 empty] | 565 | NA | 565.NA2
586 | 565NPC | Transmission of Electricity by Others-NPC | [24 empty] | 565NPC | NA | 565NPC.NA
587 |  |  | CAGW | T | 0 | 0 | 0 | 0 | 0 | 0 |  |  |  | 100% | 0 | 0 | [6 empty] | 0 | 0 | 0 | 0 | 565NPC | CAGW | 565NPC.CAGW
588 |  |  | S | T | 13425892.2365 | 0 | 13425892.2365 | 0 | 0 | 0 |  |  |  | 100% | 13425892.2365 | 0 | [6 empty] | 0 | 0 | 0 | 0 | 565NPC | S | 565NPC.S
589 |  |  | CAEW | T | 0 | 0 | 0 | 0 | 0 | 0 |  |  |  | 100% | 0 | 0 | [6 empty] | 0 | 0 | 0 | 0 | 565NPC | CAEW | 565NPC.CAEW
590 |  |  |  |  | 13425892.2365 | 0 | 13425892.2365 | 0 | 0 | 0 |  |  |  |  | 13425892.2365 | 0 |  | 0 | 0 | 0 | 0 | 0 |  |  |  |  | 565NPC | NA | 565NPC.NA1
591 | [26 empty] | 565NPC | NA | 565NPC.NA2
592 | 566 | Misc. Transmission Expense | [24 empty] | 566 | NA | 566.NA
593 |  |  | CAGW | T | 0 | 0 | 0 | 0 | 0 | 0 |  |  |  | 100% | 0 | 0 | [10 empty] | 566 | CAGW | 566.CAGW
594 |  |  | SG | T | 181305.8794 | 0 | 181305.8794 | 0 | 0 | 0 |  | 0 | 0 | 100% | 181305.8794 | 0 | [6 empty] | 0 | 0 | 0 | 0 | 566 | SG | 566.SG
595 |  |  |  |  | 181305.8794 | 0 | 181305.8794 | 0 | 0 | 0 |  | 0 | 0 |  | 181305.8794 | 0 |  | 0 | 0 | 0 | 0 | 0 | 0 | 0 | 0 | 0 | 566 | NA | 566.NA1
596 | [26 empty] | 566 | NA | 566.NA2
597 | 567 | Rents - Transmission | [24 empty] | 567 | NA | 567.NA
598 |  |  | CAGW | T | 0 | 0 | 0 | 0 | 0 | 0 |  |  |  | 100% | 0 | 0 | [10 empty] | 567 | CAGW | 567.CAGW
599 |  |  | SG | T | 206689.5269 | 0 | 206689.5269 | 0 | 0 | 0 |  | 0 | 0 | 100% | 206689.5269 | 0 | [6 empty] | 0 | 0 | 0 | 0 | 567 | SG | 567.SG
600 |  |  |  |  | 206689.5269 | 0 | 206689.5269 | 0 | 0 | 0 |  | 0 | 0 |  | 206689.5269 | 0 |  | 0 | 0 | 0 | 0 | 0 | 0 | 0 | 0 | 0 | 567 | NA | 567.NA1
601 | [26 empty] | 567 | NA | 567.NA2
602 | 568 | Maint Supervision & Engineering | [24 empty] | 568 | NA | 568.NA
603 |  |  | CAGW | T | 0 | 0 | 0 | 0 | 0 | 0 |  | 0 | 0 | 100% | 0 | 0 | [6 empty] | 0 | 0 | 0 | 0 | 568 | CAGW | 568.CAGW
604 |  |  | SG | T | 87713.1372 | 0 | 87713.1372 | 0 | 0 | 0 |  | 0 | 0 | 100% | 87713.1372 | 0 | [6 empty] | 0 | 0 | 0 | 0 | 568 | SG | 568.SG
605 |  |  |  |  | 87713.1372 | 0 | 87713.1372 | 0 | 0 | 0 |  | 0 | 0 |  | 87713.1372 | 0 |  | 0 | 0 | 0 | 0 | 0 | 0 | 0 | 0 | 0 | 568 | NA | 568.NA1
606 | [26 empty] | 568 | NA | 568.NA2
607 | 569 | Maintenance of Structures | [24 empty] | 569 | NA | 569.NA
608 |  |  | CAGW | T | 0 | 0 | 0 | 0 | 0 | 0 |  |  |  | 100% | 0 | 0 | [8 empty] | 0 |  | 569 | CAGW | 569.CAGW
609 |  |  | SG | T | 493043.1206 | 0 | 493043.1206 | 0 | 0 | 0 |  | 0 | 0 | 100% | 493043.1206 | 0 | [6 empty] | 0 | 0 | 0 | 0 | 569 | SG | 569.SG
610 |  |  |  |  | 493043.1206 | 0 | 493043.1206 | 0 | 0 | 0 |  | 0 | 0 |  | 493043.1206 | 0 |  | 0 | 0 | 0 | 0 | 0 | 0 | 0 | 0 | 0 | 569 | NA | 569.NA1
611 | [26 empty] | 569 | NA | 569.NA2
612 | 570 | Maintenance of Station Equipment | [24 empty] | 570 | NA | 570.NA
613 |  |  | JBG | T | 0 | 0 | 0 | 0 | 0 | 0 |  |  |  | 100% | 0 | 0 | [6 empty] | 0 | 0 | 0 | 0 | 570 | JBG | 570.JBG
614 |  |  | CAGW | T | 0 | 0 | 0 | 0 | 0 | 0 |  |  |  | 100% | 0 | 0 | [10 empty] | 570 | CAGW | 570.CAGW
615 |  |  | SG | T | 1021467.1882 | 0 | 1021467.1882 | 0 | 0 | 0 |  |  |  | 100% | 1021467.1882 | 0 | [6 empty] | 0 | 0 | 0 | 0 | 570 | SG | 570.SG
616 |  |  |  |  | 1021467.1882 | 0 | 1021467.1882 | 0 | 0 | 0 |  | 0 | 0 |  | 1021467.1882 | 0 |  | 0 | 0 | 0 | 0 | 0 | 0 | 0 | 0 | 0 | 570 | NA | 570.NA1
617 | [26 empty] | 570 | NA | 570.NA2
618 | 571 | Maintenance of Overhead Lines | [24 empty] | 571 | NA | 571.NA
619 |  |  | SG | T | 1773602.0316 | 0 | 1773602.0316 | 0 | 0 | 0 |  |  |  | 100% | 1773602.0316 | 0 | [6 empty] | 0 | 0 | 0 | 0 | 571 | SG | 571.SG
620 |  |  | CAGW | T | 0 | 0 | 0 | 0 | 0 | 0 |  |  |  | 100% | 0 | 0 | [10 empty] | 571 | CAGW | 571.CAGW
621 |  |  | JBG | T | 0 | 0 | 0 | 0 | 0 | 0 |  |  |  | 100% | 0 | 0 | [6 empty] | 0 | 0 | 0 | 0 | 571 | JBG | 571.JBG
622 |  |  |  |  | 1773602.0316 | 0 | 1773602.0316 | 0 | 0 | 0 |  | 0 | 0 |  | 1773602.0316 | 0 |  | 0 | 0 | 0 | 0 | 0 | 0 | 0 | 0 | 0 | 571 | NA | 571.NA1
623 | [26 empty] | 571 | NA | 571.NA2
624 | 572 | Maintenance of Underground Lines | [24 empty] | 572 | NA | 572.NA
625 |  |  | SG | T | 9234.5277 | 0 | 9234.5277 | 0 | 0 | 0 |  |  |  | 100% | 9234.5277 | 0 | [6 empty] | 0 | 0 | 0 | 0 | 572 | SG | 572.SG
626 |  |  | CAGW | T | 0 | 0 | 0 | 0 | 0 | 0 |  |  |  | 100% | 0 | 0 | [6 empty] | 0 | 0 | 0 | 0 | 572 | CAGW | 572.CAGW
627 |  |  | CAGE | T | 0 | 0 | 0 | 0 | 0 | 0 |  |  |  | 100% | 0 | 0 | [6 empty] | 0 | 0 | 0 | 0 | 572 | CAGE | 572.CAGE
628 |  |  |  |  | 9234.5277 | 0 | 9234.5277 | 0 | 0 | 0 |  | 0 | 0 |  | 9234.5277 | 0 |  | 0 | 0 | 0 | 0 | 0 | 0 | 0 | 0 | 0 | 572 | NA | 572.NA1
629 | [26 empty] | 572 | NA | 572.NA2
630 | 573 | Maint of Misc. Transmission Plant | [24 empty] | 573 | NA | 573.NA
631 |  |  | SG | T | 9775.0109 | 0 | 9775.0109 | 0 | 0 | 0 |  |  |  | 100% | 9775.0109 | 0 | [6 empty] | 0 | 0 | 0 | 0 | 573 | SG | 573.SG
632 |  |  |  |  | 9775.0109 | 0 | 9775.0109 | 0 | 0 | 0 |  | 0 | 0 |  | 9775.0109 | 0 |  | 0 | 0 | 0 | 0 | 0 | 0 | 0 | 0 | 0 | 573 | NA | 573.NA1
633 | [26 empty] | 573 | NA | 573.NA2
634 | TOTAL TRANSMISSION EXPENSE |  |  |  | 19982105.9375 | 0 | 19982105.9375 | 0 | 0 | 0 |  | 0 | 0 |  | 19982104.8919 | 1.0456 |  | 0 | 0 | 0 | 0 | 0 | 0 | 0 | 0 | 0 | TOTAL TRANSMISSION EXPENSE | NA | TOTAL TRANSMISSION EXPENSE.NA
635 | [26 empty] | TOTAL TRANSMISSION EXPENSE | NA | TOTAL TRANSMISSION EXPENSE.NA1
636 | 580 | Operation Supervision & Engineering | [24 empty] | 580 | NA | 580.NA
637 |  |  | S | DPW | 241553.4328 | 0 | 0 | 241553.4328 | 0 | 0 | [6 empty] | PLNT | 36307.9676 | 114557.9401 | 52394.0589 | 6465.6217 | 31827.8446 | 0 | 0 | 0 | 0 | 580 | S | 580.S
638 |  |  | SNPD | DPW | 986991.1238 | 0 | 0 | 986991.1238 | 0 | 0 | [6 empty] | PLNT | 148354.9262 | 468085.5442 | 214082.9481 | 26418.6317 | 130049.0736 | 0 | 0 | 0 | 0 | 580 | SNPD | 580.SNPD
639 |  |  |  |  | 1228544.5566 | 0 | 0 | 1228544.5566 | 0 | 0 |  | 0 | 0 |  | 0 | 0 |  | 184662.8937 | 582643.4843 | 266477.007 | 32884.2534 | 161876.9182 | 0 | 0 | 0 | 0 | 580 | NA | 580.NA1
640 | [26 empty] | 580 | NA | 580.NA2
641 | 581 | Load Dispatching | [24 empty] | 581 | NA | 581.NA
642 |  |  | S | DPW | 0 | 0 | 0 | 0 | 0 | 0 | [6 empty] | SUBS | 0 | 0 | 0 | 0 | 0 | 0 | 0 | 0 | 0 | 581 | S | 581.S
643 |  |  | SNPD | DPW | 933120.5341 | 0 | 0 | 933120.5341 | 0 | 0 | [6 empty] | SUBS | 933120.5341 | 0 | 0 | 0 | 0 | 0 | 0 | 0 | 0 | 581 | SNPD | 581.SNPD
644 |  |  |  |  | 933120.5341 | 0 | 0 | 933120.5341 | 0 | 0 |  | 0 | 0 |  | 0 | 0 |  | 933120.5341 | 0 | 0 | 0 | 0 | 0 | 0 | 0 | 0 | 581 | NA | 581.NA1
645 | [26 empty] | 581 | NA | 581.NA2
646 | 582 | Station Expense | [24 empty] | 582 | NA | 582.NA
647 |  |  | S | DPW | 611497.86 | 0 | 0 | 611497.86 | 0 | 0 | [6 empty] | SUBS | 611497.86 | 0 | 0 | 0 | 0 | 0 | 0 | 0 | 0 | 582 | S | 582.S
648 |  |  | SNPD | DPW | 32.5623 | 0 | 0 | 32.5623 | 0 | 0 | [6 empty] | SUBS | 32.5623 | 0 | 0 | 0 | 0 | 0 | 0 | 0 | 0 | 582 | SNPD | 582.SNPD
649 |  |  |  |  | 611530.4223 | 0 | 0 | 611530.4223 | 0 | 0 |  | 0 | 0 |  | 0 | 0 |  | 611530.4223 | 0 | 0 | 0 | 0 | 0 | 0 | 0 | 0 | 582 | NA | 582.NA1
650 | [26 empty] | 582 | NA | 582.NA2
651 | 583 | Overhead Line Expenses | [24 empty] | 583 | NA | 583.NA
652 |  |  | S | DPW | 342496.18 | 0 | 0 | 342496.18 | 0 | 0 | [6 empty] | PC | 0 | 342496.18 | 0 | 0 | 0 | 0 | 0 | 0 | 0 | 583 | S | 583.S
653 |  |  | SNPD | DPW | 0 | 0 | 0 | 0 | 0 | 0 | [6 empty] | PC | 0 | 0 | 0 | 0 | 0 | 0 | 0 | 0 | 0 | 583 | SNPD | 583.SNPD
654 |  |  |  |  | 342496.18 | 0 | 0 | 342496.18 | 0 | 0 |  | 0 | 0 |  | 0 | 0 |  | 0 | 342496.18 | 0 | 0 | 0 | 0 | 0 | 0 | 0 | 583 | NA | 583.NA1
655 | [26 empty] | 583 | NA | 583.NA2
656 | 584 | Underground Line Expense | [24 empty] | 584 | NA | 584.NA
657 |  |  | S | DPW | 0 | 0 | 0 | 0 | 0 | 0 | [6 empty] | PC | 0 | 0 | 0 | 0 | 0 | 0 | 0 | 0 | 0 | 584 | S | 584.S
658 |  |  | SNPD | DPW | 0 | 0 | 0 | 0 | 0 | 0 | [6 empty] | PC | 0 | 0 | 0 | 0 | 0 | 0 | 0 | 0 | 0 | 584 | SNPD | 584.SNPD
659 |  |  |  |  | 0 | 0 | 0 | 0 | 0 | 0 |  | 0 | 0 |  | 0 | 0 |  | 0 | 0 | 0 | 0 | 0 | 0 | 0 | 0 | 0 | 584 | NA | 584.NA1
660 | [26 empty] | 584 | NA | 584.NA2
661 | 585 | Street Lighting & Signal Systems | [24 empty] | 585 | NA | 585.NA
662 |  |  | S | DPW | 0 | 0 | 0 | 0 | 0 | 0 | [6 empty] | PC | 0 | 0 | 0 | 0 | 0 | 0 | 0 | 0 | 0 | 585 | S | 585.S
663 |  |  | SNPD | DPW | 18034.5475 | 0 | 0 | 18034.5475 | 0 | 0 | [6 empty] | METR | 0 | 0 | 0 | 18034.5475 | 0 | 0 | 0 | 0 | 0 | 585 | SNPD | 585.SNPD
664 |  |  |  |  | 18034.5475 | 0 | 0 | 18034.5475 | 0 | 0 |  | 0 | 0 |  | 0 | 0 |  | 0 | 0 | 0 | 18034.5475 | 0 | 0 | 0 | 0 | 0 | 585 | NA | 585.NA1
665 | [26 empty] | 585 | NA | 585.NA2
666 | 586 | Meter Expenses | [24 empty] | 586 | NA | 586.NA
667 |  |  | S | DPW | 239163 | 0 | 0 | 239163 | 0 | 0 | [6 empty] | METR | 0 | 0 | 0 | 239163 | 0 | 0 | 0 | 0 | 0 | 586 | S | 586.S
668 |  |  | SNPD | DPW | 0 | 0 | 0 | 0 | 0 | 0 | [6 empty] | METR | 0 | 0 | 0 | 0 | 0 | 0 | 0 | 0 | 0 | 586 | SNPD | 586.SNPD
669 |  |  |  |  | 239163 | 0 | 0 | 239163 | 0 | 0 |  | 0 | 0 |  | 0 | 0 |  | 0 | 0 | 0 | 239163 | 0 | 0 | 0 | 0 | 0 | 586 | NA | 586.NA1
670 | [26 empty] | 586 | NA | 586.NA2
671 | 587 | Customer Installation Expenses | [24 empty] | 587 | NA | 587.NA
672 |  |  | S | DPW | 1427832.46 | 0 | 0 | 1427832.46 | 0 | 0 | [6 empty] | PC | 0 | 1427832.46 | 0 | 0 | 0 | 0 | 0 | 0 | 0 | 587 | S | 587.S
673 |  |  | SNPD | DPW | 0 | 0 | 0 | 0 | 0 | 0 | [6 empty] | PC | 0 | 0 | 0 | 0 | 0 | 0 | 0 | 0 | 0 | 587 | SNPD | 587.SNPD
674 |  |  |  |  | 1427832.46 | 0 | 0 | 1427832.46 | 0 | 0 |  | 0 | 0 |  | 0 | 0 |  | 0 | 1427832.46 | 0 | 0 | 0 | 0 | 0 | 0 | 0 | 587 | NA | 587.NA1
675 | [26 empty] | 587 | NA | 587.NA2
676 | 588 | Misc. Distribution Expenses | [24 empty] | 588 | NA | 588.NA
677 |  |  | S | DPW | 23354 | 0 | 0 | 23354 | 0 | 0 | [6 empty] | PLNT2 | 5620.4631 | 17733.5369 | 0 | 0 | 0 | 0 | 0 | 0 | 0 | 588 | S | 588.S
678 |  |  | SNPD | DPW | 49240.4908 | 0 | 0 | 49240.4908 | 0 | 0 | [6 empty] | PLNT2 | 11850.4052 | 37390.0855 | 0 | 0 | 0 | 0 | 0 | 0 | 0 | 588 | SNPD | 588.SNPD
679 |  |  | SG | DPW | 0 | 0 | 0 | 0 | 0 | 0 | [6 empty] | PLNT2 | 0 | 0 | 0 | 0 | 0 | 0 | 0 | 0 | 0 | 588 | SG | 588.SG
680 |  |  |  |  | 72594.4908 | 0 | 0 | 72594.4908 | 0 | 0 |  | 0 | 0 |  | 0 | 0 |  | 17470.8684 | 55123.6224 | 0 | 0 | 0 | 0 | 0 | 0 | 0 | 588 | NA | 588.NA1
681 | [26 empty] | 588 | NA | 588.NA2
682 | 589 | Rents | [24 empty] | 589 | NA | 589.NA
683 |  |  | S | DPW | 75242.27 | 0 | 0 | 75242.27 | 0 | 0 | [6 empty] | PLNT2 | 18108.0931 | 57134.1769 | 0 | 0 | 0 | 0 | 0 | 0 | 0 | 589 | S | 589.S
684 |  |  | SNPD | DPW | 1064.8477 | 0 | 0 | 1064.8477 | 0 | 0 | [6 empty] | PLNT2 | 256.2703 | 808.5774 | 0 | 0 | 0 | 0 | 0 | 0 | 0 | 589 | SNPD | 589.SNPD
685 |  |  |  |  | 76307.1177 | 0 | 0 | 76307.1177 | 0 | 0 |  | 0 | 0 |  | 0 | 0 |  | 18364.3634 | 57942.7543 | 0 | 0 | 0 | 0 | 0 | 0 | 0 | 589 | NA | 589.NA1
686 | [26 empty] | 589 | NA | 589.NA2
687 | 590 | Maint Supervision & Engineering | [24 empty] | 590 | NA | 590.NA
688 |  |  | S | DPW | 146019.28 | 0 | 0 | 146019.28 | 0 | 0 | [6 empty] | PLNT | 21948.2009 | 69250.3838 | 31672.2584 | 3908.4744 | 19239.9624 | 0 | 0 | 0 | 0 | 590 | S | 590.S
689 |  |  | SNPD | DPW | 185667.7686 | 0 | 0 | 185667.7686 | 0 | 0 | [6 empty] | PLNT | 27907.7769 | 88053.8805 | 40272.1993 | 4969.7391 | 24464.1727 | 0 | 0 | 0 | 0 | 590 | SNPD | 590.SNPD
690 |  |  |  |  | 331687.0486 | 0 | 0 | 331687.0486 | 0 | 0 |  | 0 | 0 |  | 0 | 0 |  | 49855.9779 | 157304.2644 | 71944.4578 | 8878.2136 | 43704.1351 | 0 | 0 | 0 | 0 | 590 | NA | 590.NA1
691 | [26 empty] | 590 | NA | 590.NA2
692 | 591 | Maintenance of Structures | [24 empty] | 591 | NA | 591.NA
693 |  |  | S | DPW | 86635.42 | 0 | 0 | 86635.42 | 0 | 0 | [6 empty] | PLNT2 | 20850.0122 | 65785.4078 | 0 | 0 | 0 | 0 | 0 | 0 | 0 | 591 | S | 591.S
694 |  |  | SNPD | DPW | 7256.7607 | 0 | 0 | 7256.7607 | 0 | 0 | [6 empty] | PLNT2 | 1746.4398 | 5510.3208 | 0 | 0 | 0 | 0 | 0 | 0 | 0 | 591 | SNPD | 591.SNPD
695 |  |  |  |  | 93892.1807 | 0 | 0 | 93892.1807 | 0 | 0 |  | 0 | 0 |  | 0 | 0 |  | 22596.4521 | 71295.7286 | 0 | 0 | 0 | 0 | 0 | 0 | 0 | 591 | NA | 591.NA1
696 | [26 empty] | 591 | NA | 591.NA2
697 | 592 | Maintenance of Station Equipment | [24 empty] | 592 | NA | 592.NA
698 |  |  | S | DPW | 625215.71 | 0 | 0 | 625215.71 | 0 | 0 | [6 empty] | SUBS | 625215.71 | 0 | 0 | 0 | 0 | 0 | 0 | 0 | 0 | 592 | S | 592.S
699 |  |  | SNPD | DPW | 61714.0144 | 0 | 0 | 61714.0144 | 0 | 0 | [6 empty] | SUBS | 61714.0144 | 0 | 0 | 0 | 0 | 0 | 0 | 0 | 0 | 592 | SNPD | 592.SNPD
700 |  |  |  |  | 686929.7244 | 0 | 0 | 686929.7244 | 0 | 0 |  | 0 | 0 |  | 0 | 0 |  | 686929.7244 | 0 | 0 | 0 | 0 | 0 | 0 | 0 | 0 | 592 | NA | 592.NA1
701 | [26 empty] | 592 | NA | 592.NA2
702 | 593 | Maintenance of Overhead Lines | [24 empty] | 593 | NA | 593.NA
703 |  |  | S | DPW | 9946000.105 | 0 | 0 | 9946000.105 | 0 | 0 | [6 empty] | PC | 0 | 9946000.105 | 0 | 0 | 0 | 0 | 0 | 0 | 0 | 593 | S | 593.S
704 |  |  | SNPD | DPW | 269314.9448 | 0 | 0 | 269314.9448 | 0 | 0 | [6 empty] | PC | 0 | 269314.9448 | 0 | 0 | 0 | 0 | 0 | 0 | 0 | 593 | SNPD | 593.SNPD
705 |  |  |  |  | 10215315.0498 | 0 | 0 | 10215315.0498 | 0 | 0 |  | 0 | 0 |  | 0 | 0 |  | 0 | 10215315.0498 | 0 | 0 | 0 | 0 | 0 | 0 | 0 | 593 | NA | 593.NA1
706 | [26 empty] | 593 | NA | 593.NA2
707 | 594 | Maintenance of Underground Lines | [24 empty] | 594 | NA | 594.NA
708 |  |  | S | DPW | 1485832.9 | 0 | 0 | 1485832.9 | 0 | 0 | [6 empty] | PC | 0 | 1485832.9 | 0 | 0 | 0 | 0 | 0 | 0 | 0 | 594 | S | 594.S
709 |  |  | SNPD | DPW | 1424.983 | 0 | 0 | 1424.983 | 0 | 0 | [6 empty] | PC | 0 | 1424.983 | 0 | 0 | 0 | 0 | 0 | 0 | 0 | 594 | SNPD | 594.SNPD
710 |  |  |  |  | 1487257.883 | 0 | 0 | 1487257.883 | 0 | 0 |  | 0 | 0 |  | 0 | 0 |  | 0 | 1487257.883 | 0 | 0 | 0 | 0 | 0 | 0 | 0 | 594 | NA | 594.NA1
711 | [26 empty] | 594 | NA | 594.NA2
712 | 595 | Maintenance of Line Transformers | [24 empty] | 595 | NA | 595.NA
713 |  |  | S | DPW | 0 | 0 | 0 | 0 | 0 | 0 | [6 empty] | XFMR | 0 | 0 | 0 | 0 | 0 | 0 | 0 | 0 | 0 | 595 | S | 595.S
714 |  |  | SNPD | DPW | 67471.9812 | 0 | 0 | 67471.9812 | 0 | 0 | [6 empty] | XFMR | 0 | 0 | 67471.9812 | 0 | 0 | 0 | 0 | 0 | 0 | 595 | SNPD | 595.SNPD
715 |  |  |  |  | 67471.9812 | 0 | 0 | 67471.9812 | 0 | 0 |  | 0 | 0 |  | 0 | 0 |  | 0 | 0 | 67471.9812 | 0 | 0 | 0 | 0 | 0 | 0 | 595 | NA | 595.NA1
716 | [26 empty] | 595 | NA | 595.NA2
717 | 596 | Maint of Street Lighting & Signal Sys. | [24 empty] | 596 | NA | 596.NA
718 |  |  | S | DPW | 59079.09 | 0 | 0 | 59079.09 | 0 | 0 | [6 empty] | PC | 0 | 59079.09 | 0 | 0 | 0 | 0 | 0 | 0 | 0 | 596 | S | 596.S
719 |  |  | SNPD | DPW | 0 | 0 | 0 | 0 | 0 | 0 | [6 empty] | PC | 0 | 0 | 0 | 0 | 0 | 0 | 0 | 0 | 0 | 596 | SNPD | 596.SNPD
720 |  |  |  |  | 59079.09 | 0 | 0 | 59079.09 | 0 | 0 |  | 0 | 0 |  | 0 | 0 |  | 0 | 59079.09 | 0 | 0 | 0 | 0 | 0 | 0 | 0 | 596 | NA | 596.NA1
721 | [26 empty] | 596 | NA | 596.NA2
722 | 597 | Maintenance of Meters | [24 empty] | 597 | NA | 597.NA
723 |  |  | S | DPW | 23652.82 | 0 | 0 | 23652.82 | 0 | 0 | [6 empty] | METR | 0 | 0 | 0 | 23652.82 | 0 | 0 | 0 | 0 | 0 | 597 | S | 597.S
724 |  |  | SNPD | DPW | -9702.336 | 0 | 0 | -9702.336 | 0 | 0 | [6 empty] | METR | 0 | 0 | 0 | -9702.336 | 0 | 0 | 0 | 0 | 0 | 597 | SNPD | 597.SNPD
725 |  |  |  |  | 13950.484 | 0 | 0 | 13950.484 | 0 | 0 |  | 0 | 0 |  | 0 | 0 |  | 0 | 0 | 0 | 13950.484 | 0 | 0 | 0 | 0 | 0 | 597 | NA | 597.NA1
726 | [26 empty] | 597 | NA | 597.NA2
727 | 598 | Maint of Misc. Distribution Plant | [24 empty] | 598 | NA | 598.NA
728 |  |  | S | DPW | 134676.51 | 0 | 0 | 134676.51 | 0 | 0 | [6 empty] | PLNT2 | 32411.7651 | 102264.7449 | 0 | 0 | 0 | 0 | 0 | 0 | 0 | 598 | S | 598.S
729 |  |  | SNPD | DPW | 551006.8073 | 0 | 0 | 551006.8073 | 0 | 0 | [6 empty] | PLNT2 | 132607.4101 | 418399.3973 | 0 | 0 | 0 | 0 | 0 | 0 | 0 | 598 | SNPD | 598.SNPD
730 |  |  |  |  | 685683.3173 | 0 | 0 | 685683.3173 | 0 | 0 |  | 0 | 0 |  | 0 | 0 |  | 165019.1751 | 520664.1422 | 0 | 0 | 0 | 0 | 0 | 0 | 0 | 598 | NA | 598.NA1
731 | [26 empty] | 598 | NA | 598.NA2
732 | TOTAL DISTRIBUTION EXPENSE |  |  |  | 18590890.068 | 0 | 0 | 18590890.068 | 0 | 0 |  | 0 | 0 |  | 0 | 0 |  | 2689550.4114 | 14976954.659 | 405893.4459 | 312910.4984 | 205581.0533 | 0 | 0 | 0 | 0 | TOTAL DISTRIBUTION EXPENSE | NA | TOTAL DISTRIBUTION EXPENSE.NA
733 | [26 empty] | TOTAL DISTRIBUTION EXPENSE | NA | TOTAL DISTRIBUTION EXPENSE.NA1
734 | 901 | Supervision | [24 empty] | 901 | NA | 901.NA
735 |  |  | S | CUST | 0 | 0 | 0 | 0 | 0 | 0 | [6 empty] | CUST | 0 | 0 | 0 | 0 | 0 | 0 | 0 | 0 | 0 | 901 | S | 901.S
736 |  |  | CN | CUST | 156804.5108 | 0 | 0 | 0 | 156804.5108 | 0 | [6 empty] | CUST | 0 | 0 | 0 | 0 | 0 | 0 | 0 | 0 | 0 | 901 | CN | 901.CN
737 |  |  |  |  | 156804.5108 | 0 | 0 | 0 | 156804.5108 | 0 |  | 0 | 0 |  | 0 | 0 |  | 0 | 0 | 0 | 0 | 0 | 0 | 0 | 0 | 0 | 901 | NA | 901.NA1
738 | [26 empty] | 901 | NA | 901.NA2
739 | 902 | Meter Reading Expense | [24 empty] | 902 | NA | 902.NA
740 |  |  | S | CUST | 1156287.85 | 0 | 0 | 0 | 1156287.85 | 0 | [6 empty] | CUST | 0 | 0 | 0 | 0 | 0 | 0 | 0 | 0 | 0 | 902 | S | 902.S
741 |  |  | CN | CUST | 33608.3115 | 0 | 0 | 0 | 33608.3115 | 0 | [6 empty] | CUST | 0 | 0 | 0 | 0 | 0 | 0 | 0 | 0 | 0 | 902 | CN | 902.CN
742 |  |  |  |  | 1189896.1615 | 0 | 0 | 0 | 1189896.1615 | 0 |  | 0 | 0 |  | 0 | 0 |  | 0 | 0 | 0 | 0 | 0 | 0 | 0 | 0 | 0 | 902 | NA | 902.NA1
743 | [26 empty] | 902 | NA | 902.NA2
744 | 903 | Customer Receipts & Collections | [24 empty] | 903 | NA | 903.NA
745 |  |  | S | CUST | 767472.9387 | 0 | 0 | 0 | 767472.9387 | 0 | [6 empty] | CUST | 0 | 0 | 0 | 0 | 0 | 0 | 0 | 0 | 0 | 903 | S | 903.S
746 |  |  | CN | CUST | 2559417.7335 | 0 | 0 | 0 | 2559417.7335 | 0 | [6 empty] | CUST | 0 | 0 | 0 | 0 | 0 | 0 | 0 | 0 | 0 | 903 | CN | 903.CN
747 |  |  |  |  | 3326890.6722 | 0 | 0 | 0 | 3326890.6722 | 0 |  | 0 | 0 |  | 0 | 0 |  | 0 | 0 | 0 | 0 | 0 | 0 | 0 | 0 | 0 | 903 | NA | 903.NA1
748 | [26 empty] | 903 | NA | 903.NA2
749 | 904 | Uncollectible Accounts | [24 empty] | 904 | NA | 904.NA
750 |  |  | S | CUST | 2077784.2558 | 0 | 0 | 0 | 2077784.2558 | 0 | [6 empty] | CUST | 0 | 0 | 0 | 0 | 0 | 0 | 0 | 0 | 0 | 904 | S | 904.S
751 |  |  | SG | CUST | 0 | 0 | 0 | 0 | 0 | 0 | [6 empty] | CUST | 0 | 0 | 0 | 0 | 0 | 0 | 0 | 0 | 0 | 904 | SG | 904.SG
752 |  |  | CN | CUST | 2084.5738 | 0 | 0 | 0 | 2084.5738 | 0 | [6 empty] | CUST | 0 | 0 | 0 | 0 | 0 | 0 | 0 | 0 | 0 | 904 | CN | 904.CN
753 |  |  |  |  | 2079868.8295 | 0 | 0 | 0 | 2079868.8295 | 0 |  | 0 | 0 |  | 0 | 0 |  | 0 | 0 | 0 | 0 | 0 | 0 | 0 | 0 | 0 | 904 | NA | 904.NA1
754 | [26 empty] | 904 | NA | 904.NA2
755 | 905 | Misc. Customer Accounts Expense | [24 empty] | 905 | NA | 905.NA
756 |  |  | CAGW | CUST | 0 | 0 | 0 | 0 | 0 | 0 | [6 empty] | CUST | 0 | 0 | 0 | 0 | 0 | 0 | 0 | 0 | 0 | 905 | CAGW | 905.CAGW
757 |  |  | CN | CUST | 156.7723 | 0 | 0 | 0 | 156.7723 | 0 | [6 empty] | CUST | 0 | 0 | 0 | 0 | 0 | 0 | 0 | 0 | 0 | 905 | CN | 905.CN
758 |  |  |  |  | 156.7723 | 0 | 0 | 0 | 156.7723 | 0 |  | 0 | 0 |  | 0 | 0 |  | 0 | 0 | 0 | 0 | 0 | 0 | 0 | 0 | 0 | 905 | NA | 905.NA1
759 | [26 empty] | 905 | NA | 905.NA2
760 | TOTAL CUSTOMER ACCOUNTS EXPENSE |  |  |  | 6753616.9462 | 0 | 0 | 0 | 6753616.9462 | 0 |  | 0 | 0 |  | 0 | 0 |  | 0 | 0 | 0 | 0 | 0 | 0 | 0 | 0 | 0 | TOTAL CUSTOMER ACCOUNTS EXPENSE | NA | TOTAL CUSTOMER ACCOUNTS EXPENSE.NA
761 | [26 empty] | TOTAL CUSTOMER ACCOUNTS EXPENSE | NA | TOTAL CUSTOMER ACCOUNTS EXPENSE.NA1
762 | 907 | Supervision | [24 empty] | 907 | NA | 907.NA
763 |  |  | S | CUST | 0 | 0 | 0 | 0 | 0 | 0 | [6 empty] | CUST | 0 | 0 | 0 | 0 | 0 | 0 | 0 | 0 | 0 | 907 | S | 907.S
764 |  |  | CN | CUST | 38.4572 | 0 | 0 | 0 | 38.4572 | 0 | [6 empty] | CUST | 0 | 0 | 0 | 0 | 0 | 0 | 0 | 0 | 0 | 907 | CN | 907.CN
765 |  |  |  |  | 38.4572 | 0 | 0 | 0 | 38.4572 | 0 |  | 0 | 0 |  | 0 | 0 |  | 0 | 0 | 0 | 0 | 0 | 0 | 0 | 0 | 0 | 907 | NA | 907.NA1
766 | [26 empty] | 907 | NA | 907.NA2
767 | 908 | Customer Assistance | [24 empty] | 908 | NA | 908.NA
768 |  |  | S | CSDSM | 199139.2596 | 3667.3298 | 0 | 0 | 195471.9298 | 0 | 73.92% | 2710.8453 | 956.4845 |  |  |  | CUST | 0 | 0 | 0 | 0 | 0 | 0 | 0 | 0 | 0 | 908 | S | 908.S
769 |  |  | CN | CSDSM | 180966.9499 | 3332.6702 | 0 | 0 | 177634.2797 | 0 | 73.92% | 2463.469 | 869.2012 |  |  |  | CUST | 0 | 0 | 0 | 0 | 0 | 0 | 0 | 0 | 0 | 908 | CN | 908.CN
770 |  |  |  |  | 380106.2095 | 7000 | 0 | 0 | 373106.2095 | 0 |  | 5174.3143 | 1825.6857 |  | 0 | 0 |  | 0 | 0 | 0 | 0 | 0 | 0 | 0 | 0 | 0 | 908 | NA | 908.NA1
771 | [26 empty] | 908 | NA | 908.NA2
772 | 909 | Informational & Instructional Adv | [24 empty] | 909 | NA | 909.NA
773 |  |  | S | CUST | 177184.15 | 0 | 0 | 0 | 177184.15 | 0 | [6 empty] | CUST | 0 | 0 | 0 | 0 | 0 | 0 | 0 | 0 | 0 | 909 | S | 909.S
774 |  |  | CN | CUST | 152104.4506 | 0 | 0 | 0 | 152104.4506 | 0 | [6 empty] | CUST | 0 | 0 | 0 | 0 | 0 | 0 | 0 | 0 | 0 | 909 | CN | 909.CN
775 |  |  | CAGW | CUST | 162.0668 | 0 | 0 | 0 | 162.0668 | 0 | [6 empty] | CUST | 0 | 0 | 0 | 0 | 0 | 0 | 0 | 0 | 0 | 909 | CAGW | 909.CAGW
776 |  |  |  |  | 329450.6674 | 0 | 0 | 0 | 329450.6674 | 0 |  | 0 | 0 |  | 0 | 0 |  | 0 | 0 | 0 | 0 | 0 | 0 | 0 | 0 | 0 | 909 | NA | 909.NA1
777 | [26 empty] | 909 | NA | 909.NA2
778 | 910 | Misc. Customer Service | [24 empty] | 910 | NA | 910.NA
779 |  |  | S | CUST | 0 | 0 | 0 | 0 | 0 | 0 | [6 empty] | CUST | 0 | 0 | 0 | 0 | 0 | 0 | 0 | 0 | 0 | 910 | S | 910.S
780 |  |  | CN | CUST | 98.0011 | 0 | 0 | 0 | 98.0011 | 0 | [6 empty] | CUST | 0 | 0 | 0 | 0 | 0 | 0 | 0 | 0 | 0 | 910 | CN | 910.CN
781 |  |  |  |  | 98.0011 | 0 | 0 | 0 | 98.0011 | 0 |  | 0 | 0 |  | 0 | 0 |  | 0 | 0 | 0 | 0 | 0 | 0 | 0 | 0 | 0 | 910 | NA | 910.NA1
782 | [26 empty] | 910 | NA | 910.NA2
783 | TOTAL CUSTOMER SERVICE EXPENSE |  |  |  | 709693.3353 | 7000 | 0 | 0 | 702693.3353 | 0 |  | 5174.3143 | 1825.6857 |  | 0 | 0 |  | 0 | 0 | 0 | 0 | 0 | 0 | 0 | 0 | 0 | TOTAL CUSTOMER SERVICE EXPENSE | NA | TOTAL CUSTOMER SERVICE EXPENSE.NA
784 | [26 empty] | TOTAL CUSTOMER SERVICE EXPENSE | NA | TOTAL CUSTOMER SERVICE EXPENSE.NA1
785 | 911 | Supervision | [24 empty] | 911 | NA | 911.NA
786 |  |  | S | CUST | 0 | 0 | 0 | 0 | 0 | 0 | [6 empty] | CUST | 0 | 0 | 0 | 0 | 0 | 0 | 0 | 0 | 0 | 911 | S | 911.S
787 |  |  | CN | CUST | 0 | 0 | 0 | 0 | 0 | 0 | [6 empty] | CUST | 0 | 0 | 0 | 0 | 0 | 0 | 0 | 0 | 0 | 911 | CN | 911.CN
788 |  |  |  |  | 0 | 0 | 0 | 0 | 0 | 0 |  | 0 | 0 |  | 0 | 0 |  | 0 | 0 | 0 | 0 | 0 | 0 | 0 | 0 | 0 | 911 | NA | 911.NA1
789 | [26 empty] | 911 | NA | 911.NA2
790 | 912 | Demonstration & Selling Expense | [24 empty] | 912 | NA | 912.NA
791 |  |  | S | CUST | 0 | 0 | 0 | 0 | 0 | 0 | [6 empty] | CUST | 0 | 0 | 0 | 0 | 0 | 0 | 0 | 0 | 0 | 912 | S | 912.S
792 |  |  | CN | CUST | 0 | 0 | 0 | 0 | 0 | 0 | [6 empty] | CUST | 0 | 0 | 0 | 0 | 0 | 0 | 0 | 0 | 0 | 912 | CN | 912.CN
793 |  |  |  |  | 0 | 0 | 0 | 0 | 0 | 0 |  | 0 | 0 |  | 0 | 0 |  | 0 | 0 | 0 | 0 | 0 | 0 | 0 | 0 | 0 | 912 | NA | 912.NA1
794 | [26 empty] | 912 | NA | 912.NA2
795 | 913 | Advertising Expense | [24 empty] | 913 | NA | 913.NA
796 |  |  | S | CUST | 0 | 0 | 0 | 0 | 0 | 0 | [6 empty] | CUST | 0 | 0 | 0 | 0 | 0 | 0 | 0 | 0 | 0 | 913 | S | 913.S
797 |  |  | CN | CUST | 0 | 0 | 0 | 0 | 0 | 0 | [6 empty] | CUST | 0 | 0 | 0 | 0 | 0 | 0 | 0 | 0 | 0 | 913 | CN | 913.CN
798 |  |  |  |  | 0 | 0 | 0 | 0 | 0 | 0 |  | 0 | 0 |  | 0 | 0 |  | 0 | 0 | 0 | 0 | 0 | 0 | 0 | 0 | 0 | 913 | NA | 913.NA1
799 | [26 empty] | 913 | NA | 913.NA2
800 | 916 | Misc. Sales Expense | [24 empty] | 916 | NA | 916.NA
801 |  |  | S | CUST | 0 | 0 | 0 | 0 | 0 | 0 | [6 empty] | CUST | 0 | 0 | 0 | 0 | 0 | 0 | 0 | 0 | 0 | 916 | S | 916.S
802 |  |  | CN | CUST | 0 | 0 | 0 | 0 | 0 | 0 | [6 empty] | CUST | 0 | 0 | 0 | 0 | 0 | 0 | 0 | 0 | 0 | 916 | CN | 916.CN
803 |  |  |  |  | 0 | 0 | 0 | 0 | 0 | 0 |  | 0 | 0 |  | 0 | 0 |  | 0 | 0 | 0 | 0 | 0 | 0 | 0 | 0 | 0 | 916 | NA | 916.NA1
804 | [26 empty] | 916 | NA | 916.NA2
805 | TOTAL SALES EXPENSE |  |  |  | 0 | 0 | 0 | 0 | 0 | 0 |  | 0 | 0 |  | 0 | 0 |  | 0 | 0 | 0 | 0 | 0 | 0 | 0 | 0 | 0 | TOTAL SALES EXPENSE | NA | TOTAL SALES EXPENSE.NA
806 | [26 empty] | TOTAL SALES EXPENSE | NA | TOTAL SALES EXPENSE.NA1
807 | [26 empty] | TOTAL SALES EXPENSE | NA | TOTAL SALES EXPENSE.NA2
808 | 920 | Administrative & General Salaries | [24 empty] | 920 | NA | 920.NA
809 |  |  | S | COMMON | -545.3924 | 0 | 0 | 0 | 0 | -545.3924 | 73.92% | 0 | 0 | 100% | 0 | 0 | PLNT | 0 | 0 | 0 | 0 | 0 | 0 | 0 | 0 | 0 | 920 | S | 920.S
810 |  |  | CN | COMMON | 0 | 0 | 0 | 0 | 0 | 0 | 73.92% | 0 | 0 | 100% | 0 | 0 | CUST | 0 | 0 | 0 | 0 | 0 | 0 | 0 | 0 | 0 | 920 | CN | 920.CN
811 |  |  | SO | COMMON | 5341480.7032 | 0 | 0 | 0 | 0 | 5341480.7032 | 73.92% | 0 | 0 | 100% | 0 | 0 | PLNT | 0 | 0 | 0 | 0 | 0 | 0 | 0 | 0 | 0 | 920 | SO | 920.SO
812 |  |  |  |  | 5340935.3109 | 0 | 0 | 0 | 0 | 5340935.3109 |  | 0 | 0 |  | 0 | 0 |  | 0 | 0 | 0 | 0 | 0 | 0 | 0 | 0 | 0 | 920 | NA | 920.NA1
813 | [26 empty] | 920 | NA | 920.NA2
814 | 921 | Office Supplies & expenses | [24 empty] | 921 | NA | 921.NA
815 |  |  | S | COMMON | 44744.08 | 0 | 0 | 0 | 0 | 44744.08 | 73.92% | 0 | 0 | 100% | 0 | 0 | PLNT | 0 | 0 | 0 | 0 | 0 | 0 | 0 | 0 | 0 | 921 | S | 921.S
816 |  |  | CN | COMMON | 6414.8219 | 0 | 0 | 0 | 0 | 6414.8219 | 73.92% | 0 | 0 | 100% | 0 | 0 | CUST | 0 | 0 | 0 | 0 | 0 | 0 | 0 | 0 | 0 | 921 | CN | 921.CN
817 |  |  | SO | COMMON | 1126191.4725 | 0 | 0 | 0 | 0 | 1126191.4725 | 73.92% | 0 | 0 | 100% | 0 | 0 | PLNT | 0 | 0 | 0 | 0 | 0 | 0 | 0 | 0 | 0 | 921 | SO | 921.SO
818 |  |  |  |  | 1177350.3744 | 0 | 0 | 0 | 0 | 1177350.3744 |  | 0 | 0 |  | 0 | 0 |  | 0 | 0 | 0 | 0 | 0 | 0 | 0 | 0 | 0 | 921 | NA | 921.NA1
819 | [26 empty] | 921 | NA | 921.NA2
820 | 922 | A&G Expenses Transferred | [24 empty] | 922 | NA | 922.NA
821 |  |  | SO | COMMON | -2832938.3341 | 0 | 0 | 0 | 0 | -2832938.3341 | 73.92% | 0 | 0 | 100% | 0 | 0 | PLNT | 0 | 0 | 0 | 0 | 0 | 0 | 0 | 0 | 0 | 922 | SO | 922.SO
822 |  |  |  |  | -2832938.3341 | 0 | 0 | 0 | 0 | -2832938.3341 | [16 empty] | 922 | NA | 922.NA1
823 | [26 empty] | 922 | NA | 922.NA2
824 | 923 | Outside Services | [24 empty] | 923 | NA | 923.NA
825 |  |  | S | COMMON | 15404.17 | 0 | 0 | 0 | 0 | 15404.17 | 73.92% | 0 | 0 | 100% | 0 | 0 | PLNT | 0 | 0 | 0 | 0 | 0 | 0 | 0 | 0 | 0 | 923 | S | 923.S
826 |  |  | CAGW | COMMON | 176074.2943 | 0 | 0 | 0 | 0 | 176074.2943 | 73.92% | 0 | 0 | 100% | 0 | 0 | CUST | 0 | 0 | 0 | 0 | 0 | 0 | 0 | 0 | 0 | 923 | CAGW | 923.CAGW
827 |  |  | SO | COMMON | 2116190.8064 | 0 | 0 | 0 | 0 | 2116190.8064 | 73.92% | 0 | 0 | 100% | 0 | 0 | PLNT | 0 | 0 | 0 | 0 | 0 | 0 | 0 | 0 | 0 | 923 | SO | 923.SO
828 |  |  | JBG | COMMON | 0 | 0 | 0 | 0 | 0 | 0 | 73.92% | 0 | 0 | 200% | 0 | 0 | PLNT | 0 | 0 | 0 | 0 | 0 | 0 | 0 | 0 | 0 | 923 | JBG | 923.JBG
829 |  |  | SG | COMMON | 0 | 0 | 0 | 0 | 0 | 0 | 73.92% | 0 | 0 | 100% | 0 | 0 | PLNT | 0 | 0 | 0 | 0 | 0 | 0 | 0 | 0 | 0 | 923 | SG | 923.SG
830 |  |  |  |  | 2307669.2707 | 0 | 0 | 0 | 0 | 2307669.2707 |  | 0 | 0 |  | 0 | 0 |  | 0 | 0 | 0 | 0 | 0 | 0 | 0 | 0 | 0 | 923 | NA | 923.NA1
831 | [26 empty] | 923 | NA | 923.NA2
832 | 924 | Property Insurance | [24 empty] | 924 | NA | 924.NA
833 |  |  | S | COMMON | 1254351.9596 | 0 | 0 | 0 | 0 | 1254351.9596 | 73.92% | 0 | 0 | 100% | 0 | 0 | PLNT | 0 | 0 | 0 | 0 | 0 | 0 | 0 | 0 | 0 | 924 | S | 924.S
834 |  |  | CAGW | COMMON | 0 | 0 | 0 | 0 | 0 | 0 | 73.92% | 0 | 0 | 100% | 0 | 0 | PLNT | 0 | 0 | 0 | 0 | 0 | 0 | 0 | 0 | 0 | 924 | CAGW | 924.CAGW
835 |  |  | SO | COMMON | 283539.7831 | 0 | 0 | 0 | 0 | 283539.7831 | 73.92% | 0 | 0 | 100% | 0 | 0 | PLNT | 0 | 0 | 0 | 0 | 0 | 0 | 0 | 0 | 0 | 924 | SO | 924.SO
836 |  |  |  |  | 1537891.7427 | 0 | 0 | 0 | 0 | 1537891.7427 |  | 0 | 0 |  | 0 | 0 |  | 0 | 0 | 0 | 0 | 0 | 0 | 0 | 0 | 0 | 924 | NA | 924.NA1
837 | [26 empty] | 924 | NA | 924.NA2
838 | 925 | Injuries & Damages | [24 empty] | 925 | NA | 925.NA
839 |  |  | SO | COMMON | 4430608.5295 | 0 | 0 | 0 | 0 | 4430608.5295 | 73.92% | 0 | 0 | 100% | 0 | 0 | PLNT | 0 | 0 | 0 | 0 | 0 | 0 | 0 | 0 | 0 | 925 | SO | 925.SO
840 |  |  | S | COMMON | 0 | 0 | 0 | 0 | 0 | 0 | 73.92% | 0 | 0 | 100% | 0 | 0 | PLNT | 0 | 0 | 0 | 0 | 0 | 0 | 0 | 0 | 0 | 925 | S | 925.S
841 |  |  |  |  | 4430608.5295 | 0 | 0 | 0 | 0 | 4430608.5295 |  | 0 | 0 |  | 0 | 0 |  | 0 | 0 | 0 | 0 | 0 | 0 | 0 | 0 | 0 | 925 | NA | 925.NA1
842 | [26 empty] | 925 | NA | 925.NA2
843 | 926 | Employee Pensions & Benefits | [24 empty] | 926 | NA | 926.NA
844 |  |  | S | COMMON | -1117175.52 | 0 | 0 | 0 | 0 | -1117175.52 | 73.92% | 0 | 0 | 100% | 0 | 0 | DISom | 0 | 0 | 0 | 0 | 0 | 0 | 0 | 0 | 0 | 926 | S | 926.S
845 |  |  | CN | COMMON | 0 | 0 | 0 | 0 | 0 | 0 | 73.92% | 0 | 0 | 100% | 0 | 0 | CUST | 0 | 0 | 0 | 0 | 0 | 0 | 0 | 0 | 0 | 926 | CN | 926.CN
846 |  |  | SO | COMMON | 9153247.4846 | 0 | 0 | 0 | 0 | 9153247.4846 | 73.92% | 0 | 0 | 100% | 0 | 0 | DISom | 0 | 0 | 0 | 0 | 0 | 0 | 0 | 0 | 0 | 926 | SO | 926.SO
847 |  |  |  |  | 8036071.9646 | 0 | 0 | 0 | 0 | 8036071.9646 |  | 0 | 0 |  | 0 | 0 |  | 0 | 0 | 0 | 0 | 0 | 0 | 0 | 0 | 0 | 926 | NA | 926.NA1
848 | [26 empty] | 926 | NA | 926.NA2
849 | 927 | Franchise Requirements | [24 empty] | 927 | NA | 927.NA
850 |  |  | S | COMMON | 0 | 0 | 0 | 0 | 0 | 0 | 73.92% | 0 | 0 | 100% | 0 | 0 | MISC | 0 | 0 | 0 | 0 | 0 | 0 | 0 | 0 | 0 | 927 | S | 927.S
851 |  |  | SO | COMMON | 0 | 0 | 0 | 0 | 0 | 0 | 73.92% | 0 | 0 | 100% | 0 | 0 | MISC | 0 | 0 | 0 | 0 | 0 | 0 | 0 | 0 | 0 | 927 | SO | 927.SO
852 |  |  |  |  | 0 | 0 | 0 | 0 | 0 | 0 |  | 0 | 0 |  | 0 | 0 |  | 0 | 0 | 0 | 0 | 0 | 0 | 0 | 0 | 0 | 927 | NA | 927.NA1
853 | [26 empty] | 927 | NA | 927.NA2
854 | 928 | Regulatory Commission Expense | [24 empty] | 928 | NA | 928.NA
855 |  |  | S | COMMON | 1541775.8355 | 0 | 0 | 0 | 0 | 1541775.8355 | 73.92% | 0 | 0 | 100% | 0 | 0 | MISC | 0 | 0 | 0 | 0 | 0 | 0 | 0 | 0 | 0 | 928 | S | 928.S
856 |  |  | SO | COMMON | 111090.2134 | 0 | 0 | 0 | 0 | 111090.2134 | 73.92% | 0 | 0 | 100% | 0 | 0 | MISC | 0 | 0 | 0 | 0 | 0 | 0 | 0 | 0 | 0 | 928 | SO | 928.SO
857 |  |  | CAGW | COMMON | 0 | 0 | 0 | 0 | 0 | 0 | 73.92% | 0 | 0 | 100% | 0 | 0 | MISC | 0 | 0 | 0 | 0 | 0 | 0 | 0 | 0 | 0 | 928 | CAGW | 928.CAGW
858 |  |  | SG | COMMON | 527665.9753 | 0 | 0 | 0 | 0 | 527665.9753 | 73.92% | 0 | 0 | 100% | 0 | 0 | MISC | 0 | 0 | 0 | 0 | 0 | 0 | 0 | 0 | 0 | 928 | SG | 928.SG
859 |  |  |  |  | 2180532.0242 | 0 | 0 | 0 | 0 | 2180532.0242 |  | 0 | 0 |  | 0 | 0 |  | 0 | 0 | 0 | 0 | 0 | 0 | 0 | 0 | 0 | 928 | NA | 928.NA1
860 | [26 empty] | 928 | NA | 928.NA2
861 | 929 | Duplicate Charges | [24 empty] | 929 | NA | 929.NA
862 |  |  | S | COMMON | 0 | 0 | 0 | 0 | 0 | 0 | 73.92% | 0 | 0 | 100% | 0 | 0 | DISom | 0 | 0 | 0 | 0 | 0 | 0 | 0 | 0 | 0 | 929 | S | 929.S
863 |  |  | CAGW | COMMON | 0 | 0 | 0 | 0 | 0 | 0 | 73.92% | 0 | 0 | 100% | 0 | 0 | DISom | 0 | 0 | 0 | 0 | 0 | 0 | 0 | 0 | 0 | 929 | CAGW | 929.CAGW
864 |  |  | CN | COMMON | 0 | 0 | 0 | 0 | 0 | 0 | 73.92% | 0 | 0 | 100% | 0 | 0 | DISom | 0 | 0 | 0 | 0 | 0 | 0 | 0 | 0 | 0 | 929 | CN | 929.CN
865 |  |  | SG | COMMON | 0 | 0 | 0 | 0 | 0 | 0 | 73.92% | 0 | 0 | 100% | 0 | 0 | DISom | 0 | 0 | 0 | 0 | 0 | 0 | 0 | 0 | 0 | 929 | SG | 929.SG
866 |  |  | SNPD | COMMON | 0 | 0 | 0 | 0 | 0 | 0 | 73.92% | 0 | 0 | 100% | 0 | 0 | DISom | 0 | 0 | 0 | 0 | 0 | 0 | 0 | 0 | 0 | 929 | SNPD | 929.SNPD
867 |  |  | SO | COMMON | -9061848.5214 | 0 | 0 | 0 | 0 | -9061848.5214 | 73.92% | 0 | 0 | 100% | 0 | 0 | DISom | 0 | 0 | 0 | 0 | 0 | 0 | 0 | 0 | 0 | 929 | SO | 929.SO
868 |  |  |  |  | -9061848.5214 | 0 | 0 | 0 | 0 | -9061848.5214 |  | 0 | 0 |  | 0 | 0 |  | 0 | 0 | 0 | 0 | 0 | 0 | 0 | 0 | 0 | 929 | NA | 929.NA1
869 | [26 empty] | 929 | NA | 929.NA2
870 | 930 | Misc General Expenses | [24 empty] | 930 | NA | 930.NA
871 |  |  | S | COMMON | 18887 | 0 | 0 | 0 | 0 | 18887 | 73.92% | 0 | 0 | 100% | 0 | 0 | PLNT | 0 | 0 | 0 | 0 | 0 | 0 | 0 | 0 | 0 | 930 | S | 930.S
872 |  |  | CAGE | COMMON | 0 | 0 | 0 | 0 | 0 | 0 | 73.92% | 0 | 0 | 100% | 0 | 0 | CUST | 0 | 0 | 0 | 0 | 0 | 0 | 0 | 0 | 0 | 930 | CAGE | 930.CAGE
873 |  |  | SO | COMMON | 145528.2796 | 0 | 0 | 0 | 0 | 145528.2796 | 73.92% | 0 | 0 | 100% | 0 | 0 | DISom | 0 | 0 | 0 | 0 | 0 | 0 | 0 | 0 | 0 | 930 | SO | 930.SO
874 |  |  | CAGW | COMMON | 0 | 0 | 0 | 0 | 0 | 0 | 73.92% | 0 | 0 | 100% | 0 | 0 | DISom | 0 | 0 | 0 | 0 | 0 | 0 | 0 | 0 | 0 | 930 | CAGW | 930.CAGW
875 |  |  | CN | COMMON | 0 | 0 | 0 | 0 | 0 | 0 | 73.92% | 0 | 0 | 100% | 0 | 0 | CUST | 0 | 0 | 0 | 0 | 0 | 0 | 0 | 0 | 0 | 930 | CN | 930.CN
876 |  |  |  |  | 164415.2796 | 0 | 0 | 0 | 0 | 164415.2796 |  | 0 | 0 | 5 | 0 | 0 |  | 0 | 0 | 0 | 0 | 0 | 0 | 0 | 0 | 0 | 930 | NA | 930.NA1
877 | [26 empty] | 930 | NA | 930.NA2
878 | 931 | Rents | [24 empty] | 931 | NA | 931.NA
879 |  |  | S | COMMON | 16072.93 | 0 | 0 | 0 | 0 | 16072.93 | 73.92% | 0 | 0 | 100% | 0 | 0 | PLNT | 0 | 0 | 0 | 0 | 0 | 0 | 0 | 0 | 0 | 931 | S | 931.S
880 |  |  | SO | COMMON | -1943.2446 | 0 | 0 | 0 | 0 | -1943.2446 | 73.92% | 0 | 0 | 100% | 0 | 0 | PLNT | 0 | 0 | 0 | 0 | 0 | 0 | 0 | 0 | 0 | 931 | SO | 931.SO
881 |  |  |  |  | 14129.6854 | 0 | 0 | 0 | 0 | 14129.6854 |  | 0 | 0 |  | 0 | 0 |  | 0 | 0 | 0 | 0 | 0 | 0 | 0 | 0 | 0 | 931 | NA | 931.NA1
882 | [26 empty] | 931 | NA | 931.NA2
883 | 935 | Maintenance of General Plant | [24 empty] | 935 | NA | 935.NA
884 |  |  | S | COMMON | 93896.3128 | 0 | 0 | 0 | 0 | 93896.3128 | 73.92% | 0 | 0 | 100% | 0 | 0 | GENL | 0 | 0 | 0 | 0 | 0 | 0 | 0 | 0 | 0 | 935 | S | 935.S
885 |  |  | CN | COMMON | 3535.1792 | 0 | 0 | 0 | 0 | 3535.1792 | 73.92% | 0 | 0 | 100% | 0 | 0 | CUST | 0 | 0 | 0 | 0 | 0 | 0 | 0 | 0 | 0 | 935 | CN | 935.CN
886 |  |  | SO | COMMON | 1804833.2193 | 0 | 0 | 0 | 0 | 1804833.2193 | 73.92% | 0 | 0 | 100% | 0 | 0 | GENL | 0 | 0 | 0 | 0 | 0 | 0 | 0 | 0 | 0 | 935 | SO | 935.SO
887 |  |  |  |  | 1902264.7112 | 0 | 0 | 0 | 0 | 1902264.7112 |  | 0 | 0 |  | 0 | 0 |  | 0 | 0 | 0 | 0 | 0 | 0 | 0 | 0 | 0 | 935 | NA | 935.NA1
888 | [26 empty] | 935 | NA | 935.NA2
889 |  | Total Adminsitrative & Gen Expense |  |  | 15197082.0378 | 0 | 0 | 0 | 0 | 15197082.0378 |  | 0 | 0 |  | 0 | 0 |  | 0 | 0 | 0 | 0 | 0 | 0 | 0 | 0 | 0 | 935 | NA | 935.NA3
890 | [26 empty] | 935 | NA | 935.NA4
891 | [26 empty] | 935 | NA | 935.NA5
892 | TOTAL O&M EXPENSE |  |  |  | 299613961.7066 | 238387573.3819 | 19982105.9375 | 18590890.068 | 7456310.2815 | 15197082.0378 |  | 20994709.9917 | 217392863.3902 |  | 19982104.8919 | 1.0456 |  | 2689550.4114 | 14976954.659 | 405893.4459 | 312910.4984 | 205581.0533 | 0 | 0 | 0 | 0 | TOTAL O&M EXPENSE | NA | TOTAL O&M EXPENSE.NA
893 | [26 empty] | TOTAL O&M EXPENSE | NA | TOTAL O&M EXPENSE.NA1
894 | 403SP | Steam Depreciation | [24 empty] | 403SP | NA | 403SP.NA
895 |  |  | SG | P | 598388.6326 | 598388.6326 | 0 | 0 | 0 | 0 | 73.92% | 442321.5527 | 156067.0799 | [9 empty] | 0 | 0 | 0 | 0 | 403SP | SG | 403SP.SG
896 |  |  | DGU | P | 0 | 0 | 0 | 0 | 0 | 0 | 73.92% | 0 | 0 | [9 empty] | 0 | 0 | 0 | 0 | 403SP | DGU | 403SP.DGU
897 |  |  | JBG | P | 2874722.1275 | 2874722.1275 | 0 | 0 | 0 | 0 | 73.92% | 2124959.4089 | 749762.7186 | [9 empty] | 0 | 0 | 0 | 0 | 403SP | JBG | 403SP.JBG
898 |  |  | CAGE | P | 0 | 0 | 0 | 0 | 0 | 0 | 73.92% | 0 | 0 | [9 empty] | 0 | 0 | 0 | 0 | 403SP | CAGE | 403SP.CAGE
899 |  |  | CAGW | P | 597509.8805 | 597509.8805 | 0 | 0 | 0 | 0 | 73.92% | 441671.9899 | 155837.8906 | [9 empty] | 0 | 0 | 0 | 0 | 403SP | CAGW | 403SP.CAGW
900 |  |  |  |  | 4070620.6406 | 4070620.6406 | 0 | 0 | 0 | 0 |  | 3008952.9515 | 1061667.6891 |  | 0 | 0 |  | 0 | 0 | 0 | 0 | 0 | 0 | 0 | 0 | 0 | 403SP | NA | 403SP.NA1
901 | [26 empty] | 403SP | NA | 403SP.NA2
902 | 403NP | Nuclear Depreciation | [24 empty] | 403NP | NA | 403NP.NA
903 |  |  | DGP | P | 0 | 0 | 0 | 0 | 0 | 0 | 73.92% | 0 | 0 | [9 empty] | 0 | 0 | 0 | 0 | 403NP | DGP | 403NP.DGP
904 |  |  |  |  | 0 | 0 | 0 | 0 | 0 | 0 |  | 0 | 0 |  | 0 | 0 |  | 0 | 0 | 0 | 0 | 0 | 0 | 0 | 0 | 0 | 403NP | NA | 403NP.NA1
905 | [26 empty] | 403NP | NA | 403NP.NA2
906 | 403HP | Hydro Depreciation | [24 empty] | 403HP | NA | 403HP.NA
907 |  |  | SG-P | P | 1934758.5967 | 1934758.5967 | 0 | 0 | 0 | 0 | 73.92% | 1430149.8724 | 504608.7242 | [9 empty] | 0 | 0 | 0 | 0 | 403HP | SG-P | 403HP.SG-P
908 |  |  | DGU | P | 0 | 0 | 0 | 0 | 0 | 0 | 73.92% | 0 | 0 | [9 empty] | 0 | 0 | 0 | 0 | 403HP | DGU | 403HP.DGU
909 |  |  | CAGW | P | 0 | 0 | 0 | 0 | 0 | 0 | 73.92% | 0 | 0 | [9 empty] | 0 | 0 | 0 | 0 | 403HP | CAGW | 403HP.CAGW
910 |  |  | CAGE | P | 0 | 0 | 0 | 0 | 0 | 0 | 73.92% | 0 | 0 | [9 empty] | 0 | 0 | 0 | 0 | 403HP | CAGE | 403HP.CAGE
911 |  |  | SG | P | 0 | 0 | 0 | 0 | 0 | 0 | 73.92% | 0 | 0 | [9 empty] | 0 | 0 | 0 | 0 | 403HP | SG | 403HP.SG
912 |  |  | SG-U | P | 883297.061 | 883297.061 | 0 | 0 | 0 | 0 | 73.92% | 652922.3756 | 230374.6854 | [9 empty] | 0 | 0 | 0 | 0 | 403HP | SG-U | 403HP.SG-U
913 |  |  |  |  | 2818055.6576 | 2818055.6576 | 0 | 0 | 0 | 0 |  | 2083072.248 | 734983.4097 |  | 0 | 0 |  | 0 | 0 | 0 | 0 | 0 | 0 | 0 | 0 | 0 | 403HP | NA | 403HP.NA1
914 | [26 empty] | 403HP | NA | 403HP.NA2
915 | 403OP | Other Generation Depreciation | [24 empty] | 403OP | NA | 403OP.NA
916 |  |  | S | P | 0 | 0 | 0 | 0 | 0 | 0 | 73.92% | 0 | 0 | [9 empty] | 0 | 0 | 0 | 0 | 403OP | S | 403OP.S
917 |  |  | SG | P | 496135.5944 | 496135.5944 | 0 | 0 | 0 | 0 | 73.92% | 366737.3585 | 129398.2359 | [9 empty] | 0 | 0 | 0 | 0 | 403OP | SG | 403OP.SG
918 |  |  | CAGW | P | 4520283.4129 | 4520283.4129 | 0 | 0 | 0 | 0 | 73.92% | 3341338.1687 | 1178945.2442 | [9 empty] | 0 | 0 | 0 | 0 | 403OP | CAGW | 403OP.CAGW
919 |  |  | CAGE | P | 0 | 0 | 0 | 0 | 0 | 0 | 73.92% | 0 | 0 | [9 empty] | 0 | 0 | 0 | 0 | 403OP | CAGE | 403OP.CAGE
920 |  |  | SG | P | 11468882.6106 | 11468882.6106 | 0 | 0 | 0 | 0 | 73.92% | 8477657.642 | 2991224.9686 | [9 empty] | 0 | 0 | 0 | 0 | 403OP | SG | 403OP.SG1
921 |  |  | CAGE | P | 0 | 0 | 0 | 0 | 0 | 0 | 73.92% | 0 | 0 | [9 empty] | 0 | 0 | 0 | 0 | 403OP | CAGE | 403OP.CAGE1
922 |  |  |  |  | 16485301.6179 | 16485301.6179 | 0 | 0 | 0 | 0 |  | 12185733.1692 | 4299568.4487 |  | 0 | 0 |  | 0 | 0 | 0 | 0 | 0 | 0 | 0 | 0 | 0 | 403OP | NA | 403OP.NA1
923 | [26 empty] | 403OP | NA | 403OP.NA2
924 | 403TP | Transmission Depreciation | [24 empty] | 403TP | NA | 403TP.NA
925 |  |  | DGP | T | 0 | 0 | 0 | 0 | 0 | 0 |  |  |  | 100% | 0 | 0 | [6 empty] | 0 | 0 | 0 | 0 | 403TP | DGP | 403TP.DGP
926 |  |  | SG | T | 11844234.4741 | 0 | 11844234.4741 | 0 | 0 | 0 |  |  |  | 100% | 11844234.4741 | 0 | [6 empty] | 0 | 0 | 0 | 0 | 403TP | SG | 403TP.SG
927 |  |  | JBG | T | 0 | 0 | 0 | 0 | 0 | 0 |  |  |  | 100% | 0 | 0 | [6 empty] | 0 | 0 | 0 | 0 | 403TP | JBG | 403TP.JBG
928 |  |  | CAGW | T | 69960.0728 | 0 | 69960.0728 | 0 | 0 | 0 |  |  |  | 100% | 69960.0728 | 0 | [6 empty] | 0 | 0 | 0 | 0 | 403TP | CAGW | 403TP.CAGW
929 |  |  |  |  | 11914194.5469 | 0 | 11914194.5469 | 0 | 0 | 0 |  | 0 | 0 |  | 11914194.5469 | 0 |  | 0 | 0 | 0 | 0 | 0 | 0 | 0 | 0 | 0 | 403TP | NA | 403TP.NA1
930 | [26 empty] | 403TP | NA | 403TP.NA2
931 | 403 | Distribution Depreciation | [24 empty] | 403 | NA | 403.NA
932 | 360 | Land & Land Rights | S | DPW | 20793.0303 | 0 | 0 | 20793.0303 | 0 | 0 |  | 0 | 0 |  | 0 | 0 | PLNT2 | 5004.1304 | 15788.8999 | 0 | 0 | 0 | 0 | 0 | 0 | 0 | 360 | S | 360.S
933 | 361 | Structures | S | DPW | 149789.2954 | 0 | 0 | 149789.2954 | 0 | 0 |  | 0 | 0 |  | 0 | 0 | PLNT2 | 36048.8659 | 113740.4295 | 0 | 0 | 0 | 0 | 0 | 0 | 0 | 361 | S | 361.S
934 | 362 | Station Equipment | S | DPW | 2268474.1624 | 0 | 0 | 2268474.1624 | 0 | 0 |  | 0 | 0 |  | 0 | 0 | SUBS | 2268474.1624 | 0 | 0 | 0 | 0 | 0 | 0 | 0 | 0 | 362 | S | 362.S
935 | 363 | Storage Battery Equipment | S | DPW | 0 | 0 | 0 | 0 | 0 | 0 |  | 0 | 0 |  | 0 | 0 | PLNT2 | 0 | 0 | 0 | 0 | 0 | 0 | 0 | 0 | 0 | 363 | S | 363.S
936 | 364 | Poles & Towers | S | DPW | 4309860.9898 | 0 | 0 | 4309860.9898 | 0 | 0 |  | 0 | 0 |  | 0 | 0 | PC | 0 | 4309860.9898 | 0 | 0 | 0 | 0 | 0 | 0 | 0 | 364 | S | 364.S
937 | 365 | OH Conductors | S | DPW | 2224033.9416 | 0 | 0 | 2224033.9416 | 0 | 0 |  | 0 | 0 |  | 0 | 0 | PC | 0 | 2224033.9416 | 0 | 0 | 0 | 0 | 0 | 0 | 0 | 365 | S | 365.S
938 | 366 | UG Conduit | S | DPW | 583549.3439 | 0 | 0 | 583549.3439 | 0 | 0 |  | 0 | 0 |  | 0 | 0 | PC | 0 | 583549.3439 | 0 | 0 | 0 | 0 | 0 | 0 | 0 | 366 | S | 366.S
939 | 367 | UG Conductor | S | DPW | 908630.2495 | 0 | 0 | 908630.2495 | 0 | 0 |  | 0 | 0 |  | 0 | 0 | PC | 0 | 908630.2495 | 0 | 0 | 0 | 0 | 0 | 0 | 0 | 367 | S | 367.S
940 | 368 | Line Trans | S | DPW | 3204283.9217 | 0 | 0 | 3204283.9217 | 0 | 0 |  | 0 | 0 |  | 0 | 0 | XFMR | 0 | 0 | 3204283.9217 | 0 | 0 | 0 | 0 | 0 | 0 | 368 | S | 368.S
941 | 369 | Services | S | DPW | 1934917.7262 | 0 | 0 | 1934917.7262 | 0 | 0 |  | 0 | 0 |  | 0 | 0 | SERV | 0 | 0 | 0 | 0 | 1934917.7262 | 0 | 0 | 0 | 0 | 369 | S | 369.S
942 | 370 | Meters | S | DPW | 797545.3267 | 0 | 0 | 797545.3267 | 0 | 0 |  | 0 | 0 |  | 0 | 0 | METR | 0 | 0 | 0 | 797545.3267 | 0 | 0 | 0 | 0 | 0 | 370 | S | 370.S
943 | 371 | Inst Cust Prem | S | DPW | 21783.4434 | 0 | 0 | 21783.4434 | 0 | 0 |  | 0 | 0 |  | 0 | 0 | PC | 0 | 21783.4434 | 0 | 0 | 0 | 0 | 0 | 0 | 0 | 371 | S | 371.S
944 | 372 | Leased Property | S | DPW | 0 | 0 | 0 | 0 | 0 | 0 |  | 0 | 0 |  | 0 | 0 | PLNT2 | 0 | 0 | 0 | 0 | 0 | 0 | 0 | 0 | 0 | 372 | S | 372.S
945 | 373 | Street Lighting | S | DPW | 128715.607 | 0 | 0 | 128715.607 | 0 | 0 |  | 0 | 0 |  | 0 | 0 | PC | 0 | 128715.607 | 0 | 0 | 0 | 0 | 0 | 0 | 0 | 373 | S | 373.S
946 |  |  |  |  | 16552377.0378 | 0 | 0 | 16552377.0378 | 0 | 0 |  | 0 | 0 |  | 0 | 0 |  | 2309527.1587 | 8306102.9045 | 3204283.9217 | 797545.3267 | 1934917.7262 | 0 | 0 | 0 | 0 | 373 | NA | 373.NA
947 | [26 empty] | 373 | NA | 373.NA1
948 | 403GP | General Depreciation | [24 empty] | 403GP | NA | 403GP.NA
949 |  |  | S | G-SITUS | 1165111.6759 | 0 | 334419.3452 | 830692.3307 | 0 | 0 | 73.92% | 0 | 0 | 100% | 334419.3452 | 0 | PLNT | 124861.6086 | 393960.0492 | 180181.0157 | 22235.0072 | 109454.65 | 0 | 0 | 0 | 0 | 403GP | S | 403GP.S
950 |  |  | DGP | G-DGP | 0 | 0 | 0 | 0 | 0 | 0 | 73.92% | 0 | 0 | 100% | 0 | 0 | PLNT | 0 | 0 | 0 | 0 | 0 | 0 | 0 | 0 | 0 | 403GP | DGP | 403GP.DGP
951 |  |  | DGU | G-DGU | 0 | 0 | 0 | 0 | 0 | 0 | 73.92% | 0 | 0 | 100% | 0 | 0 | PLNT | 0 | 0 | 0 | 0 | 0 | 0 | 0 | 0 | 0 | 403GP | DGU | 403GP.DGU
952 |  |  | SE | P | 0 | 0 | 0 | 0 | 0 | 0 | 73.92% | 0 | 0 | 100% | 0 | 0 | PLNT | 0 | 0 | 0 | 0 | 0 | 0 | 0 | 0 | 0 | 403GP | SE | 403GP.SE
953 |  |  | CN | CUST | 55676.9249 | 0 | 0 | 0 | 55676.9249 | 0 | 73.92% | 0 | 0 | 100% | 0 | 0 | CUST | 0 | 0 | 0 | 0 | 0 | 0 | 0 | 0 | 0 | 403GP | CN | 403GP.CN
954 |  |  | CAGW | G-SG | 76996.7936 | 31961.9668 | 45034.8267 | 0 | 0 | 0 | 73.92% | 23625.8947 | 8336.0722 | 100% | 45034.8267 | 0 | PLNT | 0 | 0 | 0 | 0 | 0 | 0 | 0 | 0 | 0 | 403GP | CAGW | 403GP.CAGW
955 |  |  | SO | PTD | 1791675.3886 | 751675.6029 | 539576.3894 | 500423.3963 | 0 | 0 | 73.92% | 555629.4049 | 196046.1981 | 100% | 539576.3894 | 0 | PLNT | 75218.7879 | 237328.3327 | 108544.1534 | 13394.7521 | 65937.3702 | 0 | 0 | 0 | 0 | 403GP | SO | 403GP.SO
956 |  |  | SG | G-SG | 602084.8945 | 249930.1146 | 352154.7799 | 0 | 0 | 0 | 73.92% | 184745.2814 | 65184.8331 | 100% | 352154.7799 | 0 | PLNT | 0 | 0 | 0 | 0 | 0 | 0 | 0 | 0 | 0 | 403GP | SG | 403GP.SG
957 |  |  | JBG | G-SG | 87440.4472 | 36297.2086 | 51143.2386 | 0 | 0 | 0 | 73.92% | 26830.4523 | 9466.7563 | 100% | 51143.2386 | 0 | PLNT | 0 | 0 | 0 | 0 | 0 | 0 | 0 | 0 | 0 | 403GP | JBG | 403GP.JBG
958 |  |  | JBE | P | 0 | 0 | 0 | 0 | 0 | 0 | 73.92% | 0 | 0 | 100% | 0 | 0 | PLNT | 0 | 0 | 0 | 0 | 0 | 0 | 0 | 0 | 0 | 403GP | JBE | 403GP.JBE
959 |  |  |  |  | 3778986.1246 | 1069864.8929 | 1322328.5799 | 1331115.727 | 55676.9249 | 0 |  | 790831.0333 | 279033.8596 |  | 1322328.5799 | 0 |  | 200080.3965 | 631288.3819 | 288725.1691 | 35629.7593 | 175392.0202 | 0 | 0 | 0 | 0 | 403GP | NA | 403GP.NA1
960 | [26 empty] | 403GP | NA | 403GP.NA2
961 | 403GV0 | General Vehicles | [24 empty] | 403GV0 | NA | 403GV0.NA
962 |  |  | SG | G-SG | 0 | 0 | 0 | 0 | 0 | 0 | 73.92% | 0 | 0 |  | 0 | 0 | [6 empty] | 0 | 0 | 0 | 0 | 403GV0 | SG | 403GV0.SG
963 |  |  |  |  | 0 | 0 | 0 | 0 | 0 | 0 |  | 0 | 0 |  | 0 | 0 |  | 0 | 0 | 0 | 0 | 0 | 0 | 0 | 0 | 0 | 403GV0 | NA | 403GV0.NA1
964 | [26 empty] | 403GV0 | NA | 403GV0.NA2
965 | 403MP | Mining Depreciation | [24 empty] | 403MP | NA | 403MP.NA
966 |  |  | SE | P | 0 | 0 | 0 | 0 | 0 | 0 | 73.92% | 0 | 0 |  | 0 | 0 | [6 empty] | 0 | 0 | 0 | 0 | 403MP | SE | 403MP.SE
967 |  |  |  |  | 0 | 0 | 0 | 0 | 0 | 0 |  | 0 | 0 |  | 0 | 0 |  | 0 | 0 | 0 | 0 | 0 | 0 | 0 | 0 | 0 | 403MP | NA | 403MP.NA1
968 | [26 empty] | 403MP | NA | 403MP.NA2
969 | 403EP | Experimental Plant Depreciation | [24 empty] | 403EP | NA | 403EP.NA
970 |  |  | DGP | P | 0 | 0 | 0 | 0 | 0 | 0 | 73.92% | 0 | 0 |  | 0 | 0 | [6 empty] | 0 | 0 | 0 | 0 | 403EP | DGP | 403EP.DGP
971 |  |  | SG | P | 0 | 0 | 0 | 0 | 0 | 0 | 73.92% | 0 | 0 |  | 0 | 0 | [6 empty] | 0 | 0 | 0 | 0 | 403EP | SG | 403EP.SG
972 |  |  |  |  | 0 | 0 | 0 | 0 | 0 | 0 |  | 0 | 0 |  | 0 | 0 |  | 0 | 0 | 0 | 0 | 0 | 0 | 0 | 0 | 0 | 403EP | NA | 403EP.NA1
973 | [26 empty] | 403EP | NA | 403EP.NA2
974 | TOTAL DEPRECIATION EXPENSE |  |  |  | 55619535.6255 | 24443842.809 | 13236523.1268 | 17883492.7648 | 55676.9249 | 0 |  | 18068589.4019 | 6375253.4071 |  | 13236523.1268 | 0 |  | 2509607.5552 | 8937391.2863 | 3493009.0909 | 833175.086 | 2110309.7463 | 0 | 0 | 0 | 0 | TOTAL DEPRECIATION EXPENSE | NA | TOTAL DEPRECIATION EXPENSE.NA
975 | [26 empty] | TOTAL DEPRECIATION EXPENSE | NA | TOTAL DEPRECIATION EXPENSE.NA1
976 | 404GP | Amort of LT Plant - Capital Lease Gen | [24 empty] | 404GP | NA | 404GP.NA
977 |  |  | S | I-SITUS | 96239.51 | 0 | 10583.8576 | 85655.6524 | 0 | 0 | 73.92% | 0 | 0 | 100% | 10583.8576 | 0 | PLNT | 12874.9263 | 40622.6274 | 18579.1079 | 2292.731 | 11286.2598 | 0 | 0 | 0 | 0 | 404GP | S | 404GP.S
978 |  |  | SG/CAGW | I-SG | 0 | 0 | 0 | 0 | 0 | 0 | 73.92% | 0 | 0 | 100% | 0 | 0 | PLNT | 0 | 0 | 0 | 0 | 0 | 0 | 0 | 0 | 0 | 404GP | SG/CAGW | 404GP.SG/CAGW
979 |  |  | SO | PTD | 7672.0366 | 3218.7096 | 2310.491 | 2142.8361 | 0 | 0 | 73.92% | 2379.2307 | 839.4789 | 100% | 2310.491 | 0 | PLNT | 322.0903 | 1016.2509 | 464.7911 | 57.3569 | 282.3469 | 0 | 0 | 0 | 0 | 404GP | SO | 404GP.SO
980 |  |  | DGU | I-DGU | 0 | 0 | 0 | 0 | 0 | 0 | 73.92% | 0 | 0 | 100% | 0 | 0 | PLNT | 0 | 0 | 0 | 0 | 0 | 0 | 0 | 0 | 0 | 404GP | DGU | 404GP.DGU
981 |  |  | CN | CUST | 0 | 0 | 0 | 0 | 0 | 0 | 73.92% | 0 | 0 | 100% | 0 | 0 | CUST | 0 | 0 | 0 | 0 | 0 | 0 | 0 | 0 | 0 | 404GP | CN | 404GP.CN
982 |  |  | DGP | I-DGP | 0 | 0 | 0 | 0 | 0 | 0 | 73.92% | 0 | 0 | 100% | 0 | 0 | PLNT | 0 | 0 | 0 | 0 | 0 | 0 | 0 | 0 | 0 | 404GP | DGP | 404GP.DGP
983 |  |  | SG | I-DGP | 0 | 0 | 0 | 0 | 0 | 0 | 73.92% | 0 | 0 | 100% | 0 | 0 | PLNT | 0 | 0 | 0 | 0 | 0 | 0 | 0 | 0 | 0 | 404GP | SG | 404GP.SG
984 |  |  |  |  | 103911.5466 | 3218.7096 | 12894.3486 | 87798.4885 | 0 | 0 |  | 2379.2307 | 839.4789 |  | 12894.3486 | 0 |  | 13197.0166 | 41638.8783 | 19043.899 | 2350.0879 | 11568.6067 | 0 | 0 | 0 | 0 | 404GP | NA | 404GP.NA1
985 | [26 empty] | 404GP | NA | 404GP.NA2
986 | 404SP | Amort of LT Plant - Cap Lease Steam | [24 empty] | 404SP | NA | 404SP.NA
987 |  |  | SG | P | 0 | 0 | 0 | 0 | 0 | 0 | 73.92% | 0 | 0 | 100% | 0 | 0 | DRB | 0 | 0 | 0 | 0 | 0 | 0 | 0 | 0 | 0 | 404SP | SG | 404SP.SG
988 |  |  | DGP | P | 0 | 0 | 0 | 0 | 0 | 0 | 73.92% | 0 | 0 | 100% | 0 | 0 | DRB | 0 | 0 | 0 | 0 | 0 | 0 | 0 | 0 | 0 | 404SP | DGP | 404SP.DGP
989 |  |  |  |  | 0 | 0 | 0 | 0 | 0 | 0 |  | 0 | 0 |  | 0 | 0 |  | 0 | 0 | 0 | 0 | 0 | 0 | 0 | 0 | 0 | 404SP | NA | 404SP.NA1
990 | [26 empty] | 404SP | NA | 404SP.NA2
991 | 404IP | Amort of LT Plant - Intangible Plant | [24 empty] | 404IP | NA | 404IP.NA
992 |  |  | S | I-SITUS | 124.67 | 0 | 13.7105 | 110.9595 | 0 | 0 | 73.92% | 0 | 0 | 100% | 13.7105 | 0 | PLNT | 16.6784 | 52.6231 | 24.0676 | 2.97 | 14.6204 | 0 | 0 | 0 | 0 | 404IP | S | 404IP.S
993 |  |  | SE | P | 0 | 0 | 0 | 0 | 0 | 0 | 73.92% | 0 | 0 | 100% | 0 | 0 | PLNT | 0 | 0 | 0 | 0 | 0 | 0 | 0 | 0 | 0 | 404IP | SE | 404IP.SE
994 |  |  | SG | I-SG | 284458.9946 | 233675.6476 | 50783.347 | 0 | 0 | 0 | 73.92% | 172730.1784 | 60945.4692 | 100% | 50783.347 | 0 | PLNT | 0 | 0 | 0 | 0 | 0 | 0 | 0 | 0 | 0 | 404IP | SG | 404IP.SG
995 |  |  | SO | PTD | 2848992.75 | 1195260.2334 | 857995.3887 | 795737.128 | 0 | 0 | 73.92% | 883521.734 | 311738.4993 | 100% | 857995.3887 | 0 | PLNT | 119607.4818 | 377382.3671 | 172599.0702 | 21299.367 | 104848.8419 | 0 | 0 | 0 | 0 | 404IP | SO | 404IP.SO
996 |  |  | CN | CUST | 993350.2751 | 0 | 0 | 0 | 993350.2751 | 0 | 73.92% | 0 | 0 | 100% | 0 | 0 | CUST | 0 | 0 | 0 | 0 | 0 | 0 | 0 | 0 | 0 | 404IP | CN | 404IP.CN
997 |  |  | SG-P | I-SG | 213794.4871 | 175626.5971 | 38167.8901 | 0 | 0 | 0 | 73.92% | 129821.0308 | 45805.5663 | 100% | 38167.8901 | 0 | PLNT | 0 | 0 | 0 | 0 | 0 | 0 | 0 | 0 | 0 | 404IP | SG-P | 404IP.SG-P
998 |  |  | SG-U | I-SG | 25742.8357 | 21147.0683 | 4595.7673 | 0 | 0 | 0 | 73.92% | 15631.6541 | 5515.4143 | 100% | 4595.7673 | 0 | PLNT | 0 | 0 | 0 | 0 | 0 | 0 | 0 | 0 | 0 | 404IP | SG-U | 404IP.SG-U
999 |  |  | DGP | I-DGP | 0 | 0 | 0 | 0 | 0 | 0 | 73.92% | 0 | 0 | 100% | 0 | 0 | PLNT | 0 | 0 | 0 | 0 | 0 | 0 | 0 | 0 | 0 | 404IP | DGP | 404IP.DGP
1000 |  |  | CAGE | I-SG | 0 | 0 | 0 | 0 | 0 | 0 | 73.92% | 0 | 0 | 100% | 0 | 0 | PLNT | 0 | 0 | 0 | 0 | 0 | 0 | 0 | 0 | 0 | 404IP | CAGE | 404IP.CAGE
1001 |  |  | CAGE | I-SG | 0 | 0 | 0 | 0 | 0 | 0 | 73.92% | 0 | 0 | 100% | 0 | 0 | PLNT | 0 | 0 | 0 | 0 | 0 | 0 | 0 | 0 | 0 | 404IP | CAGE | 404IP.CAGE1
1002 |  |  | CAGW | I-SG | 115629.423 | 94986.5563 | 20642.8667 | 0 | 0 | 0 | 73.92% | 70212.8997 | 24773.6566 | 100% | 20642.8667 | 0 | PLNT | 0 | 0 | 0 | 0 | 0 | 0 | 0 | 0 | 0 | 404IP | CAGW | 404IP.CAGW
1003 |  |  | CAGE | I-SG | 0 | 0 | 0 | 0 | 0 | 0 | 73.92% | 0 | 0 | 100% | 0 | 0 | PLNT | 0 | 0 | 0 | 0 | 0 | 0 | 0 | 0 | 0 | 404IP | CAGE | 404IP.CAGE2
1004 |  |  | JBG | P | 67997.849 | 67997.849 | 0 | 0 | 0 | 0 | 73.92% | 50263.1776 | 17734.6713 | 100% | 0 | 0 | PLNT | 0 | 0 | 0 | 0 | 0 | 0 | 0 | 0 | 0 | 404IP | JBG | 404IP.JBG
1005 |  |  | CAEW | P | 0 | 0 | 0 | 0 | 0 | 0 | 73.92% | 0 | 0 | 100% | 0 | 0 | PLNT | 0 | 0 | 0 | 0 | 0 | 0 | 0 | 0 | 0 | 404IP | CAEW | 404IP.CAEW
1006 |  |  | CAEE | P | 0 | 0 | 0 | 0 | 0 | 0 | 73.92% | 0 | 0 | 100% | 0 | 0 | PLNT | 0 | 0 | 0 | 0 | 0 | 0 | 0 | 0 | 0 | 404IP | CAEE | 404IP.CAEE
1007 |  |  | DGU | I-DGU | 0 | 0 | 0 | 0 | 0 | 0 | 73.92% | 0 | 0 | 100% | 0 | 0 | PLNT | 0 | 0 | 0 | 0 | 0 | 0 | 0 | 0 | 0 | 404IP | DGU | 404IP.DGU
1008 |  |  |  |  | 4550091.2845 | 1788693.9516 | 972198.9703 | 795848.0875 | 993350.2751 | 0 |  | 1322180.6747 | 466513.2769 |  | 972198.9703 | 0 |  | 119624.1602 | 377434.9902 | 172623.1379 | 21302.337 | 104863.4623 | 0 | 0 | 0 | 0 | 404IP | NA | 404IP.NA1
1009 | [26 empty] | 404IP | NA | 404IP.NA2
1010 | 404OP | Amort of LT Plant - Other Plant | [24 empty] | 404OP | NA | 404OP.NA
1011 |  |  | CAGE | P | 0 | 0 | 0 | 0 | 0 | 0 | 73.92% | 0 | 0 | 100% | 0 | 0 | PLNT | 0 | 0 | 0 | 0 | 0 | 0 | 0 | 0 | 0 | 404OP | CAGE | 404OP.CAGE
1012 |  |  |  |  | 0 | 0 | 0 | 0 | 0 | 0 |  | 0 | 0 |  | 0 | 0 |  | 0 | 0 | 0 | 0 | 0 | 0 | 0 | 0 | 0 | 404OP | NA | 404OP.NA1
1013 | [26 empty] | 404OP | NA | 404OP.NA2
1014 | 404HP | Amortization of Other Electric Plant | [24 empty] | 404HP | NA | 404HP.NA
1015 |  |  | SG-P | P | 24923.7475 | 24923.7475 | 0 | 0 | 0 | 0 | 73.92% | 18423.3291 | 6500.4184 | 100% | 0 | 0 | PLNT | 0 | 0 | 0 | 0 | 0 | 0 | 0 | 0 | 0 | 404HP | SG-P | 404HP.SG-P
1016 |  |  | SG-U | P | 0 | 0 | 0 | 0 | 0 | 0 | 73.92% | 0 | 0 | 100% | 0 | 0 | PLNT | 0 | 0 | 0 | 0 | 0 | 0 | 0 | 0 | 0 | 404HP | SG-U | 404HP.SG-U
1017 |  |  | CAGW | P | 0 | 0 | 0 | 0 | 0 | 0 | 73.92% | 0 | 0 | 100% | 0 | 0 | PLNT | 0 | 0 | 0 | 0 | 0 | 0 | 0 | 0 | 0
1018 |  |  | CAGE | P | 0 | 0 | 0 | 0 | 0 | 0 | 73.92% | 0 | 0 | 100% | 0 | 0 | PLNT | 0 | 0 | 0 | 0 | 0 | 0 | 0 | 0 | 0
1019 |  |  | SG | P | 0 | 0 | 0 | 0 | 0 | 0 | 73.92% | 0 | 0 | 100% | 0 | 0 | PLNT | 0 | 0 | 0 | 0 | 0 | 0 | 0 | 0 | 0 | 404HP | SG | 404HP.SG
1020 |  |  |  |  | 24923.7475 | 24923.7475 | 0 | 0 | 0 | 0 |  | 18423.3291 | 6500.4184 |  | 0 | 0 |  | 0 | 0 | 0 | 0 | 0 | 0 | 0 | 0 | 0 | 404HP | NA | 404HP.NA1
1021 | [26 empty] | 404HP | NA | 404HP.NA2
1022 | Total Amortization of Limited Term Plant |  |  |  | 4678926.5786 | 1816836.4088 | 985093.3189 | 883646.5759 | 993350.2751 | 0 |  | 1342983.2345 | 473853.1742 |  | 985093.3189 | 0 |  | 132821.1768 | 419073.8685 | 191667.0368 | 23652.4249 | 116432.0689 | 0 | 0 | 0 | 0 | Total Amortization of Limited Term Plant | NA | Total Amortization of Limited Term Plant.NA
1023 | [26 empty] | Total Amortization of Limited Term Plant | NA | Total Amortization of Limited Term Plant.NA1
1024 | [26 empty] | Total Amortization of Limited Term Plant | NA | Total Amortization of Limited Term Plant.NA2
1025 | 405 | Amortization of Other Electric Plant | [24 empty] | 405 | NA | 405.NA
1026 |  |  | S | GP | 0 | 0 | 0 | 0 | 0 | 0 | 73.92% | 0 | 0 | 100% | 0 | 0 | PLNT | 0 | 0 | 0 | 0 | 0 | 0 | 0 | 0 | 0 | 405 | S | 405.S
1027 | [26 empty] | 405 | NA | 405.NA1
1028 |  |  |  |  | 0 | 0 | 0 | 0 | 0 | 0 |  | 0 | 0 |  | 0 | 0 |  | 0 | 0 | 0 | 0 | 0 | 0 | 0 | 0 | 0 | 405 | NA | 405.NA2
1029 | [26 empty] | 405 | NA | 405.NA3
1030 | 406 | Amortization of Plant Acquisition Adj | [24 empty] | 406 | NA | 406.NA
1031 |  |  | S | P | 0 | 0 | 0 | 0 | 0 | 0 | 73.92% | 0 | 0 | 100% | 0 | 0 | [6 empty] | 0 | 0 | 0 | 0 | 406 | S | 406.S
1032 |  |  | DGP | P | 0 | [21 empty] | 406 | DGP | 406.DGP
1033 |  |  | DGU | P | 0 | [21 empty] | 406 | DGU | 406.DGU
1034 |  |  | SG/CAGW/CAGE | P | 0 | 0 | 0 | 0 | 0 | 0 | 73.92% | 0 | 0 | 100% | 0 | 0 | [6 empty] | 0 | 0 | 0 | 0 | 406 | SG/CAGW/CAGE | 406.SG/CAGW/CAGE
1035 |  |  | SO | P | 0 | 0 | 0 | 0 | 0 | 0 | 73.92% | 0 | 0 | 100% | 0 | 0 | [6 empty] | 0 | 0 | 0 | 0 | 406 | SO | 406.SO
1036 |  |  |  |  | 0 | 0 | 0 | 0 | 0 | 0 |  | 0 | 0 |  | 0 | 0 |  | 0 | 0 | 0 | 0 | 0 | 0 | 0 | 0 | 0 | 406 | NA | 406.NA1
1037 | [26 empty] | 406 | NA | 406.NA2
1038 | 407 | Amort of Prop Losses, Unrec Plant, etc | [24 empty] | 407 | NA | 407.NA
1039 |  |  | S | DPW | 10711840.485 | 0 | 0 | 10711840.485 | 0 | 0 | 73.92% | 0 | 0 | 100% | 0 | 0 | PLNT2 | 2577952.5855 | 8133887.8995 | 0 | 0 | 0 | 0 | 0 | 0 | 0 | 407 | S | 407.S
1040 |  |  | SO | GP | 0 | 0 | 0 | 0 | 0 | 0 | 73.92% | 0 | 0 | 100% | 0 | 0 | PLNT2 | 0 | 0 | 0 | 0 | 0 | 0 | 0 | 0 | 0 | 407 | SO | 407.SO
1041 |  |  | DGP | P | 0 | 0 | 0 | 0 | 0 | 0 | 73.92% | 0 | 0 | 100% | 0 | 0 | PLNT2 | 0 | 0 | 0 | 0 | 0 | 0 | 0 | 0 | 0 | 407 | DGP | 407.DGP
1042 |  |  | SE | P | 0 | 0 | 0 | 0 | 0 | 0 | 73.92% | 0 | 0 | 100% | 0 | 0 | PLNT2 | 0 | 0 | 0 | 0 | 0 | 0 | 0 | 0 | 0 | 407 | SE | 407.SE
1043 |  |  | CAGW | P | 5694.9336 | 5694.9336 | 0 | 0 | 0 | 0 | 73.92% | 4209.6252 | 1485.3084 | 100% | 0 | 0 | PLNT2 | 0 | 0 | 0 | 0 | 0 | 0 | 0 | 0 | 0 | 407 | CAGW | 407.CAGW
1044 |  |  | CAGE | P | 0 | 0 | 0 | 0 | 0 | 0 | 73.92% | 0 | 0 | 100% | 0 | 0 | PLNT2 | 0 | 0 | 0 | 0 | 0 | 0 | 0 | 0 | 0 | 407 | CAGE | 407.CAGE
1045 |  |  | CAEW | P | 0 | 0 | 0 | 0 | 0 | 0 | 73.92% | 0 | 0 | 100% | 0 | 0 | PLNT2 | 0 | 0 | 0 | 0 | 0 | 0 | 0 | 0 | 0 | 407 | CAEW | 407.CAEW
1046 |  |  | JBG | P | 0 | 0 | 0 | 0 | 0 | 0 | 73.92% | 0 | 0 | 100% | 0 | 0 | PLNT2 | 0 | 0 | 0 | 0 | 0 | 0 | 0 | 0 | 0 | 407 | JBG | 407.JBG
1047 |  |  | SG | P | 76196.7301 | 76196.7301 | 0 | 0 | 0 | 0 | 73.92% | 56323.6902 | 19873.0399 | 100% | 0 | 0 | PLNT2 | 0 | 0 | 0 | 0 | 0 | 0 | 0 | 0 | 0 | 407 | SG | 407.SG
1048 |  |  | TROJP | P | 0 | 0 | 0 | 0 | 0 | 0 | 73.92% | 0 | 0 | 100% | 0 | 0 | PLNT2 | 0 | 0 | 0 | 0 | 0 | 0 | 0 | 0 | 0 | 407 | TROJP | 407.TROJP
1049 |  |  |  |  | 10793732.1487 | 81891.6637 | 0 | 10711840.485 | 0 | 0 |  | 60533.3154 | 21358.3483 |  | 0 | 0 |  | 2577952.5855 | 8133887.8995 | 0 | 0 | 0 | 0 | 0 | 0 | 0 | 407 | NA | 407.NA1
1050 | [26 empty] | 407 | NA | 407.NA2
1051 | TOTAL AMORTIZATION EXPENSE |  |  |  | 15472658.7273 | 1898728.0724 | 985093.3189 | 11595487.0609 | 993350.2751 | 0 |  | 1403516.5499 | 495211.5225 |  | 985093.3189 | 0 |  | 2710773.7623 | 8552961.7679 | 191667.0368 | 23652.4249 | 116432.0689 | 0 | 0 | 0 | 0 | TOTAL AMORTIZATION EXPENSE | NA | TOTAL AMORTIZATION EXPENSE.NA
1052 | [26 empty] | TOTAL AMORTIZATION EXPENSE | NA | TOTAL AMORTIZATION EXPENSE.NA1
1053 | 408 | Taxes Other Than Income | [24 empty] | 408 | NA | 408.NA
1054 |  |  | S | GP | 15915134.93 | 7430679.4539 | 3962018.1562 | 4386570.5449 | 135866.7751 | 0 | 73.92% | 5492667.2978 | 1938012.1561 | 100% | 3962018.1562 | 0 | PLNT | 659346.7091 | 2080353.3195 | 951467.477 | 117414.624 | 577988.4152 | 0 | 0 | 0 | 0 | 408 | S | 408.S
1055 |  |  | GPS | GP | 12693280.775 | 5926415.3947 | 3159948.6346 | 3498554.7914 | 108361.9543 | 0 | 73.92% | 4380733.718 | 1545681.6766 | 100% | 3159948.6346 | 0 | PLNT | 525868.8 | 1659207.3465 | 758852.7454 | 93645.25 | 460980.6496 | 0 | 0 | 0 | 0 | 408 | GPS | 408.GPS
1056 |  |  | SO | GP | -31315.3848 | -14620.9622 | -7795.8574 | -8631.2271 | -267.338 | 0 | 73.92% | -10807.6363 | -3813.3259 | 100% | -7795.8574 | 0 | PLNT | -1297.3623 | -4093.4032 | -1872.1532 | -231.0307 | -1137.2778 | 0 | 0 | 0 | 0 | 408 | SO | 408.SO
1057 |  |  | SE | P | 87274.1258 | 87274.1258 | 0 | 0 | 0 | 0 | 73.92% | 64511.9655 | 22762.1603 | 100% | 0 | 0 | PLNT | 0 | 0 | 0 | 0 | 0 | 0 | 0 | 0 | 0 | 408 | SE | 408.SE
1058 |  |  | SG | P | 233785.2379 | 233785.2379 | 0 | 0 | 0 | 0 | 73.92% | 172811.1863 | 60974.0517 | 100% | 0 | 0 | PLNT | 0 | 0 | 0 | 0 | 0 | 0 | 0 | 0 | 0 | 408 | SG | 408.SG
1059 |  |  | OPRV-ID | COMMON | 0 | 0 | 0 | 0 | 0 | 0 | 73.92% | 0 | 0 | 100% | 0 | 0 | PLNT | 0 | 0 | 0 | 0 | 0 | 0 | 0 | 0 | 0 | 408 | OPRV-ID | 408.OPRV-ID
1060 |  |  | EXCTAX | GP | 0 | 0 | 0 | 0 | 0 | 0 | 73.92% | 0 | 0 | 100% | 0 | 0 | PLNT | 0 | 0 | 0 | 0 | 0 | 0 | 0 | 0 | 0 | 408 | EXCTAX | 408.EXCTAX
1061 |  |  | DGP | GP | 0 | 0 | 0 | 0 | 0 | 0 | 73.92% | 0 | 0 | 100% | 0 | 0 | PLNT | 0 | 0 | 0 | 0 | 0 | 0 | 0 | 0 | 0 | 408 | DGP | 408.DGP
1062 |  |  |  |  | 28898159.684 | 13663533.2501 | 7114170.9333 | 7876494.1092 | 243961.3914 | 0 |  | 10099916.5313 | 3563616.7188 |  | 7114170.9333 | 0 |  | 1183918.1468 | 3735467.2627 | 1708448.0693 | 210828.8434 | 1037831.787 | 0 | 0 | 0 | 0 | 408 | NA | 408.NA1
1063 | [26 empty] | 408 | NA | 408.NA2
1064 | 41140 | Deferred Investment Tax Credit - Fed | [24 empty] | 41140 | NA | 41140.NA
1065 |  |  | CAGE | PTD | 0 | 0 | 0 | 0 | 0 | 0 | 73.92% | 0 | 0 | 100% | 0 | 0 | PLNT | 0 | 0 | 0 | 0 | 0 | 0 | 0 | 0 | 0 | 41140 | CAGE | 41140.CAGE
1066 | [26 empty] | 41140 | NA | 41140.NA1
1067 |  |  |  |  | 0 | 0 | 0 | 0 | 0 | 0 |  | 0 | 0 |  | 0 | 0 |  | 0 | 0 | 0 | 0 | 0 | 0 | 0 | 0 | 0 | 41140 | NA | 41140.NA2
1068 | [26 empty] | 41140 | NA | 41140.NA3
1069 | 41141 | Deferred Investment Tax Credit - Idaho | [24 empty] | 41141 | NA | 41141.NA
1070 |  |  | CAGE | PTD | 0 | 0 | 0 | 0 | 0 | 0 | 73.92% | 0 | 0 | 100% | 0 | 0 | PLNT | 0 | 0 | 0 | 0 | 0 | 0 | 0 | 0 | 0 | 41141 | CAGE | 41141.CAGE
1071 | [26 empty] | 41141 | NA | 41141.NA1
1072 |  |  |  |  | 0 | 0 | 0 | 0 | 0 | 0 |  | 0 | 0 |  | 0 | 0 |  | 0 | 0 | 0 | 0 | 0 | 0 | 0 | 0 | 0 | 41141 | NA | 41141.NA2
1073 | [26 empty] | 41141 | NA | 41141.NA3
1074 | TOTAL DEFERRED ITC |  |  |  | 0 | 0 | 0 | 0 | 0 | 0 |  | 0 | 0 |  | 0 | 0 |  | 0 | 0 | 0 | 0 | 0 | 0 | 0 | 0 | 0 | TOTAL DEFERRED ITC | NA | TOTAL DEFERRED ITC.NA
1075 | [26 empty] | TOTAL DEFERRED ITC | NA | TOTAL DEFERRED ITC.NA1
1076 | 427 | Interest on Long-Term Debt | [24 empty] | 427 | NA | 427.NA
1077 |  |  | S | GP | -2372504.2985 | -1107707.7903 | -590626.7931 | -653915.755 | -20253.9601 | 0 | 73.92% | -818804.0398 | -288903.7505 | 100% | -590626.7931 | 0 | PLNT | -98290.2695 | -310122.862 | -141837.3573 | -17503.2572 | -86162.009 | 0 | 0 | 0 | 0 | 427 | S | 427.S
1078 |  |  | SNP | GP | 27908613.6226 | 13030361.5235 | 6947753.4669 | 7692244.0811 | 238254.5512 | 0 | 73.92% | 9631883.7413 | 3398477.7822 | 100% | 6947753.4669 | 0 | PLNT | 1156223.4709 | 3648085.7528 | 1668483.3844 | 205897.0527 | 1013554.4203 | 0 | 0 | 0 | 0 | 427 | SNP | 427.SNP
1079 |  |  |  |  | 25536109.3242 | 11922653.7332 | 6357126.6738 | 7038328.3262 | 218000.5911 | 0 |  | 8813079.7015 | 3109574.0317 |  | 6357126.6738 | 0 |  | 1057933.2014 | 3337962.8909 | 1526646.0271 | 188393.7955 | 927392.4112 | 0 | 0 | 0 | 0 | 427 | NA | 427.NA1
1080 | [26 empty] | 427 | NA | 427.NA2
1081 | 428 | Amortization of Debt Disc & Exp | [24 empty] | 428 | NA | 428.NA
1082 |  |  | SNP | GP | 350209.7616 | 163510.8023 | 87183.5168 | 96525.7179 | 2989.7246 | 0 | 73.92% | 120865.1836 | 42645.6187 | 100% | 87183.5168 | 0 | PLNT | 14508.8091 | 45777.8111 | 20936.8755 | 2583.6883 | 12718.534 | 0 | 0 | 0 | 0 | 428 | SNP | 428.SNP
1083 |  |  |  |  | 350209.7616 | 163510.8023 | 87183.5168 | 96525.7179 | 2989.7246 | 0 |  | 120865.1836 | 42645.6187 |  | 87183.5168 | 0 |  | 14508.8091 | 45777.8111 | 20936.8755 | 2583.6883 | 12718.534 | 0 | 0 | 0 | 0 | 428 | NA | 428.NA1
1084 | [26 empty] | 428 | NA | 428.NA2
1085 | 429 | Amortization of Premium on Debt | [24 empty] | 429 | NA | 429.NA
1086 |  |  | SNP | GP | -377.7606 | -176.3741 | -94.0422 | -104.1193 | -3.2249 | 0 | 73.92% | -130.3736 | -46.0005 | 100% | -94.0422 | 0 | PLNT | -15.6502 | -49.3791 | -22.584 | -2.7869 | -13.7191 | 0 | 0 | 0 | 0 | 429 | SNP | 429.SNP
1087 |  |  |  |  | -377.7606 | -176.3741 | -94.0422 | -104.1193 | -3.2249 | 0 |  | -130.3736 | -46.0005 |  | -94.0422 | 0 |  | -15.6502 | -49.3791 | -22.584 | -2.7869 | -13.7191 | 0 | 0 | 0 | 0 | 429 | NA | 429.NA1
1088 | [26 empty] | 429 | NA | 429.NA2
1089 | 431 | Other Interest Expense | [24 empty] | 431 | NA | 431.NA
1090 |  |  | SNP | GP | 1331977.181 | 621892.0239 | 331591.1425 | 367122.9867 | 11371.0279 | 0 | 73.92% | 459694.9718 | 162197.052 | 100% | 331591.1425 | 0 | PLNT | 55182.3641 | 174109.9376 | 79630.6769 | 9826.7216 | 48373.2864 | 0 | 0 | 0 | 0 | 431 | SNP | 431.SNP
1091 |  |  |  |  | 1331977.181 | 621892.0239 | 331591.1425 | 367122.9867 | 11371.0279 | 0 |  | 459694.9718 | 162197.052 |  | 331591.1425 | 0 |  | 55182.3641 | 174109.9376 | 79630.6769 | 9826.7216 | 48373.2864 | 0 | 0 | 0 | 0 | 431 | NA | 431.NA1
1092 | [26 empty] | 431 | NA | 431.NA2
1093 | 432 | AFUDC - Borrowed | [24 empty] | 432 | NA | 432.NA
1094 |  |  | SNP | GP | -1644672.9265 | -767887.7608 | -409435.6739 | -453308.9947 | -14040.4971 | 0 | 73.92% | -567613.2335 | -200274.5273 | 100% | -409435.6739 | 0 | PLNT | -68137.0084 | -214984.0889 | -98324.8214 | -12133.6485 | -59729.4275 | 0 | 0 | 0 | 0 | 432 | SNP | 432.SNP
1095 |  |  |  |  | -1644672.9265 | -767887.7608 | -409435.6739 | -453308.9947 | -14040.4971 | 0 |  | -567613.2335 | -200274.5273 |  | -409435.6739 | 0 |  | -68137.0084 | -214984.0889 | -98324.8214 | -12133.6485 | -59729.4275 | 0 | 0 | 0 | 0 | 432 | NA | 432.NA1
1096 | [26 empty] | 432 | NA | 432.NA2
1097 |  | Electric Interest Deductions for Tax |  |  | 37136.2555 | 17338.6913 | 9244.9432 | 10235.5905 | 317.0305 | 0 |  | 12816.5483 | 4522.1429 |  | 9244.9432 | 0 |  | 1538.5146 | 4854.2807 | 2220.147 | 273.9744 | 1348.6738 |  |  |  |  | 432 | NA | 432.NA3
1098 | [26 empty] | 432 | NA | 432.NA4
1099 |  | Total Electric Interest Deductions for Tax |  |  | 25573245.5797 | 11939992.4245 | 6366371.617 | 7048563.9167 | 218317.6216 | 0 |  | 8825896.2498 | 3114096.1746 |  | 6366371.617 | 0 |  | 1059471.716 | 3342817.1716 | 1528866.1742 | 188667.7699 | 928741.085 | 0 | 0 | 0 | 0 | 432 | NA | 432.NA5
1100 | [26 empty] | 432 | NA | 432.NA6
1101 | [26 empty] | 432 | NA | 432.NA7
1102 | 419 | Interest & Dividends | [24 empty] | 419 | NA | 419.NA
1103 |  |  | SNP | GP | -3636274.7351 | -1697754.5011 | -905238.101 | -1002239.4228 | -31042.7102 | 0 | 73.92% | -1254959.346 | -442795.1551 | 100% | -905238.101 | 0 | PLNT | -150646.9025 | -475317.1273 | -217390.3748 | -26826.7805 | -132058.2377 | 0 | 0 | 0 | 0 | 419 | SNP | 419.SNP
1104 |  | Total Operating Deductions for Tax |  |  | -3636274.7351 | -1697754.5011 | -905238.101 | -1002239.4228 | -31042.7102 | 0 |  | -1254959.346 | -442795.1551 |  | -905238.101 | 0 |  | -150646.9025 | -475317.1273 | -217390.3748 | -26826.7805 | -132058.2377 |  |  |  |  | 419 | NA | 419.NA1
1105 | [26 empty] | 419 | NA | 419.NA2
1106 | 41010 | Deferred Income Tax - Federal-DR | [24 empty] | 41010 | NA | 41010.NA
1107 |  |  | S | P | -203108.5463 | -203108.5463 | 0 | 0 | 0 | 0 | 73.92% | -150135.3513 | -52973.195 | 100% | 0 | 0 | PLNT | 0 | 0 | 0 | 0 | 0 | 0 | 0 | 0 | 0 | 41010 | S | 41010.S
1108 |  |  | JBG | P | 108469.4061 | 108469.4061 | 0 | 0 | 0 | 0 | 73.92% | 80179.2573 | 28290.1488 | 100% | 0 | 0 | PLNT | 0 | 0 | 0 | 0 | 0 | 0 | 0 | 0 | 0 | 41010 | JBG | 41010.JBG
1109 |  |  | DGP | GP | 0 | 0 | 0 | 0 | 0 | 0 | 73.92% | 0 | 0 | 100% | 0 | 0 | PLNT | 0 | 0 | 0 | 0 | 0 | 0 | 0 | 0 | 0 | 41010 | DGP | 41010.DGP
1110 |  |  | SO | LABOR | -2233022.1071 | -969917.424 | -205137.1753 | -794235.4095 | -263732.0983 | 0 | 73.92% | -716951.0876 | -252966.3364 | 100% | -205137.1753 | 0 | DISom | -75050.2793 | -700655.4674 | -3899.8432 | -14629.8196 | 0 | 0 | 0 | 0 | 0 | 41010 | SO | 41010.SO
1111 |  |  | SNP | GP | 5746803.273 | 2683147.4062 | 1430646.9287 | 1583948.7428 | 49060.1953 | 0 | 73.92% | 1983349.7198 | 699797.6863 | 100% | 1430646.9287 | 0 | PLNT | 238083.8015 | 751195.7214 | 343565.8218 | 42397.2997 | 208706.0984 | 0 | 0 | 0 | 0 | 41010 | SNP | 41010.SNP
1112 |  |  | SE | P | 0 | 0 | 0 | 0 | 0 | 0 | 73.92% | 0 | 0 | 100% | 0 | 0 | PLNT | 0 | 0 | 0 | 0 | 0 | 0 | 0 | 0 | 0 | 41010 | SE | 41010.SE
1113 |  |  | SG | PT | 2937559.0204 | 1710039.141 | 1227519.8793 | 0 | 0 | 0 | 73.92% | 1264040.0015 | 445999.1396 | 100% | 1227519.8793 | 0 | PLNT | 0 | 0 | 0 | 0 | 0 | 0 | 0 | 0 | 0 | 41010 | SG | 41010.SG
1114 |  |  | GPS | GP | 803830.4488 | 375303.5351 | 200110.8282 | 221553.8219 | 6862.2636 | 0 | 73.92% | 277419.7792 | 97883.7558 | 100% | 200110.8282 | 0 | PLNT | 33301.8201 | 105073.0232 | 48056.0506 | 5930.2953 | 29192.6326 | 0 | 0 | 0 | 0 | 41010 | GPS | 41010.GPS
1115 |  |  | TAXDEPR | TAXDEPR | 20408022.2661 | 12272026.1366 | 4288060.9348 | 3675858.3845 | 172076.8102 | 0 | 73.92% | 9071331.5056 | 3200694.631 | 100% | 4288060.9348 | 0 | PLNT | 552519.3552 | 1743294.4743 | 797310.7163 | 98391.1066 | 484342.7321 | 0 | 0 | 0 | 0 | 41010 | TAXDEPR | 41010.TAXDEPR
1116 |  |  | CAGW | PT | 591730.1765 | 344463.4664 | 247266.7102 | 0 | 0 | 0 | 73.92% | 254623.178 | 89840.2884 | 100% | 247266.7102 | 0 | PLNT | 0 | 0 | 0 | 0 | 0 | 0 | 0 | 0 | 0 | 41010 | CAGW | 41010.CAGW
1117 |  |  | CN | CUST | 0 | 0 | 0 | 0 | 0 | 0 | 73.92% | 0 | 0 | 100% | 0 | 0 | PLNT | 0 | 0 | 0 | 0 | 0 | 0 | 0 | 0 | 0 | 41010 | CN | 41010.CN
1118 |  |  | JBE | P | -205803.8915 | -205803.8915 | 0 | 0 | 0 | 0 | 73.92% | -152127.7174 | -53676.174 | 100% | 0 | 0 | PLNT | 0 | 0 | 0 | 0 | 0 | 0 | 0 | 0 | 0 | 41010 | JBE | 41010.JBE
1119 |  |  | SNPD | DPW | 8252.7937 | 0 | 0 | 8252.7937 | 0 | 0 |  | 0 | 0 |  | 0 | 0 | PLNT | 1240.4798 | 3913.9292 | 1790.0692 | 220.9012 | 1087.4142 | 0 | 0 | 0 | 0 | 41010 | SNPD | 41010.SNPD
1120 |  |  |  |  | 27962732.8396 | 16114619.2295 | 7188468.106 | 4695378.3334 | -35732.8293 | 0 |  | 11911729.285 | 4202889.9445 |  | 7188468.106 | 0 |  | 750095.1774 | 1902821.6808 | 1186822.8146 | 132309.7833 | 723328.8772 | 0 | 0 | 0 | 0 | 41010 | NA | 41010.NA1
1121 | [26 empty] | 41010 | NA | 41010.NA2
1122 | 41011 | Deferred Income Tax - State-DR | [24 empty] | 41011 | NA | 41011.NA
1123 |  |  | S | CUST | 0 | 0 | 0 | 0 | 0 | 0 | 73.92% | 0 | 0 | 100% | 0 | 0 | PLNT | 0 | 0 | 0 | 0 | 0 | 0 | 0 | 0 | 0 | 41011 | S | 41011.S
1124 |  |  | SG | PT | 0 | 0 | 0 | 0 | 0 | 0 | 73.92% | 0 | 0 | 100% | 0 | 0 | PLNT | 0 | 0 | 0 | 0 | 0 | 0 | 0 | 0 | 0 | 41011 | SG | 41011.SG
1125 |  |  | SO | LABOR | 0 | 0 | 0 | 0 | 0 | 0 | 73.92% | 0 | 0 | 100% | 0 | 0 | DISom | 0 | 0 | 0 | 0 | 0 | 0 | 0 | 0 | 0 | 41011 | SO | 41011.SO
1126 |  |  | SE | P | 0 | 0 | 0 | 0 | 0 | 0 | 73.92% | 0 | 0 | 100% | 0 | 0 | PLNT | 0 | 0 | 0 | 0 | 0 | 0 | 0 | 0 | 0 | 41011 | SE | 41011.SE
1127 |  |  | SG | PT | 0 | 0 | 0 | 0 | 0 | 0 | 73.92% | 0 | 0 | 100% | 0 | 0 | PLNT | 0 | 0 | 0 | 0 | 0 | 0 | 0 | 0 | 0 | 41011 | SG | 41011.SG1
1128 |  |  | SGPP | GP | 0 | 0 | 0 | 0 | 0 | 0 | 73.92% | 0 | 0 | 100% | 0 | 0 | PLNT | 0 | 0 | 0 | 0 | 0 | 0 | 0 | 0 | 0 | 41011 | SGPP | 41011.SGPP
1129 |  |  | TROJP | P | 0 | 0 | 0 | 0 | 0 | 0 | 73.92% | 0 | 0 | 100% | 0 | 0 | PLNT | 0 | 0 | 0 | 0 | 0 | 0 | 0 | 0 | 0 | 41011 | TROJP | 41011.TROJP
1130 |  |  | SNP | GP | 0 | 0 | 0 | 0 | 0 | 0 | 73.92% | 0 | 0 | 100% | 0 | 0 | PLNT | 0 | 0 | 0 | 0 | 0 | 0 | 0 | 0 | 0 | 41011 | SNP | 41011.SNP
1131 |  |  | BADDEBT | CUST | 0 | 0 | 0 | 0 | 0 | 0 | 73.92% | 0 | 0 | 100% | 0 | 0 | PLNT | 0 | 0 | 0 | 0 | 0 | 0 | 0 | 0 | 0 | 41011 | BADDEBT | 41011.BADDEBT
1132 |  |  | DITEXP | DITEXP | 0 | 0 | 0 | 0 | 0 | 0 | 73.92% | 0 | 0 | 100% | 0 | 0 | PLNT | 0 | 0 | 0 | 0 | 0 | 0 | 0 | 0 | 0 | 41011 | DITEXP | 41011.DITEXP
1133 |  |  | P | P | 0 | 0 | 0 | 0 | 0 | 0 | 73.92% | 0 | 0 | 100% | 0 | 0 | PLNT | 0 | 0 | 0 | 0 | 0 | 0 | 0 | 0 | 0 | 41011 | P | 41011.P
1134 |  |  | DPW | DPW | 0 | 0 | 0 | 0 | 0 | 0 |  | 0 | 0 |  | 0 | 0 | PLNT | 0 | 0 | 0 | 0 | 0 | 0 | 0 | 0 | 0 | 41011 | DPW | 41011.DPW
1135 |  |  |  |  | 0 | 0 | 0 | 0 | 0 | 0 |  | 0 | 0 |  | 0 | 0 |  | 0 | 0 | 0 | 0 | 0 | 0 | 0 | 0 | 0 | 41011 | NA | 41011.NA1
1136 | [26 empty] | 41011 | NA | 41011.NA2
1137 | 41110 | Deferred Income Tax - Federal-CR | [24 empty] | 41110 | NA | 41110.NA
1138 |  |  | S | GP | -6945119.0644 | -3242633.7423 | -1728963.5275 | -1914231.6325 | -59290.1621 | 0 | 73.92% | -2396915.1711 | -845718.5711 | 100% | -1728963.5275 | 0 | PLNT | -287728.7198 | -907834.0563 | -415205.711 | -51237.9284 | -252225.217 | 0 | 0 | 0 | 0 | 41110 | S | 41110.S
1139 |  |  | SG | PT | 123660.6711 | 71986.4984 | 51674.1727 | 0 | 0 | 0 | 73.92% | 53211.5385 | 18774.9599 | 100% | 51674.1727 | 0 | PLNT | 0 | 0 | 0 | 0 | 0 | 0 | 0 | 0 | 0 | 41110 | SG | 41110.SG
1140 |  |  | GPS | GP | 40015.6973 | 18683.0851 | 9961.7703 | 11029.2297 | 341.6122 | 0 | 73.92% | 13810.3078 | 4872.7773 | 100% | 9961.7703 | 0 | PLNT | 1657.8068 | 5230.6681 | 2392.291 | 295.2176 | 1453.2462 | 0 | 0 | 0 | 0 | 41110 | GPS | 41110.GPS
1141 |  |  | SNP | GP | -2977998.8891 | -1390409.5225 | -741362.591 | -820803.736 | -25423.0396 | 0 | 73.92% | -1027773.6999 | -362635.8227 | 100% | -741362.591 | 0 | PLNT | -123375.251 | -389270.333 | -178036.1337 | -21970.3208 | -108151.6975 | 0 | 0 | 0 | 0 | 41110 | SNP | 41110.SNP
1142 |  |  | CAGW | PT | -172738.9538 | -100556.4042 | -72182.5496 | 0 | 0 | 0 | 73.92% | -74330.0631 | -26226.3411 | 100% | -72182.5496 | 0 | PLNT | 0 | 0 | 0 | 0 | 0 | 0 | 0 | 0 | 0 | 41110 | CAGW | 41110.CAGW
1143 |  |  | SGPP | GP | 0 | 0 | 0 | 0 | 0 | 0 | 73.92% | 0 | 0 | 100% | 0 | 0 | PLNT | 0 | 0 | 0 | 0 | 0 | 0 | 0 | 0 | 0 | 41110 | SGPP | 41110.SGPP
1144 |  |  | SO | LABOR | 340667.7462 | 147969.6873 | 31295.534 | 121167.8049 | 40234.7201 | 0 | 73.92% | 109377.3816 | 38592.3056 | 100% | 31295.534 | 0 | DISom | 11449.5998 | 106891.3372 | 594.9564 | 2231.9115 | 0 | 0 | 0 | 0 | 0 | 41110 | SO | 41110.SO
1145 |  |  | SNPD | PT | -6.1136e-05 | -3.5589e-05 | -2.5547e-05 | 0 | 0 | 0 | 73.92% | -2.6307e-05 | -9.282e-06 | 100% | -2.5547e-05 | 0 | PLNT | 0 | 0 | 0 | 0 | 0 | 0 | 0 | 0 | 0 | 41110 | SNPD | 41110.SNPD
1146 |  |  | SCHMDEXP | GP | -18100784.8684 | -8451146.0828 | -4506128.1984 | -4988985.0191 | -154525.5681 | 0 | 73.92% | -6246983.739 | -2204162.3438 | 100% | -4506128.1984 | 0 | PLNT | -749895.806 | -2366051.438 | -1082133.9679 | -133539.3548 | -657364.4525 | 0 | 0 | 0 | 0 | 41110 | SCHMDEXP | 41110.SCHMDEXP
1147 |  |  | CIAC | DPW | -1321698.2893 | 0 | 0 | -1321698.2893 | 0 | 0 | 73.92% | 0 | 0 | 100% | 0 | 0 | PLNT | -198664.8587 | -626822.1143 | -286682.4833 | -35377.6843 | -174151.1488 | 0 | 0 | 0 | 0 | 41110 | CIAC | 41110.CIAC
1148 |  |  | JBG | P | -703183.5024 | -703183.5024 | 0 | 0 | 0 | 0 | 73.92% | -519784.6377 | -183398.8647 | 100% | 0 | 0 | PLNT | 0 | 0 | 0 | 0 | 0 | 0 | 0 | 0 | 0 | 41110 | JBG | 41110.JBG
1149 |  |  | BADDEBT | CUST | -31560.6811 | 0 | 0 | 0 | -31560.6811 | 0 | 73.92% | 0 | 0 | 100% | 0 | 0 | PLNT | 0 | 0 | 0 | 0 | 0 | 0 | 0 | 0 | 0 | 41110 | BADDEBT | 41110.BADDEBT
1150 |  |  | JBE | P | -925747.2179 | -925747.2179 | 0 | 0 | 0 | 0 | 73.92% | -684301.012 | -241446.2059 | 100% | 0 | 0 | PLNT | 0 | 0 | 0 | 0 | 0 | 0 | 0 | 0 | 0 | 41110 | JBE | 41110.JBE
1151 |  |  |  |  | -30674487.3519 | -14575037.2014 | -6955705.3896 | -8913521.6424 | -230223.1186 | 0 |  | -10773689.0949 | -3801348.1064 |  | -6955705.3896 | 0 |  | -1346557.229 | -4177855.9363 | -1959071.0484 | -239598.1592 | -1190439.2695 | 0 | 0 | 0 | 0 | 41110 | NA | 41110.NA1
1152 | [26 empty] | 41110 | NA | 41110.NA2
1153 | 41111 | Deferred Income Tax - State-CR | [24 empty] | 41111 | NA | 41111.NA
1154 |  |  | S | GP | 0 | 0 | 0 | 0 | 0 | 0 | 73.92% | 0 | 0 | 100% | 0 | 0 | PLNT | 0 | 0 | 0 | 0 | 0 | 0 | 0 | 0 | 0 | 41111 | S | 41111.S
1155 |  |  | SNP | GP | 0 | 0 | 0 | 0 | 0 | 0 | 73.92% | 0 | 0 | 100% | 0 | 0 | PLNT | 0 | 0 | 0 | 0 | 0 | 0 | 0 | 0 | 0 | 41111 | SNP | 41111.SNP
1156 |  |  | DITEXP | DITEXP | 0 | 0 | 0 | 0 | 0 | 0 | 73.92% | 0 | 0 | 100% | 0 | 0 | PLNT | 0 | 0 | 0 | 0 | 0 | 0 | 0 | 0 | 0 | 41111 | DITEXP | 41111.DITEXP
1157 |  |  | SG | PT | 0 | 0 | 0 | 0 | 0 | 0 | 73.92% | 0 | 0 | 100% | 0 | 0 | PLNT | 0 | 0 | 0 | 0 | 0 | 0 | 0 | 0 | 0 | 41111 | SG | 41111.SG
1158 |  |  | SGCT | P | 0 | 0 | 0 | 0 | 0 | 0 | 73.92% | 0 | 0 | 100% | 0 | 0 | PLNT | 0 | 0 | 0 | 0 | 0 | 0 | 0 | 0 | 0 | 41111 | SGCT | 41111.SGCT
1159 |  |  | SG | PT | 0 | 0 | 0 | 0 | 0 | 0 | 73.92% | 0 | 0 | 100% | 0 | 0 | PLNT | 0 | 0 | 0 | 0 | 0 | 0 | 0 | 0 | 0 | 41111 | SG | 41111.SG1
1160 |  |  | BADDEBT | CUST | 0 | 0 | 0 | 0 | 0 | 0 | 73.92% | 0 | 0 | 100% | 0 | 0 | PLNT | 0 | 0 | 0 | 0 | 0 | 0 | 0 | 0 | 0 | 41111 | BADDEBT | 41111.BADDEBT
1161 |  |  | SGPP | GP | 0 | 0 | 0 | 0 | 0 | 0 | 73.92% | 0 | 0 | 100% | 0 | 0 | PLNT | 0 | 0 | 0 | 0 | 0 | 0 | 0 | 0 | 0 | 41111 | SGPP | 41111.SGPP
1162 |  |  | SO | LABOR | 0 | 0 | 0 | 0 | 0 | 0 | 73.92% | 0 | 0 | 100% | 0 | 0 | DISom | 0 | 0 | 0 | 0 | 0 | 0 | 0 | 0 | 0 | 41111 | SO | 41111.SO
1163 |  |  | SE | P | 0 | 0 | 0 | 0 | 0 | 0 | 73.92% | 0 | 0 | 100% | 0 | 0 | PLNT | 0 | 0 | 0 | 0 | 0 | 0 | 0 | 0 | 0 | 41111 | SE | 41111.SE
1164 |  |  | TROJP | P | 0 | 0 | 0 | 0 | 0 | 0 | 73.92% | 0 | 0 | 100% | 0 | 0 | PLNT | 0 | 0 | 0 | 0 | 0 | 0 | 0 | 0 | 0 | 41111 | TROJP | 41111.TROJP
1165 |  |  | SG | PT | 0 | 0 | 0 | 0 | 0 | 0 | 73.92% | 0 | 0 | 100% | 0 | 0 | PLNT | 0 | 0 | 0 | 0 | 0 | 0 | 0 | 0 | 0 | 41111 | SG | 41111.SG2
1166 |  |  |  |  | 0 | 0 | 0 | 0 | 0 | 0 |  | 0 | 0 |  | 0 | 0 |  | 0 | 0 | 0 | 0 | 0 | 0 | 0 | 0 | 0 | 41111 | NA | 41111.NA1
1167 | [26 empty] | 41111 | NA | 41111.NA2
1168 | TOTAL DEFERRED INCOME TAXES |  |  |  | -2711754.5123 | 1539582.0281 | 232762.7164 | -4218143.309 | -265955.9479 | 0 |  | 1138040.1901 | 401541.838 |  | 232762.7164 | 0 |  | -596462.0515 | -2275034.2555 | -772248.2338 | -107288.3759 | -467110.3923 | 0 | 0 | 0 | 0 | TOTAL DEFERRED INCOME TAXES | NA | TOTAL DEFERRED INCOME TAXES.NA
1169 | SCHMAF | [25 empty] | SCHMAF | NA | SCHMAF.NA
1170 |  |  | S | SCHMAF | 0 | 0 | 0 | 0 | 0 | 0 | 73.92% | 0 | 0 | 100% | 0 | 0 | PLNT | 0 | 0 | 0 | 0 | 0 | 0 | 0 | 0 | 0 | SCHMAF | S | SCHMAF.S
1171 |  |  | SNP | SCHMAF | 0 | 0 | 0 | 0 | 0 | 0 | 73.92% | 0 | 0 | 100% | 0 | 0 | PLNT | 0 | 0 | 0 | 0 | 0 | 0 | 0 | 0 | 0 | SCHMAF | SNP | SCHMAF.SNP
1172 |  |  | SO | SCHMAF | 0 | 0 | 0 | 0 | 0 | 0 | 73.92% | 0 | 0 | 100% | 0 | 0 | PLNT | 0 | 0 | 0 | 0 | 0 | 0 | 0 | 0 | 0 | SCHMAF | SO | SCHMAF.SO
1173 |  |  | SE | SCHMAF | 0 | 0 | 0 | 0 | 0 | 0 | 73.92% | 0 | 0 | 100% | 0 | 0 | PLNT | 0 | 0 | 0 | 0 | 0 | 0 | 0 | 0 | 0 | SCHMAF | SE | SCHMAF.SE
1174 |  |  | TROJP | SCHMAF | 0 | 0 | 0 | 0 | 0 | 0 | 73.92% | 0 | 0 | 100% | 0 | 0 | PLNT | 0 | 0 | 0 | 0 | 0 | 0 | 0 | 0 | 0 | SCHMAF | TROJP | SCHMAF.TROJP
1175 |  |  | DGP | SCHMAF | 0 | 0 | 0 | 0 | 0 | 0 | 73.92% | 0 | 0 | 100% | 0 | 0 | PLNT | 0 | 0 | 0 | 0 | 0 | 0 | 0 | 0 | 0 | SCHMAF | DGP | SCHMAF.DGP
1176 | [26 empty] | SCHMAF | NA | SCHMAF.NA1
1177 | [26 empty] | SCHMAF | NA | SCHMAF.NA2
1178 | SCHMAP | [25 empty] | SCHMAP | NA | SCHMAP.NA
1179 |  |  | S | P | 0 | 0 | 0 | 0 | 0 | 0 | 73.92% | 0 | 0 | 100% | 0 | 0 | DRB | 0 | 0 | 0 | 0 | 0 | 0 | 0 | 0 | 0 | SCHMAP | S | SCHMAP.S
1180 |  |  | BADDEBT | P | 0 | 0 | 0 | 0 | 0 | 0 | 73.92% | 0 | 0 | 100% | 0 | 0 | DRB | 0 | 0 | 0 | 0 | 0 | 0 | 0 | 0 | 0 | SCHMAP | BADDEBT | SCHMAP.BADDEBT
1181 |  |  | JBE | P | 4535.1854 | 4535.1854 | 0 | 0 | 0 | 0 | 73.92% | 3352.3535 | 1182.8319 | 100% | 0 | 0 | DRB | 0 | 0 | 0 | 0 | 0 | 0 | 0 | 0 | 0 | SCHMAP | JBE | SCHMAP.JBE
1182 |  |  | SCHMDEXP | P | 7466.9759 | 7466.9759 | 0 | 0 | 0 | 0 | 73.92% | 5519.4972 | 1947.4787 | 100% | 0 | 0 | DRB | 0 | 0 | 0 | 0 | 0 | 0 | 0 | 0 | 0 | SCHMAP | SCHMDEXP | SCHMAP.SCHMDEXP
1183 |  |  | CAEE | P | 0 | 0 | 0 | 0 | 0 | 0 | 73.92% | 0 | 0 | 100% | 0 | 0 | DRB | 0 | 0 | 0 | 0 | 0 | 0 | 0 | 0 | 0 | SCHMAP | CAEE | SCHMAP.CAEE
1184 |  |  | CAGW | P | 0 | 0 | 0 | 0 | 0 | 0 | 73.92% | 0 | 0 | 100% | 0 | 0 | DRB | 0 | 0 | 0 | 0 | 0 | 0 | 0 | 0 | 0 | SCHMAP | CAGW | SCHMAP.CAGW
1185 |  |  | CAGE | P | 0 | 0 | 0 | 0 | 0 | 0 | 73.92% | 0 | 0 | 100% | 0 | 0 | DRB | 0 | 0 | 0 | 0 | 0 | 0 | 0 | 0 | 0 | SCHMAP | CAGE | SCHMAP.CAGE
1186 |  |  | SNP | LABOR | 0 | 0 | 0 | 0 | 0 | 0 | 73.92% | 0 | 0 | 100% | 0 | 0 | DISom | 0 | 0 | 0 | 0 | 0 | 0 | 0 | 0 | 0 | SCHMAP | SNP | SCHMAP.SNP
1187 |  |  | SO | SCHMAP-SO | 88318.0406 | 37320.3768 | 8282.383 | 32067.1366 | 10648.1443 | 0 | 73.92% | 27586.7657 | 9733.6111 | 100% | 8282.383 | 0 | DISom | 3030.1439 | 28288.8604 | 157.4556 | 590.6768 | 0 | 0 | 0 | 0 | 0 | SCHMAP | SO | SCHMAP.SO
1188 | [26 empty] | SCHMAP | NA | SCHMAP.NA1
1189 | [26 empty] | SCHMAP | NA | SCHMAP.NA2
1190 | [26 empty] | SCHMAP | NA | SCHMAP.NA3
1191 | SCHMAT | [25 empty] | SCHMAT | NA | SCHMAT.NA
1192 |  |  | S | SCHMAT-SITUS | 5813093.6025 | 4937265.8922 | 592316.4944 | 335602.7007 | -52091.4847 | 0 | 73.92% | 3649566.5134 | 1287699.3788 | 100% | 592316.4944 | 0 | PLNT | 50444.5407 | 159161.2822 | 72793.7808 | 8983.0232 | 44220.0738 | 0 | 0 | 0 | 0 | SCHMAT | S | SCHMAT.S
1193 |  |  | JBE | P | 3765250.214 | 3765250.214 | 0 | 0 | 0 | 0 | 73.92% | 2783226.87 | 982023.344 | 100% | 0 | 0 | DRB | 0 | 0 | 0 | 0 | 0 | 0 | 0 | 0 | 0 | SCHMAT | JBE | SCHMAT.JBE
1194 |  |  | CIAC | DPW | 5375685.7532 | 0 | 0 | 5375685.7532 | 0 | 0 | 73.92% | 0 | 0 | 100% | 0 | 0 | PLNT | 808020.9071 | 2549446.2215 | 1166011.1489 | 143890.1108 | 708317.3648 | 0 | 0 | 0 | 0 | SCHMAT | CIAC | SCHMAT.CIAC
1195 |  |  | SNP | SCHMAT-SNP | 12112284.2863 | 5785700.5196 | 3001533.9305 | 3323831.1647 | 1218.6716 | 0 | 73.92% | 4276719.0048 | 1508981.5148 | 100% | 3001533.9305 | 0 | DISom | 314081.2588 | 2932204.2941 | 16320.6278 | 61224.984 | 0 | 0 | 0 | 0 | 0 | SCHMAT | SNP | SCHMAT.SNP
1196 |  |  | TROJD | P | 0 | 0 | 0 | 0 | 0 | 0 | 73.92% | 0 | 0 | 100% | 0 | 0 | DRB | 0 | 0 | 0 | 0 | 0 | 0 | 0 | 0 | 0 | SCHMAT | TROJD | SCHMAT.TROJD
1197 |  |  | CN | P | 0 | 0 | 0 | 0 | 0 | 0 | 73.92% | 0 | 0 | 100% | 0 | 0 | DRB | 0 | 0 | 0 | 0 | 0 | 0 | 0 | 0 | 0 | SCHMAT | CN | SCHMAT.CN
1198 |  |  | SE | SCHMAT-SE | 0 | 0 | 0 | 0 | 0 | 0 | 73.92% | 0 | 0 | 100% | 0 | 0 | DRB | 0 | 0 | 0 | 0 | 0 | 0 | 0 | 0 | 0 | SCHMAT | SE | SCHMAT.SE
1199 |  |  | SG | P | -497935.9739 | -497935.9739 | 0 | 0 | 0 | 0 | 73.92% | -368068.177 | -129867.7969 | 100% | 0 | 0 | DRB | 0 | 0 | 0 | 0 | 0 | 0 | 0 | 0 | 0 | SCHMAT | SG | SCHMAT.SG
1200 |  |  | GPS | SCHMAT | -162753.975 | -61941.5555 | -39100.7541 | -60087.1309 | -1493.8148 | -130.7197 | 73.92% | -45786.4396 | -16155.1159 | 100% | -39100.7541 | 0 | PLNT | -9031.7143 | -28496.6265 | -13033.1771 | -1608.3425 | -7917.2705 | 0 | 0 | 0 | 0 | SCHMAT | GPS | SCHMAT.GPS
1201 |  |  | SO | SCHMAT-SO | -1385583.6473 | -600346.7548 | -121960.6391 | -495596.9332 | -167679.3202 | 0 | 73.92% | -443768.9727 | -156577.7822 | 100% | -121960.6391 | 0 | DISom | -46830.8109 | -437203.7518 | -2433.4729 | -9128.8976 | 0 | 0 | 0 | 0 | 0 | SCHMAT | SO | SCHMAT.SO
1202 |  |  | SNPD | SCHMAT-SNP | 0.00024865 | 0.00011878 | 6.1619e-05 | 6.8235e-05 | 2.5018e-08 | 0 | 73.92% | 8.7797e-05 | 3.0978e-05 | 100% | 6.1619e-05 | 0 | DISom | 6.4478e-06 | 6.0196e-05 | 3.3505e-07 | 1.2569e-06 | 0 | 0 | 0 | 0 | 0 | SCHMAT | SNPD | SCHMAT.SNPD
1203 |  |  | JBG | P | 2860028.9593 | 2860028.9593 | 0 | 0 | 0 | 0 | 73.92% | 2114098.3988 | 745930.5605 | 100% | 0 | 0 | DRB | 0 | 0 | 0 | 0 | 0 | 0 | 0 | 0 | 0 | SCHMAT | JBG | SCHMAT.JBG
1204 |  |  | BADDEBT | CUST | 128365.6192 | 0 | 0 | 0 | 128365.6192 | 0 | 73.92% | 0 | 0 | 100% | 0 | 0 | CUST | 0 | 0 | 0 | 0 | 0 | 0 | 0 | 0 | 0 | SCHMAT | BADDEBT | SCHMAT.BADDEBT
1205 |  |  | CAGW | P | 702574.8558 | 702574.8558 | 0 | 0 | 0 | 0 | 73.92% | 519334.7336 | 183240.1222 | 100% | 0 | 0 | DRB | 0 | 0 | 0 | 0 | 0 | 0 | 0 | 0 | 0 | SCHMAT | CAGW | SCHMAT.CAGW
1206 |  |  | CAGE | P | 0 | 0 | 0 | 0 | 0 | 0 | 73.92% | 0 | 0 | 100% | 0 | 0 | DRB | 0 | 0 | 0 | 0 | 0 | 0 | 0 | 0 | 0 | SCHMAT | CAGE | SCHMAT.CAGE
1207 |  |  | CAEW | SCHMAT-SE | 0 | 0 | 0 | 0 | 0 | 0 | 73.92% | 0 | 0 | 100% | 0 | 0 | DRB | 0 | 0 | 0 | 0 | 0 | 0 | 0 | 0 | 0 | SCHMAT | CAEW | SCHMAT.CAEW
1208 |  |  | CAEE | SCHMAT-SE | 0 | 0 | 0 | 0 | 0 | 0 | 73.92% | 0 | 0 | 100% | 0 | 0 | DRB | 0 | 0 | 0 | 0 | 0 | 0 | 0 | 0 | 0 | SCHMAT | CAEE | SCHMAT.CAEE
1209 |  |  | SCHMDEXP | BOOKDEPR | 73620528.6415 | 46675580.6882 | 10950555.3127 | 15923130.9665 | 71261.674 | 0 | 73.92% | 34502017.9168 | 12173562.7714 | 100% | 10950555.3127 | 0 | PLNT | 2393410.5001 | 7551625.5864 | 3453800.889 | 426211.8703 | 2098082.1208 | 0 | 0 | 0 | 0 | SCHMAT | SCHMDEXP | SCHMAT.SCHMDEXP
1210 | [26 empty] | SCHMAT | NA | SCHMAT.NA1
1211 | [26 empty] | SCHMAT | NA | SCHMAT.NA2
1212 | TOTAL SCHEDULE - M ADDITIONS |  |  |  | 102431858.5377 | 63615499.3831 | 14391626.7274 | 24434633.6576 | -9770.5107 | -130.7197 |  | 47023798.4646 | 16591700.9185 |  | 14391626.7274 | 0 |  | 3513124.8253 | 12755025.8663 | 4693617.2521 | 630163.4249 | 2842702.2889 | 0 | 0 | 0 | 0 | TOTAL SCHEDULE - M ADDITIONS | NA | TOTAL SCHEDULE - M ADDITIONS.NA
1213 | [26 empty] | TOTAL SCHEDULE - M ADDITIONS | NA | TOTAL SCHEDULE - M ADDITIONS.NA1
1214 | SCHMDF | [25 empty] | SCHMDF | NA | SCHMDF.NA
1215 |  |  | S | SCHMDF | 0 | 0 | 0 | 0 | 0 | 0 | 73.92% | 0 | 0 | 100% | 0 | 0 | PLNT | 0 | 0 | 0 | 0 | 0 | 0 | 0 | 0 | 0 | SCHMDF | S | SCHMDF.S
1216 |  |  | CAGW | SCHMDF | 0 | 0 | 0 | 0 | 0 | 0 | 73.92% | 0 | 0 | 100% | 0 | 0 | PLNT | 0 | 0 | 0 | 0 | 0 | 0 | 0 | 0 | 0 | SCHMDF | CAGW | SCHMDF.CAGW
1217 |  |  | CAGE | SCHMDF | 0 | 0 | 0 | 0 | 0 | 0 | 73.92% | 0 | 0 | 100% | 0 | 0 | PLNT | 0 | 0 | 0 | 0 | 0 | 0 | 0 | 0 | 0 | SCHMDF | CAGE | SCHMDF.CAGE
1218 |  |  | DGP | SCHMDF | 0 | 0 | 0 | 0 | 0 | 0 | 73.92% | 0 | 0 | 100% | 0 | 0 | PLNT | 0 | 0 | 0 | 0 | 0 | 0 | 0 | 0 | 0 | SCHMDF | DGP | SCHMDF.DGP
1219 |  |  | DGU | SCHMDF | 0 | 0 | 0 | 0 | 0 | 0 | 73.92% | 0 | 0 | 100% | 0 | 0 | PLNT | 0 | 0 | 0 | 0 | 0 | 0 | 0 | 0 | 0 | SCHMDF | DGU | SCHMDF.DGU
1220 | [26 empty] | SCHMDF | NA | SCHMDF.NA1
1221 | SCHMDP | [25 empty] | SCHMDP | NA | SCHMDP.NA
1222 |  |  | S | SCHMDP | 0 | 0 | 0 | 0 | 0 | 0 | 73.92% | 0 | 0 | 100% | 0 | 0 | PLNT | 0 | 0 | 0 | 0 | 0 | 0 | 0 | 0 | 0 | SCHMDP | S | SCHMDP.S
1223 |  |  | SE | P | 0 | 0 | 0 | 0 | 0 | 0 | 73.92% | 0 | 0 | 100% | 0 | 0 | DRB | 0 | 0 | 0 | 0 | 0 | 0 | 0 | 0 | 0 | SCHMDP | SE | SCHMDP.SE
1224 |  |  | CAEW | P | 0 | 0 | 0 | 0 | 0 | 0 | 73.92% | 0 | 0 | 100% | 0 | 0 | DRB | 0 | 0 | 0 | 0 | 0 | 0 | 0 | 0 | 0 | SCHMDP | CAEW | SCHMDP.CAEW
1225 |  |  | CAEE | P | 0 | 0 | 0 | 0 | 0 | 0 | 73.92% | 0 | 0 | 100% | 0 | 0 | DRB | 0 | 0 | 0 | 0 | 0 | 0 | 0 | 0 | 0 | SCHMDP | CAEE | SCHMDP.CAEE
1226 |  |  | SNP | PTD | 7430.3789 | 3117.325 | 2237.7139 | 2075.3399 | 0 | 0 | 73.92% | 2304.2885 | 813.0365 | 100% | 2237.7139 | 0 | DISom | 196.1066 | 1830.8152 | 10.1903 | 38.2278 | 0 | 0 | 0 | 0 | 0 | SCHMDP | SNP | SCHMDP.SNP
1227 |  |  | JBE | SCHMDP | -1.0182 | -1.0111 | -0.0033767 | -0.0037393 | 0 | 0 | 73.92% | -0.74737 | -0.2637 | 100% | -0.0033767 | 0 | DISom | -0.00035334 | -0.0032987 | -1.8361e-05 | -6.8878e-05 | 0 | 0 | 0 | 0 | 0 | SCHMDP | JBE | SCHMDP.JBE
1228 |  |  | SCHMDEXP | P | 0 | 0 | 0 | 0 | 0 | 0 | 73.92% | 0 | 0 | 100% | 0 | 0 | DISom | 0 | 0 | 0 | 0 | 0 | 0 | 0 | 0 | 0 | SCHMDP | SCHMDEXP | SCHMDP.SCHMDEXP
1229 |  |  | SO | P | 0 | 0 | 0 | 0 | 0 | 0 | 73.92% | 0 | 0 | 100% | 0 | 0 | DISom | 0 | 0 | 0 | 0 | 0 | 0 | 0 | 0 | 0 | SCHMDP | SO | SCHMDP.SO
1230 |  |  | SG | P | 0 | 0 | 0 | 0 | 0 | 0 | 73.92% | 0 | 0 | 100% | 0 | 0 | DRB | 0 | 0 | 0 | 0 | 0 | 0 | 0 | 0 | 0 | SCHMDP | SG | SCHMDP.SG
1231 | [26 empty] | SCHMDP | NA | SCHMDP.NA1
1232 | [26 empty] | SCHMDP | NA | SCHMDP.NA2
1233 | SCHMDT | [25 empty] | SCHMDT | NA | SCHMDT.NA
1234 |  |  | S | GP | -826092.83 | -385697.7051 | -205652.9716 | -227689.8368 | -7052.3165 | 0 | 73.92% | -285103.0225 | -100594.6826 | 100% | -205652.9716 | 0 | PLNT | -34224.1264 | -107983.0594 | -49386.9806 | -6094.537 | -30001.1334 | 0 | 0 | 0 | 0 | SCHMDT | S | SCHMDT.S
1235 |  |  | BADDEBT | CUST | 0 | 0 | 0 | 0 | 0 | 0 | 73.92% | 0 | 0 | 100% | 0 | 0 | CUST | 0 | 0 | 0 | 0 | 0 | 0 | 0 | 0 | 0 | SCHMDT | BADDEBT | SCHMDT.BADDEBT
1236 |  |  | CN | CUST | 0 | 0 | 0 | 0 | 0 | 0 | 73.92% | 0 | 0 | 100% | 0 | 0 | CUST | 0 | 0 | 0 | 0 | 0 | 0 | 0 | 0 | 0 | SCHMDT | CN | SCHMDT.CN
1237 |  |  | SNP | SCHMDT-SNP | 23373720.5866 | 11167979.241 | 5791902.9209 | 6413838.4247 | 0 | 0 | 73.92% | 8255233.5544 | 2912745.6866 | 100% | 5791902.9209 | 0 | DISom | 606067.6209 | 5658134.7363 | 31493.1369 | 118142.9307 | 0 | 0 | 0 | 0 | 0 | SCHMDT | SNP | SCHMDT.SNP
1238 |  |  | SNPD | DPW | 33566.1349 | 0 | 0 | 33566.1349 | 0 | 0 | 73.92% | 0 | 0 | 100% | 0 | 0 | PLNT | 5045.3356 | 15918.9097 | 7280.6502 | 898.4593 | 4422.7802 | 0 | 0 | 0 | 0 | SCHMDT | SNPD | SCHMDT.SNPD
1239 |  |  | JBE | P | -837056.7464 | -837056.7464 | 0 | 0 | 0 | 0 | 73.92% | -618742.101 | -218314.6454 | 100% | 0 | 0 | DRB | 0 | 0 | 0 | 0 | 0 | 0 | 0 | 0 | 0 | SCHMDT | JBE | SCHMDT.JBE
1240 |  |  | SE | P | 0 | 0 | 0 | 0 | 0 | 0 | 73.92% | 0 | 0 | 100% | 0 | 0 | DRB | 0 | 0 | 0 | 0 | 0 | 0 | 0 | 0 | 0 | SCHMDT | SE | SCHMDT.SE
1241 |  |  | SG | SCHMDT-SG | 11947805.1454 | 11897774.8267 | 50030.3187 | 0 | 0 | 0 | 73.92% | 8794689.5184 | 3103085.3084 | 100% | 50030.3187 | 0 | DRB | 0 | 0 | 0 | 0 | 0 | 0 | 0 | 0 | 0 | SCHMDT | SG | SCHMDT.SG
1242 |  |  | GPS | SCHMDT-GPS | 3269384.337 | 1562114.0105 | 810138.7462 | 897131.5802 | 0 | 0 | 73.92% | 1154695.5557 | 407418.4549 | 100% | 810138.7462 | 0 | DRB | 182990.9738 | 410313.809 | 166108.3959 | 18584.7244 | 119133.677 | 0 | 0 | 0 | 0 | SCHMDT | GPS | SCHMDT.GPS
1243 |  |  | SO | SCHMDT-SO | -9082273.2941 | -3142947.3648 | 1767956.4119 | -4746431.0087 | -2960851.3325 | 0 | 73.92% | -2323228.2211 | -819719.1437 | 100% | 1767956.4119 | 0 | DISom | -448508.0476 | -4187187.825 | -23305.857 | -87429.2791 | 0 | 0 | 0 | 0 | 0 | SCHMDT | SO | SCHMDT.SO
1244 |  |  | TAXDEPR | TAXDEPR | 83004653.8268 | 49913473.6301 | 17440642.1575 | 14950657.5769 | 699880.4624 | 0 | 73.92% | 36895428.7463 | 13018044.8838 | 100% | 17440642.1575 | 0 | DISom | 1412743.6441 | 13189112.2545 | 73410.5031 | 275391.1752 | 0 | 0 | 0 | 0 | 0 | SCHMDT | TAXDEPR | SCHMDT.TAXDEPR
1245 |  |  | CAGW | SCHMDT-SG | 2311737.5981 | 2302057.4127 | 9680.1854 | 0 | 0 | 0 | 73.92% | 1701652.6613 | 600404.7513 | 100% | 9680.1854 | 0 | PLNT | 0 | 0 | 0 | 0 | 0 | 0 | 0 | 0 | 0 | SCHMDT | CAGW | SCHMDT.CAGW
1246 |  |  | CAGE | SCHMDT-SG | 0 | 0 | 0 | 0 | 0 | 0 | 73.92% | 0 | 0 | 100% | 0 | 0 | DRB | 0 | 0 | 0 | 0 | 0 | 0 | 0 | 0 | 0 | SCHMDT | CAGE | SCHMDT.CAGE
1247 |  |  | JBG | P | 441171.6837 | 441171.6837 | 0 | 0 | 0 | 0 | 73.92% | 326108.7085 | 115062.9752 | 100% | 0 | 0 | DRB | 0 | 0 | 0 | 0 | 0 | 0 | 0 | 0 | 0 | SCHMDT | JBG | SCHMDT.JBG
1248 |  |  | CAEE | P | 0 | 0 | 0 | 0 | 0 | 0 | 73.92% | 0 | 0 | 100% | 0 | 0 | DRB | 0 | 0 | 0 | 0 | 0 | 0 | 0 | 0 | 0 | SCHMDT | CAEE | SCHMDT.CAEE
1249 |  |  | TROJD | P | 0 | 0 | 0 | 0 | 0 | 0 | 73.92% | 0 | 0 | 100% | 0 | 0 | DRB | 0 | 0 | 0 | 0 | 0 | 0 | 0 | 0 | 0 | SCHMDT | TROJD | SCHMDT.TROJD
1250 | [26 empty] | SCHMDT | NA | SCHMDT.NA1
1251 | [26 empty] | SCHMDT | NA | SCHMDT.NA2
1252 | TOTAL SCHEDULE - M DEDUCTIONS |  |  |  | 113644045.8028 | 72921985.3024 | 25666935.4796 | 17323148.2074 | -2268023.1866 | 0 |  | 53903038.941 | 19018946.3614 |  | 25666935.4796 | 0 |  | 1724311.5068 | 14980139.6369 | 205610.0387 | 319531.7012 | 93555.3238 | 0 | 0 | 0 | 0 | TOTAL SCHEDULE - M DEDUCTIONS | NA | TOTAL SCHEDULE - M DEDUCTIONS.NA
1253 | [26 empty] | TOTAL SCHEDULE - M DEDUCTIONS | NA | TOTAL SCHEDULE - M DEDUCTIONS.NA1
1254 | TOTAL SCHEDULE - M ADJUSTMENTS |  |  |  | -11212187.2651 | -9306485.9193 | -11275308.7523 | 7111485.4502 | 2258252.6759 | -130.7197 |  | -6879240.4764 | -2427245.4429 |  | -11275308.7523 | 0 |  | 1788813.3185 | -2225113.7706 | 4488007.2135 | 310631.7237 | 2749146.9651 | 0 | 0 | 0 | 0 | TOTAL SCHEDULE - M ADJUSTMENTS | NA | TOTAL SCHEDULE - M ADJUSTMENTS.NA
1255 | [26 empty] | TOTAL SCHEDULE - M ADJUSTMENTS | NA | TOTAL SCHEDULE - M ADJUSTMENTS.NA1
1256 | Negative Schedule M amounts decrease taxable income and therefore increase tax expense. | [25 empty] | Negative Schedule M amounts decrease taxable income and therefore increase tax expense. | NA | Negative Schedule M amounts decrease taxable income and therefore increase tax expense..NA
1257 | [26 empty] | TOTAL DEFERRED INCOME TAXES | NA | TOTAL DEFERRED INCOME TAXES.NA1
1258 | 40911 | State Income Taxes | [24 empty] | 40911 | NA | 40911.NA
1259 |  |  | S | IBT | 0 | 0 | 0 | 0 | 0 | 0 | 73.92% | 0 | 0 | 100% | 0 | 0 | DRB | 0 | 0 | 0 | 0 | 0 | 0 | 0 | 0 | 0 | 40911 | S | 40911.S
1260 |  |  | SO | IBT | 0 | 0 | 0 | 0 | 0 | 0 | 73.92% | 0 | 0 | 100% | 0 | 0 | DRB | 0 | 0 | 0 | 0 | 0 | 0 | 0 | 0 | 0 | 40911 | SO | 40911.SO
1261 |  |  | DGU | IBT | 0 | 0 | 0 | 0 | 0 | 0 | 73.92% | 0 | 0 | 100% | 0 | 0 | DRB | 0 | 0 | 0 | 0 | 0 | 0 | 0 | 0 | 0 | 40911 | DGU | 40911.DGU
1262 |  |  | IDSIT | IBT | 0 | 0 | 0 | 0 | 0 | 0 | 73.92% | 0 | 0 | 100% | 0 | 0 | DRB | 0 | 0 | 0 | 0 | 0 | 0 | 0 | 0 | 0 | 40911 | IDSIT | 40911.IDSIT
1263 | TOTAL STATE TAXES |  |  |  | 0 | 0 | 0 | 0 | 0 | 0 |  | 0 | 0 |  | 0 | 0 |  | 0 | 0 | 0 | 0 | 0 | 0 | 0 | 0 | 0 | TOTAL STATE TAXES | NA | TOTAL STATE TAXES.NA
1264 | [26 empty] | TOTAL STATE TAXES | NA | TOTAL STATE TAXES.NA1
1265 | Calculation of Taxable Income: | [25 empty] | Calculation of Taxable Income: | NA | Calculation of Taxable Income:.NA
1266 |  | Operating Revenues |  |  | 446112988.3924 | 274519595.276 | 72660001.1728 | 72521449.0404 | 9032169.529 | 17379773.3741 | [16 empty] | Calculation of Taxable Income: | NA | Calculation of Taxable Income:.NA1
1267 |  | Operating Deductions: | [24 empty] | Calculation of Taxable Income: | NA | Calculation of Taxable Income:.NA2
1268 |  | O & M Expenses |  |  | 299613961.7066 | 238387573.3819 | 19982105.9375 | 18590890.068 | 7456310.2815 | 15197082.0378 | [16 empty] | Calculation of Taxable Income: | NA | Calculation of Taxable Income:.NA3
1269 |  | Depreciation Expense |  |  | 55619535.6255 | 24443842.809 | 13236523.1268 | 17883492.7648 | 55676.9249 | 0 | [16 empty] | Calculation of Taxable Income: | NA | Calculation of Taxable Income:.NA4
1270 |  | Amortization Expense |  |  | 15472658.7273 | 1898728.0724 | 985093.3189 | 11595487.0609 | 993350.2751 | 0 | [16 empty] | Calculation of Taxable Income: | NA | Calculation of Taxable Income:.NA5
1271 |  | Taxes Other Than Income |  |  | 28898159.684 | 13663533.2501 | 7114170.9333 | 7876494.1092 | 243961.3914 | 0 | [16 empty] | Calculation of Taxable Income: | NA | Calculation of Taxable Income:.NA6
1272 |  | Interest & Dividends (AFUDC-Equity) |  |  | -3636274.7351 | -1697754.5011 | -905238.101 | -1002239.4228 | -31042.7102 | 0 | [16 empty] | Calculation of Taxable Income: | NA | Calculation of Taxable Income:.NA7
1273 |  | Misc Revenue & Expense |  |  | -98259.1642 | -100600.9747 | 2.5321 | 2.3484 | 2336.93 | 0 | [16 empty] | Calculation of Taxable Income: | NA | Calculation of Taxable Income:.NA8
1274 |  | Total Operating Deductions |  |  | 395869781.8441 | 276595322.0376 | 40412657.7476 | 54944126.9284 | 8720593.0927 | 15197082.0378 | [16 empty] | Calculation of Taxable Income: | NA | Calculation of Taxable Income:.NA9
1275 |  | Other Deductions: | [24 empty] | Calculation of Taxable Income: | NA | Calculation of Taxable Income:.NA10
1276 |  | Interest Deductions |  |  | 25573245.5797 | 11939992.4245 | 6366371.617 | 7048563.9167 | 218317.6216 | 0 | [16 empty] | Calculation of Taxable Income: | NA | Calculation of Taxable Income:.NA11
1277 |  | Interest on PCRBS |  |  | 0 | [21 empty] | Calculation of Taxable Income: | NA | Calculation of Taxable Income:.NA12
1278 |  | Schedule M Adjustments |  |  | -11212187.2651 | -9306485.9193 | -11275308.7523 | 7111485.4502 | 2258252.6759 | -130.7197 | [16 empty] | Calculation of Taxable Income: | NA | Calculation of Taxable Income:.NA13
1279 | [26 empty] | Calculation of Taxable Income: | NA | Calculation of Taxable Income:.NA14
1280 |  | Income Before State Taxes |  |  | 13457773.7034 | -23322205.1053 | 14605663.056 | 17640243.6454 | 2351511.4907 | 2182560.6167 | [16 empty] | Calculation of Taxable Income: | NA | Calculation of Taxable Income:.NA15
1281 | [26 empty] | Calculation of Taxable Income: | NA | Calculation of Taxable Income:.NA16
1282 |  | State Income Taxes |  | IBT | 0 | 0 | 0 | 0 | 0 | 0 | 73.92% | 0 | 0 | 100% | 0 | 0 | DRB | 0 | 0 | 0 | 0 | 0 | 0 | 0 | 0 | 0 | Calculation of Taxable Income: | NA | Calculation of Taxable Income:.NA17
1283 | [26 empty] | Calculation of Taxable Income: | NA | Calculation of Taxable Income:.NA18
1284 | Total Taxable Income |  |  |  | 13457773.7034 | -23322205.1053 | 14605663.056 | 17640243.6454 | 2351511.4907 | 2182560.6167 | [16 empty] | Total Taxable Income | NA | Total Taxable Income.NA
1285 | [26 empty] | Total Taxable Income | NA | Total Taxable Income.NA1
1286 | Tax Rate |  |  |  | 21% | [21 empty] | Tax Rate | NA | Tax Rate.NA
1287 | [26 empty] | Tax Rate | NA | Tax Rate.NA1
1288 | Federal Income Tax - Calculated |  |  |  | 2826132.4777 | -4897663.0721 | 3067189.2418 | 3704451.1655 | 493817.413 | 458337.7295 | [16 empty] | Federal Income Tax - Calculated | NA | Federal Income Tax - Calculated.NA
1289 | [26 empty] | Federal Income Tax - Calculated | NA | Federal Income Tax - Calculated.NA1
1290 | Investment Tax Credit Utilized & Other Misc | [25 empty] | Investment Tax Credit Utilized & Other Misc | NA | Investment Tax Credit Utilized & Other Misc.NA
1291 | 40910 |  | SE | P | 0 | 0 | 0 | 0 | 0 | 0 | [16 empty] | 40910 | SE | 40910.SE
1292 | 40910 |  | JBE | P | -4522.6706 | -4522.6706 | 0 | 0 | 0 | 0 | [16 empty] | 40910 | JBE | 40910.JBE
1293 | 40910 |  | SO | P | -1673.6142 | -1673.6142 | 0 | 0 | 0 | 0 | [16 empty] | 40910 | SO | 40910.SO
1294 | 40910 |  | SG | P | -17012376.8892 | -17012376.8892 | 0 | 0 | 0 | 0 | [16 empty] | 40910 | SG | 40910.SG
1295 | 40910 |  | CAGW | P | 0 | 0 | 0 | 0 | 0 | 0 | [16 empty] | 40910 | CAGW | 40910.CAGW
1296 | Federal Income Tax |  |  | FIT | -14192440.6963 | -21916236.2461 | 3067189.2418 | 3704451.1655 | 493817.413 | 458337.7295 | 73.92% | -16200213.5695 | -5716022.6765 | 100% | 3067189.2418 | 0 | DRB | 755609.4794 | 1694274.8439 | 685897.6481 | 76740.364 | 491928.8301 | 0 | 0 | 0 | 0 | Federal Income Tax | NA | Federal Income Tax.NA
1297 | [26 empty] | Federal Income Tax | NA | Federal Income Tax.NA1
1298 |  |  |  |  | 0 | [21 empty] | Federal Income Tax | NA | Federal Income Tax.NA2
1299 | TOTAL OPERATING EXPENSES |  |  |  | 382601861.3707 | 257916422.3207 | 44617847.8068 | 55432674.2078 | 8979497.2681 | 15655419.7673 |  | 35430196.0863 | 222486226.2344 |  | 44617846.7612 | 1.0456 |  | 9252997.6566 | 35622016.6781 | 5712667.5666 | 1350018.9038 | 3494973.4027 |  |  |  |  | TOTAL OPERATING EXPENSES | NA | TOTAL OPERATING EXPENSES.NA
1300 | [26 empty] | TOTAL OPERATING EXPENSES | NA | TOTAL OPERATING EXPENSES.NA1
1301 | [26 empty] | TOTAL OPERATING EXPENSES | NA | TOTAL OPERATING EXPENSES.NA2
1302 | 310 | Land and Land Rights | [24 empty] | 310 | NA | 310.NA
1303 |  |  | DGP | P | 0 | 0 | 0 | 0 | 0 | 0 | 73.92% | 0 | 0 |  | 0 | 0 | [6 empty] | 0 | 0 | 0 | 0 | 310 | DGP | 310.DGP
1304 |  |  | DGU | P | 0 | 0 | 0 | 0 | 0 | 0 | 73.92% | 0 | 0 |  | 0 | 0 | [6 empty] | 0 | 0 | 0 | 0 | 310 | DGU | 310.DGU
1305 |  |  | SG | P | 3286904.896 | 3286904.896 | 0 | 0 | 0 | 0 | 73.92% | 2429639.8661 | 857265.0299 |  | 0 | 0 | [6 empty] | 0 | 0 | 0 | 0 | 310 | SG | 310.SG
1306 |  |  | CAGW | P | 396416.9129 | 396416.9129 | 0 | 0 | 0 | 0 | 73.92% | 293026.5297 | 103390.3832 |  | 0 | 0 | [6 empty] | 0 | 0 | 0 | 0 | 310 | CAGW | 310.CAGW
1307 |  |  | CAGE | P | 0 | 0 | 0 | 0 | 0 | 0 | 73.92% | 0 | 0 |  | 0 | 0 | [6 empty] | 0 | 0 | 0 | 0 | 310 | CAGE | 310.CAGE
1308 |  |  | JBG | P | 264572.9978 | 264572.9978 | 0 | 0 | 0 | 0 | 73.92% | 195569.1215 | 69003.8763 |  | 0 | 0 | [6 empty] | 0 | 0 | 0 | 0 | 310 | JBG | 310.JBG
1309 |  |  | S | P | 0 | 0 | 0 | 0 | 0 | 0 | 73.92% | 0 | 0 |  | 0 | 0 | [6 empty] | 0 | 0 | 0 | 0 | 310 | S | 310.S
1310 |  |  | CAGE | P | 0 | 0 | 0 | 0 | 0 | 0 | 73.92% | 0 | 0 | [9 empty] | 0 | 0 | 0 | 0 | 310 | CAGE | 310.CAGE1
1311 |  |  |  |  | 3947894.8067 | 3947894.8067 | 0 | 0 | 0 | 0 |  | 2918235.5173 | 1029659.2894 |  | 0 | 0 |  | 0 | 0 | 0 | 0 | 0 | 0 | 0 | 0 | 0 | 310 | NA | 310.NA1
1312 | [26 empty] | 310 | NA | 310.NA2
1313 | 311 | Structures and Improvements | [24 empty] | 311 | NA | 311.NA
1314 |  |  | DGP | P | 0 | 0 | 0 | 0 | 0 | 0 | 73.92% | 0 | 0 |  | 0 | 0 | [6 empty] | 0 | 0 | 0 | 0 | 311 | DGP | 311.DGP
1315 |  |  | DGU | P | 0 | 0 | 0 | 0 | 0 | 0 | 73.92% | 0 | 0 |  | 0 | 0 | [6 empty] | 0 | 0 | 0 | 0 | 311 | DGU | 311.DGU
1316 |  |  | SG | P | 677127.7656 | 677127.7656 | 0 | 0 | 0 | 0 | 73.92% | 500524.556 | 176603.2096 |  | 0 | 0 | [6 empty] | 0 | 0 | 0 | 0 | 311 | SG | 311.SG
1317 |  |  | CAGW | P | 15485764.3444 | 15485764.3444 | 0 | 0 | 0 | 0 | 73.92% | 11446887.4514 | 4038876.893 |  | 0 | 0 | [6 empty] | 0 | 0 | 0 | 0 | 311 | CAGW | 311.CAGW
1318 |  |  | CAGE | P | 0 | 0 | 0 | 0 | 0 | 0 | 73.92% | 0 | 0 |  | 0 | 0 | [6 empty] | 0 | 0 | 0 | 0 | 311 | CAGE | 311.CAGE
1319 |  |  | JBG | P | 33501454.2859 | 33501454.2859 | 0 | 0 | 0 | 0 | 73.92% | 24763864.9368 | 8737589.3491 | [9 empty] | 0 | 0 | 0 | 0 | 311 | JBG | 311.JBG
1320 |  |  | CAGE | P | 0 | 0 | 0 | 0 | 0 | 0 | 73.92% | 0 | 0 |  | 0 | 0 | [6 empty] | 0 | 0 | 0 | 0 | 311 | CAGE | 311.CAGE1
1321 |  |  |  |  | 49664346.3959 | 49664346.3959 | 0 | 0 | 0 | 0 |  | 36711276.9443 | 12953069.4517 |  | 0 | 0 |  | 0 | 0 | 0 | 0 | 0 | 0 | 0 | 0 | 0 | 311 | NA | 311.NA1
1322 | [26 empty] | 311 | NA | 311.NA2
1323 | 312 | Boiler Plant Equipment | [24 empty] | 312 | NA | 312.NA
1324 |  |  | SG | P | 4928432.7816 | 4928432.7816 | 0 | 0 | 0 | 0 | 73.92% | 3643037.1861 | 1285395.5954 |  | 0 | 0 | [6 empty] | 0 | 0 | 0 | 0 | 312 | SG | 312.SG
1325 |  |  | S | P | 0 | 0 | 0 | 0 | 0 | 0 | 73.92% | 0 | 0 |  | 0 | 0 | [6 empty] | 0 | 0 | 0 | 0 | 312 | S | 312.S
1326 |  |  | CAGW | P | -902709.3499 | -902709.3499 | 0 | 0 | 0 | 0 | 73.92% | -667271.7019 | -235437.648 |  | 0 | 0 | [6 empty] | 0 | 0 | 0 | 0 | 312 | CAGW | 312.CAGW
1327 |  |  | JBG | P | 183496032.2094 | 183496032.2094 | 0 | 0 | 0 | 0 | 73.92% | 135638020.9437 | 47858011.2656 | [9 empty] | 0 | 0 | 0 | 0 | 312 | JBG | 312.JBG
1328 |  |  |  |  | 187521755.6411 | 187521755.6411 | 0 | 0 | 0 | 0 |  | 138613786.428 | 48907969.2131 |  | 0 | 0 |  | 0 | 0 | 0 | 0 | 0 | 0 | 0 | 0 | 0 | 312 | NA | 312.NA1
1329 | [26 empty] | 312 | NA | 312.NA2
1330 | 314 | Turbogenerator Units | [24 empty] | 314 | NA | 314.NA
1331 |  |  | DGP | P | 0 | 0 | 0 | 0 | 0 | 0 | 73.92% | 0 | 0 |  | 0 | 0 | [6 empty] | 0 | 0 | 0 | 0 | 314 | DGP | 314.DGP
1332 |  |  | DGU | P | 0 | 0 | 0 | 0 | 0 | 0 | 73.92% | 0 | 0 |  | 0 | 0 | [6 empty] | 0 | 0 | 0 | 0 | 314 | DGU | 314.DGU
1333 |  |  | SG | P | 2852974.5134 | 2852974.5134 | 0 | 0 | 0 | 0 | 73.92% | 2108883.8387 | 744090.6747 |  | 0 | 0 | [6 empty] | 0 | 0 | 0 | 0 | 314 | SG | 314.SG
1334 |  |  | CAGW | P | 8913041.8262 | 8913041.8262 | 0 | 0 | 0 | 0 | 73.92% | 6588411.4187 | 2324630.4075 |  | 0 | 0 | [6 empty] | 0 | 0 | 0 | 0 | 314 | CAGW | 314.CAGW
1335 |  |  | CAGE | P | 0 | 0 | 0 | 0 | 0 | 0 | 73.92% | 0 | 0 |  | 0 | 0 | [6 empty] | 0 | 0 | 0 | 0 | 314 | CAGE | 314.CAGE
1336 |  |  | JBG | P | 46099265.6913 | 46099265.6913 | 0 | 0 | 0 | 0 | 73.92% | 34076012.9254 | 12023252.7659 | [9 empty] | 0 | 0 | 0 | 0 | 314 | JBG | 314.JBG
1337 |  |  | CAGE | P | 0 | 0 | 0 | 0 | 0 | 0 | 73.92% | 0 | 0 |  | 0 | 0 | [6 empty] | 0 | 0 | 0 | 0 | 314 | CAGE | 314.CAGE1
1338 |  |  |  |  | 57865282.0309 | 57865282.0309 | 0 | 0 | 0 | 0 |  | 42773308.1828 | 15091973.848 |  | 0 | 0 |  | 0 | 0 | 0 | 0 | 0 | 0 | 0 | 0 | 0 | 314 | NA | 314.NA1
1339 | [26 empty] | 314 | NA | 314.NA2
1340 | 315 | Accessory Electric Equipment | [24 empty] | 315 | NA | 315.NA
1341 |  |  | DGP | P | 0 | 0 | 0 | 0 | 0 | 0 | 73.92% | 0 | 0 |  | 0 | 0 | [6 empty] | 0 | 0 | 0 | 0 | 315 | DGP | 315.DGP
1342 |  |  | DGU | P | 0 | 0 | 0 | 0 | 0 | 0 | 73.92% | 0 | 0 |  | 0 | 0 | [6 empty] | 0 | 0 | 0 | 0 | 315 | DGU | 315.DGU
1343 |  |  | SG | P | 682600.149 | 682600.149 | 0 | 0 | 0 | 0 | 73.92% | 504569.6748 | 178030.4742 |  | 0 | 0 | [6 empty] | 0 | 0 | 0 | 0 | 315 | SG | 315.SG
1344 |  |  | CAGW | P | 2189310.8974 | 2189310.8974 | 0 | 0 | 0 | 0 | 73.92% | 1618311.8173 | 570999.0801 |  | 0 | 0 | [6 empty] | 0 | 0 | 0 | 0 | 315 | CAGW | 315.CAGW
1345 |  |  | CAGE | P | 0 | 0 | 0 | 0 | 0 | 0 | 73.92% | 0 | 0 |  | 0 | 0 | [6 empty] | 0 | 0 | 0 | 0 | 315 | CAGE | 315.CAGE
1346 |  |  | JBG | P | 13839789.3278 | 13839789.3278 | 0 | 0 | 0 | 0 | 73.92% | 10230202.8665 | 3609586.4613 |  | 0 | 0 | [6 empty] | 0 | 0 | 0 | 0 | 315 | JBG | 315.JBG
1347 |  |  | CAGE | P | 0 | 0 | 0 | 0 | 0 | 0 | 73.92% | 0 | 0 | [9 empty] | 0 | 0 | 0 | 0 | 315 | CAGE | 315.CAGE
1348 |  |  |  |  | 16711700.3742 | 16711700.3742 | 0 | 0 | 0 | 0 |  | 12353084.3586 | 4358616.0155 |  | 0 | 0 |  | 0 | 0 | 0 | 0 | 0 | 0 | 0 | 0 | 0 | 315 | NA | 315.NA1
1349 | [26 empty] | 315 | NA | 315.NA2
1350 | 316 | Misc Power Plant Equipment | [24 empty] | 316 | NA | 316.NA
1351 |  |  | DGP | P | 0 | 0 | 0 | 0 | 0 | 0 | 73.92% | 0 | 0 |  | 0 | 0 | [6 empty] | 0 | 0 | 0 | 0 | 316 | DGP | 316.DGP
1352 |  |  | DGU | P | 0 | 0 | 0 | 0 | 0 | 0 | 73.92% | 0 | 0 |  | 0 | 0 | [6 empty] | 0 | 0 | 0 | 0 | 316 | DGU | 316.DGU
1353 |  |  | SG | P | 113800.7466 | 113800.7466 | 0 | 0 | 0 | 0 | 73.92% | 84120.119 | 29680.6277 |  | 0 | 0 | [6 empty] | 0 | 0 | 0 | 0 | 316 | SG | 316.SG
1354 |  |  | CAGW | P | 103582.362 | 103582.362 | 0 | 0 | 0 | 0 | 73.92% | 76566.8141 | 27015.5479 |  | 0 | 0 | [6 empty] | 0 | 0 | 0 | 0 | 316 | CAGW | 316.CAGW
1355 |  |  | CAGE | P | 0 | 0 | 0 | 0 | 0 | 0 | 73.92% | 0 | 0 |  | 0 | 0 | [6 empty] | 0 | 0 | 0 | 0 | 316 | CAGE | 316.CAGE
1356 |  |  | JBG | P | 1337097.6752 | 1337097.6752 | 0 | 0 | 0 | 0 | 73.92% | 988366.2349 | 348731.4403 |  | 0 | 0 | [6 empty] | 0 | 0 | 0 | 0 | 316 | JBG | 316.JBG
1357 |  |  | CAGE | P | 0 | 0 | 0 | 0 | 0 | 0 | 73.92% | 0 | 0 |  | 0 | 0 | [6 empty] | 0 | 0 | 0 | 0 | 316 | CAGE | 316.CAGE1
1358 |  |  |  |  | 1554480.7838 | 1554480.7838 | 0 | 0 | 0 | 0 |  | 1149053.1679 | 405427.6159 |  | 0 | 0 |  | 0 | 0 | 0 | 0 | 0 | 0 | 0 | 0 | 0 | 316 | NA | 316.NA1
1359 | [26 empty] | 316 | NA | 316.NA2
1360 | [26 empty] | 316 | NA | 316.NA3
1361 | SP | Unclassified Steam Plant - Account 300 | [24 empty] | SP | NA | SP.NA
1362 |  |  | SG | P | 8078383.3059 | 8078383.3059 | 0 | 0 | 0 | 0 | 73.92% | 5971442.0571 | 2106941.2489 |  | 0 | 0 | [6 empty] | 0 | 0 | 0 | 0 | SP | SG | SP.SG
1363 |  |  | CAGW | P | 0 | 0 | 0 | 0 | 0 | 0 | 73.92% | 0 | 0 |  | 0 | 0 | [6 empty] | 0 | 0 | 0 | 0 | SP | CAGW | SP.CAGW
1364 |  |  |  |  | 8078383.3059 | 8078383.3059 | 0 | 0 | 0 | 0 |  | 5971442.0571 | 2106941.2489 |  | 0 | 0 |  | 0 | 0 | 0 | 0 | 0 | 0 | 0 | 0 | 0 | SP | NA | SP.NA1
1365 | [26 empty] | SP | NA | SP.NA2
1366 | [26 empty] | SP | NA | SP.NA3
1367 | Total Steam Generation Plant |  |  |  | 325343843.3385 | 325343843.3385 | 0 | 0 | 0 | 0 |  | 240490186.656 | 84853656.6825 |  | 0 | 0 |  | 0 | 0 | 0 | 0 | 0 | 0 | 0 | 0 | 0 | Total Steam Generation Plant | NA | Total Steam Generation Plant.NA
1368 | [26 empty] | Total Steam Generation Plant | NA | Total Steam Generation Plant.NA1
1369 | 320 | Land and Land Rights | [24 empty] | 320 | NA | 320.NA
1370 |  |  | SG | P | 0 | 0 | 0 | 0 | 0 | 0 | 73.92% | 0 | 0 |  | 0 | 0 | [6 empty] | 0 | 0 | 0 | 0 | 320 | SG | 320.SG
1371 |  |  |  |  | 0 | 0 | 0 | 0 | 0 | 0 |  | 0 | 0 |  | 0 | 0 |  | 0 | 0 | 0 | 0 | 0 | 0 | 0 | 0 | 0 | 320 | NA | 320.NA1
1372 | [26 empty] | 320 | NA | 320.NA2
1373 | 321 | Structures and Improvements | [24 empty] | 321 | NA | 321.NA
1374 |  |  | SG | P | 0 | 0 | 0 | 0 | 0 | 0 | 73.92% | 0 | 0 |  | 0 | 0 | [6 empty] | 0 | 0 | 0 | 0 | 321 | SG | 321.SG
1375 |  |  |  |  | 0 | 0 | 0 | 0 | 0 | 0 |  | 0 | 0 |  | 0 | 0 |  | 0 | 0 | 0 | 0 | 0 | 0 | 0 | 0 | 0 | 321 | NA | 321.NA1
1376 | [26 empty] | 321 | NA | 321.NA2
1377 | 322 | Reactor Plant Equipment | [24 empty] | 322 | NA | 322.NA
1378 |  |  | SG | P | 0 | 0 | 0 | 0 | 0 | 0 | 73.92% | 0 | 0 |  | 0 | 0 | [6 empty] | 0 | 0 | 0 | 0 | 322 | SG | 322.SG
1379 |  |  |  |  | 0 | 0 | 0 | 0 | 0 | 0 |  | 0 | 0 |  | 0 | 0 |  | 0 | 0 | 0 | 0 | 0 | 0 | 0 | 0 | 0 | 322 | NA | 322.NA1
1380 | [26 empty] | 322 | NA | 322.NA2
1381 | 323 | Turbogenerator Units | [24 empty] | 323 | NA | 323.NA
1382 |  |  | SG | P | 0 | 0 | 0 | 0 | 0 | 0 | 73.92% | 0 | 0 |  | 0 | 0 | [6 empty] | 0 | 0 | 0 | 0 | 323 | SG | 323.SG
1383 |  |  |  |  | 0 | 0 | 0 | 0 | 0 | 0 |  | 0 | 0 |  | 0 | 0 |  | 0 | 0 | 0 | 0 | 0 | 0 | 0 | 0 | 0 | 323 | NA | 323.NA1
1384 | [26 empty] | 323 | NA | 323.NA2
1385 | 324 | Land and Land Rights | [24 empty] | 324 | NA | 324.NA
1386 |  |  | SG | P | 0 | 0 | 0 | 0 | 0 | 0 | 73.92% | 0 | 0 |  | 0 | 0 | [6 empty] | 0 | 0 | 0 | 0 | 324 | SG | 324.SG
1387 |  |  |  |  | 0 | 0 | 0 | 0 | 0 | 0 |  | 0 | 0 |  | 0 | 0 |  | 0 | 0 | 0 | 0 | 0 | 0 | 0 | 0 | 0 | 324 | NA | 324.NA1
1388 | [26 empty] | 324 | NA | 324.NA2
1389 | 325 | Misc. Power Plant Equipment | [24 empty] | 325 | NA | 325.NA
1390 |  |  | SG | P | 0 | 0 | 0 | 0 | 0 | 0 | 73.92% | 0 | 0 |  | 0 | 0 | [6 empty] | 0 | 0 | 0 | 0 | 325 | SG | 325.SG
1391 |  |  |  |  | 0 | 0 | 0 | 0 | 0 | 0 |  | 0 | 0 |  | 0 | 0 |  | 0 | 0 | 0 | 0 | 0 | 0 | 0 | 0 | 0 | 325 | NA | 325.NA1
1392 | [26 empty] | 325 | NA | 325.NA2
1393 | [26 empty] | 325 | NA | 325.NA3
1394 | N00 | Unclassified Nuclear Plant - Acct 300 | [24 empty] | N00 | NA | N00.NA
1395 |  |  | SG | P | 0 | 0 | 0 | 0 | 0 | 0 | 73.92% | 0 | 0 |  | 0 | 0 | [6 empty] | 0 | 0 | 0 | 0 | N00 | SG | N00.SG
1396 |  |  |  |  | 0 | 0 | 0 | 0 | 0 | 0 |  | 0 | 0 |  | 0 | 0 |  | 0 | 0 | 0 | 0 | 0 | 0 | 0 | 0 | 0 | N00 | NA | N00.NA1
1397 | [26 empty] | N00 | NA | N00.NA2
1398 | [26 empty] | N00 | NA | N00.NA3
1399 | Total Nuclear Generation Plant |  |  |  | 0 | 0 | 0 | 0 | 0 | 0 |  | 0 | 0 |  | 0 | 0 |  | 0 | 0 | 0 | 0 | 0 | 0 | 0 | 0 | 0 | Total Nuclear Generation Plant | NA | Total Nuclear Generation Plant.NA
1400 | [26 empty] | Total Nuclear Generation Plant | NA | Total Nuclear Generation Plant.NA1
1401 | 330 | Land and Land Rights | [24 empty] | 330 | NA | 330.NA
1402 |  |  | SG-P | P | 2582594.4298 | 2582594.4298 | 0 | 0 | 0 | 0 | 73.92% | 1909022.1905 | 673572.2393 |  | 0 | 0 | [6 empty] | 0 | 0 | 0 | 0 | 330 | SG-P | 330.SG-P
1403 |  |  | SG-U | P | 526734.5951 | 526734.5951 | 0 | 0 | 0 | 0 | 73.92% | 389355.7652 | 137378.8298 |  | 0 | 0 | [6 empty] | 0 | 0 | 0 | 0 | 330 | SG-U | 330.SG-U
1404 |  |  | CAGW | P | 0 | 0 | 0 | 0 | 0 | 0 | 73.92% | 0 | 0 |  | 0 | 0 | [6 empty] | 0 | 0 | 0 | 0 | 330 | CAGW | 330.CAGW
1405 |  |  | CAGE | P | 0 | 0 | 0 | 0 | 0 | 0 | 73.92% | 0 | 0 |  | 0 | 0 | [6 empty] | 0 | 0 | 0 | 0 | 330 | CAGE | 330.CAGE
1406 |  |  | SG | P | -426745.9803 | -426745.9803 | 0 | 0 | 0 | 0 | 73.92% | -315445.4051 | -111300.5752 |  | 0 | 0 | [6 empty] | 0 | 0 | 0 | 0 | 330 | SG | 330.SG
1407 |  |  | CAGE | P | 0 | 0 | 0 | 0 | 0 | 0 | 73.92% | 0 | 0 | [9 empty] | 0 | 0 | 0 | 0 | 330 | CAGE | 330.CAGE
1408 |  |  |  |  | 2682583.0446 | 2682583.0446 | 0 | 0 | 0 | 0 |  | 1982932.5507 | 699650.4939 |  | 0 | 0 |  | 0 | 0 | 0 | 0 | 0 | 0 | 0 | 0 | 0 | 330 | NA | 330.NA1
1409 | [26 empty] | 330 | NA | 330.NA2
1410 | 331 | Structures and Improvements | [24 empty] | 331 | NA | 331.NA
1411 |  |  | SG-P | P | 21855010.029 | 21855010.029 | 0 | 0 | 0 | 0 | 73.92% | 16154955.8993 | 5700054.1297 |  | 0 | 0 | [6 empty] | 0 | 0 | 0 | 0 | 331 | SG-P | 331.SG-P
1412 |  |  | SG-U | P | 1631231.0023 | 1631231.0023 | 0 | 0 | 0 | 0 | 73.92% | 1205785.99 | 425445.0123 |  | 0 | 0 | [6 empty] | 0 | 0 | 0 | 0 | 331 | SG-U | 331.SG-U
1413 |  |  | CAGW | P | 0 | 0 | 0 | 0 | 0 | 0 | 73.92% | 0 | 0 |  | 0 | 0 | [6 empty] | 0 | 0 | 0 | 0 | 331 | CAGW | 331.CAGW
1414 |  |  | CAGE | P | 0 | 0 | 0 | 0 | 0 | 0 | 73.92% | 0 | 0 |  | 0 | 0 | [6 empty] | 0 | 0 | 0 | 0 | 331 | CAGE | 331.CAGE
1415 |  |  | SG | P | 0 | 0 | 0 | 0 | 0 | 0 | 73.92% | 0 | 0 |  | 0 | 0 | [6 empty] | 0 | 0 | 0 | 0 | 331 | SG | 331.SG
1416 |  |  | CAGE | P | 0 | 0 | 0 | 0 | 0 | 0 | 73.92% | 0 | 0 | [9 empty] | 0 | 0 | 0 | 0 | 331 | CAGE | 331.CAGE
1417 |  |  |  |  | 23486241.0313 | 23486241.0313 | 0 | 0 | 0 | 0 |  | 17360741.8893 | 6125499.142 |  | 0 | 0 |  | 0 | 0 | 0 | 0 | 0 | 0 | 0 | 0 | 0 | 331 | NA | 331.NA1
1418 | [26 empty] | 331 | NA | 331.NA2
1419 | 332 | Reservoirs, Dams & Waterways | [24 empty] | 332 | NA | 332.NA
1420 |  |  | SG-P | P | 45092484.8632 | 45092484.8632 | 0 | 0 | 0 | 0 | 73.92% | 33331812.8606 | 11760672.0025 |  | 0 | 0 | [6 empty] | 0 | 0 | 0 | 0 | 332 | SG-P | 332.SG-P
1421 |  |  | SG-U | P | 12144381.5706 | 12144381.5706 | 0 | 0 | 0 | 0 | 73.92% | 8976978.2049 | 3167403.3657 |  | 0 | 0 | [6 empty] | 0 | 0 | 0 | 0 | 332 | SG-U | 332.SG-U
1422 |  |  | CAGW | P | 0 | 0 | 0 | 0 | 0 | 0 | 73.92% | 0 | 0 |  | 0 | 0 | [6 empty] | 0 | 0 | 0 | 0 | 332 | CAGW | 332.CAGW
1423 |  |  | CAGE | P | 0 | 0 | 0 | 0 | 0 | 0 | 73.92% | 0 | 0 |  | 0 | 0 | [6 empty] | 0 | 0 | 0 | 0 | 332 | CAGE | 332.CAGE
1424 |  |  | SG | P | 0 | 0 | 0 | 0 | 0 | 0 | 73.92% | 0 | 0 |  | 0 | 0 | [6 empty] | 0 | 0 | 0 | 0 | 332 | SG | 332.SG
1425 |  |  | CAGE | P | 0 | 0 | 0 | 0 | 0 | 0 | 73.92% | 0 | 0 | [9 empty] | 0 | 0 | 0 | 0 | 332 | CAGE | 332.CAGE
1426 |  |  |  |  | 57236866.4337 | 57236866.4337 | 0 | 0 | 0 | 0 |  | 42308791.0655 | 14928075.3682 |  | 0 | 0 |  | 0 | 0 | 0 | 0 | 0 | 0 | 0 | 0 | 0 | 332 | NA | 332.NA1
1427 | [26 empty] | 332 | NA | 332.NA2
1428 | 333 | Water Wheel, Turbines, & Generators | [24 empty] | 333 | NA | 333.NA
1429 |  |  | SG-P | P | 7740052.8474 | 7740052.8474 | 0 | 0 | 0 | 0 | 73.92% | 5721352.3234 | 2018700.524 |  | 0 | 0 | [6 empty] | 0 | 0 | 0 | 0 | 333 | SG-P | 333.SG-P
1430 |  |  | SG-U | P | 4065689.7665 | 4065689.7665 | 0 | 0 | 0 | 0 | 73.92% | 3005308.1097 | 1060381.6568 |  | 0 | 0 | [6 empty] | 0 | 0 | 0 | 0 | 333 | SG-U | 333.SG-U
1431 |  |  | CAGW | P | 0 | 0 | 0 | 0 | 0 | 0 | 73.92% | 0 | 0 |  | 0 | 0 | [6 empty] | 0 | 0 | 0 | 0 | 333 | CAGW | 333.CAGW
1432 |  |  | CAGE | P | 0 | 0 | 0 | 0 | 0 | 0 | 73.92% | 0 | 0 |  | 0 | 0 | [6 empty] | 0 | 0 | 0 | 0 | 333 | CAGE | 333.CAGE
1433 |  |  | SG | P | 0 | 0 | 0 | 0 | 0 | 0 | 73.92% | 0 | 0 |  | 0 | 0 | [6 empty] | 0 | 0 | 0 | 0 | 333 | SG | 333.SG
1434 |  |  | CAGE | P | 0 | 0 | 0 | 0 | 0 | 0 | 73.92% | 0 | 0 | [9 empty] | 0 | 0 | 0 | 0 | 333 | CAGE | 333.CAGE
1435 |  |  |  |  | 11805742.6139 | 11805742.6139 | 0 | 0 | 0 | 0 |  | 8726660.4331 | 3079082.1808 |  | 0 | 0 |  | 0 | 0 | 0 | 0 | 0 | 0 | 0 | 0 | 0 | 333 | NA | 333.NA1
1436 | [26 empty] | 333 | NA | 333.NA2
1437 | 334 | Accessory Electric Equipment | [24 empty] | 334 | NA | 334.NA
1438 |  |  | SG-P | P | 5814129.9176 | 5814129.9176 | 0 | 0 | 0 | 0 | 73.92% | 4297733.6678 | 1516396.2498 |  | 0 | 0 | [6 empty] | 0 | 0 | 0 | 0 | 334 | SG-P | 334.SG-P
1439 |  |  | SG-U | P | 1168390.805 | 1168390.805 | 0 | 0 | 0 | 0 | 73.92% | 863660.1815 | 304730.6235 |  | 0 | 0 | [6 empty] | 0 | 0 | 0 | 0 | 334 | SG-U | 334.SG-U
1440 |  |  | CAGW | P | 0 | 0 | 0 | 0 | 0 | 0 | 73.92% | 0 | 0 |  | 0 | 0 | [6 empty] | 0 | 0 | 0 | 0 | 334 | CAGW | 334.CAGW
1441 |  |  | CAGE | P | 0 | 0 | 0 | 0 | 0 | 0 | 73.92% | 0 | 0 |  | 0 | 0 | [6 empty] | 0 | 0 | 0 | 0 | 334 | CAGE | 334.CAGE
1442 |  |  | SG | P | 0 | 0 | 0 | 0 | 0 | 0 | 73.92% | 0 | 0 |  | 0 | 0 | [6 empty] | 0 | 0 | 0 | 0 | 334 | SG | 334.SG
1443 |  |  | CAGE | P | 0 | 0 | 0 | 0 | 0 | 0 | 73.92% | 0 | 0 | [9 empty] | 0 | 0 | 0 | 0 | 334 | CAGE | 334.CAGE
1444 |  |  |  |  | 6982520.7225 | 6982520.7225 | 0 | 0 | 0 | 0 |  | 5161393.8492 | 1821126.8733 |  | 0 | 0 |  | 0 | 0 | 0 | 0 | 0 | 0 | 0 | 0 | 0 | 334 | NA | 334.NA1
1445 | [26 empty] | 334 | NA | 334.NA2
1446 | 335 | Misc. Power Plant Equipment | [24 empty] | 335 | NA | 335.NA
1447 |  |  | SG-P | P | 190677.2551 | 190677.2551 | 0 | 0 | 0 | 0 | 73.92% | 140946.293 | 49730.9621 |  | 0 | 0 | [6 empty] | 0 | 0 | 0 | 0 | 335 | SG-P | 335.SG-P
1448 |  |  | SG-U | P | 13492.5212 | 13492.5212 | 0 | 0 | 0 | 0 | 73.92% | 9973.5065 | 3519.0147 |  | 0 | 0 | [6 empty] | 0 | 0 | 0 | 0 | 335 | SG-U | 335.SG-U
1449 |  |  | CAGW | P | 0 | 0 | 0 | 0 | 0 | 0 | 73.92% | 0 | 0 |  | 0 | 0 | [6 empty] | 0 | 0 | 0 | 0 | 335 | CAGW | 335.CAGW
1450 |  |  | CAGE | P | 0 | 0 | 0 | 0 | 0 | 0 | 73.92% | 0 | 0 |  | 0 | 0 | [6 empty] | 0 | 0 | 0 | 0 | 335 | CAGE | 335.CAGE
1451 |  |  | SG | P | 0 | 0 | 0 | 0 | 0 | 0 | 73.92% | 0 | 0 |  | 0 | 0 | [6 empty] | 0 | 0 | 0 | 0 | 335 | SG | 335.SG
1452 |  |  | CAGE | P | 0 | 0 | 0 | 0 | 0 | 0 | 73.92% | 0 | 0 | [9 empty] | 0 | 0 | 0 | 0 | 335 | CAGE | 335.CAGE
1453 |  |  |  |  | 204169.7763 | 204169.7763 | 0 | 0 | 0 | 0 |  | 150919.7995 | 53249.9768 |  | 0 | 0 |  | 0 | 0 | 0 | 0 | 0 | 0 | 0 | 0 | 0 | 335 | NA | 335.NA1
1454 | [26 empty] | 335 | NA | 335.NA2
1455 | 336 | Roads, Railroads & Bridges | [24 empty] | 336 | NA | 336.NA
1456 |  |  | SG-P | P | 1866431.9524 | 1866431.9524 | 0 | 0 | 0 | 0 | 73.92% | 1379643.6534 | 486788.2991 |  | 0 | 0 | [6 empty] | 0 | 0 | 0 | 0 | 336 | SG-P | 336.SG-P
1457 |  |  | SG-U | P | 250450.2568 | 250450.2568 | 0 | 0 | 0 | 0 | 73.92% | 185129.7642 | 65320.4926 |  | 0 | 0 | [6 empty] | 0 | 0 | 0 | 0 | 336 | SG-U | 336.SG-U
1458 |  |  | CAGW | P | 0 | 0 | 0 | 0 | 0 | 0 | 73.92% | 0 | 0 |  | 0 | 0 | [6 empty] | 0 | 0 | 0 | 0 | 336 | CAGW | 336.CAGW
1459 |  |  | CAGE | P | 0 | 0 | 0 | 0 | 0 | 0 | 73.92% | 0 | 0 |  | 0 | 0 | [6 empty] | 0 | 0 | 0 | 0 | 336 | CAGE | 336.CAGE
1460 |  |  | SG | P | 0 | 0 | 0 | 0 | 0 | 0 | 73.92% | 0 | 0 |  | 0 | 0 | [6 empty] | 0 | 0 | 0 | 0 | 336 | SG | 336.SG
1461 |  |  | CAGE | P | 0 | 0 | 0 | 0 | 0 | 0 | 73.92% | 0 | 0 | [9 empty] | 0 | 0 | 0 | 0 | 336 | CAGE | 336.CAGE1
1462 |  |  |  |  | 2116882.2093 | 2116882.2093 | 0 | 0 | 0 | 0 |  | 1564773.4176 | 552108.7917 |  | 0 | 0 |  | 0 | 0 | 0 | 0 | 0 | 0 | 0 | 0 | 0 | 336 | NA | 336.NA1
1463 | [26 empty] | 336 | NA | 336.NA2
1464 | [26 empty] | 336 | NA | 336.NA3
1465 | H00 | Unclassified Hydro Plant - Acct 300 | [24 empty] | H00 | NA | H00.NA
1466 |  |  | SG | P | 0 | 0 | 0 | 0 | 0 | 0 | 73.92% | 0 | 0 |  | 0 | 0 | [6 empty] | 0 | 0 | 0 | 0 | H00 | SG | H00.SG
1467 |  |  | DGU | P | 0 | 0 | 0 | 0 | 0 | 0 | 73.92% | 0 | 0 | [9 empty] | 0 | 0 | 0 | 0 | H00 | DGU | H00.DGU
1468 |  |  |  |  | 0 | 0 | 0 | 0 | 0 | 0 |  | 0 | 0 |  | 0 | 0 |  | 0 | 0 | 0 | 0 | 0 | 0 | 0 | 0 | 0 | H00 | NA | H00.NA1
1469 | [26 empty] | H00 | NA | H00.NA2
1470 | [26 empty] | H00 | NA | H00.NA3
1471 | Total Hydraulic Plant |  |  |  | 104515005.8317 | 104515005.8317 | 0 | 0 | 0 | 0 |  | 77256213.005 | 27258792.8267 |  | 0 | 0 |  | 0 | 0 | 0 | 0 | 0 | 0 | 0 | 0 | 0 | Total Hydraulic Plant | NA | Total Hydraulic Plant.NA
1472 | [26 empty] | Total Hydraulic Plant | NA | Total Hydraulic Plant.NA1
1473 | 340 | Land and Land Rights | [24 empty] | 340 | NA | 340.NA
1474 |  |  | S | P | 0 | 0 | 0 | 0 | 0 | 0 | 73.92% | 0 | 0 |  | 0 | 0 | [6 empty] | 0 | 0 | 0 | 0 | 340 | S | 340.S
1475 |  |  | SG | P | 13388.302 | 13388.302 | 0 | 0 | 0 | 0 | 73.92% | 9896.469 | 3491.833 |  | 0 | 0 | [6 empty] | 0 | 0 | 0 | 0 | 340 | SG | 340.SG
1476 |  |  | DGU | P | 0 | 0 | 0 | 0 | 0 | 0 | 73.92% | 0 | 0 |  | 0 | 0 | [6 empty] | 0 | 0 | 0 | 0 | 340 | DGU | 340.DGU
1477 |  |  | CAGW | P | 1003419.198 | 1003419.198 | 0 | 0 | 0 | 0 | 73.92% | 741715.1889 | 261704.0091 |  | 0 | 0 | [6 empty] | 0 | 0 | 0 | 0 | 340 | CAGW | 340.CAGW
1478 |  |  | CAGE | P | 0 | 0 | 0 | 0 | 0 | 0 | 73.92% | 0 | 0 |  | 0 | 0 | [6 empty] | 0 | 0 | 0 | 0 | 340 | CAGE | 340.CAGE
1479 |  |  | SG1 | P | 940381.4705 | 940381.4705 | 0 | 0 | 0 | 0 | 73.92% | 695118.4723 | 245262.9982 |  | 0 | 0 | [6 empty] | 0 | 0 | 0 | 0 | 340 | SG1 | 340.SG1
1480 |  |  |  |  | 1957188.9704 | 1957188.9704 | 0 | 0 | 0 | 0 |  | 1446730.1302 | 510458.8403 |  | 0 | 0 |  | 0 | 0 | 0 | 0 | 0 | 0 | 0 | 0 | 0 | 340 | NA | 340.NA1
1481 | [26 empty] | 340 | NA | 340.NA2
1482 | 341 | Structures and Improvements | [24 empty] | 341 | NA | 341.NA
1483 |  |  | SG | P | 52981.5692 | 52981.5692 | 0 | 0 | 0 | 0 | 73.92% | 39163.3274 | 13818.2418 |  | 0 | 0 | [6 empty] | 0 | 0 | 0 | 0 | 341 | SG | 341.SG
1484 |  |  | S | P | 0 | 0 | 0 | 0 | 0 | 0 | 73.92% | 0 | 0 |  | 0 | 0 | [6 empty] | 0 | 0 | 0 | 0 | 341 | S | 341.S
1485 |  |  | CAGW | P | 8282660.4399 | 8282660.4399 | 0 | 0 | 0 | 0 | 73.92% | 6122441.2141 | 2160219.2258 |  | 0 | 0 | [6 empty] | 0 | 0 | 0 | 0 | 341 | CAGW | 341.CAGW
1486 |  |  | CAGE | P | 0 | 0 | 0 | 0 | 0 | 0 | 73.92% | 0 | 0 |  | 0 | 0 | [6 empty] | 0 | 0 | 0 | 0 | 341 | CAGE | 341.CAGE
1487 |  |  | SG | P | 7781340.1907 | 7781340.1907 | 0 | 0 | 0 | 0 | 73.92% | 5751871.4223 | 2029468.7685 |  | 0 | 0 | [6 empty] | 0 | 0 | 0 | 0 | 341 | SG | 341.SG1
1488 |  |  |  |  | 16116982.1998 | 16116982.1998 | 0 | 0 | 0 | 0 |  | 11913475.9637 | 4203506.2361 |  | 0 | 0 |  | 0 | 0 | 0 | 0 | 0 | 0 | 0 | 0 | 0 | 341 | NA | 341.NA1
1489 | [26 empty] | 341 | NA | 341.NA2
1490 | 342 | Fuel Holders, Producers & Accessories | [24 empty] | 342 | NA | 342.NA
1491 |  |  | SG | P | 0 | 0 | 0 | 0 | 0 | 0 | 73.92% | 0 | 0 |  | 0 | 0 | [6 empty] | 0 | 0 | 0 | 0 | 342 | SG | 342.SG
1492 |  |  | DGU | P | 0 | 0 | 0 | 0 | 0 | 0 | 73.92% | 0 | 0 |  | 0 | 0 | [6 empty] | 0 | 0 | 0 | 0 | 342 | DGU | 342.DGU
1493 |  |  | CAGW | P | 402697.7782 | 402697.7782 | 0 | 0 | 0 | 0 | 73.92% | 297669.2685 | 105028.5097 |  | 0 | 0 | [6 empty] | 0 | 0 | 0 | 0 | 342 | CAGW | 342.CAGW
1494 |  |  | CAGE | P | 0 | 0 | 0 | 0 | 0 | 0 | 73.92% | 0 | 0 |  | 0 | 0 | [6 empty] | 0 | 0 | 0 | 0 | 342 | CAGE | 342.CAGE
1495 |  |  | CAGE | P | 0 | 0 | 0 | 0 | 0 | 0 | 73.92% | 0 | 0 |  | 0 | 0 | [6 empty] | 0 | 0 | 0 | 0 | 342 | CAGE | 342.CAGE
1496 |  |  |  |  | 402697.7782 | 402697.7782 | 0 | 0 | 0 | 0 |  | 297669.2685 | 105028.5097 |  | 0 | 0 |  | 0 | 0 | 0 | 0 | 0 | 0 | 0 | 0 | 0 | 342 | NA | 342.NA1
1497 | [26 empty] | 342 | NA | 342.NA2
1498 | 343 | Prime Movers | [24 empty] | 343 | NA | 343.NA
1499 |  |  | S | P | 0 | 0 | 0 | 0 | 0 | 0 | 73.92% | 0 | 0 |  | 0 | 0 | [6 empty] | 0 | 0 | 0 | 0 | 343 | S | 343.S
1500 |  |  | DGU | P | 0 | 0 | 0 | 0 | 0 | 0 | 73.92% | 0 | 0 |  | 0 | 0 | [6 empty] | 0 | 0 | 0 | 0 | 343 | DGU | 343.DGU
1501 |  |  | SG | P | 12006764.1869 | 12006764.1869 | 0 | 0 | 0 | 0 | 73.92% | 8875253.1193 | 3131511.0676 |  | 0 | 0 | [6 empty] | 0 | 0 | 0 | 0 | 343 | SG | 343.SG
1502 |  |  | CAGW | P | 76207859.0325 | 76207859.0325 | 0 | 0 | 0 | 0 | 73.92% | 56331916.5819 | 19875942.4506 |  | 0 | 0 | [6 empty] | 0 | 0 | 0 | 0 | 343 | CAGW | 343.CAGW
1503 |  |  | CAGE | P | 0 | 0 | 0 | 0 | 0 | 0 | 73.92% | 0 | 0 |  | 0 | 0 | [6 empty] | 0 | 0 | 0 | 0 | 343 | CAGE | 343.CAGE
1504 |  |  | SG | P | 230099234.979 | 230099234.979 | 0 | 0 | 0 | 0 | 73.92% | 170086537.9891 | 60012696.9899 | [9 empty] | 0 | 0 | 0 | 0 | 343 | SG | 343.SG1
1505 |  |  |  |  | 318313858.1984 | 318313858.1984 | 0 | 0 | 0 | 0 |  | 235293707.6903 | 83020150.5081 |  | 0 | 0 |  | 0 | 0 | 0 | 0 | 0 | 0 | 0 | 0 | 0 | 343 | NA | 343.NA1
1506 | [26 empty] | 343 | NA | 343.NA2
1507 | 344 | Generators | [24 empty] | 344 | NA | 344.NA
1508 |  |  | S | P | 0 | 0 | 0 | 0 | 0 | 0 | 73.92% | 0 | 0 |  | 0 | 0 | [6 empty] | 0 | 0 | 0 | 0 | 344 | S | 344.S
1509 |  |  | DGU | P | 0 | 0 | 0 | 0 | 0 | 0 | 73.92% | 0 | 0 |  | 0 | 0 | [6 empty] | 0 | 0 | 0 | 0 | 344 | DGU | 344.DGU
1510 |  |  | SG | P | 54431.847 | 54431.847 | 0 | 0 | 0 | 0 | 73.92% | 40235.355 | 14196.492 |  | 0 | 0 | [6 empty] | 0 | 0 | 0 | 0 | 344 | SG | 344.SG
1511 |  |  | CAGW | P | 25369776.1796 | 25369776.1796 | 0 | 0 | 0 | 0 | 73.92% | 18753028.0156 | 6616748.1639 |  | 0 | 0 | [6 empty] | 0 | 0 | 0 | 0 | 344 | CAGW | 344.CAGW
1512 |  |  | CAGE | P | 0 | 0 | 0 | 0 | 0 | 0 | 73.92% | 0 | 0 |  | 0 | 0 | [6 empty] | 0 | 0 | 0 | 0 | 344 | CAGE | 344.CAGE
1513 |  |  | SG | P | 13172041.3947 | 13172041.3947 | 0 | 0 | 0 | 0 | 73.92% | 9736611.7679 | 3435429.6268 |  | 0 | 0 | [6 empty] | 0 | 0 | 0 | 0 | 344 | SG | 344.SG1
1514 |  |  |  |  | 38596249.4213 | 38596249.4213 | 0 | 0 | 0 | 0 |  | 28529875.1386 | 10066374.2827 |  | 0 | 0 |  | 0 | 0 | 0 | 0 | 0 | 0 | 0 | 0 | 0 | 344 | NA | 344.NA1
1515 | [26 empty] | 344 | NA | 344.NA2
1516 | 345 | Accessory Electric Plant | [24 empty] | 345 | NA | 345.NA
1517 |  |  | SG | P | 21638.6661 | 21638.6661 | 0 | 0 | 0 | 0 | 73.92% | 15995.0371 | 5643.629 |  | 0 | 0 | [6 empty] | 0 | 0 | 0 | 0 | 345 | SG | 345.SG
1518 |  |  | S | P | 0 | 0 | 0 | 0 | 0 | 0 | 73.92% | 0 | 0 |  | 0 | 0 | [6 empty] | 0 | 0 | 0 | 0 | 345 | S | 345.S
1519 |  |  | CAGW | P | 10714727.4404 | 10714727.4404 | 0 | 0 | 0 | 0 | 73.92% | 7920195.3713 | 2794532.069 |  | 0 | 0 | [6 empty] | 0 | 0 | 0 | 0 | 345 | CAGW | 345.CAGW
1520 |  |  | CAGE | P | 0 | 0 | 0 | 0 | 0 | 0 | 73.92% | 0 | 0 |  | 0 | 0 | [6 empty] | 0 | 0 | 0 | 0 | 345 | CAGE | 345.CAGE
1521 |  |  | SG | P | 19217153.6213 | 19217153.6213 | 0 | 0 | 0 | 0 | 73.92% | 14205084.7312 | 5012068.8901 |  | 0 | 0 | [6 empty] | 0 | 0 | 0 | 0 | 345 | SG | 345.SG1
1522 |  |  |  |  | 29953519.7277 | 29953519.7277 | 0 | 0 | 0 | 0 |  | 22141275.1396 | 7812244.5882 |  | 0 | 0 |  | 0 | 0 | 0 | 0 | 0 | 0 | 0 | 0 | 0 | 345 | NA | 345.NA1
1523 | [26 empty] | 345 | NA | 345.NA2
1524 | 346 | Misc. Power Plant Equipment | [24 empty] | 346 | NA | 346.NA
1525 |  |  | SG | P | 6275.0997 | 6275.0997 | 0 | 0 | 0 | 0 | 73.92% | 4638.4769 | 1636.6228 |  | 0 | 0 | [6 empty] | 0 | 0 | 0 | 0 | 346 | SG | 346.SG
1526 |  |  | SG | P | 937995.1715 | 937995.1715 | 0 | 0 | 0 | 0 | 73.92% | 693354.5493 | 244640.6222 |  | 0 | 0 | [6 empty] | 0 | 0 | 0 | 0 | 346 | SG | 346.SG1
1527 |  |  | CAGW | P | 771593.5744 | 771593.5744 | 0 | 0 | 0 | 0 | 73.92% | 570352.5256 | 201241.0488 |  | 0 | 0 | [6 empty] | 0 | 0 | 0 | 0 | 346 | CAGW | 346.CAGW
1528 |  |  | CAGE | P | 0 | 0 | 0 | 0 | 0 | 0 | 73.92% | 0 | 0 |  | 0 | 0 | [6 empty] | 0 | 0 | 0 | 0 | 346 | CAGE | 346.CAGE
1529 |  |  |  |  | 1715863.8456 | 1715863.8456 | 0 | 0 | 0 | 0 |  | 1268345.5518 | 447518.2938 |  | 0 | 0 |  | 0 | 0 | 0 | 0 | 0 | 0 | 0 | 0 | 0 | 346 | NA | 346.NA1
1530 | [26 empty] | 346 | NA | 346.NA2
1531 | OP | Unclassified Other Prod Plant-Acct 300 | [24 empty] | OP | NA | OP.NA
1532 |  |  | SG | P | 0 | 0 | 0 | 0 | 0 | 0 | 73.92% | 0 | 0 |  | 0 | 0 | [6 empty] | 0 | 0 | 0 | 0 | OP | SG | OP.SG
1533 |  |  | CAGW | P | 0 | 0 | 0 | 0 | 0 | 0 | 73.92% | 0 | 0 |  | 0 | 0 | [6 empty] | 0 | 0 | 0 | 0 | OP | CAGW | OP.CAGW
1534 |  |  |  |  | 0 | 0 | 0 | 0 | 0 | 0 |  | 0 | 0 |  | 0 | 0 |  | 0 | 0 | 0 | 0 | 0 | 0 | 0 | 0 | 0 | OP | NA | OP.NA1
1535 | [26 empty] | OP | NA | OP.NA2
1536 | Total Other Generation Plant |  |  |  | 407056360.1414 | 407056360.1414 | 0 | 0 | 0 | 0 |  | 300891078.8825 | 106165281.2588 |  | 0 | 0 |  | 0 | 0 | 0 | 0 | 0 | 0 | 0 | 0 | 0 | Total Other Generation Plant | NA | Total Other Generation Plant.NA
1537 | [26 empty] | Total Other Generation Plant | NA | Total Other Generation Plant.NA1
1538 | Experimental Plant | [25 empty] | Experimental Plant | NA | Experimental Plant.NA
1539 | 103 | Experimental Plant | [24 empty] | 103 | NA | 103.NA
1540 |  |  | DGP | P | 0 | 0 | 0 | 0 | 0 | 0 | 73.92% | 0 | 0 |  | 0 | 0 | [6 empty] | 0 | 0 | 0 | 0 | 103 | DGP | 103.DGP
1541 | Total Experimental Plant |  |  |  | 0 | 0 | 0 | 0 | 0 | 0 |  | 0 | 0 |  | 0 | 0 |  | 0 | 0 | 0 | 0 | 0 | 0 | 0 | 0 | 0 | Total Experimental Plant | NA | Total Experimental Plant.NA
1542 | [26 empty] | Total Experimental Plant | NA | Total Experimental Plant.NA1
1543 | TOTAL GENERATION PLANT |  |  |  | 836915209.3116 | 836915209.3116 | 0 | 0 | 0 | 0 |  | 618637478.5435 | 218277730.768 |  | 0 | 0 |  | 0 | 0 | 0 | 0 | 0 | 0 | 0 | 0 | 0 | TOTAL GENERATION PLANT | NA | TOTAL GENERATION PLANT.NA
1544 | [26 empty] | TOTAL GENERATION PLANT | NA | TOTAL GENERATION PLANT.NA1
1545 | 350 | Land and Land Rights | [24 empty] | 350 | NA | 350.NA
1546 |  |  | SG | T | 26889660.5387 | 0 | 26889660.5387 | 0 | 0 | 0 |  |  |  | 100% | 26889660.5387 | 0 | [6 empty] | 0 | 0 | 0 | 0 | 350 | SG | 350.SG
1547 |  |  | JBG | T | 0 | 0 | 0 | 0 | 0 | 0 |  |  |  | 100% | 0 | 0 | [6 empty] | 0 | 0 | 0 | 0 | 350 | JBG | 350.JBG
1548 |  |  | CAGW | T | 0 | 0 | 0 | 0 | 0 | 0 |  |  |  | 100% | 0 | 0 | [6 empty] | 0 | 0 | 0 | 0 | 350 | CAGW | 350.CAGW
1549 |  |  |  |  | 26889660.5387 | 0 | 26889660.5387 | 0 | 0 | 0 |  | 0 | 0 |  | 26889660.5387 | 0 |  | 0 | 0 | 0 | 0 | 0 | 0 | 0 | 0 | 0 | 350 | NA | 350.NA1
1550 | [26 empty] | 350 | NA | 350.NA2
1551 | 352 | Structures and Improvements | [24 empty] | 352 | NA | 352.NA
1552 |  |  | SG | T | 29797790.5334 | 0 | 29797790.5334 | 0 | 0 | 0 |  |  |  | 100% | 29797790.5334 | 0 | [6 empty] | 0 | 0 | 0 | 0 | 352 | SG | 352.SG
1553 |  |  | JBG | T | 0 | 0 | 0 | 0 | 0 | 0 |  |  |  | 100% | 0 | 0 | [6 empty] | 0 | 0 | 0 | 0 | 352 | JBG | 352.JBG
1554 |  |  | CAGW | T | 0 | 0 | 0 | 0 | 0 | 0 |  |  |  | 100% | 0 | 0 | [6 empty] | 0 | 0 | 0 | 0 | 352 | CAGW | 352.CAGW
1555 |  |  | SG/CAGW | T | 0 | 0 | 0 | 0 | 0 | 0 |  |  |  | 100% | 0 | 0 | [6 empty] | 0 | 0 | 0 | 0 | 352 | SG/CAGW | 352.SG/CAGW
1556 |  |  |  |  | 29797790.5334 | 0 | 29797790.5334 | 0 | 0 | 0 |  | 0 | 0 |  | 29797790.5334 | 0 |  | 0 | 0 | 0 | 0 | 0 | 0 | 0 | 0 | 0 | 352 | NA | 352.NA1
1557 | [26 empty] | 352 | NA | 352.NA2
1558 | 353 | Station Equipment | [24 empty] | 353 | NA | 353.NA
1559 |  |  | SG | T | 194551143.3913 | 0 | 194551143.3913 | 0 | 0 | 0 |  |  |  | 100% | 194551143.3913 | 0 | [6 empty] | 0 | 0 | 0 | 0 | 353 | SG | 353.SG
1560 |  |  | JBG | T | 3201215.0493 | 0 | 3201215.0493 | 0 | 0 | 0 |  |  |  | 100% | 3201215.0493 | 0 | [6 empty] | 0 | 0 | 0 | 0 | 353 | JBG | 353.JBG
1561 |  |  | CAGW | T | 4381870.4979 | 0 | 4381870.4979 | 0 | 0 | 0 |  |  |  | 100% | 4381870.4979 | 0 | [6 empty] | 0 | 0 | 0 | 0 | 353 | CAGW | 353.CAGW
1562 |  |  |  |  | 202134228.9385 | 0 | 202134228.9385 | 0 | 0 | 0 |  | 0 | 0 |  | 202134228.9385 | 0 |  | 0 | 0 | 0 | 0 | 0 | 0 | 0 | 0 | 0 | 353 | NA | 353.NA1
1563 | [26 empty] | 353 | NA | 353.NA2
1564 | 354 | Towers and Fixtures | [24 empty] | 354 | NA | 354.NA
1565 |  |  | SG | T | 119720428.8845 | 0 | 119720428.8845 | 0 | 0 | 0 |  |  |  | 100% | 119720428.8845 | 0 | [6 empty] | 0 | 0 | 0 | 0 | 354 | SG | 354.SG
1566 |  |  | JBG | T | 0 | 0 | 0 | 0 | 0 | 0 |  |  |  | 100% | 0 | 0 | [6 empty] | 0 | 0 | 0 | 0 | 354 | JBG | 354.JBG
1567 |  |  | CAGW | T | 0 | 0 | 0 | 0 | 0 | 0 |  |  |  | 100% | 0 | 0 | [6 empty] | 0 | 0 | 0 | 0 | 354 | CAGW | 354.CAGW
1568 |  |  |  |  | 119720428.8845 | 0 | 119720428.8845 | 0 | 0 | 0 |  | 0 | 0 |  | 119720428.8845 | 0 |  | 0 | 0 | 0 | 0 | 0 | 0 | 0 | 0 | 0 | 354 | NA | 354.NA1
1569 | [26 empty] | 354 | NA | 354.NA2
1570 | 355 | Poles and Fixtures | [24 empty] | 355 | NA | 355.NA
1571 |  |  | SG | T | 171973529.1581 | 0 | 171973529.1581 | 0 | 0 | 0 |  |  |  | 100% | 171973529.1581 | 0 | [6 empty] | 0 | 0 | 0 | 0 | 355 | SG | 355.SG
1572 |  |  | JBG | T | 0 | 0 | 0 | 0 | 0 | 0 |  |  |  | 100% | 0 | 0 | [6 empty] | 0 | 0 | 0 | 0 | 355 | JBG | 355.JBG
1573 |  |  | CAGW | T | -14931.105 | 0 | -14931.105 | 0 | 0 | 0 |  |  |  | 100% | -14931.105 | 0 | [6 empty] | 0 | 0 | 0 | 0 | 355 | CAGW | 355.CAGW
1574 |  |  | SG/CAGW | T | 0 | 0 | 0 | 0 | 0 | 0 |  |  |  | 100% | 0 | 0 | [6 empty] | 0 | 0 | 0 | 0 | 355 | SG/CAGW | 355.SG/CAGW
1575 |  |  |  |  | 171958598.0531 | 0 | 171958598.0531 | 0 | 0 | 0 |  | 0 | 0 |  | 171958598.0531 | 0 |  | 0 | 0 | 0 | 0 | 0 | 0 | 0 | 0 | 0 | 355 | NA | 355.NA1
1576 | [26 empty] | 355 | NA | 355.NA2
1577 | 356 | Clearing and Grading | [24 empty] | 356 | NA | 356.NA
1578 |  |  | SG | T | 129324588.4795 | 0 | 129324588.4795 | 0 | 0 | 0 |  |  |  | 100% | 129324588.4795 | 0 | [6 empty] | 0 | 0 | 0 | 0 | 356 | SG | 356.SG
1579 |  |  | JBG | T | 0 | 0 | 0 | 0 | 0 | 0 |  |  |  | 100% | 0 | 0 | [6 empty] | 0 | 0 | 0 | 0 | 356 | JBG | 356.JBG
1580 |  |  | CAGW | T | 0 | 0 | 0 | 0 | 0 | 0 |  |  |  | 100% | 0 | 0 | [6 empty] | 0 | 0 | 0 | 0 | 356 | CAGW | 356.CAGW
1581 |  |  |  |  | 129324588.4795 | 0 | 129324588.4795 | 0 | 0 | 0 |  | 0 | 0 |  | 129324588.4795 | 0 |  | 0 | 0 | 0 | 0 | 0 | 0 | 0 | 0 | 0 | 356 | NA | 356.NA1
1582 | [26 empty] | 356 | NA | 356.NA2
1583 | 357 | Underground Conduit | [24 empty] | 357 | NA | 357.NA
1584 |  |  | SG | T | 307821.6736 | 0 | 307821.6736 | 0 | 0 | 0 |  |  |  | 100% | 307821.6736 | 0 | [6 empty] | 0 | 0 | 0 | 0 | 357 | SG | 357.SG
1585 |  |  | JBG | T | 0 | 0 | 0 | 0 | 0 | 0 |  |  |  | 100% | 0 | 0 | [6 empty] | 0 | 0 | 0 | 0 | 357 | JBG | 357.JBG
1586 |  |  | CAGW | T | 0 | 0 | 0 | 0 | 0 | 0 |  |  |  | 100% | 0 | 0 | [6 empty] | 0 | 0 | 0 | 0 | 357 | CAGW | 357.CAGW
1587 |  |  |  |  | 307821.6736 | 0 | 307821.6736 | 0 | 0 | 0 |  | 0 | 0 |  | 307821.6736 | 0 |  | 0 | 0 | 0 | 0 | 0 | 0 | 0 | 0 | 0 | 357 | NA | 357.NA1
1588 | [26 empty] | 357 | NA | 357.NA2
1589 | 358 | Underground Conductors | [24 empty] | 358 | NA | 358.NA
1590 |  |  | SG | T | 724522.2462 | 0 | 724522.2462 | 0 | 0 | 0 |  |  |  | 100% | 724522.2462 | 0 | [6 empty] | 0 | 0 | 0 | 0 | 358 | SG | 358.SG
1591 |  |  | JBG | T | 0 | 0 | 0 | 0 | 0 | 0 |  |  |  | 100% | 0 | 0 | [6 empty] | 0 | 0 | 0 | 0 | 358 | JBG | 358.JBG
1592 |  |  | CAGW | T | 0 | 0 | 0 | 0 | 0 | 0 |  |  |  | 100% | 0 | 0 | [6 empty] | 0 | 0 | 0 | 0 | 358 | CAGW | 358.CAGW
1593 |  |  |  |  | 724522.2462 | 0 | 724522.2462 | 0 | 0 | 0 |  | 0 | 0 |  | 724522.2462 | 0 |  | 0 | 0 | 0 | 0 | 0 | 0 | 0 | 0 | 0 | 358 | NA | 358.NA1
1594 | [26 empty] | 358 | NA | 358.NA2
1595 | 359 | Roads and Trails | [24 empty] | 359 | NA | 359.NA
1596 |  |  | SG | T | 968740.7364 | 0 | 968740.7364 | 0 | 0 | 0 |  |  |  | 100% | 968740.7364 | 0 | [6 empty] | 0 | 0 | 0 | 0 | 359 | SG | 359.SG
1597 |  |  | JBG | T | 0 | 0 | 0 | 0 | 0 | 0 |  |  |  | 100% | 0 | 0 | [6 empty] | 0 | 0 | 0 | 0 | 359 | JBG | 359.JBG
1598 |  |  | CAGW | T | 0 | 0 | 0 | 0 | 0 | 0 |  |  |  | 100% | 0 | 0 | [6 empty] | 0 | 0 | 0 | 0 | 359 | CAGW | 359.CAGW
1599 |  |  |  |  | 968740.7364 | 0 | 968740.7364 | 0 | 0 | 0 |  | 0 | 0 |  | 968740.7364 | 0 |  | 0 | 0 | 0 | 0 | 0 | 0 | 0 | 0 | 0 | 359 | NA | 359.NA1
1600 | [26 empty] | 359 | NA | 359.NA2
1601 | TP | Unclassified Trans Plant - Acct 300 | [24 empty] | TP | NA | TP.NA
1602 |  |  | CAGW | T | 0 | 0 | 0 | 0 | 0 | 0 |  |  |  | 100% | 0 | 0 | [6 empty] | 0 | 0 | 0 | 0 | TP | CAGW | TP.CAGW
1603 |  |  | SG | T | 16815557.354 | 0 | 16815557.354 | 0 | 0 | 0 |  |  |  | 100% | 16815557.354 | 0 | [6 empty] | 0 | 0 | 0 | 0 | TP | SG | TP.SG
1604 |  |  |  |  | 16815557.354 | 0 | 16815557.354 | 0 | 0 | 0 |  | 0 | 0 |  | 16815557.354 | 0 |  | 0 | 0 | 0 | 0 | 0 | 0 | 0 | 0 | 0 | TP | NA | TP.NA1
1605 | [26 empty] | TP | NA | TP.NA2
1606 | TS0 | Unclassified Trans Sub Plant - Acct 300 | [24 empty] | TS0 | NA | TS0.NA
1607 |  |  | SG | T | 0 | 0 | 0 | 0 | 0 | 0 |  |  |  | 100% | 0 | 0 | [6 empty] | 0 | 0 | 0 | 0 | TS0 | SG | TS0.SG
1608 |  |  |  |  | 0 | 0 | 0 | 0 | 0 | 0 |  | 0 | 0 |  | 0 | 0 |  | 0 | 0 | 0 | 0 | 0 | 0 | 0 | 0 | 0 | TS0 | NA | TS0.NA1
1609 | [26 empty] | TS0 | NA | TS0.NA2
1610 | TOTAL TRANSMISSION PLANT |  |  |  | 698641937.438 | 0 | 698641937.438 | 0 | 0 | 0 |  | 0 | 0 |  | 698641937.438 | 0 |  | 0 | 0 | 0 | 0 | 0 | 0 | 0 | 0 | 0 | TOTAL TRANSMISSION PLANT | NA | TOTAL TRANSMISSION PLANT.NA
1611 | [26 empty] | TOTAL TRANSMISSION PLANT | NA | TOTAL TRANSMISSION PLANT.NA1
1612 | 360 | Land and Land Rights | [24 empty] | 360 | NA | 360.NA
1613 | [26 empty] | 360 | NA | 360.NA1
1614 |  | Demand - Primary | S1 | DPW | 2253568.9881 | 0 | 0 | 2253568.9881 | 0 | 0 | [6 empty] | PLNT2 | 542352.5498 | 1711216.4384 | 0 | 0 | 0 | 0 | 0 | 0 | 0 | 360 | S1 | 360.S1
1615 |  |  | Assigned | DPW | 0 | 0 | 0 | 0 | 0 | 0 | [6 empty] | PLNT2 | 0 | 0 | 0 | 0 | 0 | 0 | 0 | 0 | 0 | 360 | Assigned | 360. Assigned
1616 |  |  |  |  | 2253568.9881 | 0 | 0 | 2253568.9881 | 0 | 0 |  | 0 | 0 |  | 0 | 0 |  | 542352.5498 | 1711216.4384 | 0 | 0 | 0 | 0 | 0 | 0 | 0 | 360 | NA | 360.NA2
1617 | [26 empty] | 360 | NA | 360.NA3
1618 | 361 | Structures and Improvements | [24 empty] | 361 | NA | 361.NA
1619 | [26 empty] | 361 | NA | 361.NA1
1620 |  | Demand - Primary | S1 | DPW | 9139025.156 | 0 | 0 | 9139025.156 | 0 | 0 | [6 empty] | PLNT2 | 2199432.8205 | 6939592.3356 | 0 | 0 | 0 | 0 | 0 | 0 | 0 | 361 | S1 | 361.S1
1621 |  |  | Assigned | DPW | 0 | 0 | 0 | 0 | 0 | 0 | [6 empty] | PLNT2 | 0 | 0 | 0 | 0 | 0 | 0 | 0 | 0 | 0 | 361 | Assigned | 361. Assigned
1622 |  |  |  |  | 9139025.156 | 0 | 0 | 9139025.156 | 0 | 0 |  | 0 | 0 |  | 0 | 0 |  | 2199432.8205 | 6939592.3356 | 0 | 0 | 0 | 0 | 0 | 0 | 0 | 361 | NA | 361.NA2
1623 | [26 empty] | 361 | NA | 361.NA3
1624 | 362 | Station Equipment | [24 empty] | 362 | NA | 362.NA
1625 | [26 empty] | 362 | NA | 362.NA1
1626 |  | Demand - Primary | S1 | DPW | 92920006.4015 | 0 | 0 | 92920006.4015 | 0 | 0 | [6 empty] | SUBS | 92920006.4015 | 0 | 0 | 0 | 0 | 0 | 0 | 0 | 0 | 362 | S1 | 362.S1
1627 |  |  | Assigned | DPW | 0 | 0 | 0 | 0 | 0 | 0 | [6 empty] | SUBS | 0 | 0 | 0 | 0 | 0 | 0 | 0 | 0 | 0 | 362 | Assigned | 362. Assigned
1628 |  |  |  |  | 92920006.4015 | 0 | 0 | 92920006.4015 | 0 | 0 |  | 0 | 0 |  | 0 | 0 |  | 92920006.4015 | 0 | 0 | 0 | 0 | 0 | 0 | 0 | 0 | 362 | NA | 362.NA2
1629 | [26 empty] | 362 | NA | 362.NA3
1630 | 364 | Poles, Towers & Fixtures | [24 empty] | 364 | NA | 364.NA
1631 | [26 empty] | 364 | NA | 364.NA1
1632 |  | Demand - Primary | S1 | DPW | 130091584.6589 | 0 | 0 | 130091584.6589 | 0 | 0 | [6 empty] | PC | 0 | 130091584.6589 | 0 | 0 | 0 | 0 | 0 | 0 | 0 | 364 | S1 | 364.S1
1633 |  |  | Demand - Secondary | DPW | 0 | 0 | 0 | 0 | 0 | 0 | [6 empty] | PC | 0 | 0 | 0 | 0 | 0 | 0 | 0 | 0 | 0 | 364 | Demand - Secondary | 364. Demand - Secondary
1634 |  |  | Assigned | DPW | 0 | 0 | 0 | 0 | 0 | 0 | [6 empty] | PC | 0 | 0 | 0 | 0 | 0 | 0 | 0 | 0 | 0 | 364 | Assigned | 364. Assigned
1635 |  |  |  |  | 130091584.6589 | 0 | 0 | 130091584.6589 | 0 | 0 |  | 0 | 0 |  | 0 | 0 |  | 0 | 130091584.6589 | 0 | 0 | 0 | 0 | 0 | 0 | 0 | 364 | NA | 364.NA2
1636 | [26 empty] | 364 | NA | 364.NA3
1637 | 365 | Overhead Conductors | [24 empty] | 365 | NA | 365.NA
1638 | [26 empty] | 365 | NA | 365.NA1
1639 |  | Demand - Primary | S1 | DPW | 92504908.8996 | 0 | 0 | 92504908.8996 | 0 | 0 | [6 empty] | PC | 0 | 92504908.8996 | 0 | 0 | 0 | 0 | 0 | 0 | 0 | 365 | S1 | 365.S1
1640 |  |  | Demand - Secondary | DPW | 0 | 0 | 0 | 0 | 0 | 0 | [6 empty] | PC | 0 | 0 | 0 | 0 | 0 | 0 | 0 | 0 | 0 | 365 | Demand - Secondary | 365. Demand - Secondary
1641 |  |  | Assigned | DPW | 0 | 0 | 0 | 0 | 0 | 0 | [6 empty] | PC | 0 | 0 | 0 | 0 | 0 | 0 | 0 | 0 | 0 | 365 | Assigned | 365. Assigned
1642 |  |  |  |  | 92504908.8996 | 0 | 0 | 92504908.8996 | 0 | 0 |  | 0 | 0 |  | 0 | 0 |  | 0 | 92504908.8996 | 0 | 0 | 0 | 0 | 0 | 0 | 0 | 365 | NA | 365.NA2
1643 | [26 empty] | 365 | NA | 365.NA3
1644 | 366 | Underground Conduit | [24 empty] | 366 | NA | 366.NA
1645 | [26 empty] | 366 | NA | 366.NA1
1646 |  | Demand - Primary | S1 | DPW | 25121389.2942 | 0 | 0 | 25121389.2942 | 0 | 0 | [6 empty] | PC | 0 | 25121389.2942 | 0 | 0 | 0 | 0 | 0 | 0 | 0 | 366 | S1 | 366.S1
1647 |  |  | Demand - Secondary | DPW | 0 | 0 | 0 | 0 | 0 | 0 | [6 empty] | PC | 0 | 0 | 0 | 0 | 0 | 0 | 0 | 0 | 0 | 366 | Demand - Secondary | 366. Demand - Secondary
1648 |  |  | Assigned | DPW | 0 | 0 | 0 | 0 | 0 | 0 | [6 empty] | PC | 0 | 0 | 0 | 0 | 0 | 0 | 0 | 0 | 0 | 366 | Assigned | 366. Assigned
1649 |  |  |  |  | 25121389.2942 | 0 | 0 | 25121389.2942 | 0 | 0 |  | 0 | 0 |  | 0 | 0 |  | 0 | 25121389.2942 | 0 | 0 | 0 | 0 | 0 | 0 | 0 | 366 | NA | 366.NA2
1650 | [26 empty] | 366 | NA | 366.NA3
1651 | 367 | Underground Conductors | [24 empty] | 367 | NA | 367.NA
1652 | [26 empty] | 367 | NA | 367.NA1
1653 |  | Demand - Primary | S1 | DPW | 40533867.3303 | 0 | 0 | 40533867.3303 | 0 | 0 | [6 empty] | PC | 0 | 40533867.3303 | 0 | 0 | 0 | 0 | 0 | 0 | 0 | 367 | S1 | 367.S1
1654 |  |  | Demand - Secondary | DPW | 0 | 0 | 0 | 0 | 0 | 0 | [6 empty] | PC | 0 | 0 | 0 | 0 | 0 | 0 | 0 | 0 | 0 | 367 | Demand - Secondary | 367. Demand - Secondary
1655 |  |  | Assigned | DPW | 0 | 0 | 0 | 0 | 0 | 0 | [6 empty] | PC | 0 | 0 | 0 | 0 | 0 | 0 | 0 | 0 | 0 | 367 | Assigned | 367. Assigned
1656 |  |  |  |  | 40533867.3303 | 0 | 0 | 40533867.3303 | 0 | 0 |  | 0 | 0 |  | 0 | 0 |  | 0 | 40533867.3303 | 0 | 0 | 0 | 0 | 0 | 0 | 0 | 367 | NA | 367.NA2
1657 | [26 empty] | 367 | NA | 367.NA3
1658 | 368 | Line Transformers | [24 empty] | 368 | NA | 368.NA
1659 | [26 empty] | 368 | NA | 368.NA1
1660 |  | Demand - Secondary | S1 | DPW | 134087821.8336 | 0 | 0 | 134087821.8336 | 0 | 0 | [6 empty] | XFMR | 0 | 0 | 134087821.8336 | 0 | 0 | 0 | 0 | 0 | 0 | 368 | S1 | 368.S1
1661 |  |  | Assigned | DPW | 0 | 0 | 0 | 0 | 0 | 0 | [6 empty] | XFMR | 0 | 0 | 0 | 0 | 0 | 0 | 0 | 0 | 0 | 368 | Assigned | 368. Assigned
1662 |  |  |  |  | 134087821.8336 | 0 | 0 | 134087821.8336 | 0 | 0 |  | 0 | 0 |  | 0 | 0 |  | 0 | 0 | 134087821.8336 | 0 | 0 | 0 | 0 | 0 | 0 | 368 | NA | 368.NA2
1663 | [26 empty] | 368 | NA | 368.NA3
1664 | 369 | Services | [24 empty] | 369 | NA | 369.NA
1665 | [26 empty] | 369 | NA | 369.NA1
1666 |  | Customer OH | S | DPW | 81454394.9272 | 0 | 0 | 81454394.9272 | 0 | 0 | [6 empty] | SERV | 0 | 0 | 0 | 0 | 81454394.9272 | 0 | 0 | 0 | 0 | 369 | S | 369.S1
1667 |  |  | Customer UG | DPW | 0 | 0 | 0 | 0 | 0 | 0 | [6 empty] | SERV | 0 | 0 | 0 | 0 | 0 | 0 | 0 | 0 | 0 | 369 | Customer UG | 369. Customer UG
1668 |  |  | Assigned | DPW | 0 | 0 | 0 | 0 | 0 | 0 | [6 empty] | SERV | 0 | 0 | 0 | 0 | 0 | 0 | 0 | 0 | 0 | 369 | Assigned | 369. Assigned
1669 |  |  |  |  | 81454394.9272 | 0 | 0 | 81454394.9272 | 0 | 0 |  | 0 | 0 |  | 0 | 0 |  | 0 | 0 | 0 | 0 | 81454394.9272 | 0 | 0 | 0 | 0 | 369 | NA | 369.NA2
1670 | [26 empty] | 369 | NA | 369.NA3
1671 | 370 | Meters | [24 empty] | 370 | NA | 370.NA
1672 | [26 empty] | 370 | NA | 370.NA1
1673 |  | Customer | S | DPW | 16546935.7273 | 0 | 0 | 16546935.7273 | 0 | 0 | [6 empty] | METR | 0 | 0 | 0 | 16546935.7273 | 0 | 0 | 0 | 0 | 0 | 370 | S | 370.S1
1674 |  |  | Assigned | DPW | 0 | 0 | 0 | 0 | 0 | 0 | [6 empty] | METR | 0 | 0 | 0 | 0 | 0 | 0 | 0 | 0 | 0 | 370 | Assigned | 370. Assigned
1675 |  |  |  |  | 16546935.7273 | 0 | 0 | 16546935.7273 | 0 | 0 |  | 0 | 0 |  | 0 | 0 |  | 0 | 0 | 0 | 16546935.7273 | 0 | 0 | 0 | 0 | 0 | 370 | NA | 370.NA2
1676 | [26 empty] | 370 | NA | 370.NA3
1677 | 371 | Installations on Customers' Premises | [24 empty] | 371 | NA | 371.NA
1678 | [26 empty] | 371 | NA | 371.NA1
1679 |  | Demand - Primary | S | DPW | 567696.8032 | 0 | 0 | 567696.8032 | 0 | 0 | [6 empty] | PC | 0 | 567696.8032 | 0 | 0 | 0 | 0 | 0 | 0 | 0 | 371 | S | 371.S1
1680 |  |  | Demand - Secondary | DPW | 0 | 0 | 0 | 0 | 0 | 0 | [6 empty] | PC | 0 | 0 | 0 | 0 | 0 | 0 | 0 | 0 | 0 | 371 | Demand - Secondary | 371. Demand - Secondary
1681 |  |  | Assigned | DPW | 0 | 0 | 0 | 0 | 0 | 0 | [6 empty] | PC | 0 | 0 | 0 | 0 | 0 | 0 | 0 | 0 | 0 | 371 | Assigned | 371. Assigned
1682 |  |  |  |  | 567696.8032 | 0 | 0 | 567696.8032 | 0 | 0 |  | 0 | 0 |  | 0 | 0 |  | 0 | 567696.8032 | 0 | 0 | 0 | 0 | 0 | 0 | 0 | 371 | NA | 371.NA2
1683 | [26 empty] | 371 | NA | 371.NA3
1684 | 372 | Leased Property | [24 empty] | 372 | NA | 372.NA
1685 |  |  | S |  | 0 | [21 empty] | 372 | S | 372.S1
1686 |  |  | Demand - Primary | DPW | 0 | 0 | 0 | 0 | 0 | 0 | [6 empty] | PLNT2 | 0 | 0 | 0 | 0 | 0 | 0 | 0 | 0 | 0 | 372 | Demand - Primary | 372. Demand - Primary
1687 |  |  | Demand - Secondary | DPW | 0 | 0 | 0 | 0 | 0 | 0 | [6 empty] | PLNT2 | 0 | 0 | 0 | 0 | 0 | 0 | 0 | 0 | 0 | 372 | Demand - Secondary | 372. Demand - Secondary
1688 |  |  | Assigned | DPW | 0 | 0 | 0 | 0 | 0 | 0 | [6 empty] | PLNT2 | 0 | 0 | 0 | 0 | 0 | 0 | 0 | 0 | 0 | 372 | Assigned | 372. Assigned
1689 |  |  |  |  | 0 | 0 | 0 | 0 | 0 | 0 |  | 0 | 0 |  | 0 | 0 |  | 0 | 0 | 0 | 0 | 0 | 0 | 0 | 0 | 0 | 372 | NA | 372.NA1
1690 | [26 empty] | 372 | NA | 372.NA2
1691 | 373 | Street Lights | [24 empty] | 373 | NA | 373.NA2
1692 |  |  | S | DPW | 4359302.6673 | 0 | 0 | 4359302.6673 | 0 | 0 | [6 empty] | PC | 0 | 4359302.6673 | 0 | 0 | 0 | 0 | 0 | 0 | 0 | 373 | S | 373.S1
1693 |  |  | Customer | DPW | 0 | 0 | 0 | 0 | 0 | 0 | [6 empty] | PC | 0 | 0 | 0 | 0 | 0 | 0 | 0 | 0 | 0 | 373 | Customer | 373. Customer
1694 |  |  | Public Authority | DPW | 0 | 0 | 0 | 0 | 0 | 0 | [6 empty] | PC | 0 | 0 | 0 | 0 | 0 | 0 | 0 | 0 | 0 | 373 | Public Authority | 373. Public Authority
1695 |  |  |  |  | 4359302.6673 | 0 | 0 | 4359302.6673 | 0 | 0 |  | 0 | 0 |  | 0 | 0 |  | 0 | 4359302.6673 | 0 | 0 | 0 | 0 | 0 | 0 | 0 | 373 | NA | 373.NA3
1696 | [26 empty] | 373 | NA | 373.NA4
1697 | DP | Unclassified Dist Plant - Acct 300 | [24 empty] | DP | NA | DP.NA
1698 |  |  | S | DPW | 11302326.31 | 0 | 0 | 11302326.31 | 0 | 0 | [6 empty] | PLNT2 | 2720061.1673 | 8582265.1427 | 0 | 0 | 0 | 0 | 0 | 0 | 0 | DP | S | DP.S
1699 |  |  |  |  | 11302326.31 | 0 | 0 | 11302326.31 | 0 | 0 |  | 0 | 0 |  | 0 | 0 |  | 2720061.1673 | 8582265.1427 | 0 | 0 | 0 | 0 | 0 | 0 | 0 | DP | NA | DP.NA1
1700 | [26 empty] | DP | NA | DP.NA2
1701 | DS0 | Unclassified Dist Sub Plant - Acct 300 | [24 empty] | DS0 | NA | DS0.NA
1702 |  |  | S | DPW | 0 | 0 | 0 | 0 | 0 | 0 | [6 empty] | PLNT2 | 0 | 0 | 0 | 0 | 0 | 0 | 0 | 0 | 0 | DS0 | S | DS0.S
1703 |  |  |  |  | 0 | 0 | 0 | 0 | 0 | 0 |  | 0 | 0 |  | 0 | 0 |  | 0 | 0 | 0 | 0 | 0 | 0 | 0 | 0 | 0 | DS0 | NA | DS0.NA1
1704 | [26 empty] | DS0 | NA | DS0.NA2
1705 | [26 empty] | DS0 | NA | DS0.NA3
1706 | TOTAL DISTRIBUTION PLANT |  |  |  | 640882828.9973 | 0 | 0 | 640882828.9973 | 0 | 0 |  | 0 | 0 |  | 0 | 0 |  | 98381852.939 | 310411823.5702 | 134087821.8336 | 16546935.7273 | 81454394.9272 | 0 | 0 | 0 | 0 | TOTAL DISTRIBUTION PLANT | NA | TOTAL DISTRIBUTION PLANT.NA
1707 | [26 empty] | TOTAL DISTRIBUTION PLANT | NA | TOTAL DISTRIBUTION PLANT.NA1
1708 | 389 | Land and Land Rights | [24 empty] | 389 | NA | 389.NA
1709 |  |  | S | G-SITUS | 1098826.35 | 0 | 315393.6194 | 783432.7306 | 0 | 0 | 73.92% | 0 | 0 | 100% | 315393.6194 | 0 | PLNT | 117758.0042 | 371546.9443 | 169930.1894 | 20970.0171 | 103227.5756 | 0 | 0 | 0 | 0 | 389 | S | 389.S
1710 |  |  | CN | CUST | 76094.933 | 0 | 0 | 0 | 76094.933 | 0 | 73.92% | 0 | 0 | 100% | 0 | 0 | CUST | 0 | 0 | 0 | 0 | 0 | 0 | 0 | 0 | 0 | 389 | CN | 389.CN
1711 |  |  | DGU | G-DGU | 0 | 0 | 0 | 0 | 0 | 0 | 73.92% | 0 | 0 | 100% | 0 | 0 | PLNT | 0 | 0 | 0 | 0 | 0 | 0 | 0 | 0 | 0 | 389 | DGU | 389.DGU
1712 |  |  | SG | G-SG | 97.9435 | 40.6571 | 57.2864 | 0 | 0 | 0 | 73.92% | 30.0532 | 10.6039 | 100% | 57.2864 | 0 | PLNT | 0 | 0 | 0 | 0 | 0 | 0 | 0 | 0 | 0 | 389 | SG | 389.SG
1713 |  |  | CAGW | G-SG | 0 | 0 | 0 | 0 | 0 | 0 | 73.92% | 0 | 0 | 100% | 0 | 0 | PLNT | 0 | 0 | 0 | 0 | 0 | 0 | 0 | 0 | 0 | 389 | CAGW | 389.CAGW
1714 |  |  | CAGE | G-SG | 0 | 0 | 0 | 0 | 0 | 0 | 73.92% | 0 | 0 | 100% | 0 | 0 | PLNT | 0 | 0 | 0 | 0 | 0 | 0 | 0 | 0 | 0 | 389 | CAGE | 389.CAGE
1715 |  |  | SO | PTD | 539251.1864 | 226236.272 | 162399.5116 | 150615.4027 | 0 | 0 | 73.92% | 167231.0831 | 59005.189 | 100% | 162399.5116 | 0 | PLNT | 22639.0455 | 71430.1183 | 32669.1787 | 4031.4981 | 19845.562 | 0 | 0 | 0 | 0 | 389 | SO | 389.SO
1716 |  |  |  |  | 1714270.4128 | 226276.9291 | 477850.4174 | 934048.1333 | 76094.933 | 0 |  | 167261.1363 | 59015.7928 |  | 477850.4174 | 0 |  | 140397.0497 | 442977.0625 | 202599.3682 | 25001.5153 | 123073.1376 | 0 | 0 | 0 | 0 | 389 | NA | 389.NA1
1717 | [26 empty] | 389 | NA | 389.NA2
1718 | 390 | Structures and Improvements | [24 empty] | 390 | NA | 390.NA
1719 |  |  | S | G-SITUS | 14293983.04 | 0 | 4102769.329 | 10191213.711 | 0 | 0 | 73.92% | 0 | 0 | 100% | 4102769.329 | 0 | PLNT | 1531844.3311 | 4833234.7688 | 2210521.4765 | 272786.5685 | 1342826.566 | 0 | 0 | 0 | 0 | 390 | S | 390.S
1720 |  |  | CAEE | G-DGP | 0 | 0 | 0 | 0 | 0 | 0 | 73.92% | 0 | 0 | 100% | 0 | 0 | PLNT | 0 | 0 | 0 | 0 | 0 | 0 | 0 | 0 | 0 | 390 | CAEE | 390.CAEE
1721 |  |  | SE | P | 0 | 0 | 0 | 0 | 0 | 0 | 73.92% | 0 | 0 | 100% | 0 | 0 | PLNT | 0 | 0 | 0 | 0 | 0 | 0 | 0 | 0 | 0 | 390 | SE | 390.SE
1722 |  |  | CN | CUST | 553444.6733 | 0 | 0 | 0 | 553444.6733 | 0 | 73.92% | 0 | 0 | 100% | 0 | 0 | CUST | 0 | 0 | 0 | 0 | 0 | 0 | 0 | 0 | 0 | 390 | CN | 390.CN
1723 |  |  | SG | G-SG | 912503.8132 | 378787.418 | 533716.3952 | 0 | 0 | 0 | 73.92% | 279995.0228 | 98792.3951 | 100% | 533716.3952 | 0 | PLNT | 0 | 0 | 0 | 0 | 0 | 0 | 0 | 0 | 0 | 390 | SG | 390.SG
1724 |  |  | CAGW | G-SG | 2359.0478 | 979.2591 | 1379.7888 | 0 | 0 | 0 | 73.92% | 723.8563 | 255.4028 | 100% | 1379.7888 | 0 | PLNT | 0 | 0 | 0 | 0 | 0 | 0 | 0 | 0 | 0 | 390 | CAGW | 390.CAGW
1725 |  |  | CAGE | G-SG | 0 | 0 | 0 | 0 | 0 | 0 | 73.92% | 0 | 0 | 100% | 0 | 0 | PLNT | 0 | 0 | 0 | 0 | 0 | 0 | 0 | 0 | 0 | 390 | CAGE | 390.CAGE
1726 |  |  | JBG | PTD | 0 | 0 | 0 | 0 | 0 | 0 | 73.92% | 0 | 0 | 100% | 0 | 0 | PLNT | 0 | 0 | 0 | 0 | 0 | 0 | 0 | 0 | 0 | 390 | JBG | 390.JBG
1727 |  |  | SO | PTD | 7646220.3571 | 3207878.6892 | 2302716.2169 | 2135625.451 | 0 | 0 | 73.92% | 2371224.6614 | 836654.0279 | 100% | 2302716.2169 | 0 | PLNT | 321006.4898 | 1012831.1971 | 463227.0561 | 57163.9409 | 281396.7671 | 0 | 0 | 0 | 0 | 390 | SO | 390.SO
1728 |  |  |  |  | 23408510.9315 | 3587645.3663 | 6940581.7299 | 12326839.162 | 553444.6733 | 0 |  | 2651943.5405 | 935701.8258 |  | 6940581.7299 | 0 |  | 1852850.8209 | 5846065.9659 | 2673748.5326 | 329950.5094 | 1624223.3331 | 0 | 0 | 0 | 0 | 390 | NA | 390.NA1
1729 | [26 empty] | 390 | NA | 390.NA2
1730 | 391 | Office Furniture & Equipment | [24 empty] | 391 | NA | 391.NA
1731 |  |  | S | G-SITUS | 432209.52 | 0 | 124056.1121 | 308153.4079 | 0 | 0 | 73.92% | 0 | 0 | 100% | 124056.1121 | 0 | PLNT | 46318.6294 | 146143.3159 | 66839.9021 | 8248.2924 | 40603.2681 | 0 | 0 | 0 | 0 | 391 | S | 391.S
1732 |  |  | DGP | G-DGP | 0 | 0 | 0 | 0 | 0 | 0 | 73.92% | 0 | 0 | 100% | 0 | 0 | PLNT | 0 | 0 | 0 | 0 | 0 | 0 | 0 | 0 | 0 | 391 | DGP | 391.DGP
1733 |  |  | DGU | G-DGU | 0 | 0 | 0 | 0 | 0 | 0 | 73.92% | 0 | 0 | 100% | 0 | 0 | PLNT | 0 | 0 | 0 | 0 | 0 | 0 | 0 | 0 | 0 | 391 | DGU | 391.DGU
1734 |  |  | CN | CUST | 252283.7891 | 0 | 0 | 0 | 252283.7891 | 0 | 73.92% | 0 | 0 | 100% | 0 | 0 | CUST | 0 | 0 | 0 | 0 | 0 | 0 | 0 | 0 | 0 | 391 | CN | 391.CN
1735 |  |  | SG | G-SG | 83193.3521 | 34534.2064 | 48659.1457 | 0 | 0 | 0 | 73.92% | 25527.2627 | 9006.9437 | 100% | 48659.1457 | 0 | PLNT | 0 | 0 | 0 | 0 | 0 | 0 | 0 | 0 | 0 | 391 | SG | 391.SG
1736 |  |  | SE | P | 0 | 0 | 0 | 0 | 0 | 0 | 73.92% | 0 | 0 | 100% | 0 | 0 | PLNT | 0 | 0 | 0 | 0 | 0 | 0 | 0 | 0 | 0 | 391 | SE | 391.SE
1737 |  |  | SO | PTD | 5240182.4967 | 2198454.7886 | 1578119.9927 | 1463607.7154 | 0 | 0 | 73.92% | 1625070.8698 | 573383.9188 | 100% | 1578119.9927 | 0 | PLNT | 219995.3063 | 694123.3791 | 317463.2953 | 39176.1509 | 192849.5838 | 0 | 0 | 0 | 0 | 391 | SO | 391.SO
1738 |  |  | CAGW | G-SG | 53443.0058 | 22184.6067 | 31258.3992 | 0 | 0 | 0 | 73.92% | 16398.5897 | 5786.017 | 100% | 31258.3992 | 0 | PLNT | 0 | 0 | 0 | 0 | 0 | 0 | 0 | 0 | 0 | 391 | CAGW | 391.CAGW
1739 |  |  | CAGE | G-SG | 0 | 0 | 0 | 0 | 0 | 0 | 73.92% | 0 | 0 | 100% | 0 | 0 | PLNT | 0 | 0 | 0 | 0 | 0 | 0 | 0 | 0 | 0 | 391 | CAGE | 391.CAGE
1740 |  |  | JBG | P | 60560.0317 | 60560.0317 | 0 | 0 | 0 | 0 | 73.92% | 44765.2341 | 15794.7975 | 100% | 0 | 0 | PLNT | 0 | 0 | 0 | 0 | 0 | 0 | 0 | 0 | 0 | 391 | JBG | 391.JBG
1741 |  |  | JBE | P | 0 | 0 | 0 | 0 | 0 | 0 | 73.92% | 0 | 0 | 100% | 0 | 0 | PLNT | 0 | 0 | 0 | 0 | 0 | 0 | 0 | 0 | 0 | 391 | JBE | 391.JBE
1742 |  |  | CAEE | P | 0 | 0 | 0 | 0 | 0 | 0 | 73.92% | 0 | 0 | 100% | 0 | 0 | PLNT | 0 | 0 | 0 | 0 | 0 | 0 | 0 | 0 | 0 | 391 | CAEE | 391.CAEE
1743 |  |  | CAGE | G-SG | 0 | 0 | 0 | 0 | 0 | 0 | 73.92% | 0 | 0 | 100% | 0 | 0 | PLNT | 0 | 0 | 0 | 0 | 0 | 0 | 0 | 0 | 0 | 391 | CAGE | 391.CAGE1
1744 |  |  | CAGE | G-SG | 0 | 0 | 0 | 0 | 0 | 0 | 73.92% | 0 | 0 | 100% | 0 | 0 | PLNT | 0 | 0 | 0 | 0 | 0 | 0 | 0 | 0 | 0 | 391 | CAGE | 391.CAGE1
1745 |  |  |  |  | 6121872.1954 | 2315733.6334 | 1782093.6497 | 1771761.1233 | 252283.7891 | 0 |  | 1711761.9563 | 603971.6771 |  | 1782093.6497 | 0 |  | 266313.9357 | 840266.695 | 384303.1974 | 47424.4433 | 233452.8519 | 0 | 0 | 0 | 0 | 391 | NA | 391.NA1
1746 | [26 empty] | 391 | NA | 391.NA2
1747 | 392 | Transportation Equipment | [24 empty] | 392 | NA | 392.NA
1748 |  |  | S | G-SITUS | 6362057.67 | 0 | 1826086.893 | 4535970.777 | 0 | 0 | 73.92% | 0 | 0 | 100% | 1826086.893 | 0 | PLNT | 681803.102 | 2151207.137 | 983873.0797 | 121413.5959 | 597673.8625 | 0 | 0 | 0 | 0 | 392 | S | 392.S
1749 |  |  | SO | PTD | 482930.7162 | 202607.7043 | 145438.1825 | 134884.8294 | 0 | 0 | 73.92% | 149765.135 | 52842.5693 | 100% | 145438.1825 | 0 | PLNT | 20274.5784 | 63969.8142 | 29257.1445 | 3610.4404 | 17772.8519 | 0 | 0 | 0 | 0 | 392 | SO | 392.SO
1750 |  |  | SG | G-SG | 948037.6799 | 393537.8019 | 554499.878 | 0 | 0 | 0 | 73.92% | 290898.3261 | 102639.4758 | 100% | 554499.878 | 0 | PLNT | 0 | 0 | 0 | 0 | 0 | 0 | 0 | 0 | 0 | 392 | SG | 392.SG
1751 |  |  | CN | CUST | 0 | 0 | 0 | 0 | 0 | 0 | 73.92% | 0 | 0 | 100% | 0 | 0 | CUST | 0 | 0 | 0 | 0 | 0 | 0 | 0 | 0 | 0 | 392 | CN | 392.CN
1752 |  |  | DGU | G-DGU | 0 | 0 | 0 | 0 | 0 | 0 | 73.92% | 0 | 0 | 100% | 0 | 0 | PLNT | 0 | 0 | 0 | 0 | 0 | 0 | 0 | 0 | 0 | 392 | DGU | 392.DGU
1753 |  |  | SE | P | 0 | 0 | 0 | 0 | 0 | 0 | 73.92% | 0 | 0 | 100% | 0 | 0 | PLNT | 0 | 0 | 0 | 0 | 0 | 0 | 0 | 0 | 0 | 392 | SE | 392.SE
1754 |  |  | DGP | G-DGP | 0 | 0 | 0 | 0 | 0 | 0 | 73.92% | 0 | 0 | 100% | 0 | 0 | PLNT | 0 | 0 | 0 | 0 | 0 | 0 | 0 | 0 | 0 | 392 | DGP | 392.DGP
1755 |  |  | CAGW | G-SG | 47379.3932 | 19667.554 | 27711.8392 | 0 | 0 | 0 | 73.92% | 14538.0152 | 5129.5388 | 100% | 27711.8392 | 0 | PLNT | 0 | 0 | 0 | 0 | 0 | 0 | 0 | 0 | 0 | 392 | CAGW | 392.CAGW
1756 |  |  | CAGE | G-SG | 0 | 0 | 0 | 0 | 0 | 0 | 73.92% | 0 | 0 | 100% | 0 | 0 | PLNT | 0 | 0 | 0 | 0 | 0 | 0 | 0 | 0 | 0 | 392 | CAGE | 392.CAGE
1757 |  |  | JBG | P | 628085.7201 | 628085.7201 | 0 | 0 | 0 | 0 | 73.92% | 464273.2763 | 163812.4438 | 100% | 0 | 0 | PLNT | 0 | 0 | 0 | 0 | 0 | 0 | 0 | 0 | 0 | 392 | JBG | 392.JBG
1758 |  |  | CAEW | P | 0 | 0 | 0 | 0 | 0 | 0 | 73.92% | 0 | 0 | 100% | 0 | 0 | PLNT | 0 | 0 | 0 | 0 | 0 | 0 | 0 | 0 | 0 | 392 | CAEW | 392.CAEW
1759 |  |  | CAEE | P | 0 | 0 | 0 | 0 | 0 | 0 | 73.92% | 0 | 0 | 100% | 0 | 0 | PLNT | 0 | 0 | 0 | 0 | 0 | 0 | 0 | 0 | 0 | 392 | CAEE | 392.CAEE
1760 |  |  | CAGE | G-SG | 0 | 0 | 0 | 0 | 0 | 0 | 73.92% | 0 | 0 | 100% | 0 | 0 | PLNT | 0 | 0 | 0 | 0 | 0 | 0 | 0 | 0 | 0 | 392 | CAGE | 392.CAGE1
1761 |  |  | CAGE | G-SG | 0 | 0 | 0 | 0 | 0 | 0 | 73.92% | 0 | 0 | 100% | 0 | 0 | PLNT | 0 | 0 | 0 | 0 | 0 | 0 | 0 | 0 | 0 | 392 | CAGE | 392.CAGE
1762 |  |  |  |  | 8468491.1795 | 1243898.7803 | 2553736.7927 | 4670855.6064 | 0 | 0 |  | 919474.7526 | 324424.0277 |  | 2553736.7927 | 0 |  | 702077.6803 | 2215176.9512 | 1013130.2242 | 125024.0363 | 615446.7144 | 0 | 0 | 0 | 0 | 392 | NA | 392.NA1
1763 | [26 empty] | 392 | NA | 392.NA2
1764 | 393 | Stores Equipment | [24 empty] | 393 | NA | 393.NA
1765 |  |  | S | G-SITUS | 697336.54 | 0 | 200154.9156 | 497181.6244 | 0 | 0 | 73.92% | 0 | 0 | 100% | 200154.9156 | 0 | PLNT | 74731.5162 | 235790.906 | 107840.9981 | 13307.9801 | 65510.224 | 0 | 0 | 0 | 0 | 393 | S | 393.S
1766 |  |  | DGP | G-DGP | 0 | 0 | 0 | 0 | 0 | 0 | 73.92% | 0 | 0 | 100% | 0 | 0 | PLNT | 0 | 0 | 0 | 0 | 0 | 0 | 0 | 0 | 0 | 393 | DGP | 393.DGP
1767 |  |  | DGU | G-DGU | 0 | 0 | 0 | 0 | 0 | 0 | 73.92% | 0 | 0 | 100% | 0 | 0 | PLNT | 0 | 0 | 0 | 0 | 0 | 0 | 0 | 0 | 0 | 393 | DGU | 393.DGU
1768 |  |  | SO | PTD | 15457.5257 | 6485.0168 | 4655.149 | 4317.3599 | 0 | 0 | 73.92% | 4793.645 | 1691.3718 | 100% | 4655.149 | 0 | PLNT | 648.9436 | 2047.5298 | 936.4554 | 115.5621 | 568.869 | 0 | 0 | 0 | 0 | 393 | SO | 393.SO
1769 |  |  | SG | G-SG | 153992.07 | 63923.3039 | 90068.766 | 0 | 0 | 0 | 73.92% | 47251.3238 | 16671.9801 | 100% | 90068.766 | 0 | PLNT | 0 | 0 | 0 | 0 | 0 | 0 | 0 | 0 | 0 | 393 | SG | 393.SG
1770 |  |  | CAGW | G-SG | 41129.7534 | 17073.28 | 24056.4734 | 0 | 0 | 0 | 73.92% | 12620.3596 | 4452.9204 | 100% | 24056.4734 | 0 | PLNT | 0 | 0 | 0 | 0 | 0 | 0 | 0 | 0 | 0 | 393 | CAGW | 393.CAGW
1771 |  |  | CAGE | G-SG | 0 | 0 | 0 | 0 | 0 | 0 | 73.92% | 0 | 0 | 100% | 0 | 0 | PLNT | 0 | 0 | 0 | 0 | 0 | 0 | 0 | 0 | 0 | 393 | CAGE | 393.CAGE
1772 |  |  | JBG | G-SG | 213278.9125 | 88533.7326 | 124745.1799 | 0 | 0 | 0 | 73.92% | 65443.0514 | 23090.6811 | 100% | 124745.1799 | 0 | PLNT | 0 | 0 | 0 | 0 | 0 | 0 | 0 | 0 | 0 | 393 | JBG | 393.JBG
1773 |  |  | CAGE | G-SG | 0 | 0 | 0 | 0 | 0 | 0 | 73.92% | 0 | 0 | 100% | 0 | 0 | PLNT | 0 | 0 | 0 | 0 | 0 | 0 | 0 | 0 | 0 | 393 | CAGE | 393.CAGE
1774 |  |  |  |  | 1121194.8016 | 176015.3333 | 443680.484 | 501498.9844 | 0 | 0 |  | 130108.3798 | 45906.9534 |  | 443680.484 | 0 |  | 75380.4599 | 237838.4358 | 108777.4535 | 13423.5422 | 66079.093 | 0 | 0 | 0 | 0 | 393 | NA | 393.NA1
1775 | [26 empty] | 393 | NA | 393.NA2
1776 | 394 | Tools, Shop & Garage Equipment | [24 empty] | 394 | NA | 394.NA
1777 |  |  | S | G-SITUS | 2747536.55 | 0 | 788619.1453 | 1958917.4047 | 0 | 0 | 73.92% | 0 | 0 | 100% | 788619.1453 | 0 | PLNT | 294445.4514 | 929026.5103 | 424898.262 | 52434.0252 | 258113.1557 | 0 | 0 | 0 | 0 | 394 | S | 394.S
1778 |  |  | DGP | G-DGP | 0 | 0 | 0 | 0 | 0 | 0 | 73.92% | 0 | 0 | 100% | 0 | 0 | PLNT | 0 | 0 | 0 | 0 | 0 | 0 | 0 | 0 | 0 | 394 | DGP | 394.DGP
1779 |  |  | SG | G-SG | 272575.3253 | 113148.1339 | 159427.1914 | 0 | 0 | 0 | 73.92% | 83637.7156 | 29510.4183 | 100% | 159427.1914 | 0 | PLNT | 0 | 0 | 0 | 0 | 0 | 0 | 0 | 0 | 0 | 394 | SG | 394.SG
1780 |  |  | SO | PTD | 129965.2517 | 54525.3396 | 39140.0037 | 36299.9085 | 0 | 0 | 73.92% | 40304.4636 | 14220.876 | 100% | 39140.0037 | 0 | PLNT | 5456.2499 | 17215.4156 | 7873.6184 | 971.6338 | 4782.9908 | 0 | 0 | 0 | 0 | 394 | SO | 394.SO
1781 |  |  | SE | P | 0 | 0 | 0 | 0 | 0 | 0 | 73.92% | 0 | 0 | 100% | 0 | 0 | PLNT | 0 | 0 | 0 | 0 | 0 | 0 | 0 | 0 | 0 | 394 | SE | 394.SE
1782 |  |  | DGU | G-DGU | 0 | 0 | 0 | 0 | 0 | 0 | 73.92% | 0 | 0 | 100% | 0 | 0 | PLNT | 0 | 0 | 0 | 0 | 0 | 0 | 0 | 0 | 0 | 394 | DGU | 394.DGU
1783 |  |  | CAGW | G-SG | 164008.6667 | 68081.271 | 95927.3957 | 0 | 0 | 0 | 73.92% | 50324.8422 | 17756.4288 | 100% | 95927.3957 | 0 | PLNT | 0 | 0 | 0 | 0 | 0 | 0 | 0 | 0 | 0 | 394 | CAGW | 394.CAGW
1784 |  |  | CAGE | G-SG | 0 | 0 | 0 | 0 | 0 | 0 | 73.92% | 0 | 0 | 100% | 0 | 0 | PLNT | 0 | 0 | 0 | 0 | 0 | 0 | 0 | 0 | 0 | 394 | CAGE | 394.CAGE
1785 |  |  | JBG | P | 611748.971 | 611748.971 | 0 | 0 | 0 | 0 | 73.92% | 452197.3513 | 159551.6197 | 100% | 0 | 0 | PLNT | 0 | 0 | 0 | 0 | 0 | 0 | 0 | 0 | 0 | 394 | JBG | 394.JBG
1786 |  |  | CAEW | P | 0 | 0 | 0 | 0 | 0 | 0 | 73.92% | 0 | 0 | 100% | 0 | 0 | PLNT | 0 | 0 | 0 | 0 | 0 | 0 | 0 | 0 | 0 | 394 | CAEW | 394.CAEW
1787 |  |  | CAEE | P | 0 | 0 | 0 | 0 | 0 | 0 | 73.92% | 0 | 0 | 100% | 0 | 0 | PLNT | 0 | 0 | 0 | 0 | 0 | 0 | 0 | 0 | 0 | 394 | CAEE | 394.CAEE
1788 |  |  | CAGE | G-SG | 0 | 0 | 0 | 0 | 0 | 0 | 73.92% | 0 | 0 | 100% | 0 | 0 | PLNT | 0 | 0 | 0 | 0 | 0 | 0 | 0 | 0 | 0 | 394 | CAGE | 394.CAGE1
1789 |  |  | CAGE | G-SG | 0 | 0 | 0 | 0 | 0 | 0 | 73.92% | 0 | 0 | 100% | 0 | 0 | PLNT | 0 | 0 | 0 | 0 | 0 | 0 | 0 | 0 | 0 | 394 | CAGE | 394.CAGE
1790 |  |  |  |  | 3925834.7647 | 847503.7154 | 1083113.736 | 1995217.3132 | 0 | 0 |  | 626464.3727 | 221039.3428 |  | 1083113.736 | 0 |  | 299901.7013 | 946241.9259 | 432771.8804 | 53405.659 | 262896.1465 | 0 | 0 | 0 | 0 | 394 | NA | 394.NA1
1791 | [26 empty] | 394 | NA | 394.NA2
1792 | 395 | Laboratory Equipment |  |  | 0 | [21 empty] | 395 | NA | 395.NA
1793 |  |  | S | G-SITUS | 1440731.77 | 0 | 413529.9518 | 1027201.8182 | 0 | 0 | 73.92% | 0 | 0 | 100% | 413529.9518 | 0 | PLNT | 154399.0075 | 487155.6699 | 222804.8341 | 27494.9449 | 135347.3619 | 0 | 0 | 0 | 0 | 395 | S | 395.S
1794 |  |  | DGP | G-DGP | 0 | 0 | 0 | 0 | 0 | 0 | 73.92% | 0 | 0 | 100% | 0 | 0 | PLNT | 0 | 0 | 0 | 0 | 0 | 0 | 0 | 0 | 0 | 395 | DGP | 395.DGP
1795 |  |  | DGU | G-DGU | 0 | 0 | 0 | 0 | 0 | 0 | 73.92% | 0 | 0 | 100% | 0 | 0 | PLNT | 0 | 0 | 0 | 0 | 0 | 0 | 0 | 0 | 0 | 395 | DGU | 395.DGU
1796 |  |  | SO | PTD | 365356.0269 | 153280.6743 | 110029.689 | 102045.6635 | 0 | 0 | 73.92% | 113303.1983 | 39977.4761 | 100% | 110029.689 | 0 | PLNT | 15338.5137 | 48395.6733 | 22134.1773 | 2731.4398 | 13445.8595 | 0 | 0 | 0 | 0 | 395 | SO | 395.SO
1797 |  |  | SE | P | 0 | 0 | 0 | 0 | 0 | 0 | 73.92% | 0 | 0 | 100% | 0 | 0 | PLNT | 0 | 0 | 0 | 0 | 0 | 0 | 0 | 0 | 0 | 395 | SE | 395.SE
1798 |  |  | SG | G-SG | 193115.9198 | 80163.9178 | 112952.0021 | 0 | 0 | 0 | 73.92% | 59256.1868 | 20907.731 | 100% | 112952.0021 | 0 | PLNT | 0 | 0 | 0 | 0 | 0 | 0 | 0 | 0 | 0 | 395 | SG | 395.SG
1799 |  |  | CAGW | G-SG | 49096.2797 | 20380.2469 | 28716.0328 | 0 | 0 | 0 | 73.92% | 15064.8291 | 5315.4179 | 100% | 28716.0328 | 0 | PLNT | 0 | 0 | 0 | 0 | 0 | 0 | 0 | 0 | 0 | 395 | CAGW | 395.CAGW
1800 |  |  | CAGE | G-SG | 0 | 0 | 0 | 0 | 0 | 0 | 73.92% | 0 | 0 | 100% | 0 | 0 | PLNT | 0 | 0 | 0 | 0 | 0 | 0 | 0 | 0 | 0 | 395 | CAGE | 395.CAGE
1801 |  |  | JBG | P | 112812.4775 | 112812.4775 | 0 | 0 | 0 | 0 | 73.92% | 83389.6025 | 29422.875 | 100% | 0 | 0 | PLNT | 0 | 0 | 0 | 0 | 0 | 0 | 0 | 0 | 0 | 395 | JBG | 395.JBG
1802 |  |  | CAEW | P | 0 | 0 | 0 | 0 | 0 | 0 | 73.92% | 0 | 0 | 100% | 0 | 0 | PLNT | 0 | 0 | 0 | 0 | 0 | 0 | 0 | 0 | 0 | 395 | CAEW | 395.CAEW
1803 |  |  | CAEE | P | 0 | 0 | 0 | 0 | 0 | 0 | 73.92% | 0 | 0 | 100% | 0 | 0 | PLNT | 0 | 0 | 0 | 0 | 0 | 0 | 0 | 0 | 0 | 395 | CAEE | 395.CAEE
1804 |  |  | CAGE | G-SG | 0 | 0 | 0 | 0 | 0 | 0 | 73.92% | 0 | 0 | 100% | 0 | 0 | PLNT | 0 | 0 | 0 | 0 | 0 | 0 | 0 | 0 | 0 | 395 | CAGE | 395.CAGE1
1805 |  |  | CAGE | G-SG | 0 | 0 | 0 | 0 | 0 | 0 | 73.92% | 0 | 0 | 100% | 0 | 0 | PLNT | 0 | 0 | 0 | 0 | 0 | 0 | 0 | 0 | 0 | 395 | CAGE | 395.CAGE1
1806 |  |  |  |  | 2161112.4739 | 366637.3166 | 665227.6757 | 1129247.4817 | 0 | 0 |  | 271013.8166 | 95623.4999 |  | 665227.6757 | 0 |  | 169737.5212 | 535551.3432 | 244939.0113 | 30226.3846 | 148793.2214 | 0 | 0 | 0 | 0 | 395 | NA | 395.NA1
1807 | [26 empty] | 395 | NA | 395.NA2
1808 | 396 | Power Operated Equipment | [24 empty] | 396 | NA | 396.NA
1809 |  |  | S | G-SITUS | 9586835.31 | 0 | 2751687.4591 | 6835147.8509 | 0 | 0 | 73.92% | 0 | 0 | 100% | 2751687.4591 | 0 | PLNT | 1027393.0843 | 3241603.5204 | 1482575.2406 | 182955.2966 | 900620.7089 | 0 | 0 | 0 | 0 | 396 | S | 396.S
1810 |  |  | DGP | G-DGP | 0 | 0 | 0 | 0 | 0 | 0 | 73.92% | 0 | 0 | 100% | 0 | 0 | PLNT | 0 | 0 | 0 | 0 | 0 | 0 | 0 | 0 | 0 | 396 | DGP | 396.DGP
1811 |  |  | DGU | G-SG | 0 | 0 | 0 | 0 | 0 | 0 | 73.92% | 0 | 0 | 100% | 0 | 0 | PLNT | 0 | 0 | 0 | 0 | 0 | 0 | 0 | 0 | 0 | 396 | DGU | 396.DGU
1812 |  |  | SO | PTD | 302635.4716 | 126967.0287 | 91140.9266 | 84527.5163 | 0 | 0 | 73.92% | 93852.4735 | 33114.5552 | 100% | 91140.9266 | 0 | PLNT | 12705.3558 | 40087.6031 | 18334.4099 | 2262.5344 | 11137.613 | 0 | 0 | 0 | 0 | 396 | SO | 396.SO
1813 |  |  | SE | G-DGU | 0 | 0 | 0 | 0 | 0 | 0 | 73.92% | 0 | 0 | 100% | 0 | 0 | PLNT | 0 | 0 | 0 | 0 | 0 | 0 | 0 | 0 | 0 | 396 | SE | 396.SE
1814 |  |  | SG | P | 552625.0848 | 552625.0848 | 0 | 0 | 0 | 0 | 73.92% | 408493.6983 | 144131.3865 | 100% | 0 | 0 | PLNT | 0 | 0 | 0 | 0 | 0 | 0 | 0 | 0 | 0 | 396 | SG | 396.SG
1815 |  |  | CAGW | G-SG | 42474.1112 | 17631.3333 | 24842.7779 | 0 | 0 | 0 | 73.92% | 13032.8658 | 4598.4676 | 100% | 24842.7779 | 0 | PLNT | 0 | 0 | 0 | 0 | 0 | 0 | 0 | 0 | 0 | 396 | CAGW | 396.CAGW
1816 |  |  | CAGE | G-SG | 0 | 0 | 0 | 0 | 0 | 0 | 73.92% | 0 | 0 | 100% | 0 | 0 | PLNT | 0 | 0 | 0 | 0 | 0 | 0 | 0 | 0 | 0 | 396 | CAGE | 396.CAGE
1817 |  |  | JBG | P | 2319022.0687 | 2319022.0687 | 0 | 0 | 0 | 0 | 73.92% | 1714192.7274 | 604829.3413 | 100% | 0 | 0 | PLNT | 0 | 0 | 0 | 0 | 0 | 0 | 0 | 0 | 0 | 396 | JBG | 396.JBG
1818 |  |  | CAEW | P | 0 | 0 | 0 | 0 | 0 | 0 | 73.92% | 0 | 0 | 100% | 0 | 0 | PLNT | 0 | 0 | 0 | 0 | 0 | 0 | 0 | 0 | 0 | 396 | CAEW | 396.CAEW
1819 |  |  | CAEE | P | 0 | 0 | 0 | 0 | 0 | 0 | 73.92% | 0 | 0 | 100% | 0 | 0 | PLNT | 0 | 0 | 0 | 0 | 0 | 0 | 0 | 0 | 0 | 396 | CAEE | 396.CAEE
1820 |  |  | CAGE | G-SG | 0 | 0 | 0 | 0 | 0 | 0 | 73.92% | 0 | 0 | 100% | 0 | 0 | PLNT | 0 | 0 | 0 | 0 | 0 | 0 | 0 | 0 | 0 | 396 | CAGE | 396.CAGE1
1821 |  |  | CAGE | G-SG | 0 | 0 | 0 | 0 | 0 | 0 | 73.92% | 0 | 0 | 100% | 0 | 0 | PLNT | 0 | 0 | 0 | 0 | 0 | 0 | 0 | 0 | 0 | 396 | CAGE | 396.CAGE2
1822 |  |  |  |  | 12803592.0463 | 3016245.5156 | 2867671.1636 | 6919675.3671 | 0 | 0 |  | 2229571.7651 | 786673.7505 |  | 2867671.1636 | 0 |  | 1040098.4402 | 3281691.1235 | 1500909.6505 | 185217.831 | 911758.3219 | 0 | 0 | 0 | 0 | 396 | NA | 396.NA1
1823 | [26 empty] | 396 | NA | 396.NA2
1824 | 397 | Communication Equipment | [24 empty] | 397 | NA | 397.NA
1825 |  |  | S | G-SITUS | 14950906.3924 | 0 | 4291324.5396 | 10659581.8528 | 0 | 0 | 73.92% | 0 | 0 | 100% | 4291324.5396 | 0 | PLNT | 1602244.8843 | 5055360.7346 | 2312112.6967 | 285323.3028 | 1404540.2344 | 0 | 0 | 0 | 0 | 397 | S | 397.S
1826 |  |  | SGP | G-DGP | 0 | 0 | 0 | 0 | 0 | 0 | 73.92% | 0 | 0 | 100% | 0 | 0 | PLNT | 0 | 0 | 0 | 0 | 0 | 0 | 0 | 0 | 0 | 397 | SGP | 397.SGP
1827 |  |  | SGU | G-DGU | 0 | 0 | 0 | 0 | 0 | 0 | 73.92% | 0 | 0 | 100% | 0 | 0 | PLNT | 0 | 0 | 0 | 0 | 0 | 0 | 0 | 0 | 0 | 397 | SGU | 397.SGU
1828 |  |  | SO | PTD | 10005865.7428 | 4197839.1917 | 3013341.0016 | 2794685.5494 | 0 | 0 | 73.92% | 3102991.3473 | 1094847.8444 | 100% | 3013341.0016 | 0 | PLNT | 420070.0071 | 1325393.79 | 606180.2453 | 74804.8959 | 368236.6111 | 0 | 0 | 0 | 0 | 397 | SO | 397.SO
1829 |  |  | CN | CUST | 73374.0443 | 0 | 0 | 0 | 73374.0443 | 0 | 73.92% | 0 | 0 | 100% | 0 | 0 | PLNT | 0 | 0 | 0 | 0 | 0 | 0 | 0 | 0 | 0 | 397 | CN | 397.CN
1830 |  |  | CAGW | G-SG | 1211705.9929 | 502988.5659 | 708717.427 | 0 | 0 | 0 | 73.92% | 371802.9911 | 131185.5748 | 100% | 708717.427 | 0 | PLNT | 0 | 0 | 0 | 0 | 0 | 0 | 0 | 0 | 0 | 397 | CAGW | 397.CAGW
1831 |  |  | SE | P | 0 | 0 | 0 | 0 | 0 | 0 | 73.92% | 0 | 0 | 100% | 0 | 0 | PLNT | 0 | 0 | 0 | 0 | 0 | 0 | 0 | 0 | 0 | 397 | SE | 397.SE
1832 |  |  | JBG | P | 455288.1716 | 455288.1716 | 0 | 0 | 0 | 0 | 73.92% | 336543.4435 | 118744.7281 | 100% | 0 | 0 | PLNT | 0 | 0 | 0 | 0 | 0 | 0 | 0 | 0 | 0 | 397 | JBG | 397.JBG
1833 |  |  | SG | G-SG | 12440923.543 | 5164323.9598 | 7276599.5832 | 0 | 0 | 0 | 73.92% | 3817405.0577 | 1346918.9021 | 100% | 7276599.5832 | 0 | PLNT | 0 | 0 | 0 | 0 | 0 | 0 | 0 | 0 | 0 | 397 | SG | 397.SG
1834 |  |  | JBE | G-SG | 0 | 0 | 0 | 0 | 0 | 0 | 73.92% | 0 | 0 | 100% | 0 | 0 | PLNT | 0 | 0 | 0 | 0 | 0 | 0 | 0 | 0 | 0 | 397 | JBE | 397.JBE
1835 |  |  |  |  | 39138063.8869 | 10320439.889 | 15289982.5514 | 13454267.4022 | 73374.0443 | 0 |  | 7628742.8396 | 2691697.0494 |  | 15289982.5514 | 0 |  | 2022314.8914 | 6380754.5246 | 2918292.942 | 360128.1987 | 1772776.8455 | 0 | 0 | 0 | 0 | 397 | NA | 397.NA1
1836 | [26 empty] | 397 | NA | 397.NA2
1837 | 398 | Misc. Equipment | [24 empty] | 398 | NA | 398.NA
1838 |  |  | S | G-SITUS | 188743.69 | 0 | 54174.6706 | 134569.0194 | 0 | 0 | 73.92% | 0 | 0 | 100% | 54174.6706 | 0 | PLNT | 20227.1089 | 63820.0397 | 29188.6439 | 3601.9872 | 17731.2398 | 0 | 0 | 0 | 0 | 398 | S | 398.S
1839 |  |  | DGP | G-DGP | 0 | 0 | 0 | 0 | 0 | 0 | 73.92% | 0 | 0 | 100% | 0 | 0 | PLNT | 0 | 0 | 0 | 0 | 0 | 0 | 0 | 0 | 0 | 398 | DGP | 398.DGP
1840 |  |  | DGU | G-DGU | 0 | 0 | 0 | 0 | 0 | 0 | 73.92% | 0 | 0 | 100% | 0 | 0 | PLNT | 0 | 0 | 0 | 0 | 0 | 0 | 0 | 0 | 0 | 398 | DGU | 398.DGU
1841 |  |  | CN | CUST | 5304.323 | 0 | 0 | 0 | 5304.323 | 0 | 73.92% | 0 | 0 | 100% | 0 | 0 | CUST | 0 | 0 | 0 | 0 | 0 | 0 | 0 | 0 | 0 | 398 | CN | 398.CN
1842 |  |  | SO | PTD | 144640.1388 | 60682.0098 | 43559.4552 | 40398.6738 | 0 | 0 | 73.92% | 44855.3989 | 15826.6109 | 100% | 43559.4552 | 0 | PLNT | 6072.3365 | 19159.2758 | 8762.6595 | 1081.3448 | 5323.0571 | 0 | 0 | 0 | 0 | 398 | SO | 398.SO
1843 |  |  | SE | P | 0 | 0 | 0 | 0 | 0 | 0 | 73.92% | 0 | 0 | 100% | 0 | 0 | PLNT | 0 | 0 | 0 | 0 | 0 | 0 | 0 | 0 | 0 | 398 | SE | 398.SE
1844 |  |  | SG | G-SG | 63721.3771 | 26451.2384 | 37270.1387 | 0 | 0 | 0 | 73.92% | 19552.4317 | 6898.8067 | 100% | 37270.1387 | 0 | PLNT | 0 | 0 | 0 | 0 | 0 | 0 | 0 | 0 | 0 | 398 | SG | 398.SG
1845 |  |  | CAGW | G-SG | 5334.2444 | 2214.2862 | 3119.9581 | 0 | 0 | 0 | 73.92% | 1636.7733 | 577.513 | 100% | 3119.9581 | 0 | PLNT | 0 | 0 | 0 | 0 | 0 | 0 | 0 | 0 | 0 | 398 | CAGW | 398.CAGW
1846 |  |  | CAGE | G-SG | 0 | 0 | 0 | 0 | 0 | 0 | 73.92% | 0 | 0 | 100% | 0 | 0 | PLNT | 0 | 0 | 0 | 0 | 0 | 0 | 0 | 0 | 0 | 398 | CAGE | 398.CAGE
1847 |  |  | JBG | P | 59044.3407 | 59044.3407 | 0 | 0 | 0 | 0 | 73.92% | 43644.8539 | 15399.4868 | 100% | 0 | 0 | PLNT | 0 | 0 | 0 | 0 | 0 | 0 | 0 | 0 | 0 | 398 | JBG | 398.JBG
1848 |  |  | CAEW | P | 0 | 0 | 0 | 0 | 0 | 0 | 73.92% | 0 | 0 | 100% | 0 | 0 | PLNT | 0 | 0 | 0 | 0 | 0 | 0 | 0 | 0 | 0 | 398 | CAEW | 398.CAEW
1849 |  |  | CAEE | P | 0 | 0 | 0 | 0 | 0 | 0 | 73.92% | 0 | 0 | 100% | 0 | 0 | PLNT | 0 | 0 | 0 | 0 | 0 | 0 | 0 | 0 | 0 | 398 | CAEE | 398.CAEE
1850 |  |  | CAGE | G-SG | 0 | 0 | 0 | 0 | 0 | 0 | 73.92% | 0 | 0 | 100% | 0 | 0 | PLNT | 0 | 0 | 0 | 0 | 0 | 0 | 0 | 0 | 0 | 398 | CAGE | 398.CAGE
1851 |  |  |  |  | 466788.114 | 148391.8752 | 138124.2226 | 174967.6932 | 5304.323 | 0 |  | 109689.4578 | 38702.4174 |  | 138124.2226 | 0 |  | 26299.4454 | 82979.3155 | 37951.3034 | 4683.3319 | 23054.2969 | 0 | 0 | 0 | 0 | 398 | NA | 398.NA1
1852 | [26 empty] | 398 | NA | 398.NA2
1853 | 399 | Coal Mine | [24 empty] | 399 | NA | 399.NA
1854 |  |  | SE-P | P | 0 | 0 | 0 | 0 | 0 | 0 | 73.92% | 0 | 0 | 100% | 0 | 0 | ZERO | 0 | 0 | 0 | 0 | 0 | 0 | 0 | 0 | 0 | 399 | SE-P | 399.SE-P
1855 | MP |  | JBE | P | 40072259.3947 | 40072259.3947 | 0 | 0 | 0 | 0 | 73.92% | 29620923.6439 | 10451335.7507 | 100% | 0 | 0 | ZERO | 0 | 0 | 0 | 0 | 0 | 0 | 0 | 0 | 0 | MP | JBE | MP.JBE
1856 |  |  | SE-U | P | 0 | 0 | 0 | 0 | 0 | 0 | 73.92% | 0 | 0 | 100% | 0 | 0 | ZERO | 0 | 0 | 0 | 0 | 0 | 0 | 0 | 0 | 0 | MP | SE-U | MP.SE-U
1857 | [26 empty] | MP | NA | MP.NA
1858 |  |  |  |  | 40072259.3947 | 40072259.3947 | 0 | 0 | 0 | 0 |  | 29620923.6439 | 10451335.7507 |  | 0 | 0 |  | 0 | 0 | 0 | 0 | 0 | 0 | 0 | 0 | 0 | MP | NA | MP.NA1
1859 | [26 empty] | MP | NA | MP.NA2
1860 | 399L | WIDCO Capital Lease | [24 empty] | 399L | NA | 399L.NA
1861 |  |  | SE-P | P | 0 | 0 | 0 | 0 | 0 | 0 | 73.92% | 0 | 0 | 100% | 0 | 0 | PLNT | 0 | 0 | 0 | 0 | 0 | 0 | 0 | 0 | 0 | 399L | SE-P | 399L.SE-P
1862 |  |  |  |  | 0 | 0 | 0 | 0 | 0 | 0 |  | 0 | 0 |  | 0 | 0 |  | 0 | 0 | 0 | 0 | 0 | 0 | 0 | 0 | 0 | 399L | NA | 399L.NA1
1863 | [26 empty] | 399L | NA | 399L.NA2
1864 |  | Remove Remaining Capital Leases |  | P | 0 | 0 | 0 | 0 | 0 | 0 | 73.92% | 0 | 0 | 100% | 0 | 0 | PLNT | 0 | 0 | 0 | 0 | 0 | 0 | 0 | 0 | 0 | 399L | NA | 399L.NA3
1865 |  |  |  |  | 0 | 0 | 0 | 0 | 0 | 0 |  | 0 | 0 |  | 0 | 0 |  | 0 | 0 | 0 | 0 | 0 | 0 | 0 | 0 | 0 | 399L | NA | 399L.NA4
1866 | [26 empty] | 399L | NA | 399L.NA5
1867 | 1011390 | General Capital Leases | [24 empty] | 1011390 | NA | 1011390.NA
1868 | [26 empty] | 1011390 | NA | 1011390.NA1
1869 |  |  | S | G-SITUS | 0 | 0 | 0 | 0 | 0 | 0 | 73.92% | 0 | 0 | 100% | 0 | 0 | PLNT | 0 | 0 | 0 | 0 | 0 | 0 | 0 | 0 | 0 | 1011390 | S | 1011390.S
1870 |  |  | CAGW | P | 537861.7742 | 537861.7742 | 0 | 0 | 0 | 0 | 73.92% | 397580.8399 | 140280.9344 | 100% | 0 | 0 | PLNT | 0 | 0 | 0 | 0 | 0 | 0 | 0 | 0 | 0 | 1011390 | CAGW | 1011390.CAGW
1871 |  |  | SO | PTD | 0 | 0 | 0 | 0 | 0 | 0 | 73.92% | 0 | 0 | 100% | 0 | 0 | PLNT | 0 | 0 | 0 | 0 | 0 | 0 | 0 | 0 | 0 | 1011390 | SO | 1011390.SO
1872 |  |  |  |  | 537861.7742 | 537861.7742 | 0 | 0 | 0 | 0 |  | 397580.8399 | 140280.9344 |  | 0 | 0 |  | 0 | 0 | 0 | 0 | 0 | 0 | 0 | 0 | 0 | 1011390 | NA | 1011390.NA2
1873 | [26 empty] | 1011390 | NA | 1011390.NA3
1874 |  | Remove Capital Leases |  |  | -537861.7742 | -537861.7742 | 0 | 0 | 0 | 0 | 73.92% | -397580.8399 | -140280.9344 | 100% | 0 | 0 |  | 0 | 0 | 0 | 0 | 0 | 0 | 0 | 0 | 0 | 1011390 | NA | 1011390.NA4
1875 | [26 empty] | 1011390 | NA | 1011390.NA5
1876 | [26 empty] | 1011390 | NA | 1011390.NA6
1877 | 392L | General Vehicles Capital Leases | [24 empty] | 392L | NA | 392L.NA
1878 |  |  | SO-P | PTD | 0 | 0 | 0 | 0 | 0 | 0 | 73.92% | 0 | 0 | 100% | 0 | 0 | PLNT | 0 | 0 | 0 | 0 | 0 | 0 | 0 | 0 | 0 | 392L | SO-P | 392L.SO-P
1879 |  |  |  |  | 0 | 0 | 0 | 0 | 0 | 0 |  | 0 | 0 |  | 0 | 0 |  | 0 | 0 | 0 | 0 | 0 | 0 | 0 | 0 | 0 | 392L | NA | 392L.NA1
1880 | [26 empty] | 392L | NA | 392L.NA2
1881 |  | Remove Capital Leases |  | LABOR | 0 | 0 | 0 | 0 | 0 | 0 | 73.92% | 0 | 0 | 100% | 0 | 0 | PLNT | 0 | 0 | 0 | 0 | 0 | 0 | 0 | 0 | 0 | 392L | NA | 392L.NA3
1882 |  |  |  |  | 0 | 0 | 0 | 0 | 0 | 0 |  | 0 | 0 |  | 0 | 0 |  | 0 | 0 | 0 | 0 | 0 | 0 | 0 | 0 | 0 | 392L | NA | 392L.NA4
1883 | [26 empty] | 392L | NA | 392L.NA5
1884 | GP | Unclassified Gen Plant - Acct 300 | [24 empty] | GP | NA | GP.NA
1885 |  |  | S | G-SITUS | 0 | 0 | 0 | 0 | 0 | 0 | 73.92% | 0 | 0 | 100% | 0 | 0 | PLNT | 0 | 0 | 0 | 0 | 0 | 0 | 0 | 0 | 0 | GP | S | GP.S
1886 |  |  | SO | PTD | 4721185.4056 | 1980715.8757 | 1421820.1528 | 1318649.3771 | 0 | 0 | 73.92% | 1464120.9306 | 516594.9451 | 100% | 1421820.1528 | 0 | PLNT | 198206.5758 | 625376.1523 | 286021.1601 | 35296.0745 | 173749.4145 | 0 | 0 | 0 | 0 | GP | SO | GP.SO
1887 |  |  | CN | CUST | 0 | 0 | 0 | 0 | 0 | 0 | 73.92% | 0 | 0 | 100% | 0 | 0 | CUST | 0 | 0 | 0 | 0 | 0 | 0 | 0 | 0 | 0 | GP | CN | GP.CN
1888 |  |  | SG | G-SG | 0 | 0 | 0 | 0 | 0 | 0 | 73.92% | 0 | 0 | 100% | 0 | 0 | PLNT | 0 | 0 | 0 | 0 | 0 | 0 | 0 | 0 | 0 | GP | SG | GP.SG
1889 |  |  | SGP | G-DGP | 0 | 0 | 0 | 0 | 0 | 0 | 73.92% | 0 | 0 | 100% | 0 | 0 | PLNT | 0 | 0 | 0 | 0 | 0 | 0 | 0 | 0 | 0 | GP | SGP | GP.SGP
1890 |  |  | SGU | G-DGU | 0 | 0 | 0 | 0 | 0 | 0 | 73.92% | 0 | 0 | 100% | 0 | 0 | PLNT | 0 | 0 | 0 | 0 | 0 | 0 | 0 | 0 | 0 | GP | SGU | GP.SGU
1891 |  |  |  |  | 4721185.4056 | 1980715.8757 | 1421820.1528 | 1318649.3771 | 0 | 0 |  | 1464120.9306 | 516594.9451 |  | 1421820.1528 | 0 |  | 198206.5758 | 625376.1523 | 286021.1601 | 35296.0745 | 173749.4145 | 0 | 0 | 0 | 0 | GP | NA | GP.NA1
1892 | [26 empty] | GP | NA | GP.NA2
1893 | 399G | Unclassified Gen Plant - Acct 300 | [24 empty] | 399G | NA | 399G.NA
1894 |  |  | S | G-SITUS | 0 | 0 | 0 | 0 | 0 | 0 | 73.92% | 0 | 0 | 100% | 0 | 0 | PLNT | 0 | 0 | 0 | 0 | 0 | 0 | 0 | 0 | 0 | 399G | S | 399G.S
1895 |  |  | SO | PTD | 0 | 0 | 0 | 0 | 0 | 0 | 73.92% | 0 | 0 | 100% | 0 | 0 | PLNT | 0 | 0 | 0 | 0 | 0 | 0 | 0 | 0 | 0 | 399G | SO | 399G.SO
1896 |  |  | SG | G-SG | 0 | 0 | 0 | 0 | 0 | 0 | 73.92% | 0 | 0 | 100% | 0 | 0 | PLNT | 0 | 0 | 0 | 0 | 0 | 0 | 0 | 0 | 0 | 399G | SG | 399G.SG
1897 |  |  | SG-P | G-DGP | 0 | 0 | 0 | 0 | 0 | 0 | 73.92% | 0 | 0 | 100% | 0 | 0 | PLNT | 0 | 0 | 0 | 0 | 0 | 0 | 0 | 0 | 0 | 399G | SG-P | 399G.SG-P
1898 |  |  | SG-U | G-DGU | 0 | 0 | 0 | 0 | 0 | 0 | 73.92% | 0 | 0 | 100% | 0 | 0 | PLNT | 0 | 0 | 0 | 0 | 0 | 0 | 0 | 0 | 0 | 399G | SG-U | 399G.SG-U
1899 |  |  |  |  | 0 | 0 | 0 | 0 | 0 | 0 |  | 0 | 0 |  | 0 | 0 |  | 0 | 0 | 0 | 0 | 0 | 0 | 0 | 0 | 0 | 399G | NA | 399G.NA1
1900 | [26 empty] | 399G | NA | 399G.NA2
1901 | TOTAL GENERAL PLANT |  |  |  | 144123175.6068 | 64301763.6245 | 33663882.5757 | 45197027.6439 | 960501.7627 | 0 | 73.92% | 47531076.5917 | 16770687.0328 |  | 33663882.5757 | 0 |  | 6793578.5219 | 21434919.4955 | 9803444.7235 | 1209781.5262 | 5955303.3768 | 0 | 0 | 0 | 0 | TOTAL GENERAL PLANT | NA | TOTAL GENERAL PLANT.NA
1902 | [26 empty] | TOTAL GENERAL PLANT | NA | TOTAL GENERAL PLANT.NA1
1903 | 301 | Organization | [24 empty] | 301 | NA | 301.NA
1904 |  |  | S | I-SITUS | 0 | 0 | 0 | 0 | 0 | 0 | 73.92% | 0 | 0 | 100% | 0 | 0 | PLNT | 0 | 0 | 0 | 0 | 0 | 0 | 0 | 0 | 0 | 301 | S | 301.S
1905 |  |  | SO | PTD | 0 | 0 | 0 | 0 | 0 | 0 | 73.92% | 0 | 0 | 100% | 0 | 0 | PLNT | 0 | 0 | 0 | 0 | 0 | 0 | 0 | 0 | 0 | 301 | SO | 301.SO
1906 |  |  | SG/CAGE/CAGW | I-SG | 0 | 0 | 0 | 0 | 0 | 0 | 73.92% | 0 | 0 | 100% | 0 | 0 | PLNT | 0 | 0 | 0 | 0 | 0 | 0 | 0 | 0 | 0 | 301 | SG/CAGE/CAGW | 301.SG/CAGE/CAGW
1907 |  |  |  |  | 0 | 0 | 0 | 0 | 0 | 0 |  | 0 | 0 |  | 0 | 0 |  | 0 | 0 | 0 | 0 | 0 | 0 | 0 | 0 | 0 | 301 | NA | 301.NA1
1908 | 302 | Franchise & Consent | [24 empty] | 302 | NA | 302.NA
1909 |  |  | S | I-SITUS | 0 | 0 | 0 | 0 | 0 | 0 | 73.92% | 0 | 0 | 100% | 0 | 0 | PLNT | 0 | 0 | 0 | 0 | 0 | 0 | 0 | 0 | 0 | 302 | S | 302.S
1910 |  |  | SG | I-SG | 1049994.3352 | 862542.9707 | 187451.3645 | 0 | 0 | 0 | 73.92% | 637581.206 | 224961.7646 | 100% | 187451.3645 | 0 | PLNT | 0 | 0 | 0 | 0 | 0 | 0 | 0 | 0 | 0 | 302 | SG | 302.SG
1911 |  |  | SG-P | I-SG | 14158727.6008 | 11631025.5744 | 2527702.0264 | 0 | 0 | 0 | 73.92% | 8597511.7361 | 3033513.8382 | 100% | 2527702.0264 | 0 | PLNT | 0 | 0 | 0 | 0 | 0 | 0 | 0 | 0 | 0 | 302 | SG-P | 302.SG-P
1912 |  |  | SG-U | I-SG | 805237.6328 | 661481.721 | 143755.9118 | 0 | 0 | 0 | 73.92% | 488959.1913 | 172522.5296 | 100% | 143755.9118 | 0 | PLNT | 0 | 0 | 0 | 0 | 0 | 0 | 0 | 0 | 0 | 302 | SG-U | 302.SG-U
1913 |  |  | CAGW1 | I-SG | 0 | 0 | 0 | 0 | 0 | 0 | 73.92% | 0 | 0 | 100% | 0 | 0 | PLNT | 0 | 0 | 0 | 0 | 0 | 0 | 0 | 0 | 0 | 302 | CAGW1 | 302.CAGW1
1914 |  |  | CAGE | I-SG | 0 | 0 | 0 | 0 | 0 | 0 | 73.92% | 0 | 0 | 100% | 0 | 0 | PLNT | 0 | 0 | 0 | 0 | 0 | 0 | 0 | 0 | 0 | 302 | CAGE | 302.CAGE
1915 |  |  | DGP | I-DGP | 0 | 0 | 0 | 0 | 0 | 0 | 73.92% | 0 | 0 | 100% | 0 | 0 | PLNT | 0 | 0 | 0 | 0 | 0 | 0 | 0 | 0 | 0 | 302 | DGP | 302.DGP
1916 |  |  | DGU | I-DGU | 0 | 0 | 0 | 0 | 0 | 0 | 73.92% | 0 | 0 | 100% | 0 | 0 | PLNT | 0 | 0 | 0 | 0 | 0 | 0 | 0 | 0 | 0 | 302 | DGU | 302.DGU
1917 |  |  |  |  | 16013959.5687 | 13155050.266 | 2858909.3027 | 0 | 0 | 0 |  | 9724052.1335 | 3430998.1325 |  | 2858909.3027 | 0 |  | 0 | 0 | 0 | 0 | 0 | 0 | 0 | 0 | 0 | 302 | NA | 302.NA1
1918 | [26 empty] | 302 | NA | 302.NA2
1919 | 303 | Miscellaneous Intangible Plant | [24 empty] | 303 | NA | 303.NA
1920 |  |  | S | I-SITUS | 2036986.42 | 0 | 224015.835 | 1812970.585 | 0 | 0 | 73.92% | 0 | 0 | 100% | 224015.835 | 0 | PLNT | 272508.142 | 859810.4911 | 393241.7206 | 48527.4903 | 238882.741 | 0 | 0 | 0 | 0 | 303 | S | 303.S
1921 |  |  | CAGW | I-SG | 6485496.8721 | 5327666.589 | 1157830.2831 | 0 | 0 | 0 | 73.92% | 3938145.9298 | 1389520.6592 | 100% | 1157830.2831 | 0 | PLNT | 0 | 0 | 0 | 0 | 0 | 0 | 0 | 0 | 0 | 303 | CAGW | 303.CAGW
1922 |  |  | SO | PTD | 40211376.6507 | 16870193.6641 | 12109955.6108 | 11231227.3758 | 0 | 0 | 73.92% | 12470240.6585 | 4399953.0056 | 100% | 12109955.6108 | 0 | PLNT | 1688169.091 | 5326466.5219 | 2436105.2595 | 300624.446 | 1479862.0574 | 0 | 0 | 0 | 0 | 303 | SO | 303.SO
1923 |  |  | SG | I-SG | 7693439.2258 | 6319959.7389 | 1373479.487 | 0 | 0 | 0 | 73.92% | 4671636.8801 | 1648322.8588 | 100% | 1373479.487 | 0 | PLNT | 0 | 0 | 0 | 0 | 0 | 0 | 0 | 0 | 0 | 303 | SG | 303.SG
1924 |  |  | CN | CUST | 14953426.0645 | 0 | 0 | 0 | 14953426.0645 | 0 | 73.92% | 0 | 0 | 100% | 0 | 0 | CUST | 0 | 0 | 0 | 0 | 0 | 0 | 0 | 0 | 0 | 303 | CN | 303.CN
1925 |  |  | DGU | I-DGU | 0 | 0 | 0 | 0 | 0 | 0 | 73.92% | 0 | 0 | 100% | 0 | 0 | PLNT | 0 | 0 | 0 | 0 | 0 | 0 | 0 | 0 | 0 | 303 | DGU | 303.DGU
1926 |  |  | DGP | I-DGP | 0 | 0 | 0 | 0 | 0 | 0 | 73.92% | 0 | 0 | 100% | 0 | 0 | PLNT | 0 | 0 | 0 | 0 | 0 | 0 | 0 | 0 | 0 | 303 | DGP | 303.DGP
1927 |  |  | JBG | I-SG | 583852.5861 | 479619.6772 | 104232.909 | 0 | 0 | 0 | 73.92% | 354528.9946 | 125090.6825 | 100% | 104232.909 | 0 | PLNT | 0 | 0 | 0 | 0 | 0 | 0 | 0 | 0 | 0 | 303 | JBG | 303.JBG
1928 |  |  |  |  | 71964577.8192 | 28997439.6691 | 14969514.1249 | 13044197.9607 | 14953426.0645 | 0 |  | 21434552.4631 | 7562887.2061 |  | 14969514.1249 | 0 |  | 1960677.233 | 6186277.013 | 2829346.98 | 349151.9363 | 1718744.7983 | 0 | 0 | 0 | 0 | 303 | NA | 303.NA1
1929 | 303 | Less Non-Utility Plant | [24 empty] | 303 | NA | 303.NA2
1930 |  |  | DOTH | I-SITUS | 0 | 0 | 0 | 0 | 0 | 0 | 73.92% | 0 | 0 | 100% | 0 | 0 | PLNT | 0 | 0 | 0 | 0 | 0 | 0 | 0 | 0 | 0 | 303 | DOTH | 303.DOTH
1931 |  |  |  |  | 0 | 0 | 0 | 0 | 0 | 0 |  | 0 | 0 |  | 0 | 0 |  | 0 | 0 | 0 | 0 | 0 | 0 | 0 | 0 | 0 | 303 | NA | 303.NA3
1932 | [26 empty] | 303 | NA | 303.NA4
1933 | I00 | Unclassified Intangible Plant - Acct 300 | [24 empty] | I00 | NA | I00.NA
1934 |  |  | S | I-SITUS | 0 | 0 | 0 | 0 | 0 | 0 | 73.92% | 0 | 0 | 100% | 0 | 0 | PLNT | 0 | 0 | 0 | 0 | 0 | 0 | 0 | 0 | 0 | I00 | S | I00.S
1935 |  |  | SG | I-SG | 0 | 0 | 0 | 0 | 0 | 0 | 73.92% | 0 | 0 | 100% | 0 | 0 | PLNT | 0 | 0 | 0 | 0 | 0 | 0 | 0 | 0 | 0 | I00 | SG | I00.SG
1936 |  |  | DGU | I-DGU | 0 | 0 | 0 | 0 | 0 | 0 | 73.92% | 0 | 0 | 100% | 0 | 0 | PLNT | 0 | 0 | 0 | 0 | 0 | 0 | 0 | 0 | 0 | I00 | DGU | I00.DGU
1937 |  |  | SO | PTD | 0 | 0 | 0 | 0 | 0 | 0 | 73.92% | 0 | 0 | 100% | 0 | 0 | PLNT | 0 | 0 | 0 | 0 | 0 | 0 | 0 | 0 | 0 | I00 | SO | I00.SO
1938 |  |  |  |  | 0 | 0 | 0 | 0 | 0 | 0 |  | 0 | 0 |  | 0 | 0 |  | 0 | 0 | 0 | 0 | 0 | 0 | 0 | 0 | 0 | I00 | NA | I00.NA1
1939 | [26 empty] | I00 | NA | I00.NA2
1940 | TOTAL INTANGIBLE PLANT |  |  |  | 87978537.3879 | 42152489.9351 | 17828423.4276 | 13044197.9607 | 14953426.0645 | 0 |  | 31158604.5966 | 10993885.3385 |  | 17828423.4276 | 0 |  | 1960677.233 | 6186277.013 | 2829346.98 | 349151.9363 | 1718744.7983 | 0 | 0 | 0 | 0 | TOTAL INTANGIBLE PLANT | NA | TOTAL INTANGIBLE PLANT.NA
1941 | [26 empty] | TOTAL INTANGIBLE PLANT | NA | TOTAL INTANGIBLE PLANT.NA1
1942 | [26 empty] | TOTAL INTANGIBLE PLANT | NA | TOTAL INTANGIBLE PLANT.NA2
1943 | TOTAL ELECTRIC PLANT IN SERVICE |  |  |  | 2408541688.7417 | 943369462.8712 | 750134243.4413 | 699124054.602 | 15913927.8272 | 0 |  | 697327159.7318 | 246042303.1394 |  | 750134243.4413 | 0 |  | 107136108.694 | 338033020.0787 | 146720613.5371 | 18105869.1898 | 89128443.1023 | 0 | 0 | 0 | 0 | TOTAL ELECTRIC PLANT IN SERVICE | NA | TOTAL ELECTRIC PLANT IN SERVICE.NA
1944 | [26 empty] | TOTAL ELECTRIC PLANT IN SERVICE | NA | TOTAL ELECTRIC PLANT IN SERVICE.NA1
1945 | 105 | Plant Held For Future Use | [24 empty] | 105 | NA | 105.NA
1946 |  |  | S | DPW | 0 | 0 | 0 | 0 | 0 | 0 | 73.92% | 0 | 0 | 100% | 0 | 0 | PLNT | 0 | 0 | 0 | 0 | 0 | 0 | 0 | 0 | 0 | 105 | S | 105.S
1947 |  |  | SG | P | 140864.9628 | 140864.9628 | 0 | 0 | 0 | 0 | 73.92% | 104125.6563 | 36739.3065 | 100% | 0 | 0 | PLNT | 0 | 0 | 0 | 0 | 0 | 0 | 0 | 0 | 0 | 105 | SG | 105.SG
1948 |  |  | SG | T | 0 | 0 | 0 | 0 | 0 | 0 | 100% | 0 | 0 | 100% | 0 | 0 | PLNT | 0 | 0 | 0 | 0 | 0 | 0 | 0 | 0 | 0 | 105 | SG | 105.SG1
1949 |  |  | SG | P | 0 | 0 | 0 | 0 | 0 | 0 | 73.92% | 0 | 0 | 100% | 0 | 0 | PLNT | 0 | 0 | 0 | 0 | 0 | 0 | 0 | 0 | 0 | 105 | SG | 105.SG2
1950 |  |  | SE | P | 0 | 0 | 0 | 0 | 0 | 0 | 73.92% | 0 | 0 | 100% | 0 | 0 | PLNT | 0 | 0 | 0 | 0 | 0 | 0 | 0 | 0 | 0 | 105 | SE | 105.SE
1951 |  |  | SG | P | 0 | 0 | 0 | 0 | 0 | 0 | 73.92% | 0 | 0 | 100% | 0 | 0 | PLNT | 0 | 0 | 0 | 0 | 0 | 0 | 0 | 0 | 0 | 105 | SG | 105.SG3
1952 |  |  | SG | P | 326319.7534 | 326319.7534 | 0 | 0 | 0 | 0 | 73.92% | 241211.5674 | 85108.186 | 100% | 0 | 0 | PLNT | 0 | 0 | 0 | 0 | 0 | 0 | 0 | 0 | 0 | 105 | SG | 105.SG4
1953 |  |  | CAGE | P | 0 | 0 | 0 | 0 | 0 | 0 | 73.92% | 0 | 0 | 100% | 0 | 0 | PLNT | 0 | 0 | 0 | 0 | 0 | 0 | 0 | 0 | 0 | 105 | CAGE | 105.CAGE
1954 |  |  | CAEW | P | 0 | 0 | 0 | 0 | 0 | 0 | 73.92% | 0 | 0 | 100% | 0 | 0 | PLNT | 0 | 0 | 0 | 0 | 0 | 0 | 0 | 0 | 0 | 105 | CAEW | 105.CAEW
1955 |  |  | CAEE | P | 0 | 0 | 0 | 0 | 0 | 0 | 73.92% | 0 | 0 | 100% | 0 | 0 | PLNT | 0 | 0 | 0 | 0 | 0 | 0 | 0 | 0 | 0 | 105 | CAEE | 105.CAEE
1956 |  |  |  |  | 467184.7162 | 467184.7162 | 0 | 0 | 0 | 0 |  | 345337.2237 | 121847.4925 |  | 0 | 0 |  | 0 | 0 | 0 | 0 | 0 | 0 | 0 | 0 | 0 | 105 | NA | 105.NA1
1957 | [26 empty] | 105 | NA | 105.NA2
1958 | 114 | Electric Plant Acquisition Adjustments | [24 empty] | 114 | NA | 114.NA
1959 |  |  | S | P | 0 | 0 | 0 | 0 | 0 | 0 | 73.92% | 0 | 0 | 100% | 0 | 0 | PLNT | 0 | 0 | 0 | 0 | 0 | 0 | 0 | 0 | 0 | 114 | S | 114.S
1960 |  |  | SG | P | 158117.6883 | 158117.6883 | 0 | 0 | 0 | 0 | 73.92% | 116878.6598 | 41239.0285 | 100% | 0 | 0 | PLNT | 0 | 0 | 0 | 0 | 0 | 0 | 0 | 0 | 0 | 114 | SG | 114.SG
1961 |  |  | CAGW | P | 0 | 0 | 0 | 0 | 0 | 0 | 73.92% | 0 | 0 | 100% | 0 | 0 | PLNT | 0 | 0 | 0 | 0 | 0 | 0 | 0 | 0 | 0 | 114 | CAGW | 114.CAGW
1962 |  |  | CAGE | P | 0 | 0 | 0 | 0 | 0 | 0 | 73.92% | 0 | 0 | 100% | 0 | 0 | PLNT | 0 | 0 | 0 | 0 | 0 | 0 | 0 | 0 | 0 | 114 | CAGE | 114.CAGE
1963 |  |  | DGP | P | 0 | 0 | 0 | 0 | 0 | 0 | 73.92% | 0 | 0 | 100% | 0 | 0 | PLNT | 0 | 0 | 0 | 0 | 0 | 0 | 0 | 0 | 0 | 114 | DGP | 114.DGP
1964 |  |  |  |  | 158117.6883 | 158117.6883 | 0 | 0 | 0 | 0 |  | 116878.6598 | 41239.0285 |  | 0 | 0 |  | 0 | 0 | 0 | 0 | 0 | 0 | 0 | 0 | 0 | 114 | NA | 114.NA1
1965 | [26 empty] | 114 | NA | 114.NA2
1966 | 115 | Accum Provision for Asset Acquisition Adjustments | [24 empty] | 115 | NA | 115.NA
1967 |  |  | S | P | 0 | 0 | 0 | 0 | 0 | 0 | 73.92% | 0 | 0 | 100% | 0 | 0 | PLNT | 0 | 0 | 0 | 0 | 0 | 0 | 0 | 0 | 0 | 115 | S | 115.S
1968 |  |  | SG | P | -42273.4898 | -42273.4898 | 0 | 0 | 0 | 0 | 73.92% | -31248.0462 | -11025.4436 | 100% | 0 | 0 | PLNT | 0 | 0 | 0 | 0 | 0 | 0 | 0 | 0 | 0 | 115 | SG | 115.SG
1969 |  |  | CAGW | P | 0 | 0 | 0 | 0 | 0 | 0 | 73.92% | 0 | 0 | 100% | 0 | 0 | PLNT | 0 | 0 | 0 | 0 | 0 | 0 | 0 | 0 | 0 | 115 | CAGW | 115.CAGW
1970 |  |  | CAGE | P | 0 | 0 | 0 | 0 | 0 | 0 | 73.92% | 0 | 0 | 100% | 0 | 0 | PLNT | 0 | 0 | 0 | 0 | 0 | 0 | 0 | 0 | 0 | 115 | CAGE | 115.CAGE
1971 |  |  | DGP | P | 0 | 0 | 0 | 0 | 0 | 0 | 73.92% | 0 | 0 | 100% | 0 | 0 | PLNT | 0 | 0 | 0 | 0 | 0 | 0 | 0 | 0 | 0 | 115 | DGP | 115.DGP
1972 |  |  |  |  | -42273.4898 | -42273.4898 | 0 | 0 | 0 | 0 |  | -31248.0462 | -11025.4436 |  | 0 | 0 |  | 0 | 0 | 0 | 0 | 0 | 0 | 0 | 0 | 0 | 115 | NA | 115.NA1
1973 | [26 empty] | 115 | NA | 115.NA2
1974 | [26 empty] | 114 | NA | 114.NA3
1975 | 128 | Pensions | SE | P | 0 | 0 | 0 | 0 | 0 | 0 | 73.92% | 0 | 0 | 100% | 0 | 0 | PLNT | 0 | 0 | 0 | 0 | 0 | 0 | 0 | 0 | 0 | 128 | SE | 128.SE
1976 |  |  |  |  | 0 | 0 | 0 | 0 | 0 | 0 |  | 0 | 0 |  | 0 | 0 |  | 0 | 0 | 0 | 0 | 0 | 0 | 0 | 0 | 0 | 128 | NA | 128.NA
1977 | [26 empty] | 128 | NA | 128.NA1
1978 | 124 | Weatherization | [24 empty] | 124 | NA | 124.NA
1979 |  |  | S | COMMON | 3311.89 | 0 | 0 | 0 | 0 | 3311.89 | 73.92% | 0 | 0 | 100% | 0 | 0 | MISC | 0 | 0 | 0 | 0 | 0 | 0 | 0 | 0 | 0 | 124 | S | 124.S
1980 |  |  | SO | COMMON | 0 | 0 | 0 | 0 | 0 | 0 | 73.92% | 0 | 0 | 100% | 0 | 0 | MISC | 0 | 0 | 0 | 0 | 0 | 0 | 0 | 0 | 0 | 124 | SO | 124.SO
1981 |  |  |  |  | 3311.89 | 0 | 0 | 0 | 0 | 3311.89 |  | 0 | 0 |  | 0 | 0 |  | 0 | 0 | 0 | 0 | 0 | 0 | 0 | 0 | 0 | 124 | NA | 124.NA1
1982 | [26 empty] | 124 | NA | 124.NA2
1983 | 182 | Weatherization | [24 empty] | 182 | NA | 182.NA
1984 |  |  | S | COMMON | 0 | 0 | 0 | 0 | 0 | 0 | 73.92% | 0 | 0 | 100% | 0 | 0 | MISC | 0 | 0 | 0 | 0 | 0 | 0 | 0 | 0 | 0 | 182 | S | 182.S
1985 |  |  | SG | COMMON | 0 | 0 | 0 | 0 | 0 | 0 | 73.92% | 0 | 0 | 100% | 0 | 0 | MISC | 0 | 0 | 0 | 0 | 0 | 0 | 0 | 0 | 0 | 182 | SG | 182.SG
1986 |  |  | SGCT | COMMON | 0 | 0 | 0 | 0 | 0 | 0 | 73.92% | 0 | 0 | 100% | 0 | 0 | MISC | 0 | 0 | 0 | 0 | 0 | 0 | 0 | 0 | 0 | 182 | SGCT | 182.SGCT
1987 |  |  | SO | COMMON | 0 | 0 | 0 | 0 | 0 | 0 | 73.92% | 0 | 0 | 100% | 0 | 0 | MISC | 0 | 0 | 0 | 0 | 0 | 0 | 0 | 0 | 0 | 182 | SO | 182.SO
1988 |  |  |  |  | 0 | 0 | 0 | 0 | 0 | 0 |  | 0 | 0 |  | 0 | 0 |  | 0 | 0 | 0 | 0 | 0 | 0 | 0 | 0 | 0 | 182 | NA | 182.NA1
1989 | [26 empty] | 182 | NA | 182.NA2
1990 | 186 | Weatherization | [24 empty] | 186 | NA | 186.NA
1991 |  |  | S | COMMON | 0 | 0 | 0 | 0 | 0 | 0 | 73.92% | 0 | 0 | 100% | 0 | 0 | MISC | 0 | 0 | 0 | 0 | 0 | 0 | 0 | 0 | 0 | 186 | S | 186.S
1992 |  |  | CN | COMMON | 0 | 0 | 0 | 0 | 0 | 0 | 73.92% | 0 | 0 | 100% | 0 | 0 | CUST | 0 | 0 | 0 | 0 | 0 | 0 | 0 | 0 | 0 | 186 | CN | 186.CN
1993 |  |  | CNP | COMMON | 0 | 0 | 0 | 0 | 0 | 0 | 73.92% | 0 | 0 | 100% | 0 | 0 | CUST | 0 | 0 | 0 | 0 | 0 | 0 | 0 | 0 | 0 | 186 | CNP | 186.CNP
1994 |  |  | SG | COMMON | 0 | 0 | 0 | 0 | 0 | 0 | 73.92% | 0 | 0 | 100% | 0 | 0 | MISC | 0 | 0 | 0 | 0 | 0 | 0 | 0 | 0 | 0 | 186 | SG | 186.SG
1995 |  |  | SO | COMMON | 0 | 0 | 0 | 0 | 0 | 0 | 73.92% | 0 | 0 | 100% | 0 | 0 | MISC | 0 | 0 | 0 | 0 | 0 | 0 | 0 | 0 | 0 | 186 | SO | 186.SO
1996 |  |  |  |  | 0 | 0 | 0 | 0 | 0 | 0 |  | 0 | 0 |  | 0 | 0 |  | 0 | 0 | 0 | 0 | 0 | 0 | 0 | 0 | 0 | 186 | NA | 186.NA1
1997 | [26 empty] | 186 | NA | 186.NA2
1998 |  | Total Weatherization |  |  | 3311.89 | 0 | 0 | 0 | 0 | 3311.89 |  | 0 | 0 |  | 0 | 0 |  | 0 | 0 | 0 | 0 | 0 | 0 | 0 | 0 | 0 | 186 | NA | 186.NA3
1999 | [26 empty] | 186 | NA | 186.NA4
2000 | 151 | Fuel Stock | [24 empty] | 151 | NA | 151.NA
2001 |  |  | DEU | P | 0 | 0 | 0 | 0 | 0 | 0 | 73.92% | 0 | 0 | 100% | 0 | 0 | PLNT | 0 | 0 | 0 | 0 | 0 | 0 | 0 | 0 | 0 | 151 | DEU | 151.DEU
2002 |  |  | SE | P | 0 | 0 | 0 | 0 | 0 | 0 | 73.92% | 0 | 0 | 100% | 0 | 0 | PLNT | 0 | 0 | 0 | 0 | 0 | 0 | 0 | 0 | 0 | 151 | SE | 151.SE
2003 |  |  | CAEW | P | 1.5716e-09 | 1.5716e-09 | 0 | 0 | 0 | 0 | 73.92% | 1.1617e-09 | 4.0989e-10 | 100% | 0 | 0 | PLNT | 0 | 0 | 0 | 0 | 0 | 0 | 0 | 0 | 0 | 151 | CAEW | 151.CAEW
2004 |  |  | CAEE | P | 0 | 0 | 0 | 0 | 0 | 0 | 73.92% | 0 | 0 | 100% | 0 | 0 | PLNT | 0 | 0 | 0 | 0 | 0 | 0 | 0 | 0 | 0 | 151 | CAEE | 151.CAEE
2005 |  |  | JBE | P | 0 | 0 | 0 | 0 | 0 | 0 | 73.92% | 0 | 0 | 100% | 0 | 0 | PLNT | 0 | 0 | 0 | 0 | 0 | 0 | 0 | 0 | 0 | 151 | JBE | 151.JBE
2006 |  |  | CAEE | P | 0 | 0 | 0 | 0 | 0 | 0 | 73.92% | 0 | 0 | 100% | 0 | 0 | PLNT | 0 | 0 | 0 | 0 | 0 | 0 | 0 | 0 | 0 | 151 | CAEE | 151.CAEE1
2007 |  |  | CAEE | P | 0 | 0 | 0 | 0 | 0 | 0 | 73.92% | 0 | 0 | 100% | 0 | 0 | PLNT | 0 | 0 | 0 | 0 | 0 | 0 | 0 | 0 | 0 | 151 | CAEE | 151.CAEE2
2008 |  |  |  |  | 1.5716e-09 | 1.5716e-09 | 0 | 0 | 0 | 0 |  | 1.1617e-09 | 4.0989e-10 |  | 0 | 0 |  | 0 | 0 | 0 | 0 | 0 | 0 | 0 | 0 | 0 | 151 | NA | 151.NA1
2009 | [26 empty] | 151 | NA | 151.NA2
2010 | 152 | Fuel Stock - Undistributed | [24 empty] | 152 | NA | 152.NA
2011 |  |  | SE | P | 0 | 0 | 0 | 0 | 0 | 0 | 73.92% | 0 | 0 | 100% | 0 | 0 | PLNT | 0 | 0 | 0 | 0 | 0 | 0 | 0 | 0 | 0 | 152 | SE | 152.SE
2012 |  |  |  |  | 0 | 0 | 0 | 0 | 0 | 0 |  | 0 | 0 |  | 0 | 0 |  | 0 | 0 | 0 | 0 | 0 | 0 | 0 | 0 | 0 | 152 | NA | 152.NA1
2013 | [26 empty] | 152 | NA | 152.NA2
2014 | 25316 | DG&T Working Capital Deposit | [24 empty] | 25316 | NA | 25316.NA
2015 |  |  | SE | P | 0 | 0 | 0 | 0 | 0 | 0 | 73.92% | 0 | 0 |  | 0 | 0 | PLNT | 0 | 0 | 0 | 0 | 0 | 0 | 0 | 0 | 0 | 25316 | SE | 25316.SE
2016 |  |  |  |  | 0 | 0 | 0 | 0 | 0 | 0 |  | 0 | 0 |  | 0 | 0 |  | 0 | 0 | 0 | 0 | 0 | 0 | 0 | 0 | 0 | 25316 | NA | 25316.NA1
2017 | [26 empty] | 25316 | NA | 25316.NA2
2018 | 25317 | DG&T Working Capital Deposit | [24 empty] | 25317 | NA | 25317.NA
2019 |  |  | SE | P | 0 | 0 | 0 | 0 | 0 | 0 | 73.92% | 0 | 0 | 100% | 0 | 0 | PLNT | 0 | 0 | 0 | 0 | 0 | 0 | 0 | 0 | 0 | 25317 | SE | 25317.SE
2020 |  |  |  |  | 0 | 0 | 0 | 0 | 0 | 0 |  | 0 | 0 |  | 0 | 0 |  | 0 | 0 | 0 | 0 | 0 | 0 | 0 | 0 | 0 | 25317 | NA | 25317.NA1
2021 | [26 empty] | 25317 | NA | 25317.NA2
2022 | 25319 | Provo Working Capital Deposit | [24 empty] | 25319 | NA | 25319.NA
2023 |  |  | SE | P | 0 | 0 | 0 | 0 | 0 | 0 | 73.92% | 0 | 0 | 100% | 0 | 0 | PLNT | 0 | 0 | 0 | 0 | 0 | 0 | 0 | 0 | 0 | 25319 | SE | 25319.SE
2024 |  |  |  |  | 0 | 0 | 0 | 0 | 0 | 0 |  | 0 | 0 |  | 0 | 0 |  | 0 | 0 | 0 | 0 | 0 | 0 | 0 | 0 | 0 | 25319 | NA | 25319.NA1
2025 | [26 empty] | 25319 | NA | 25319.NA2
2026 |  | Total Fuel Stock |  |  | 1.5716e-09 | 1.5716e-09 | 0 | 0 | 0 | 0 | 73.92% | 1.1617e-09 | 4.0989e-10 | 100% | 0 | 0 |  | 0 | 0 | 0 | 0 | 0 | 0 | 0 | 0 | 0 | 25319 | NA | 25319.NA3
2027 | [26 empty] | 25319 | NA | 25319.NA4
2028 | 154 | Materials and Supplies | [24 empty] | 154 | NA | 154.NA
2029 |  |  | S | MSS | 0 | 0 | 0 | 0 | 0 | 0 | 73.92% | 0 | 0 | 100% | 0 | 0 | PLNT | 0 | 0 | 0 | 0 | 0 | 0 | 0 | 0 | 0 | 154 | S | 154.S
2030 |  |  | SG | MSS | 0 | 0 | 0 | 0 | 0 | 0 | 73.92% | 0 | 0 | 100% | 0 | 0 | PLNT | 0 | 0 | 0 | 0 | 0 | 0 | 0 | 0 | 0 | 154 | SG | 154.SG
2031 |  |  | SE | MSS | 0 | 0 | 0 | 0 | 0 | 0 | 73.92% | 0 | 0 | 100% | 0 | 0 | PLNT | 0 | 0 | 0 | 0 | 0 | 0 | 0 | 0 | 0 | 154 | SE | 154.SE
2032 |  |  | SO | MSS | 0 | 0 | 0 | 0 | 0 | 0 | 73.92% | 0 | 0 | 100% | 0 | 0 | PLNT | 0 | 0 | 0 | 0 | 0 | 0 | 0 | 0 | 0 | 154 | SO | 154.SO
2033 |  |  | SNPPS | MSS | 0 | 0 | 0 | 0 | 0 | 0 | 73.92% | 0 | 0 | 100% | 0 | 0 | PLNT | 0 | 0 | 0 | 0 | 0 | 0 | 0 | 0 | 0 | 154 | SNPPS | 154.SNPPS
2034 |  |  | SNPPH | MSS | 0 | 0 | 0 | 0 | 0 | 0 | 73.92% | 0 | 0 | 100% | 0 | 0 | PLNT | 0 | 0 | 0 | 0 | 0 | 0 | 0 | 0 | 0 | 154 | SNPPH | 154.SNPPH
2035 |  |  | SNPD | MSS | 8.6889e-05 | 7.0217e-05 | 9.0414e-07 | 1.5768e-05 | 0 | 0 | 73.92% | 5.1903e-05 | 1.8313e-05 | 100% | 9.0414e-07 | 0 | PLNT | 2.3701e-06 | 7.4781e-06 | 3.4202e-06 | 4.2206e-07 | 2.0777e-06 | 0 | 0 | 0 | 0 | 154 | SNPD | 154.SNPD
2036 |  |  | SNPT | MSS | 0 | 0 | 0 | 0 | 0 | 0 | 73.92% | 0 | 0 | 100% | 0 | 0 | PLNT | 0 | 0 | 0 | 0 | 0 | 0 | 0 | 0 | 0 | 154 | SNPT | 154.SNPT
2037 |  |  | DGU | MSS | 0 | 0 | 0 | 0 | 0 | 0 | 73.92% | 0 | 0 | 100% | 0 | 0 | PLNT | 0 | 0 | 0 | 0 | 0 | 0 | 0 | 0 | 0 | 154 | DGU | 154.DGU
2038 |  |  | DGP | MSS | 0 | 0 | 0 | 0 | 0 | 0 | 73.92% | 0 | 0 | 100% | 0 | 0 | PLNT | 0 | 0 | 0 | 0 | 0 | 0 | 0 | 0 | 0 | 154 | DGP | 154.DGP
2039 |  |  | JBE | MSS | 0 | 0 | 0 | 0 | 0 | 0 | 73.92% | 0 | 0 | 100% | 0 | 0 | PLNT | 0 | 0 | 0 | 0 | 0 | 0 | 0 | 0 | 0 | 154 | JBE | 154.JBE
2040 |  |  | SNPP | MSS | 0 | 0 | 0 | 0 | 0 | 0 | 73.92% | 0 | 0 | 100% | 0 | 0 | PLNT | 0 | 0 | 0 | 0 | 0 | 0 | 0 | 0 | 0 | 154 | SNPP | 154.SNPP
2041 |  |  | CAGW | MSS | 0 | 0 | 0 | 0 | 0 | 0 | 73.92% | 0 | 0 | 100% | 0 | 0 | PLNT | 0 | 0 | 0 | 0 | 0 | 0 | 0 | 0 | 0 | 154 | CAGW | 154.CAGW
2042 |  |  | CAGE | MSS | 0 | 0 | 0 | 0 | 0 | 0 | 73.92% | 0 | 0 | 100% | 0 | 0 | PLNT | 0 | 0 | 0 | 0 | 0 | 0 | 0 | 0 | 0 | 154 | CAGE | 154.CAGE
2043 |  |  | JBG | MSS | 0 | 0 | 0 | 0 | 0 | 0 | 73.92% | 0 | 0 | 100% | 0 | 0 | PLNT | 0 | 0 | 0 | 0 | 0 | 0 | 0 | 0 | 0 | 154 | JBG | 154.JBG
2044 |  |  | CAEW | MSS | 0 | 0 | 0 | 0 | 0 | 0 | 73.92% | 0 | 0 | 100% | 0 | 0 | PLNT | 0 | 0 | 0 | 0 | 0 | 0 | 0 | 0 | 0 | 154 | CAEW | 154.CAEW
2045 |  |  | CAEE | MSS | 0 | 0 | 0 | 0 | 0 | 0 | 73.92% | 0 | 0 | 100% | 0 | 0 | PLNT | 0 | 0 | 0 | 0 | 0 | 0 | 0 | 0 | 0 | 154 | CAEE | 154.CAEE
2046 |  |  | CAGE | MSS | 0 | 0 | 0 | 0 | 0 | 0 | 73.92% | 0 | 0 | 100% | 0 | 0 | PLNT | 0 | 0 | 0 | 0 | 0 | 0 | 0 | 0 | 0 | 154 | CAGE | 154.CAGE1
2047 |  |  |  |  | 8.6889e-05 | 7.0217e-05 | 9.0414e-07 | 1.5768e-05 | 0 | 0 |  | 5.1903e-05 | 1.8313e-05 |  | 9.0414e-07 | 0 |  | 2.3701e-06 | 7.4781e-06 | 3.4202e-06 | 4.2206e-07 | 2.0777e-06 | 0 | 0 | 0 | 0 | 154 | NA | 154.NA1
2048 | [26 empty] | 154 | NA | 154.NA2
2049 | 163 | Stores Expense Undistributed | [24 empty] | 163 | NA | 163.NA
2050 |  |  | SO | MSS | 0 | 0 | 0 | 0 | 0 | 0 | 73.92% | 0 | 0 | 100% | 0 | 0 | PLNT | 0 | 0 | 0 | 0 | 0 | 0 | 0 | 0 | 0 | 163 | SO | 163.SO
2051 | [26 empty] | 163 | NA | 163.NA1
2052 |  |  |  |  | 0 | 0 | 0 | 0 | 0 | 0 |  | 0 | 0 |  | 0 | 0 |  | 0 | 0 | 0 | 0 | 0 | 0 | 0 | 0 | 0 | 163 | NA | 163.NA2
2053 | [26 empty] | 163 | NA | 163.NA3
2054 | 25318 | Provo Working Capital Deposit | [24 empty] | 25318 | NA | 25318.NA
2055 |  |  | SNPPS | MSS | 0 | 0 | 0 | 0 | 0 | 0 | 73.92% | 0 | 0 | 100% | 0 | 0 | PLNT | 0 | 0 | 0 | 0 | 0 | 0 | 0 | 0 | 0 | 25318 | SNPPS | 25318.SNPPS
2056 | [26 empty] | 25318 | NA | 25318.NA1
2057 |  |  |  |  | 0 | 0 | 0 | 0 | 0 | 0 |  | 0 | 0 |  | 0 | 0 |  | 0 | 0 | 0 | 0 | 0 | 0 | 0 | 0 | 0 | 25318 | NA | 25318.NA2
2058 | [26 empty] | 25318 | NA | 25318.NA3
2059 |  | Total Materials & Supplies |  |  | 8.6889e-05 | 7.0217e-05 | 9.0414e-07 | 1.5768e-05 | 0 | 0 |  | 5.1903e-05 | 1.8313e-05 |  | 9.0414e-07 | 0 |  | 2.3701e-06 | 7.4781e-06 | 3.4202e-06 | 4.2206e-07 | 2.0777e-06 | 0 | 0 | 0 | 0 | 25318 | NA | 25318.NA4
2060 | [26 empty] | 25318 | NA | 25318.NA5
2061 | 165 | Prepayments | [24 empty] | 165 | NA | 165.NA
2062 |  |  | S | COMMON | 0 | 0 | 0 | 0 | 0 | 0 | 73.92% | 0 | 0 | 100% | 0 | 0 | PLNT | 0 | 0 | 0 | 0 | 0 | 0 | 0 | 0 | 0 | 165 | S | 165.S
2063 |  |  | GPS | GP | 0 | 0 | 0 | 0 | 0 | 0 | 73.92% | 0 | 0 | 100% | 0 | 0 | PLNT | 0 | 0 | 0 | 0 | 0 | 0 | 0 | 0 | 0 | 165 | GPS | 165.GPS
2064 |  |  | SG | PT | 0 | 0 | 0 | 0 | 0 | 0 | 73.92% | 0 | 0 | 100% | 0 | 0 | PLNT | 0 | 0 | 0 | 0 | 0 | 0 | 0 | 0 | 0 | 165 | SG | 165.SG
2065 |  |  | CAEW | P | 0 | 0 | 0 | 0 | 0 | 0 | 73.92% | 0 | 0 | 100% | 0 | 0 | PLNT | 0 | 0 | 0 | 0 | 0 | 0 | 0 | 0 | 0 | 165 | CAEW | 165.CAEW
2066 |  |  | SO | PTD | 5.1223e-09 | 2.149e-09 | 1.5426e-09 | 1.4307e-09 | 0 | 0 | 73.92% | 1.5885e-09 | 5.6048e-10 | 100% | 1.5426e-09 | 0 | PLNT | 2.1505e-10 | 6.7851e-10 | 3.1032e-10 | 3.8295e-11 | 1.8851e-10 | 0 | 0 | 0 | 0 | 165 | SO | 165.SO
2067 |  |  |  |  | 5.1223e-09 | 2.149e-09 | 1.5426e-09 | 1.4307e-09 | 0 | 0 |  | 1.5885e-09 | 5.6048e-10 |  | 1.5426e-09 | 0 |  | 2.1505e-10 | 6.7851e-10 | 3.1032e-10 | 3.8295e-11 | 1.8851e-10 | 0 | 0 | 0 | 0 | 165 | NA | 165.NA1
2068 | [26 empty] | 165 | NA | 165.NA2
2069 | 182M | Misc Regulatory Assets | [24 empty] | 182M | NA | 182M.NA
2070 |  |  | S | P | 49361.3233 | 49361.3233 | 0 | 0 | 0 | 0 | 73.92% | 36487.286 | 12874.0373 | 100% | 0 | 0 | PLNT | 0 | 0 | 0 | 0 | 0 | 0 | 0 | 0 | 0 | 182M | S | 182M.S
2071 |  |  | SG | P | 342885.2852 | 342885.2852 | 0 | 0 | 0 | 0 | 73.92% | 253456.6058 | 89428.6794 | 100% | 0 | 0 | PLNT | 0 | 0 | 0 | 0 | 0 | 0 | 0 | 0 | 0 | 182M | SG | 182M.SG
2072 |  |  | CAGE | P | 0 | 0 | 0 | 0 | 0 | 0 | 73.92% | 0 | 0 | 100% | 0 | 0 | PLNT | 0 | 0 | 0 | 0 | 0 | 0 | 0 | 0 | 0 | 182M | CAGE | 182M.CAGE
2073 |  |  | CAGE | P | 0 | 0 | 0 | 0 | 0 | 0 | 73.92% | 0 | 0 | 100% | 0 | 0 | PLNT | 0 | 0 | 0 | 0 | 0 | 0 | 0 | 0 | 0 | 182M | CAGE | 182M.CAGE1
2074 |  |  | CAGW | P | 0 | 0 | 0 | 0 | 0 | 0 | 73.92% | 0 | 0 | 100% | 0 | 0 | PLNT | 0 | 0 | 0 | 0 | 0 | 0 | 0 | 0 | 0 | 182M | CAGW | 182M.CAGW
2075 |  |  | JBG | P | 0 | 0 | 0 | 0 | 0 | 0 | 73.92% | 0 | 0 | 100% | 0 | 0 | PLNT | 0 | 0 | 0 | 0 | 0 | 0 | 0 | 0 | 0 | 182M | JBG | 182M.JBG
2076 |  |  | SE | P | 0 | 0 | 0 | 0 | 0 | 0 | 73.92% | 0 | 0 | 100% | 0 | 0 | PLNT | 0 | 0 | 0 | 0 | 0 | 0 | 0 | 0 | 0 | 182M | SE | 182M.SE
2077 |  |  | CAEW | P | 0 | 0 | 0 | 0 | 0 | 0 | 73.92% | 0 | 0 | 100% | 0 | 0 | PLNT | 0 | 0 | 0 | 0 | 0 | 0 | 0 | 0 | 0 | 182M | CAEW | 182M.CAEW
2078 |  |  | CAEE | P | 0 | 0 | 0 | 0 | 0 | 0 | 73.92% | 0 | 0 | 100% | 0 | 0 | PLNT | 0 | 0 | 0 | 0 | 0 | 0 | 0 | 0 | 0 | 182M | CAEE | 182M.CAEE
2079 |  |  | SO | T | 0 | 0 | 0 | 0 | 0 | 0 | 100% | 0 | 0 | 100% | 0 | 0 | PLNT | 0 | 0 | 0 | 0 | 0 | 0 | 0 | 0 | 0 | 182M | SO | 182M.SO
2080 |  |  |  |  | 392246.6086 | 392246.6086 | 0 | 0 | 0 | 0 |  | 289943.8918 | 102302.7168 |  | 0 | 0 |  | 0 | 0 | 0 | 0 | 0 | 0 | 0 | 0 | 0 | 182M | NA | 182M.NA1
2081 | [26 empty] | 182M | NA | 182M.NA2
2082 | 186M | Misc Deferred Debits | [24 empty] | 186M | NA | 186M.NA
2083 |  |  | S | LABOR | 0 | 0 | 0 | 0 | 0 | 0 | 100% | 0 | 0 | 100% | 0 | 0 | PLNT | 0 | 0 | 0 | 0 | 0 | 0 | 0 | 0 | 0 | 186M | S | 186M.S
2084 |  |  | CAEW | P | 0 | 0 | 0 | 0 | 0 | 0 | 73.92% | 0 | 0 | 100% | 0 | 0 | PLNT | 0 | 0 | 0 | 0 | 0 | 0 | 0 | 0 | 0 | 186M | CAEW | 186M.CAEW
2085 |  |  | CAEE | P | 0 | 0 | 0 | 0 | 0 | 0 | 73.92% | 0 | 0 | 100% | 0 | 0 | PLNT | 0 | 0 | 0 | 0 | 0 | 0 | 0 | 0 | 0 | 186M | CAEE | 186M.CAEE
2086 |  |  | SG | P | 3.7253e-09 | 3.7253e-09 | 0 | 0 | 0 | 0 | 73.92% | 2.7537e-09 | 9.716e-10 | 100% | 0 | 0 | PLNT | 0 | 0 | 0 | 0 | 0 | 0 | 0 | 0 | 0 | 186M | SG | 186M.SG
2087 |  |  | SO | LABOR | 0 | 0 | 0 | 0 | 0 | 0 | 73.92% | 0 | 0 | 100% | 0 | 0 | PLNT | 0 | 0 | 0 | 0 | 0 | 0 | 0 | 0 | 0 | 186M | SO | 186M.SO
2088 |  |  | SE | P | 0 | 0 | 0 | 0 | 0 | 0 | 73.92% | 0 | 0 | 100% | 0 | 0 | PLNT | 0 | 0 | 0 | 0 | 0 | 0 | 0 | 0 | 0 | 186M | SE | 186M.SE
2089 |  |  | CAGW | P | -7.4506e-09 | -7.4506e-09 | 0 | 0 | 0 | 0 | 73.92% | -5.5074e-09 | -1.9432e-09 | 100% | 0 | 0 | PLNT | 0 | 0 | 0 | 0 | 0 | 0 | 0 | 0 | 0 | 186M | CAGW | 186M.CAGW
2090 |  |  | CAGE | DEFSG | 0 | 0 | 0 | 0 | 0 | 0 | 73.92% | 0 | 0 | 100% | 0 | 0 | PLNT | 0 | 0 | 0 | 0 | 0 | 0 | 0 | 0 | 0 | 186M | CAGE | 186M.CAGE
2091 |  |  | CAEW | P | 0 | 0 | 0 | 0 | 0 | 0 | 73.92% | 0 | 0 | 100% | 0 | 0 | PLNT | 0 | 0 | 0 | 0 | 0 | 0 | 0 | 0 | 0 | 186M | CAEW | 186M.CAEW1
2092 |  |  | CAEE | P | 0 | 0 | 0 | 0 | 0 | 0 | 73.92% | 0 | 0 | 100% | 0 | 0 | PLNT | 0 | 0 | 0 | 0 | 0 | 0 | 0 | 0 | 0 | 186M | CAEE | 186M.CAEE1
2093 |  |  | JBE | P | 2.6716e-12 | 2.6716e-12 | 0 | 0 | 0 | 0 | 73.92% | 1.9748e-12 | 6.968e-13 | 100% | 0 | 0 | PLNT | 0 | 0 | 0 | 0 | 0 | 0 | 0 | 0 | 0 | 186M | JBE | 186M.JBE
2094 |  |  | EXCTAX | GP | 0 | 0 | 0 | 0 | 0 | 0 | 73.92% | 0 | 0 | 100% | 0 | 0 | PLNT | 0 | 0 | 0 | 0 | 0 | 0 | 0 | 0 | 0 | 186M | EXCTAX | 186M.EXCTAX
2095 |  |  |  |  | -3.7226e-09 | -3.7226e-09 | 0 | 0 | 0 | 0 |  | -2.7517e-09 | -9.709e-10 |  | 0 | 0 |  | 0 | 0 | 0 | 0 | 0 | 0 | 0 | 0 | 0 | 186M | NA | 186M.NA1
2096 | [26 empty] | 186M | NA | 186M.NA2
2097 | Working Capital | [25 empty] | Working Capital | NA | Working Capital.NA
2098 | CWC | Cash Working Capital | [24 empty] | CWC | NA | CWC.NA
2099 |  |  | S | COMMON | 29873668.4172 | 0 | 0 | 0 | 0 | 29873668.4172 | 73.92% | 0 | 0 | 100% | 0 | 0 | PLNT | 0 | 0 | 0 | 0 | 0 | 0 | 0 | 0 | 0 | CWC | S | CWC.S
2100 |  |  | SO | COMMON | 0 | 0 | 0 | 0 | 0 | 0 | 73.92% | 0 | 0 | 100% | 0 | 0 | PLNT | 0 | 0 | 0 | 0 | 0 | 0 | 0 | 0 | 0 | CWC | SO | CWC.SO
2101 |  |  | SE | COMMON | 0 | 0 | 0 | 0 | 0 | 0 | 73.92% | 0 | 0 | 100% | 0 | 0 | PLNT | 0 | 0 | 0 | 0 | 0 | 0 | 0 | 0 | 0 | CWC | SE | CWC.SE
2102 |  |  |  |  | 29873668.4172 | 0 | 0 | 0 | 0 | 29873668.4172 |  | 0 | 0 |  | 0 | 0 |  | 0 | 0 | 0 | 0 | 0 | 0 | 0 | 0 | 0 | CWC | NA | CWC.NA1
2103 | [26 empty] | CWC | NA | CWC.NA2
2104 | OWC | Other Working Capital | [24 empty] | OWC | NA | OWC.NA
2105 | 131 |  | SNP | COMMON | 0 | 0 | 0 | 0 | 0 | 0 | 73.92% | 0 | 0 | 100% | 0 | 0 | PLNT | 0 | 0 | 0 | 0 | 0 | 0 | 0 | 0 | 0 | 131 | SNP | 131.SNP
2106 | 135 |  | SG | COMMON | 0 | 0 | 0 | 0 | 0 | 0 | 73.92% | 0 | 0 | 100% | 0 | 0 | PLNT | 0 | 0 | 0 | 0 | 0 | 0 | 0 | 0 | 0 | 135 | SG | 135.SG
2107 | 143 |  | SO | COMMON | 0 | 0 | 0 | 0 | 0 | 0 | 73.92% | 0 | 0 | 100% | 0 | 0 | PLNT | 0 | 0 | 0 | 0 | 0 | 0 | 0 | 0 | 0 | 143 | SO | 143.SO
2108 | 232 |  | S | COMMON | 0 | 0 | 0 | 0 | 0 | 0 | 73.92% | 0 | 0 | 100% | 0 | 0 | PLNT | 0 | 0 | 0 | 0 | 0 | 0 | 0 | 0 | 0 | 232 | S | 232.S
2109 | 232 |  | SO | COMMON | 0 | 0 | 0 | 0 | 0 | 0 | 73.92% | 0 | 0 | 100% | 0 | 0 | PLNT | 0 | 0 | 0 | 0 | 0 | 0 | 0 | 0 | 0 | 232 | SO | 232.SO
2110 | 232 |  | P | COMMON | 0 | 0 | 0 | 0 | 0 | 0 | 73.92% | 0 | 0 | 100% | 0 | 0 | PLNT | 0 | 0 | 0 | 0 | 0 | 0 | 0 | 0 | 0 | 232 | P | 232.P
2111 | 2533 |  | SE/CAEE/CAEW | COMMON | 0 | 0 | 0 | 0 | 0 | 0 | 73.92% | 0 | 0 | 100% | 0 | 0 | PLNT | 0 | 0 | 0 | 0 | 0 | 0 | 0 | 0 | 0 | 2533 | SE/CAEE/CAEW | 2533.SE/CAEE/CAEW
2112 | 2533 |  | S | COMMON | 0 | 0 | 0 | 0 | 0 | 0 | 73.92% | 0 | 0 | 100% | 0 | 0 | PLNT | 0 | 0 | 0 | 0 | 0 | 0 | 0 | 0 | 0 | 2533 | S | 2533.S
2113 | 2533 |  | DEU | COMMON | 0 | 0 | 0 | 0 | 0 | 0 | 73.92% | 0 | 0 | 100% | 0 | 0 | PLNT | 0 | 0 | 0 | 0 | 0 | 0 | 0 | 0 | 0 | 2533 | DEU | 2533.DEU
2114 | 2533 |  | CAEE | COMMON | 0 | 0 | 0 | 0 | 0 | 0 | 73.92% | 0 | 0 | 100% | 0 | 0 | PLNT | 0 | 0 | 0 | 0 | 0 | 0 | 0 | 0 | 0 | 2533 | CAEE | 2533.CAEE
2115 |  |  |  |  | 0 | 0 | 0 | 0 | 0 | 0 |  | 0 | 0 |  | 0 | 0 |  | 0 | 0 | 0 | 0 | 0 | 0 | 0 | 0 | 0 | 2533 | NA | 2533.NA
2116 | [26 empty] | 2533 | NA | 2533.NA1
2117 | Total Working Capital |  |  |  | 29873668.4172 | 0 | 0 | 0 | 0 | 29873668.4172 |  | 0 | 0 |  | 0 | 0 |  | 0 | 0 | 0 | 0 | 0 | 0 | 0 | 0 | 0 | Total Working Capital | NA | Total Working Capital.NA
2118 | [26 empty] | Total Working Capital | NA | Total Working Capital.NA1
2119 | Miscellaneous Rate DRB | [25 empty] | Miscellaneous Rate DRB | NA | Miscellaneous Rate DRB.NA
2120 | 18221 | Unrec Plant & Reg Study Costs | [24 empty] | 18221 | NA | 18221.NA
2121 |  |  | S | P | 0 | 0 | 0 | 0 | 0 | 0 | 73.92% | 0 | 0 | 100% | 0 | 0 | PLNT | 0 | 0 | 0 | 0 | 0 | 0 | 0 | 0 | 0 | 18221 | S | 18221.S
2122 | [26 empty] | 18221 | NA | 18221.NA1
2123 |  |  |  |  | 0 | 0 | 0 | 0 | 0 | 0 |  | 0 | 0 |  | 0 | 0 |  | 0 | 0 | 0 | 0 | 0 | 0 | 0 | 0 | 0 | 18221 | NA | 18221.NA2
2124 | [26 empty] | 18221 | NA | 18221.NA3
2125 | 18222 | Nuclear Plant - Trojan | [24 empty] | 18222 | NA | 18222.NA
2126 |  |  | TROJP | P | 0 | 0 | 0 | 0 | 0 | 0 | 73.92% | 0 | 0 | 100% | 0 | 0 | PLNT | 0 | 0 | 0 | 0 | 0 | 0 | 0 | 0 | 0 | 18222 | TROJP | 18222.TROJP
2127 |  |  | TROJD | P | 0 | 0 | 0 | 0 | 0 | 0 | 73.92% | 0 | 0 | 100% | 0 | 0 | PLNT | 0 | 0 | 0 | 0 | 0 | 0 | 0 | 0 | 0 | 18222 | TROJD | 18222.TROJD
2128 |  |  | SE | P | 0 | 0 | 0 | 0 | 0 | 0 | 73.92% | 0 | 0 | 100% | 0 | 0 | PLNT | 0 | 0 | 0 | 0 | 0 | 0 | 0 | 0 | 0 | 18222 | SE | 18222.SE
2129 |  |  |  |  | 0 | 0 | 0 | 0 | 0 | 0 |  | 0 | 0 |  | 0 | 0 |  | 0 | 0 | 0 | 0 | 0 | 0 | 0 | 0 | 0 | 18222 | NA | 18222.NA1
2130 | [26 empty] | 18222 | NA | 18222.NA2
2131 | 1869 | Misc Deferred Debits-Trojan | [24 empty] | 1869 | NA | 1869.NA
2132 |  |  | S | P | 0 | 0 | 0 | 0 | 0 | 0 | 73.92% | 0 | 0 | 100% | 0 | 0 | PLNT | 0 | 0 | 0 | 0 | 0 | 0 | 0 | 0 | 0 | 1869 | S | 1869.S
2133 |  |  | SNPPN | P | 0 | 0 | 0 | 0 | 0 | 0 | 73.92% | 0 | 0 | 100% | 0 | 0 | PLNT | 0 | 0 | 0 | 0 | 0 | 0 | 0 | 0 | 0 | 1869 | SNPPN | 1869.SNPPN
2134 |  |  |  |  | 0 | 0 | 0 | 0 | 0 | 0 |  | 0 | 0 |  | 0 | 0 |  | 0 | 0 | 0 | 0 | 0 | 0 | 0 | 0 | 0 | 1869 | NA | 1869.NA1
2135 | [26 empty] | 1869 | NA | 1869.NA2
2136 | 141 | Impact Housing - Notes Receivable | [24 empty] | 141 | NA | 141.NA
2137 |  |  | DGU | P | 0 | 0 | 0 | 0 | 0 | 0 | 73.92% | 0 | 0 | 100% | 0 | 0 | PLNT | 0 | 0 | 0 | 0 | 0 | 0 | 0 | 0 | 0 | 141 | DGU | 141.DGU
2138 | [26 empty] | 141 | NA | 141.NA1
2139 |  |  |  |  | 0 | 0 | 0 | 0 | 0 | 0 |  | 0 | 0 |  | 0 | 0 |  | 0 | 0 | 0 | 0 | 0 | 0 | 0 | 0 | 0 | 141 | NA | 141.NA2
2140 | [26 empty] | 141 | NA | 141.NA3
2141 | TOTAL MISCELLANEOUS RATE DRB |  |  |  | 0 | 0 | 0 | 0 | 0 | 0 | 73.92% | 0 | 0 | 100% | 0 | 0 |  | 0 | 0 | 0 | 0 | 0 | 0 | 0 | 0 | 0 | TOTAL MISCELLANEOUS RATE DRB | NA | TOTAL MISCELLANEOUS RATE DRB.NA
2142 | [26 empty] | TOTAL MISCELLANEOUS RATE DRB | NA | TOTAL MISCELLANEOUS RATE DRB.NA1
2143 | [26 empty] | TOTAL MISCELLANEOUS RATE DRB | NA | TOTAL MISCELLANEOUS RATE DRB.NA2
2144 | TOTAL RATE DRB ADDITIONS |  |  |  | 30894529.3204 | 1017549.0132 | 9.0568e-07 | 1.577e-05 | 0 | 29876980.3072 | 73.92% | 752159.7753 | 265389.2378 | 100% | 9.0568e-07 | 0 |  | 2.3703e-06 | 7.4788e-06 | 3.4205e-06 | 4.221e-07 | 2.0778e-06 | 0 | 0 | 0 | 0 | TOTAL RATE DRB ADDITIONS | NA | TOTAL RATE DRB ADDITIONS.NA
2145 | [26 empty] | TOTAL RATE DRB ADDITIONS | NA | TOTAL RATE DRB ADDITIONS.NA1
2146 | 235 | Customer Service Deposits | [24 empty] | 235 | NA | 235.NA
2147 |  |  | S | CUST | -408390.6325 | 0 | 0 | 0 | -408390.6325 | 0 | 73.92% | 0 | 0 | 100% | 0 | 0 | CUST | 0 | 0 | 0 | 0 | 0 | 0 | 0 | 0 | 0 | 235 | S | 235.S
2148 |  |  | CN | CUST | 0 | 0 | 0 | 0 | 0 | 0 | 73.92% | 0 | 0 | 100% | 0 | 0 | CUST | 0 | 0 | 0 | 0 | 0 | 0 | 0 | 0 | 0 | 235 | CN | 235.CN
2149 |  |  |  |  | -408390.6325 | 0 | 0 | 0 | -408390.6325 | 0 |  | 0 | 0 |  | 0 | 0 |  | 0 | 0 | 0 | 0 | 0 | 0 | 0 | 0 | 0 | 235 | NA | 235.NA1
2150 | [26 empty] | 235 | NA | 235.NA2
2151 | 2281 | Accum Prov for Property Insurance | [24 empty] | 2281 | NA | 2281.NA
2152 |  |  | S | PTD | 8176.0771 | 3430.1736 | 2462.2865 | 2283.6169 | 0 | 0 | 73.92% | 2535.5424 | 894.6313 | 100% | 2462.2865 | 0 | PLNT | 343.2511 | 1083.0169 | 495.3271 | 61.1252 | 300.8966 | 0 | 0 | 0 | 0 | 2281 | S | 2281.S
2153 |  |  | SO | PTD | 0 | 0 | 0 | 0 | 0 | 0 | 73.92% | 0 | 0 | 100% | 0 | 0 | PLNT | 0 | 0 | 0 | 0 | 0 | 0 | 0 | 0 | 0 | 2281 | SO | 2281.SO
2154 |  |  |  |  | 8176.0771 | 3430.1736 | 2462.2865 | 2283.6169 | 0 | 0 |  | 2535.5424 | 894.6313 |  | 2462.2865 | 0 |  | 343.2511 | 1083.0169 | 495.3271 | 61.1252 | 300.8966 | 0 | 0 | 0 | 0 | 2281 | NA | 2281.NA1
2155 | [26 empty] | 2281 | NA | 2281.NA2
2156 | 2282 | Accum Prov for Injuries & Damages | [24 empty] | 2282 | NA | 2282.NA
2157 |  |  | SO | PTD | 0 | 0 | 0 | 0 | 0 | 0 | 73.92% | 0 | 0 | 100% | 0 | 0 | PLNT | 0 | 0 | 0 | 0 | 0 | 0 | 0 | 0 | 0 | 2282 | SO | 2282.SO
2158 |  |  |  |  | 0 | 0 | 0 | 0 | 0 | 0 |  | 0 | 0 |  | 0 | 0 |  | 0 | 0 | 0 | 0 | 0 | 0 | 0 | 0 | 0 | 2282 | NA | 2282.NA1
2159 | [26 empty] | 2282 | NA | 2282.NA2
2160 | 2283 | Accum Prov for Pensions & Benefits | [24 empty] | 2283 | NA | 2283.NA
2161 |  |  | SO | PTD | -146512.9053 | -61467.7062 | -44123.4528 | -40921.7463 | 0 | 0 | 73.92% | -45436.176 | -16031.5302 | 100% | -44123.4528 | 0 | PLNT | -6150.9597 | -19407.3456 | -8876.1164 | -1095.3458 | -5391.9788 | 0 | 0 | 0 | 0 | 2283 | SO | 2283.SO
2162 |  |  | S | PTD | 0 | 0 | 0 | 0 | 0 | 0 | 73.92% | 0 | 0 | 100% | 0 | 0 | PLNT | 0 | 0 | 0 | 0 | 0 | 0 | 0 | 0 | 0 | 2283 | S | 2283.S
2163 |  |  |  |  | -146512.9053 | -61467.7062 | -44123.4528 | -40921.7463 | 0 | 0 |  | -45436.176 | -16031.5302 |  | -44123.4528 | 0 |  | -6150.9597 | -19407.3456 | -8876.1164 | -1095.3458 | -5391.9788 | 0 | 0 | 0 | 0 | 2283 | NA | 2283.NA1
2164 | [26 empty] | 2283 | NA | 2283.NA2
2165 | 254 | Reg Liabilities - Insurance Provision | [24 empty] | 254 | NA | 254.NA
2166 |  |  | S | P | -88679704.7282 | -88679704.7282 | 0 | 0 | 0 | 0 | 73.92% | -65550952.2597 | -23128752.4685 | 100% | 0 | 0 | PLNT | 0 | 0 | 0 | 0 | 0 | 0 | 0 | 0 | 0 | 254 | S | 254.S
2167 |  |  | JBG | P | 0 | 0 | 0 | 0 | 0 | 0 | 73.92% | 0 | 0 | 100% | 0 | 0 | PLNT | 0 | 0 | 0 | 0 | 0 | 0 | 0 | 0 | 0 | 254 | JBG | 254.JBG
2168 |  |  | CAGW | P | 0 | 0 | 0 | 0 | 0 | 0 | 73.92% | 0 | 0 | 100% | 0 | 0 | PLNT | 0 | 0 | 0 | 0 | 0 | 0 | 0 | 0 | 0 | 254 | CAGW | 254.CAGW
2169 |  |  |  |  | -88679704.7282 | -88679704.7282 | 0 | 0 | 0 | 0 |  | -65550952.2597 | -23128752.4685 |  | 0 | 0 |  | 0 | 0 | 0 | 0 | 0 | 0 | 0 | 0 | 0 | 254 | NA | 254.NA1
2170 | [26 empty] | 254 | NA | 254.NA2
2171 | 22841 | Accum Hydro Relicensing Obligation | [24 empty] | 22841 | NA | 22841.NA
2172 |  |  | CAGW | P | -52057.3196 | -52057.3196 | 0 | 0 | 0 | 0 | 73.92% | -38480.1335 | -13577.1862 | 100% | 0 | 0 | PLNT | 0 | 0 | 0 | 0 | 0 | 0 | 0 | 0 | 0 | 22841 | CAGW | 22841.CAGW
2173 |  |  |  |  | -52057.3196 | -52057.3196 | 0 | 0 | 0 | 0 |  | -38480.1335 | -13577.1862 |  | 0 | 0 |  | 0 | 0 | 0 | 0 | 0 | 0 | 0 | 0 | 0 | 22841 | NA | 22841.NA1
2174 | [26 empty] | 22841 | NA | 22841.NA2
2175 | 22842 | Accum Misc Oper Prov-Trojan | TROJD | P | 0 | 0 | 0 | 0 | 0 | 0 | 73.92% | 0 | 0 | 100% | 0 | 0 | PLNT | 0 | 0 | 0 | 0 | 0 | 0 | 0 | 0 | 0 | 22842 | TROJD | 22842.TROJD
2176 | 254 | Regulatory Liability | SE | P | 0 | 0 | 0 | 0 | 0 | 0 | 73.92% | 0 | 0 | 100% | 0 | 0 | PLNT | 0 | 0 | 0 | 0 | 0 | 0 | 0 | 0 | 0 | 254 | SE | 254.SE
2177 | 254 | Regulatory Liability | S | P | 0 | 0 | 0 | 0 | 0 | 0 | 73.92% | 0 | 0 | 100% | 0 | 0 | PLNT | 0 | 0 | 0 | 0 | 0 | 0 | 0 | 0 | 0 | 254 | S | 254.S1
2178 |  |  |  |  | 0 | 0 | 0 | 0 | 0 | 0 |  | 0 | 0 |  | 0 | 0 |  | 0 | 0 | 0 | 0 | 0 | 0 | 0 | 0 | 0 | 254 | NA | 254.NA3
2179 | [26 empty] | 254 | NA | 254.NA4
2180 | 252 | Customer Advances for Construction | [24 empty] | 252 | NA | 252.NA
2181 |  |  | S | DPW | -556748.0225 | 0 | 0 | -556748.0225 | 0 | 0 | 73.92% | 0 | 0 | 100% | 0 | 0 | PLNT | -83684.9591 | -264040.5722 | -120761.2259 | -14902.3842 | -73358.8811 | 0 | 0 | 0 | 0 | 252 | S | 252.S
2182 |  |  | SNPD | DPW | 0 | 0 | 0 | 0 | 0 | 0 | 73.92% | 0 | 0 | 100% | 0 | 0 | PLNT | 0 | 0 | 0 | 0 | 0 | 0 | 0 | 0 | 0 | 252 | SNPD | 252.SNPD
2183 |  |  | SG | DPW | -7268408.6268 | 0 | 0 | -7268408.6268 | 0 | 0 | 73.92% | 0 | 0 | 100% | 0 | 0 | PLNT | -1092516.639 | -3447079.6399 | -1576551.5105 | -194552.3177 | -957708.5197 | 0 | 0 | 0 | 0 | 252 | SG | 252.SG
2184 |  |  | SO | DPW | 0 | 0 | 0 | 0 | 0 | 0 | 73.92% | 0 | 0 | 100% | 0 | 0 | PLNT | 0 | 0 | 0 | 0 | 0 | 0 | 0 | 0 | 0 | 252 | SO | 252.SO
2185 |  |  | CN | DPW | 0 | 0 | 0 | 0 | 0 | 0 | 73.92% | 0 | 0 | 100% | 0 | 0 | CUST | 0 | 0 | 0 | 0 | 0 | 0 | 0 | 0 | 0 | 252 | CN | 252.CN
2186 |  |  |  |  | -7825156.6493 | 0 | 0 | -7825156.6493 | 0 | 0 |  | 0 | 0 |  | 0 | 0 |  | -1176201.5981 | -3711120.2121 | -1697312.7363 | -209454.7019 | -1031067.4008 | 0 | 0 | 0 | 0 | 252 | NA | 252.NA1
2187 | [26 empty] | 252 | NA | 252.NA2
2188 | 25398 | SO2 Emissions | [24 empty] | 25398 | NA | 25398.NA
2189 |  |  | S | P | 0 | 0 | 0 | 0 | 0 | 0 | 73.92% | 0 | 0 | 100% | 0 | 0 | PLNT | 0 | 0 | 0 | 0 | 0 | 0 | 0 | 0 | 0 | 25398 | S | 25398.S
2190 |  |  |  |  | 0 | 0 | 0 | 0 | 0 | 0 |  | 0 | 0 |  | 0 | 0 |  | 0 | 0 | 0 | 0 | 0 |  |  |  |  | 25398 | NA | 25398.NA1
2191 | [26 empty] | 25398 | NA | 25398.NA2
2192 | 25399 | Other Deferred Credits | [24 empty] | 25399 | NA | 25399.NA
2193 |  |  | S | P | -318176.1579 | -318176.1579 | 0 | 0 | 0 | 0 | 73.92% | -235191.9213 | -82984.2366 | 100% | 0 | 0 | PLNT | 0 | 0 | 0 | 0 | 0 | 0 | 0 | 0 | 0 | 25399 | S | 25399.S
2194 |  |  | GPS | P | 0 | 0 | 0 | 0 | 0 | 0 | 73.92% | 0 | 0 | 100% | 0 | 0 | PLNT | 0 | 0 | 0 | 0 | 0 | 0 | 0 | 0 | 0 | 25399 | GPS | 25399.GPS
2195 |  |  | SO | P | 0 | 0 | 0 | 0 | 0 | 0 | 73.92% | 0 | 0 | 100% | 0 | 0 | PLNT | 0 | 0 | 0 | 0 | 0 | 0 | 0 | 0 | 0 | 25399 | SO | 25399.SO
2196 |  |  | CAGW | P | 0 | 0 | 0 | 0 | 0 | 0 | 73.92% | 0 | 0 | 100% | 0 | 0 | PLNT | 0 | 0 | 0 | 0 | 0 | 0 | 0 | 0 | 0 | 25399 | CAGW | 25399.CAGW
2197 |  |  | SG | P | -6142920.1933 | -6142920.1933 | 0 | 0 | 0 | 0 | 73.92% | -4540771.415 | -1602148.7782 | 100% | 0 | 0 | PLNT | 0 | 0 | 0 | 0 | 0 | 0 | 0 | 0 | 0 | 25399 | SG | 25399.SG
2198 |  |  |  |  | -6461096.3512 | -6461096.3512 | 0 | 0 | 0 | 0 |  | -4775963.3364 | -1685133.0148 |  | 0 | 0 |  | 0 | 0 | 0 | 0 | 0 | 0 | 0 | 0 | 0 | 25399 | NA | 25399.NA1
2199 | [26 empty] | 25399 | NA | 25399.NA2
2200 | 190 | Accumulated Deferred Income Taxes | [24 empty] | 190 | NA | 190.NA
2201 |  |  | S | P | 18637364.5776 | 18637364.5776 | 0 | 0 | 0 | 0 | 73.92% | 13776511.7669 | 4860852.8107 | 100% | 0 | 0 | PLNT | 0 | 0 | 0 | 0 | 0 | 0 | 0 | 0 | 0 | 190 | S | 190.S
2202 |  |  | SG | P | 109043.0533 | 109043.0533 | 0 | 0 | 0 | 0 | 73.92% | 80603.2903 | 28439.763 | 100% | 0 | 0 | PLNT | 0 | 0 | 0 | 0 | 0 | 0 | 0 | 0 | 0 | 190 | SG | 190.SG
2203 |  |  | SO | LABOR | 1109765.8802 | 482028.933 | 101948.9405 | 394718.5993 | 131069.4074 | 0 | 73.92% | 356309.8871 | 125719.046 | 100% | 101948.9405 | 0 | DISom | 37298.4392 | 348211.3003 | 1938.1416 | 7270.7183 | 0 | 0 | 0 | 0 | 0 | 190 | SO | 190.SO
2204 |  |  | CN | CUST | 0 | 0 | 0 | 0 | 0 | 0 | 73.92% | 0 | 0 | 100% | 0 | 0 | CUST | 0 | 0 | 0 | 0 | 0 | 0 | 0 | 0 | 0 | 190 | CN | 190.CN
2205 |  |  | BADDEBT | CUST | 655547.7217 | 0 | 0 | 0 | 655547.7217 | 0 | 73.92% | 0 | 0 | 100% | 0 | 0 | CUST | 0 | 0 | 0 | 0 | 0 | 0 | 0 | 0 | 0 | 190 | BADDEBT | 190.BADDEBT
2206 |  |  | JBG | P | 0 | 0 | 0 | 0 | 0 | 0 | 73.92% | 0 | 0 | 100% | 0 | 0 | PLNT | 0 | 0 | 0 | 0 | 0 | 0 | 0 | 0 | 0 | 190 | JBG | 190.JBG
2207 |  |  | JBE | P | -157098.1841 | -157098.1841 | 0 | 0 | 0 | 0 | 73.92% | -116125.0548 | -40973.1294 | 100% | 0 | 0 | PLNT | 0 | 0 | 0 | 0 | 0 | 0 | 0 | 0 | 0 | 190 | JBE | 190.JBE
2208 |  |  | SE | P | 0 | 0 | 0 | 0 | 0 | 0 | 73.92% | 0 | 0 | 100% | 0 | 0 | PLNT | 0 | 0 | 0 | 0 | 0 | 0 | 0 | 0 | 0 | 190 | SE | 190.SE
2209 |  |  | CAGW | P | 12799.0148 | 12799.0148 | 0 | 0 | 0 | 0 | 73.92% | 9460.8751 | 3338.1397 | 100% | 0 | 0 | PLNT | 0 | 0 | 0 | 0 | 0 | 0 | 0 | 0 | 0 | 190 | CAGW | 190.CAGW
2210 |  |  | SNPD | DPW | 76914.1822 | 0 | 0 | 76914.1822 | 0 | 0 | 73.92% | 0 | 0 | 100% | 0 | 0 | PLNT | 11560.9934 | 36476.9408 | 16683.0425 | 2058.7495 | 10134.456 | 0 | 0 | 0 | 0 | 190 | SNPD | 190.SNPD
2211 |  |  |  |  | 20444336.2456 | 19084137.3946 | 101948.9405 | 471632.7815 | 786617.1291 | 0 |  | 14106760.7646 | 4977376.6301 |  | 101948.9405 | 0 |  | 48859.4325 | 384688.2411 | 18621.1841 | 9329.4677 | 10134.456 | 0 | 0 | 0 | 0 | 190 | NA | 190.NA1
2212 | [26 empty] | 190 | NA | 190.NA2
2213 | 281 | Accumulated Deferred Income Taxes | [24 empty] | 281 | NA | 281.NA
2214 |  |  | S | P | 0 | 0 | 0 | 0 | 0 | 0 | 73.92% | 0 | 0 | 100% | 0 | 0 | PLNT | 0 | 0 | 0 | 0 | 0 | 0 | 0 | 0 | 0 | 281 | S | 281.S
2215 |  |  | SG | PT | -0.025798 | -0.015018 | -0.01078 | 0 | 0 | 0 | 73.92% | -0.011101 | -0.0039168 | 100% | -0.01078 | 0 | PLNT | 0 | 0 | 0 | 0 | 0 | 0 | 0 | 0 | 0 | 281 | SG | 281.SG
2216 |  |  | DNPTU | T | 0 | 0 | 0 | 0 | 0 | 0 | 100% | 0 | 0 | 100% | 0 | 0 | PLNT | 0 | 0 | 0 | 0 | 0 | 0 | 0 | 0 | 0 | 281 | DNPTU | 281.DNPTU
2217 |  |  |  |  | -0.025798 | -0.015018 | -0.01078 | 0 | 0 | 0 |  | -0.011101 | -0.0039168 |  | -0.01078 | 0 |  | 0 | 0 | 0 | 0 | 0 | 0 | 0 | 0 | 0 | 281 | NA | 281.NA1
2218 | [26 empty] | 281 | NA | 281.NA2
2219 | 282 | Accumulated Deferred Income Taxes | [5 empty] | 0.12147 | [18 empty] | 282 | NA | 282.NA
2220 |  |  | S | GP | -205105242 | -95762386.8298 | -51060245.2509 | -56531635.8998 | -1750974.0195 | 0 | 73.92% | -70786384.1744 | -24976002.6554 | 100% | -51060245.2509 | 0 | PLNT | -8497286.8235 | -26810414.9239 | -12261973.7749 | -1513173.1515 | -7448787.2261 | 0 | 0 | 0 | 0 | 282 | S | 282.S
2221 |  |  | SNP | P | -23399.4967 | -23399.4967 | 0 | 0 | 0 | 0 | 73.92% | -17296.6215 | -6102.8751 | 100% | 0 | 0 | PLNT | 0 | 0 | 0 | 0 | 0 | 0 | 0 | 0 | 0 | 282 | SNP | 282.SNP
2222 |  |  | CAGW | P | 1278159.9658 | 1278159.9658 | 0 | 0 | 0 | 0 | 73.92% | 944800.2015 | 333359.7643 | 100% | 0 | 0 | PLNT | 0 | 0 | 0 | 0 | 0 | 0 | 0 | 0 | 0 | 282 | CAGW | 282.CAGW
2223 |  |  | DITBAL | ACCMDIT | -26065.8291 | -19294.1791 | -403.0724 | -6353.5068 | -15.0708 | 0 | 73.92% | -14262.021 | -5032.1581 | 100% | -403.0724 | 0 | PLNT | -954.9975 | -3013.1828 | -1378.1051 | -170.0633 | -837.1582 | 0 | 0 | 0 | 0 | 282 | DITBAL | 282.DITBAL
2224 |  |  | JBG | P | 15748271.0851 | 15748271.0851 | 0 | 0 | 0 | 0 | 73.92% | 11640929.2209 | 4107341.8642 | 100% | 0 | 0 | PLNT | 0 | 0 | 0 | 0 | 0 | 0 | 0 | 0 | 0 | 282 | JBG | 282.JBG
2225 |  |  | CIAC | ACCMDIT | 0 | 0 | 0 | 0 | 0 | 0 | 73.92% | 0 | 0 | 100% | 0 | 0 | PLNT | 0 | 0 | 0 | 0 | 0 | 0 | 0 | 0 | 0 | 282 | CIAC | 282.CIAC
2226 |  |  | SNPD | PTD | 0 | 0 | 0 | 0 | 0 | 0 | 73.92% | 0 | 0 | 100% | 0 | 0 | PLNT | 0 | 0 | 0 | 0 | 0 | 0 | 0 | 0 | 0 | 282 | SNPD | 282.SNPD
2227 |  |  | SO | LABOR | 294090.1242 | 127738.608 | 27016.6682 | 104601.1992 | 34733.6488 | 0 | 73.92% | 94422.8155 | 33315.7925 | 100% | 27016.6682 | 0 | DISom | 9884.1592 | 92276.6742 | 513.6113 | 1926.7545 | 0 | 0 | 0 | 0 | 0 | 282 | SO | 282.SO
2228 |  |  | JBE | GP | -336439.5332 | -157081.5665 | -83755.4658 | -92730.332 | -2872.1688 | 0 | 73.92% | -116112.7712 | -40968.7953 | 100% | -83755.4658 | 0 | PLNT | -13938.3235 | -43977.8301 | -20113.6387 | -2482.0978 | -12218.442 | 0 | 0 | 0 | 0 | 282 | JBE | 282.JBE
2229 |  |  | CN | P | 0 | 0 | 0 | 0 | 0 | 0 | 73.92% | 0 | 0 | 100% | 0 | 0 | PLNT | 0 | 0 | 0 | 0 | 0 | 0 | 0 | 0 | 0 | 282 | CN | 282.CN
2230 |  |  | SG | P | 3543984.5729 | 3543984.5729 | 0 | 0 | 0 | 0 | 73.92% | 2619670.0165 | 924314.5564 | 100% | 0 | 0 | PLNT | 0 | 0 | 0 | 0 | 0 | 0 | 0 | 0 | 0 | 282 | SG | 282.SG
2231 |  |  |  |  | -184626641.111 | -75264007.8403 | -51117387.1208 | -56526118.5394 | -1719127.6104 | 0 |  | -55634233.3338 | -19629774.5066 |  | -51117387.1208 | 0 |  | -8502295.9853 | -26765129.2626 | -12282951.9073 | -1513898.5581 | -7461842.8262 | 0 | 0 | 0 | 0 | 282 | NA | 282.NA1
2232 | [26 empty] | 282 | NA | 282.NA2
2233 | 283 | Accumulated Deferred Income Taxes | [24 empty] | 283 | NA | 283.NA
2234 |  |  | S | GP | -33086.4336 | -15447.8541 | -8236.754 | -9119.3682 | -282.4574 | 0 | 73.92% | -11418.8647 | -4028.9894 | 100% | -8236.754 | 0 | PLNT | -1370.7349 | -4324.9066 | -1978.0332 | -244.0967 | -1201.5968 | 0 | 0 | 0 | 0 | 283 | S | 283.S
2235 |  |  | CAGW | P | -136437.3794 | -136437.3794 | 0 | 0 | 0 | 0 | 73.92% | -100852.8408 | -35584.5386 | 100% | 0 | 0 | PLNT | 0 | 0 | 0 | 0 | 0 | 0 | 0 | 0 | 0 | 283 | CAGW | 283.CAGW
2236 |  |  | SG | P | -138807.4751 | -138807.4751 | 0 | 0 | 0 | 0 | 73.92% | -102604.7865 | -36202.6886 | 100% | 0 | 0 | PLNT | 0 | 0 | 0 | 0 | 0 | 0 | 0 | 0 | 0 | 283 | SG | 283.SG
2237 |  |  | SO | LABOR | -45224.3967 | -19643.3032 | -4154.5513 | -16085.2941 | -5341.2481 | 0 | 73.92% | -14520.0893 | -5123.2139 | 100% | -4154.5513 | 0 | DISom | -1519.9597 | -14190.0614 | -78.9818 | -296.2912 | 0 | 0 | 0 | 0 | 0 | 283 | SO | 283.SO
2238 |  |  | GPS | GP | -372213.3633 | -173784.1497 | -92661.2379 | -102590.4074 | -3177.5684 | 0 | 73.92% | -128459.1163 | -45325.0334 | 100% | -92661.2379 | 0 | PLNT | -15420.3943 | -48654.0208 | -22252.3347 | -2746.0208 | -13517.6367 | 0 | 0 | 0 | 0 | 283 | GPS | 283.GPS
2239 |  |  | SNP | PTD | -47834.412 | -20068.3454 | -14405.6895 | -13360.3772 | 0 | 0 | 73.92% | -14834.2753 | -5234.0701 | 100% | -14405.6895 | 0 | PLNT | -2008.2022 | -6336.2266 | -2897.9277 | -357.6151 | -1760.4056 | 0 | 0 | 0 | 0 | 283 | SNP | 283.SNP
2240 |  |  | TROJD | P | 0 | 0 | 0 | 0 | 0 | 0 | 73.92% | 0 | 0 | 100% | 0 | 0 | PLNT | 0 | 0 | 0 | 0 | 0 | 0 | 0 | 0 | 0 | 283 | TROJD | 283.TROJD
2241 |  |  | SNPD | DPW | 0 | 0 | 0 | 0 | 0 | 0 | 73.92% | 0 | 0 | 100% | 0 | 0 | PLNT | 0 | 0 | 0 | 0 | 0 | 0 | 0 | 0 | 0 | 283 | SNPD | 283.SNPD
2242 |  |  | JBE | P | 0 | 0 | 0 | 0 | 0 | 0 | 73.92% | 0 | 0 | 100% | 0 | 0 | PLNT | 0 | 0 | 0 | 0 | 0 | 0 | 0 | 0 | 0 | 283 | JBE | 283.JBE
2243 |  |  |  |  | -773603.4601 | -504188.5069 | -119458.2327 | -141155.4468 | -8801.2738 | 0 |  | -372689.9728 | -131498.5341 |  | -119458.2327 | 0 |  | -20319.2911 | -73505.2154 | -27207.2774 | -3644.0237 | -16479.6391 | 0 | 0 | 0 | 0 | 283 | NA | 283.NA1
2244 | [26 empty] | 283 | NA | 283.NA2
2245 | TOTAL ACCUMULATED DEF INCOME TAX |  |  |  | -164955908.3513 | -56684058.9676 | -51134896.4238 | -56195641.2047 | -941311.7552 | 0 |  | -41900162.5531 | -14783896.4145 |  | -51134896.4238 | 0 |  | -8473755.8439 | -26453946.2369 | -12291538.0007 | -1508213.1141 | -7468188.0092 | 0 | 0 | 0 | 0 | TOTAL ACCUMULATED DEF INCOME TAX | NA | TOTAL ACCUMULATED DEF INCOME TAX.NA
2246 | [26 empty] | TOTAL ACCUMULATED DEF INCOME TAX | NA | TOTAL ACCUMULATED DEF INCOME TAX.NA1
2247 | 255 | Accumulated Investment Tax Credit | [24 empty] | 255 | NA | 255.NA
2248 |  |  | SG | PTD | -14943.3387 | -6269.2959 | -4500.2978 | -4173.7451 | 0 | 0 | 73.92% | -4634.1868 | -1635.1091 | 100% | -4500.2978 | 0 | PLNT | -627.3568 | -1979.4198 | -905.3046 | -111.718 | -549.9459 | 0 | 0 | 0 | 0 | 255 | SG | 255.SG
2249 |  |  | ITC84 | PTD | 0 | 0 | 0 | 0 | 0 | 0 | 73.92% | 0 | 0 | 100% | 0 | 0 | PLNT | 0 | 0 | 0 | 0 | 0 | 0 | 0 | 0 | 0 | 255 | ITC84 | 255.ITC84
2250 |  |  | ITC85 | PTD | 0 | 0 | 0 | 0 | 0 | 0 | 73.92% | 0 | 0 | 100% | 0 | 0 | PLNT | 0 | 0 | 0 | 0 | 0 | 0 | 0 | 0 | 0 | 255 | ITC85 | 255.ITC85
2251 |  |  | ITC86 | PTD | 0 | 0 | 0 | 0 | 0 | 0 | 73.92% | 0 | 0 | 100% | 0 | 0 | PLNT | 0 | 0 | 0 | 0 | 0 | 0 | 0 | 0 | 0 | 255 | ITC86 | 255.ITC86
2252 |  |  | ITC88 | PTD | 0 | 0 | 0 | 0 | 0 | 0 | 73.92% | 0 | 0 | 100% | 0 | 0 | PLNT | 0 | 0 | 0 | 0 | 0 | 0 | 0 | 0 | 0 | 255 | ITC88 | 255.ITC88
2253 |  |  | ITC89 | PTD | 0 | 0 | 0 | 0 | 0 | 0 | 73.92% | 0 | 0 | 100% | 0 | 0 | PLNT | 0 | 0 | 0 | 0 | 0 | 0 | 0 | 0 | 0 | 255 | ITC89 | 255.ITC89
2254 |  |  | ITC90 | PTD | 0 | 0 | 0 | 0 | 0 | 0 | 73.92% | 0 | 0 | 100% | 0 | 0 | PLNT | 0 | 0 | 0 | 0 | 0 | 0 | 0 | 0 | 0 | 255 | ITC90 | 255.ITC90
2255 |  |  | DGU | PTD | 0 | 0 | 0 | 0 | 0 | 0 | 73.92% | 0 | 0 | 100% | 0 | 0 | PLNT | 0 | 0 | 0 | 0 | 0 | 0 | 0 | 0 | 0 | 255 | DGU | 255.DGU
2256 |  |  |  |  | -14943.3387 | -6269.2959 | -4500.2978 | -4173.7451 | 0 | 0 |  | -4634.1868 | -1635.1091 |  | -4500.2978 | 0 |  | -627.3568 | -1979.4198 | -905.3046 | -111.718 | -549.9459 | 0 | 0 | 0 | 0 | 255 | NA | 255.NA1
2257 | [26 empty] | 255 | NA | 255.NA2
2258 | TOTAL RATE DRB DEDUCTIONS |  |  |  | -268535594.199 | -151941224.1951 | -51181057.8878 | -64063609.7284 | -1349702.3877 | 0 |  | -112313093.1032 | -39628131.0919 |  | -51181057.8878 | 0 |  | -9656392.5074 | -30185370.1975 | -13998136.8309 | -1718813.7545 | -8504896.4381 | 0 | 0 | 0 | 0 | TOTAL RATE DRB DEDUCTIONS | NA | TOTAL RATE DRB DEDUCTIONS.NA
2259 | [26 empty] | TOTAL RATE DRB DEDUCTIONS | NA | TOTAL RATE DRB DEDUCTIONS.NA1
2260 | 108SP | Steam Prod Plant Accumulated Depr | [24 empty] | 108SP | NA | 108SP.NA
2261 | [26 empty] | 108SP | NA | 108SP.NA1
2262 |  |  | S | P | -1333042.38 | -1333042.38 | 0 | 0 | 0 | 0 | 73.92% | -985368.6103 | -347673.7697 |  | 0 | 0 | [6 empty] | 0 | 0 | 0 | 0 | 108SP | S | 108SP.S
2263 |  |  | SG-P | P | 0 | 0 | 0 | 0 | 0 | 0 | 73.92% | 0 | 0 |  | 0 | 0 | [6 empty] | 0 | 0 | 0 | 0 | 108SP | SG-P | 108SP.SG-P
2264 |  |  | SG-U | P | 0 | 0 | 0 | 0 | 0 | 0 | 73.92% | 0 | 0 |  | 0 | 0 | [6 empty] | 0 | 0 | 0 | 0 | 108SP | SG-U | 108SP.SG-U
2265 |  |  | SG | P | -7163796.8422 | -7163796.8422 | 0 | 0 | 0 | 0 | 73.92% | -5295390.938 | -1868405.9042 |  | 0 | 0 | [6 empty] | 0 | 0 | 0 | 0 | 108SP | SG | 108SP.SG
2266 |  |  | CAGW | P | -27077690.797 | -27077690.797 | 0 | 0 | 0 | 0 | 73.92% | -20015497.5953 | -7062193.2017 |  | 0 | 0 | [6 empty] | 0 | 0 | 0 | 0 | 108SP | CAGW | 108SP.CAGW
2267 |  |  | CAGE | P | 0 | 0 | 0 | 0 | 0 | 0 | 73.92% | 0 | 0 |  | 0 | 0 | [6 empty] | 0 | 0 | 0 | 0 | 108SP | CAGE | 108SP.CAGE
2268 |  |  | JBG | P | -284199501.5595 | -284199501.5595 | 0 | 0 | 0 | 0 | 73.92% | -210076792.8363 | -74122708.7232 |  | 0 | 0 | [6 empty] | 0 | 0 | 0 | 0 | 108SP | JBG | 108SP.JBG
2269 |  |  | CAGE | P | 0 | 0 | 0 | 0 | 0 | 0 | 73.92% | 0 | 0 | [9 empty] | 0 | 0 | 0 | 0 | 108SP | CAGE | 108SP.CAGE1
2270 |  |  |  |  | -319774031.5787 | -319774031.5787 | 0 | 0 | 0 | 0 |  | -236373049.9799 | -83400981.5988 |  | 0 | 0 |  | 0 | 0 | 0 | 0 | 0 | 0 | 0 | 0 | 0 | 108SP | NA | 108SP.NA2
2271 | [26 empty] | 108SP | NA | 108SP.NA3
2272 | 108NP | Nuclear Prod Plant Accumulated Depr | [24 empty] | 108NP | NA | 108NP.NA
2273 |  |  | DGP | P | 0 | 0 | 0 | 0 | 0 | 0 | 73.92% | 0 | 0 |  | 0 | 0 | [6 empty] | 0 | 0 | 0 | 0 | 108NP | DGP | 108NP.DGP
2274 |  |  | DGU | P | 0 | 0 | 0 | 0 | 0 | 0 | 73.92% | 0 | 0 |  | 0 | 0 | [6 empty] | 0 | 0 | 0 | 0 | 108NP | DGU | 108NP.DGU
2275 |  |  | SG | P | 0 | 0 | 0 | 0 | 0 | 0 | 73.92% | 0 | 0 |  | 0 | 0 | [6 empty] | 0 | 0 | 0 | 0 | 108NP | SG | 108NP.SG
2276 |  |  |  |  | 0 | 0 | 0 | 0 | 0 | 0 |  | 0 | 0 |  | 0 | 0 |  | 0 | 0 | 0 | 0 | 0 | 0 | 0 | 0 | 0 | 108NP | NA | 108NP.NA1
2277 | [26 empty] | 108NP | NA | 108NP.NA2
2278 | [26 empty] | 108NP | NA | 108NP.NA3
2279 | 108HP | Hydraulic Prod Plant Accum Depr | [24 empty] | 108HP | NA | 108HP.NA
2280 |  |  | S | P | 0 | 0 | 0 | 0 | 0 | 0 | 73.92% | 0 | 0 |  | 0 | 0 | [6 empty] | 0 | 0 | 0 | 0 | 108HP | S | 108HP.S
2281 |  |  | SG | P | 90668.7836 | 90668.7836 | 0 | 0 | 0 | 0 | 73.92% | 67021.255 | 23647.5286 |  | 0 | 0 | [6 empty] | 0 | 0 | 0 | 0 | 108HP | SG | 108HP.SG
2282 |  |  | DGU | P | 0 | 0 | 0 | 0 | 0 | 0 | 73.92% | 0 | 0 |  | 0 | 0 | [6 empty] | 0 | 0 | 0 | 0 | 108HP | DGU | 108HP.DGU
2283 |  |  | CAGW | P | 0 | 0 | 0 | 0 | 0 | 0 | 73.92% | 0 | 0 |  | 0 | 0 | [6 empty] | 0 | 0 | 0 | 0 | 108HP | CAGW | 108HP.CAGW
2284 |  |  | CAGE | P | 0 | 0 | 0 | 0 | 0 | 0 | 73.92% | 0 | 0 |  | 0 | 0 | [6 empty] | 0 | 0 | 0 | 0 | 108HP | CAGE | 108HP.CAGE
2285 |  |  | SG-P | P | -36749833.626 | -36749833.626 | 0 | 0 | 0 | 0 | 73.92% | -27165027.1836 | -9584806.4425 |  | 0 | 0 | [6 empty] | 0 | 0 | 0 | 0 | 108HP | SG-P | 108HP.SG-P
2286 |  |  | SG-U | P | -9374541.7552 | -9374541.7552 | 0 | 0 | 0 | 0 | 73.92% | -6929546.5172 | -2444995.2379 |  | 0 | 0 | [6 empty] | 0 | 0 | 0 | 0 | 108HP | SG-U | 108HP.SG-U
2287 |  |  |  |  | -46033706.5976 | -46033706.5976 | 0 | 0 | 0 | 0 |  | -34027552.4458 | -12006154.1518 |  | 0 | 0 |  | 0 | 0 | 0 | 0 | 0 | 0 | 0 | 0 | 0 | 108HP | NA | 108HP.NA1
2288 | [26 empty] | 108HP | NA | 108HP.NA2
2289 | 108OP | Other Generation Plant - Accum Depr | [24 empty] | 108OP | NA | 108OP.NA
2290 |  |  | S | P | 0 | 0 | 0 | 0 | 0 | 0 | 73.92% | 0 | 0 |  | 0 | 0 | [6 empty] | 0 | 0 | 0 | 0 | 108OP | S | 108OP.S
2291 |  |  | DGU | P | 0 | 0 | 0 | 0 | 0 | 0 | 73.92% | 0 | 0 |  | 0 | 0 | [6 empty] | 0 | 0 | 0 | 0 | 108OP | DGU | 108OP.DGU
2292 |  |  | DGP | P | 0 | 0 | 0 | 0 | 0 | 0 | 73.92% | 0 | 0 |  | 0 | 0 | [6 empty] | 0 | 0 | 0 | 0 | 108OP | DGP | 108OP.DGP
2293 |  |  | SG | P | -28755158.9233 | -28755158.9233 | 0 | 0 | 0 | 0 | 73.92% | -21255461.5014 | -7499697.4219 |  | 0 | 0 | [6 empty] | 0 | 0 | 0 | 0 | 108OP | SG | 108OP.SG
2294 |  |  | CAGW | P | -64592618.6644 | -64592618.6644 | 0 | 0 | 0 | 0 | 73.92% | -47746073.077 | -16846545.5874 |  | 0 | 0 | [6 empty] | 0 | 0 | 0 | 0 | 108OP | CAGW | 108OP.CAGW
2295 |  |  | CAGE | P | 0 | 0 | 0 | 0 | 0 | 0 | 73.92% | 0 | 0 |  | 0 | 0 | [6 empty] | 0 | 0 | 0 | 0 | 108OP | CAGE | 108OP.CAGE
2296 |  |  | SG | P | 26307531.8389 | 26307531.8389 | 0 | 0 | 0 | 0 | 73.92% | 19446205.5205 | 6861326.3184 | [9 empty] | 0 | 0 | 0 | 0 | 108OP | SG | 108OP.SG1
2297 |  |  |  |  | -67040245.7488 | -67040245.7488 | 0 | 0 | 0 | 0 |  | -49555329.0579 | -17484916.6909 |  | 0 | 0 |  | 0 | 0 | 0 | 0 | 0 | 0 | 0 | 0 | 0 | 108OP | NA | 108OP.NA1
2298 | [26 empty] | 108OP | NA | 108OP.NA2
2299 | 108EP | Experimental Plant - Accum Depr | [24 empty] | 108EP | NA | 108EP.NA
2300 |  |  | DGP | P | 0 | 0 | 0 | 0 | 0 | 0 | 73.92% | 0 | 0 |  | 0 | 0 | [6 empty] | 0 | 0 | 0 | 0 | 108EP | DGP | 108EP.DGP
2301 |  |  | SG | P | 0 | 0 | 0 | 0 | 0 | 0 | 73.92% | 0 | 0 |  | 0 | 0 | [6 empty] | 0 | 0 | 0 | 0 | 108EP | SG | 108EP.SG
2302 |  |  |  |  | 0 | 0 | 0 | 0 | 0 | 0 |  | 0 | 0 |  | 0 | 0 |  | 0 | 0 | 0 | 0 | 0 | 0 | 0 | 0 | 0 | 108EP | NA | 108EP.NA1
2303 | [26 empty] | 108EP | NA | 108EP.NA2
2304 | [22 empty] | 0 | 0 | 0 | 0 | 108EP | NA | 108EP.NA3
2305 | [26 empty] | 108EP | NA | 108EP.NA4
2306 | TOTAL GENERATION PLANT DEPRECIATION |  |  |  | -432847983.9251 | -432847983.9251 | 0 | 0 | 0 | 0 |  | -319955931.4836 | -112892052.4415 |  | 0 | 0 |  | 0 | 0 | 0 | 0 | 0 | 0 | 0 | 0 | 0 | TOTAL GENERATION PLANT DEPRECIATION | NA | TOTAL GENERATION PLANT DEPRECIATION.NA
2307 | [26 empty] | TOTAL GENERATION PLANT DEPRECIATION | NA | TOTAL GENERATION PLANT DEPRECIATION.NA1
2308 | 108TP | Transmission Plant Accumulated Depr | [24 empty] | 108TP | NA | 108TP.NA
2309 |  |  | DGP | T | 0 | 0 | 0 | 0 | 0 | 0 |  |  |  | 100% | 0 | 0 | [6 empty] | 0 | 0 | 0 | 0 | 108TP | DGP | 108TP.DGP
2310 |  |  | SG | T | -179447926.8474 | 0 | -179447926.8474 | 0 | 0 | 0 |  |  |  | 100% | -179447926.8474 | 0 | [6 empty] | 0 | 0 | 0 | 0 | 108TP | SG | 108TP.SG
2311 |  |  | JBG | T | -3120428.0042 | 0 | -3120428.0042 | 0 | 0 | 0 |  |  |  | 100% | -3120428.0042 | 0 | [6 empty] | 0 | 0 | 0 | 0 | 108TP | JBG | 108TP.JBG
2312 |  |  | CAGW | T | -1421512.6944 | 0 | -1421512.6944 | 0 | 0 | 0 |  |  |  | 100% | -1421512.6944 | 0 | [6 empty] | 0 | 0 | 0 | 0 | 108TP | CAGW | 108TP.CAGW
2313 | TOTAL TRANS PLANT ACCUM DEPR |  |  |  | -183989867.546 | 0 | -183989867.546 | 0 | 0 | 0 |  | 0 | 0 |  | -183989867.546 | 0 |  | 0 | 0 | 0 | 0 | 0 | 0 | 0 | 0 | 0 | TOTAL TRANS PLANT ACCUM DEPR | NA | TOTAL TRANS PLANT ACCUM DEPR.NA
2314 | [26 empty] | TOTAL TRANS PLANT ACCUM DEPR | NA | TOTAL TRANS PLANT ACCUM DEPR.NA1
2315 | 108360 | Land and Land Rights | [24 empty] | 108360 | NA | 108360.NA
2316 |  |  | S | DPW | -416643.8545 | 0 | 0 | -416643.8545 | 0 | 0 | [6 empty] | PLNT2 | -100271.1069 | -316372.7476 | 0 | 0 | 0 | 0 | 0 | 0 | 0 | 108360 | S | 108360.S
2317 |  |  |  |  | -416643.8545 | 0 | 0 | -416643.8545 | 0 | 0 |  | 0 | 0 |  | 0 | 0 |  | -100271.1069 | -316372.7476 | 0 | 0 | 0 | 0 | 0 | 0 | 0 | 108360 | NA | 108360.NA1
2318 | [26 empty] | 108360 | NA | 108360.NA2
2319 | 108361 | Structures and Improvements | [24 empty] | 108361 | NA | 108361.NA
2320 |  |  | S | DPW | -1906861.3225 | 0 | 0 | -1906861.3225 | 0 | 0 | [6 empty] | PLNT2 | -458912.5541 | -1447948.7683 | 0 | 0 | 0 | 0 | 0 | 0 | 0 | 108361 | S | 108361.S
2321 |  |  |  |  | -1906861.3225 | 0 | 0 | -1906861.3225 | 0 | 0 |  | 0 | 0 |  | 0 | 0 |  | -458912.5541 | -1447948.7683 | 0 | 0 | 0 | 0 | 0 | 0 | 0 | 108361 | NA | 108361.NA1
2322 | [26 empty] | 108361 | NA | 108361.NA2
2323 | 108362 | Station Equipment | [24 empty] | 108362 | NA | 108362.NA
2324 |  |  | S | DPW | -31817242.4137 | 0 | 0 | -31817242.4137 | 0 | 0 | [6 empty] | SUBS | -31817242.4137 | 0 | 0 | 0 | 0 | 0 | 0 | 0 | 0 | 108362 | S | 108362.S
2325 |  |  |  |  | -31817242.4137 | 0 | 0 | -31817242.4137 | 0 | 0 |  | 0 | 0 |  | 0 | 0 |  | -31817242.4137 | 0 | 0 | 0 | 0 | 0 | 0 | 0 | 0 | 108362 | NA | 108362.NA1
2326 | [26 empty] | 108362 | NA | 108362.NA2
2327 | 108364 | Poles, Towers & Fixtures | [24 empty] | 108364 | NA | 108364.NA
2328 |  |  | S | DPW | -82327092.6189 | 0 | 0 | -82327092.6189 | 0 | 0 | [6 empty] | PC | 0 | -82327092.6189 | 0 | 0 | 0 | 0 | 0 | 0 | 0 | 108364 | S | 108364.S
2329 |  |  |  |  | -82327092.6189 | 0 | 0 | -82327092.6189 | 0 | 0 |  | 0 | 0 |  | 0 | 0 |  | 0 | -82327092.6189 | 0 | 0 | 0 | 0 | 0 | 0 | 0 | 108364 | NA | 108364.NA1
2330 | [26 empty] | 108364 | NA | 108364.NA2
2331 | 108365 | Overhead Conductors | [24 empty] | 108365 | NA | 108365.NA
2332 |  |  | S | DPW | -40997526.8005 | 0 | 0 | -40997526.8005 | 0 | 0 | [6 empty] | PC | 0 | -40997526.8005 | 0 | 0 | 0 | 0 | 0 | 0 | 0 | 108365 | S | 108365.S
2333 |  |  |  |  | -40997526.8005 | 0 | 0 | -40997526.8005 | 0 | 0 |  | 0 | 0 |  | 0 | 0 |  | 0 | -40997526.8005 | 0 | 0 | 0 | 0 | 0 | 0 | 0 | 108365 | NA | 108365.NA1
2334 | [26 empty] | 108365 | NA | 108365.NA2
2335 | 108366 | Underground Conduit | [24 empty] | 108366 | NA | 108366.NA
2336 |  |  | S | DPW | -12836183.7113 | 0 | 0 | -12836183.7113 | 0 | 0 | [6 empty] | PC | 0 | -12836183.7113 | 0 | 0 | 0 | 0 | 0 | 0 | 0 | 108366 | S | 108366.S
2337 |  |  |  |  | -12836183.7113 | 0 | 0 | -12836183.7113 | 0 | 0 |  | 0 | 0 |  | 0 | 0 |  | 0 | -12836183.7113 | 0 | 0 | 0 | 0 | 0 | 0 | 0 | 108366 | NA | 108366.NA1
2338 | [26 empty] | 108366 | NA | 108366.NA2
2339 | 108367 | Underground Conductors | [24 empty] | 108367 | NA | 108367.NA
2340 |  |  | S | DPW | -17207253.8614 | 0 | 0 | -17207253.8614 | 0 | 0 | [6 empty] | PC | 0 | -17207253.8614 | 0 | 0 | 0 | 0 | 0 | 0 | 0 | 108367 | S | 108367.S
2341 |  |  |  |  | -17207253.8614 | 0 | 0 | -17207253.8614 | 0 | 0 |  | 0 | 0 |  | 0 | 0 |  | 0 | -17207253.8614 | 0 | 0 | 0 | 0 | 0 | 0 | 0 | 108367 | NA | 108367.NA1
2342 | [26 empty] | 108367 | NA | 108367.NA2
2343 | 108368 | Line Transformers | [24 empty] | 108368 | NA | 108368.NA
2344 |  |  | S | DPW | -71104726.5828 | 0 | 0 | -71104726.5828 | 0 | 0 | [6 empty] | XFMR | 0 | 0 | -71104726.5828 | 0 | 0 | 0 | 0 | 0 | 0 | 108368 | S | 108368.S
2345 |  |  |  |  | -71104726.5828 | 0 | 0 | -71104726.5828 | 0 | 0 |  | 0 | 0 |  | 0 | 0 |  | 0 | 0 | -71104726.5828 | 0 | 0 | 0 | 0 | 0 | 0 | 108368 | NA | 108368.NA1
2346 | [26 empty] | 108368 | NA | 108368.NA2
2347 | 108369 | Services | [24 empty] | 108369 | NA | 108369.NA
2348 |  |  | S | DPW | -37176722.0696 | 0 | 0 | -37176722.0696 | 0 | 0 | [6 empty] | SERV | 0 | 0 | 0 | 0 | -37176722.0696 | 0 | 0 | 0 | 0 | 108369 | S | 108369.S
2349 |  |  |  |  | -37176722.0696 | 0 | 0 | -37176722.0696 | 0 | 0 |  | 0 | 0 |  | 0 | 0 |  | 0 | 0 | 0 | 0 | -37176722.0696 | 0 | 0 | 0 | 0 | 108369 | NA | 108369.NA1
2350 | [26 empty] | 108369 | NA | 108369.NA2
2351 | 108370 | Meters | [24 empty] | 108370 | NA | 108370.NA
2352 |  |  | S | DPW | -9414781.2962 | 0 | 0 | -9414781.2962 | 0 | 0 | [6 empty] | METR | 0 | 0 | 0 | -9414781.2962 | 0 | 0 | 0 | 0 | 0 | 108370 | S | 108370.S
2353 |  |  |  |  | -9414781.2962 | 0 | 0 | -9414781.2962 | 0 | 0 |  | 0 | 0 |  | 0 | 0 |  | 0 | 0 | 0 | -9414781.2962 | 0 | 0 | 0 | 0 | 0 | 108370 | NA | 108370.NA1
2354 | [26 empty] | 108370 | NA | 108370.NA2
2355 | 108371 | Installations on Customers' Premises | [24 empty] | 108371 | NA | 108371.NA
2356 |  |  | S | DPW | -450045.0059 | 0 | 0 | -450045.0059 | 0 | 0 | [6 empty] | PC | 0 | -450045.0059 | 0 | 0 | 0 | 0 | 0 | 0 | 0 | 108371 | S | 108371.S
2357 |  |  |  |  | -450045.0059 | 0 | 0 | -450045.0059 | 0 | 0 |  | 0 | 0 |  | 0 | 0 |  | 0 | -450045.0059 | 0 | 0 | 0 | 0 | 0 | 0 | 0 | 108371 | NA | 108371.NA1
2358 | [26 empty] | 108371 | NA | 108371.NA2
2359 | 108372 | Leased Property | [24 empty] | 108372 | NA | 108372.NA
2360 |  |  | S | DPW | 0 | 0 | 0 | 0 | 0 | 0 | [6 empty] | PLNT2 | 0 | 0 | 0 | 0 | 0 | 0 | 0 | 0 | 0 | 108372 | S | 108372.S
2361 |  |  |  |  | 0 | 0 | 0 | 0 | 0 | 0 |  | 0 | 0 |  | 0 | 0 |  | 0 | 0 | 0 | 0 | 0 | 0 | 0 | 0 | 0 | 108372 | NA | 108372.NA1
2362 | [26 empty] | 108372 | NA | 108372.NA2
2363 | 108373 | Street Lights | [24 empty] | 108373 | NA | 108373.NA
2364 |  |  | S | DPW | -1987524.1337 | 0 | 0 | -1987524.1337 | 0 | 0 | [6 empty] | PC | 0 | -1987524.1337 | 0 | 0 | 0 | 0 | 0 | 0 | 0 | 108373 | S | 108373.S
2365 |  |  |  |  | -1987524.1337 | 0 | 0 | -1987524.1337 | 0 | 0 |  | 0 | 0 |  | 0 | 0 |  | 0 | -1987524.1337 | 0 | 0 | 0 | 0 | 0 | 0 | 0 | 108373 | NA | 108373.NA1
2366 | [26 empty] | 108373 | NA | 108373.NA2
2367 | 108D00 | Unclassified Dist Plant - Acct 300 | [24 empty] | 108D00 | NA | 108D00.NA
2368 |  |  | S | DPW | 0 | 0 | 0 | 0 | 0 | 0 | [6 empty] | PLNT | 0 | 0 | 0 | 0 | 0 | 0 | 0 | 0 | 0 | 108D00 | S | 108D00.S
2369 |  |  |  |  | 0 | 0 | 0 | 0 | 0 | 0 |  | 0 | 0 |  | 0 | 0 |  | 0 | 0 | 0 | 0 | 0 | 0 | 0 | 0 | 0 | 108D00 | NA | 108D00.NA1
2370 | [26 empty] | 108D00 | NA | 108D00.NA2
2371 | 108DS | Unclassified Dist Sub Plant - Acct 300 | [24 empty] | 108DS | NA | 108DS.NA
2372 |  |  | S | DPW | 0 | 0 | 0 | 0 | 0 | 0 | [6 empty] | PLNT | 0 | 0 | 0 | 0 | 0 | 0 | 0 | 0 | 0 | 108DS | S | 108DS.S
2373 |  |  |  |  | 0 | 0 | 0 | 0 | 0 | 0 |  | 0 | 0 |  | 0 | 0 |  | 0 | 0 | 0 | 0 | 0 | 0 | 0 | 0 | 0 | 108DS | NA | 108DS.NA1
2374 | [26 empty] | 108DS | NA | 108DS.NA2
2375 | 108DP | Unclassified Dist Sub Plant - Acct 300 | [24 empty] | 108DP | NA | 108DP.NA
2376 |  |  | S | DPW | 302002 | 0 | 0 | 302002 | 0 | 0 | [6 empty] | PLNT | 45394.0095 | 143225.9796 | 65505.6332 | 8083.6387 | 39792.7391 | 0 | 0 | 0 | 0 | 108DP | S | 108DP.S
2377 |  |  |  |  | 302002 | 0 | 0 | 302002 | 0 | 0 |  | 0 | 0 |  | 0 | 0 |  | 45394.0095 | 143225.9796 | 65505.6332 | 8083.6387 | 39792.7391 | 0 | 0 | 0 | 0 | 108DP | NA | 108DP.NA1
2378 | [26 empty] | 108DP | NA | 108DP.NA2
2379 | [26 empty] | 108DP | NA | 108DP.NA3
2380 | TOTAL DISTRIBUTION PLANT DEPR |  |  |  | -307340601.6711 | 0 | 0 | -307340601.6711 | 0 | 0 |  | 0 | 0 |  | 0 | 0 |  | -32331032.0652 | -157426721.6682 | -71039220.9496 | -9406697.6576 | -37136929.3304 | 0 | 0 | 0 | 0 | TOTAL DISTRIBUTION PLANT DEPR | NA | TOTAL DISTRIBUTION PLANT DEPR.NA
2381 | [26 empty] | TOTAL DISTRIBUTION PLANT DEPR | NA | TOTAL DISTRIBUTION PLANT DEPR.NA1
2382 | 108GP | General Plant Accumulated Depr | [24 empty] | 108GP | NA | 108GP.NA
2383 |  |  | S | G-SITUS | -27173998.2041 | 0 | -7799690.6857 | -19374307.5184 | 0 | 0 | 73.92% | 0 | 0 | 100% | -7799690.6857 | 0 | PLNT | -2912157.8629 | -9188363.5625 | -4202377.0746 | -518588.9546 | -2552820.0637 | 0 | 0 | 0 | 0 | 108GP | S | 108GP.S
2384 |  |  | SG | G-SG | -7214676.8841 | -2994868.3927 | -4219808.4914 | 0 | 0 | 0 | 73.92% | -2213770.0575 | -781098.3352 | 100% | -4219808.4914 | 0 | PLNT | 0 | 0 | 0 | 0 | 0 | 0 | 0 | 0 | 0 | 108GP | SG | 108GP.SG
2385 |  |  | SG-U | G-DGU | 0 | 0 | 0 | 0 | 0 | 0 | 73.92% | 0 | 0 | 100% | 0 | 0 | PLNT | 0 | 0 | 0 | 0 | 0 | 0 | 0 | 0 | 0 | 108GP | SG-U | 108GP.SG-U
2386 |  |  | CAGW | G-SG | -392956.8388 | -163119.4349 | -229837.4039 | 0 | 0 | 0 | 73.92% | -120575.8896 | -42543.5453 | 100% | -229837.4039 | 0 | PLNT | 0 | 0 | 0 | 0 | 0 | 0 | 0 | 0 | 0 | 108GP | CAGW | 108GP.CAGW
2387 |  |  | CN | CUST | -444269.4629 | 0 | 0 | 0 | -444269.4629 | 0 | 73.92% | 0 | 0 | 100% | 0 | 0 | CUST | 0 | 0 | 0 | 0 | 0 | 0 | 0 | 0 | 0 | 108GP | CN | 108GP.CN
2388 |  |  | SO | PTD | -9630685.7337 | -4040436.9852 | -2900352.7472 | -2689896.0013 | 0 | 0 | 73.92% | -2986641.5629 | -1053795.4223 | 100% | -2900352.7472 | 0 | PLNT | -404319.0593 | -1275696.8156 | -583450.9067 | -72000.0111 | -354429.2086 | 0 | 0 | 0 | 0 | 108GP | SO | 108GP.SO
2389 |  |  | SE | P | 0 | 0 | 0 | 0 | 0 | 0 | 73.92% | 0 | 0 | 100% | 0 | 0 | PLNT | 0 | 0 | 0 | 0 | 0 | 0 | 0 | 0 | 0 | 108GP | SE | 108GP.SE
2390 |  |  | JBG | G-SG | -1726669.8054 | -716754.0429 | -1009915.7625 | 0 | 0 | 0 | 73.92% | -529815.8151 | -186938.2277 | 100% | -1009915.7625 | 0 | PLNT | 0 | 0 | 0 | 0 | 0 | 0 | 0 | 0 | 0 | 108GP | JBG | 108GP.JBG
2391 |  |  | JBE | P | 0 | 0 | 0 | 0 | 0 | 0 | 73.92% | 0 | 0 | 100% | 0 | 0 | PLNT | 0 | 0 | 0 | 0 | 0 | 0 | 0 | 0 | 0 | 108GP | JBE | 108GP.JBE
2392 |  |  | CAGE | P | 0 | 0 | 0 | 0 | 0 | 0 | 73.92% | 0 | 0 | 100% | 0 | 0 | PLNT | 0 | 0 | 0 | 0 | 0 | 0 | 0 | 0 | 0 | 108GP | CAGE | 108GP.CAGE
2393 |  |  |  |  | -46583256.9291 | -7915178.8557 | -16159605.0908 | -22064203.5197 | -444269.4629 | 0 |  | -5850803.3251 | -2064375.5305 |  | -16159605.0908 | 0 |  | -3316476.9222 | -10464060.3781 | -4785827.9814 | -590588.9657 | -2907249.2723 | 0 | 0 | 0 | 0 | 108GP | NA | 108GP.NA1
2394 | [26 empty] | 108GP | NA | 108GP.NA2
2395 | [26 empty] | 108GP | NA | 108GP.NA3
2396 | 108MP | Mining Plant Accumulated Depr. | [24 empty] | 108MP | NA | 108MP.NA
2397 |  |  | JBE | P | -34739396.2537 | -34739396.2537 | 0 | 0 | 0 | 0 | 73.92% | -25678936.4865 | -9060459.7672 | 100% | 0 | 0 | [6 empty] | 0 | 0 | 0 | 0 | 108MP | JBE | 108MP.JBE
2398 |  |  | SE | P | 0 | 0 | 0 | 0 | 0 | 0 | 73.92% | 0 | 0 | 100% | 0 | 0 | [6 empty] | 0 | 0 | 0 | 0 | 108MP | SE | 108MP.SE
2399 |  |  |  |  | -34739396.2537 | -34739396.2537 | 0 | 0 | 0 | 0 |  | -25678936.4865 | -9060459.7672 |  | 0 | 0 |  | 0 | 0 | 0 | 0 | 0 |  |  |  |  | 108MP | NA | 108MP.NA1
2400 | [26 empty] | 108MP | NA | 108MP.NA2
2401 | 108MP | Less Centralia Situs Depreciation | [24 empty] | 108MP | NA | 108MP.NA3
2402 |  |  | DOTH | P | 0 | 0 | 0 | 0 | 0 | 0 | 73.92% | 0 | 0 | 100% | 0 | 0 | [6 empty] | 0 | 0 | 0 | 0 | 108MP | DOTH | 108MP.DOTH
2403 |  |  |  |  | 0 | 0 | 0 | 0 | 0 | 0 |  | 0 | 0 |  | 0 | 0 |  | 0 | 0 | 0 | 0 | 0 | 0 | 0 | 0 | 0 | 108MP | NA | 108MP.NA4
2404 | [26 empty] | 108MP | NA | 108MP.NA5
2405 | 1081390 | Accum Depr - Capital Lease | [24 empty] | 1081390 | NA | 1081390.NA
2406 |  |  | SO | PTD | 0 | 0 | 0 | 0 | 0 | 0 | 73.92% | 0 | 0 | 100% | 0 | 0 | PLNT | 0 | 0 | 0 | 0 | 0 | 0 | 0 | 0 | 0 | 1081390 | SO | 1081390.SO
2407 | [26 empty] | 1081390 | NA | 1081390.NA1
2408 | [26 empty] | 1081390 | NA | 1081390.NA2
2409 |  | Remove Capital Leases |  | P | 0 | 0 | 0 | 0 | 0 | 0 | 73.92% | 0 | 0 | 100% | 0 | 0 | [6 empty] | 0 | 0 | 0 | 0 | 1081390 | NA | 1081390.NA3
2410 |  |  |  |  | 0 | 0 | 0 | 0 | 0 | 0 |  | 0 | 0 |  | 0 | 0 |  | 0 | 0 | 0 | 0 | 0 | 0 | 0 | 0 | 0 | 1081390 | NA | 1081390.NA4
2411 | [26 empty] | 1081390 | NA | 1081390.NA5
2412 | 1081399 | Accum Depr - Capital Lease | [24 empty] | 1081399 | NA | 1081399.NA
2413 |  |  | S | P | 0 | 0 | 0 | 0 | 0 | 0 | 73.92% | 0 | 0 | 100% | 0 | 0 | PLNT | 0 | 0 | 0 | 0 | 0 | 0 | 0 | 0 | 0 | 1081399 | S | 1081399.S
2414 |  |  | SE | P | 0 | 0 | 0 | 0 | 0 | 0 | 73.92% | 0 | 0 | 100% | 0 | 0 | PLNT | 0 | 0 | 0 | 0 | 0 | 0 | 0 | 0 | 0 | 1081399 | SE | 1081399.SE
2415 | [26 empty] | 1081399 | NA | 1081399.NA1
2416 | [26 empty] | 1081399 | NA | 1081399.NA2
2417 |  | Remove Capital Leases |  | P | 0 | 0 | 0 | 0 | 0 | 0 | 73.92% | 0 | 0 | 100% | 0 | 0 | [6 empty] | 0 | 0 | 0 | 0 | 1081399 | NA | 1081399.NA3
2418 |  |  |  |  | 0 | 0 | 0 | 0 | 0 | 0 |  | 0 | 0 |  | 0 | 0 |  | 0 | 0 | 0 | 0 | 0 | 0 | 0 | 0 | 0 | 1081399 | NA | 1081399.NA4
2419 | [26 empty] | 1081399 | NA | 1081399.NA5
2420 | [26 empty] | 1081399 | NA | 1081399.NA6
2421 | TOTAL GENERAL PLANT ACCUM DEPR |  |  |  | -81322653.1828 | -42654575.1094 | -16159605.0908 | -22064203.5197 | -444269.4629 | 0 |  | -31529739.8117 | -11124835.2977 |  | -16159605.0908 | 0 |  | -3316476.9222 | -10464060.3781 | -4785827.9814 | -590588.9657 | -2907249.2723 | 0 | 0 | 0 | 0 | TOTAL GENERAL PLANT ACCUM DEPR | NA | TOTAL GENERAL PLANT ACCUM DEPR.NA
2422 | [26 empty] | TOTAL GENERAL PLANT ACCUM DEPR | NA | TOTAL GENERAL PLANT ACCUM DEPR.NA1
2423 | [26 empty] | TOTAL GENERAL PLANT ACCUM DEPR | NA | TOTAL GENERAL PLANT ACCUM DEPR.NA2
2424 | TOTAL ACCUM DEPR - PLANT IN SERVICE |  |  |  | -1005501106.3249 | -475502559.0345 | -200149472.6368 | -329404805.1908 | -444269.4629 | 0 |  | -351485671.2953 | -124016887.7392 |  | -200149472.6368 | 0 |  | -35647508.9875 | -167890782.0463 | -75825048.931 | -9997286.6233 | -40044178.6027 | 0 | 0 | 0 | 0 | TOTAL ACCUM DEPR - PLANT IN SERVICE | NA | TOTAL ACCUM DEPR - PLANT IN SERVICE.NA
2425 | [26 empty] | TOTAL ACCUM DEPR - PLANT IN SERVICE | NA | TOTAL ACCUM DEPR - PLANT IN SERVICE.NA1
2426 | [26 empty] | TOTAL ACCUM DEPR - PLANT IN SERVICE | NA | TOTAL ACCUM DEPR - PLANT IN SERVICE.NA2
2427 | 111SP | Accum Prov for Amort-Steam | [24 empty] | 111SP | NA | 111SP.NA
2428 |  |  | SG-P | P | 0 | 0 | 0 | 0 | 0 | 0 | 73.92% | 0 | 0 | 100% | 0 | 0 | PLNT | 0 | 0 | 0 | 0 | 0 | 0 | 0 | 0 | 0 | 111SP | SG-P | 111SP.SG-P
2429 |  |  | SG | P | 0 | 0 | 0 | 0 | 0 | 0 | 73.92% | 0 | 0 | 100% | 0 | 0 | PLNT | 0 | 0 | 0 | 0 | 0 | 0 | 0 | 0 | 0 | 111SP | SG | 111SP.SG
2430 |  |  |  |  | 0 | 0 | 0 | 0 | 0 | 0 |  | 0 | 0 |  | 0 | 0 |  | 0 | 0 | 0 | 0 | 0 | 0 | 0 | 0 | 0 | 111SP | NA | 111SP.NA1
2431 | [26 empty] | 111SP | NA | 111SP.NA2
2432 | [26 empty] | 111SP | NA | 111SP.NA3
2433 | 111GP | Accum Prov for Amort-General | [24 empty] | 111GP | NA | 111GP.NA
2434 |  |  | S | G-SITUS | -2144258.85 | 0 | -615461.7239 | -1528797.1261 | 0 | 0 | 73.92% | 0 | 0 | 100% | -615461.7239 | 0 | PLNT | -229793.9458 | -725039.7876 | -331603.1806 | -40921.0653 | -201439.1468 | 0 | 0 | 0 | 0 | 111GP | S | 111GP.S
2435 |  |  | CN | CUST | 0 | 0 | 0 | 0 | 0 | 0 | 73.92% | 0 | 0 | 100% | 0 | 0 | CUST | 0 | 0 | 0 | 0 | 0 | 0 | 0 | 0 | 0 | 111GP | CN | 111GP.CN
2436 |  |  | CAGW | I-SG | 0 | 0 | 0 | 0 | 0 | 0 | 73.92% | 0 | 0 | 100% | 0 | 0 | PLNT | 0 | 0 | 0 | 0 | 0 | 0 | 0 | 0 | 0 | 111GP | CAGW | 111GP.CAGW
2437 |  |  | SO | PTD | -106249.7797 | -44575.8019 | -31997.9126 | -29676.0652 | 0 | 0 | 73.92% | -32949.8871 | -11625.9148 | 100% | -31997.9126 | 0 | PLNT | -4460.6181 | -14074.0244 | -6436.876 | -794.3344 | -3910.2123 | 0 | 0 | 0 | 0 | 111GP | SO | 111GP.SO
2438 |  |  | SE | P | 0 | 0 | 0 | 0 | 0 | 0 | 73.92% | 0 | 0 | 100% | 0 | 0 | PLNT | 0 | 0 | 0 | 0 | 0 | 0 | 0 | 0 | 0 | 111GP | SE | 111GP.SE
2439 |  |  |  |  | -2250508.6297 | -44575.8019 | -647459.6365 | -1558473.1913 | 0 | 0 |  | -32949.8871 | -11625.9148 |  | -647459.6365 | 0 |  | -234254.5639 | -739113.812 | -338040.0566 | -41715.3998 | -205349.3591 | 0 | 0 | 0 | 0 | 111GP | NA | 111GP.NA1
2440 | [26 empty] | 111GP | NA | 111GP.NA2
2441 | [26 empty] | 111GP | NA | 111GP.NA3
2442 | 111HP | Accum Prov for Amort-Hydro | [24 empty] | 111HP | NA | 111HP.NA
2443 |  |  | SG-P | P | -325208.4087 | -325208.4087 | 0 | 0 | 0 | 0 | 73.92% | -240390.075 | -84818.3337 | 100% | 0 | 0 | PLNT | 0 | 0 | 0 | 0 | 0 | 0 | 0 | 0 | 0 | 111HP | SG-P | 111HP.SG-P
2444 |  |  | DGU | P | 0 | 0 | 0 | 0 | 0 | 0 | 73.92% | 0 | 0 | 100% | 0 | 0 | PLNT | 0 | 0 | 0 | 0 | 0 | 0 | 0 | 0 | 0 | 111HP | DGU | 111HP.DGU
2445 |  |  | SG | P | 0 | 0 | 0 | 0 | 0 | 0 | 73.92% | 0 | 0 | 100% | 0 | 0 | PLNT | 0 | 0 | 0 | 0 | 0 | 0 | 0 | 0 | 0 | 111HP | SG | 111HP.SG
2446 |  |  | CAGW | P | 0 | 0 | 0 | 0 | 0 | 0 | 73.92% | 0 | 0 | 100% | 0 | 0 | PLNT | 0 | 0 | 0 | 0 | 0 | 0 | 0 | 0 | 0 | 111HP | CAGW | 111HP.CAGW
2447 |  |  | CAGE | P | 0 | 0 | 0 | 0 | 0 | 0 | 73.92% | 0 | 0 | 100% | 0 | 0 | PLNT | 0 | 0 | 0 | 0 | 0 | 0 | 0 | 0 | 0 | 111HP | CAGE | 111HP.CAGE
2448 |  |  | CAGE | P | 0 | 0 | 0 | 0 | 0 | 0 | 73.92% | 0 | 0 | 100% | 0 | 0 | PLNT | 0 | 0 | 0 | 0 | 0 | 0 | 0 | 0 | 0 | 111HP | CAGE | 111HP.CAGE1
2449 |  |  |  |  | -325208.4087 | -325208.4087 | 0 | 0 | 0 | 0 |  | -240390.075 | -84818.3337 |  | 0 | 0 |  | 0 | 0 | 0 | 0 | 0 | 0 | 0 | 0 | 0 | 111HP | NA | 111HP.NA1
2450 | [26 empty] | 111HP | NA | 111HP.NA2
2451 | [26 empty] | 111HP | NA | 111HP.NA3
2452 | 111IP | Accum Prov for Amort-Intangible Plant | [24 empty] | 111IP | NA | 111IP.NA
2453 |  |  | S | I-SITUS | -14089.29 | 0 | -1549.4576 | -12539.8324 | 0 | 0 | 73.92% | 0 | 0 | 100% | -1549.4576 | 0 | PLNT | -1884.8659 | -5947.0791 | -2719.9478 | -335.6517 | -1652.288 | 0 | 0 | 0 | 0 | 111IP | S | 111IP.S
2454 |  |  | DGP | I-DGP | 0 | 0 | 0 | 0 | 0 | 0 | 73.92% | 0 | 0 | 100% | 0 | 0 | PLNT | 0 | 0 | 0 | 0 | 0 | 0 | 0 | 0 | 0 | 111IP | DGP | 111IP.DGP
2455 |  |  | DGU | I-DGU | 0 | 0 | 0 | 0 | 0 | 0 | 73.92% | 0 | 0 | 100% | 0 | 0 | PLNT | 0 | 0 | 0 | 0 | 0 | 0 | 0 | 0 | 0 | 111IP | DGU | 111IP.DGU
2456 |  |  | CAEW | P | 0 | 0 | 0 | 0 | 0 | 0 | 73.92% | 0 | 0 | 100% | 0 | 0 | PLNT | 0 | 0 | 0 | 0 | 0 | 0 | 0 | 0 | 0 | 111IP | CAEW | 111IP.CAEW
2457 |  |  | CAEE | P | 0 | 0 | 0 | 0 | 0 | 0 | 73.92% | 0 | 0 | 100% | 0 | 0 | PLNT | 0 | 0 | 0 | 0 | 0 | 0 | 0 | 0 | 0 | 111IP | CAEE | 111IP.CAEE
2458 |  |  | SE | P | 0 | 0 | 0 | 0 | 0 | 0 | 73.92% | 0 | 0 | 100% | 0 | 0 | PLNT | 0 | 0 | 0 | 0 | 0 | 0 | 0 | 0 | 0 | 111IP | SE | 111IP.SE
2459 |  |  | SG | I-SG | -5296932.8855 | -4351292.2626 | -945640.6229 | 0 | 0 | 0 | 73.92% | -3216421.9789 | -1134870.2836 | 100% | -945640.6229 | 0 | PLNT | 0 | 0 | 0 | 0 | 0 | 0 | 0 | 0 | 0 | 111IP | SG | 111IP.SG
2460 |  |  | SG-P | I-SG | -9773350.1432 | -8028552.3296 | -1744797.8136 | 0 | 0 | 0 | 73.92% | -5934607.6093 | -2093944.7203 | 100% | -1744797.8136 | 0 | PLNT | 0 | 0 | 0 | 0 | 0 | 0 | 0 | 0 | 0 | 111IP | SG-P | 111IP.SG-P
2461 |  |  | SG-U | I-SG | -537748.2086 | -441746.1331 | -96002.0755 | 0 | 0 | 0 | 73.92% | -326533.3344 | -115212.7987 | 100% | -96002.0755 | 0 | PLNT | 0 | 0 | 0 | 0 | 0 | 0 | 0 | 0 | 0 | 111IP | SG-U | 111IP.SG-U
2462 |  |  | CN | CUST | -13207331.0392 | 0 | 0 | 0 | -13207331.0392 | 0 | 73.92% | 0 | 0 | 100% | 0 | 0 | CUST | 0 | 0 | 0 | 0 | 0 | 0 | 0 | 0 | 0 | 111IP | CN | 111IP.CN
2463 |  |  | CAGE | P | 0 | 0 | 0 | 0 | 0 | 0 | 73.92% | 0 | 0 | 100% | 0 | 0 | PLNT | 0 | 0 | 0 | 0 | 0 | 0 | 0 | 0 | 0 | 111IP | CAGE | 111IP.CAGE
2464 |  |  | CAGE | P | 0 | 0 | 0 | 0 | 0 | 0 | 73.92% | 0 | 0 | 100% | 0 | 0 | PLNT | 0 | 0 | 0 | 0 | 0 | 0 | 0 | 0 | 0 | 111IP | CAGE | 111IP.CAGE1
2465 |  |  | CAGW | I-SG | -4898455.4049 | -4023953.4014 | -874502.0034 | 0 | 0 | 0 | 73.92% | -2974457.0995 | -1049496.3019 | 100% | -874502.0034 | 0 | PLNT | 0 | 0 | 0 | 0 | 0 | 0 | 0 | 0 | 0 | 111IP | CAGW | 111IP.CAGW
2466 |  |  | CAGE | I-SG | 0 | 0 | 0 | 0 | 0 | 0 | 73.92% | 0 | 0 | 100% | 0 | 0 | PLNT | 0 | 0 | 0 | 0 | 0 | 0 | 0 | 0 | 0 | 111IP | CAGE | 111IP.CAGE2
2467 |  |  | JBG | PTD | -600743.4365 | -252034.5972 | -180918.3608 | -167790.4785 | 0 | 0 | 73.92% | -186300.8892 | -65733.7079 | 100% | -180918.3608 | 0 | PLNT | -25220.6362 | -79575.4851 | -36394.5323 | -4491.2206 | -22108.6044 | 0 | 0 | 0 | 0 | 111IP | JBG | 111IP.JBG
2468 |  |  | SO | PTD | -28028529.9017 | -11759028.5871 | -8441000.563 | -7828500.7517 | 0 | 0 | 73.92% | -8692129.9963 | -3066898.5908 | 100% | -8441000.563 | 0 | PLNT | -1176704.2511 | -3712706.1696 | -1698038.0876 | -209544.213 | -1031508.0303 | 0 | 0 | 0 | 0 | 111IP | SO | 111IP.SO
2469 |  |  |  |  | -62357180.3095 | -28856607.3109 | -12284410.8969 | -8008831.0626 | -13207331.0392 | 0 |  | -21330450.9077 | -7526156.4032 |  | -12284410.8969 | 0 |  | -1203809.7532 | -3798228.7338 | -1737152.5676 | -214371.0853 | -1055268.9227 | 0 | 0 | 0 | 0 | 111IP | NA | 111IP.NA1
2470 | 111IP | Less Non-Utility Plant | [24 empty] | 111IP | NA | 111IP.NA2
2471 |  |  | DOTH | NUTIL | 0 | 0 | 0 | 0 | 0 | 0 | 73.92% | 0 | 0 | 100% | 0 | 0 | [6 empty] | 0 | 0 | 0 | 0 | 111IP | DOTH | 111IP.DOTH
2472 |  |  |  |  | -62357180.3095 | -28856607.3109 | -12284410.8969 | -8008831.0626 | -13207331.0392 | 0 |  | -21330450.9077 | -7526156.4032 |  | -12284410.8969 | 0 |  | -1203809.7532 | -3798228.7338 | -1737152.5676 | -214371.0853 | -1055268.9227 | 0 | 0 | 0 | 0 | 111IP | NA | 111IP.NA3
2473 | [26 empty] | 111IP | NA | 111IP.NA4
2474 | 111390 | Accum-Prov for Amort-Mining | [24 empty] | 111390 | NA | 111390.NA
2475 |  |  | CAGW | PTD | 0 | 0 | 0 | 0 | 0 | 0 | 73.92% | 0 | 0 | 100% | 0 | 0 | PLNT | 0 | 0 | 0 | 0 | 0 | 0 | 0 | 0 | 0 | 111390 | CAGW | 111390.CAGW
2476 |  |  | SG | G-SITUS | 0 | 0 | 0 | 0 | 0 | 0 | 73.92% | 0 | 0 | 100% | 0 | 0 | PLNT | 0 | 0 | 0 | 0 | 0 | 0 | 0 | 0 | 0 | 111390 | SG | 111390.SG
2477 |  |  | SO | PTD | 0 | 0 | 0 | 0 | 0 | 0 | 73.92% | 0 | 0 | 100% | 0 | 0 | PLNT | 0 | 0 | 0 | 0 | 0 | 0 | 0 | 0 | 0 | 111390 | SO | 111390.SO
2478 |  |  |  |  | 0 | 0 | 0 | 0 | 0 | 0 |  | 1706815.8729 | 568938.6243 |  | 649588.7623 | 216529.5874 |  | 176625.2613 | 495163.7951 | 181583.4625 | 29648.6365 | 98891.7737 |  |  |  |  | 111390 | NA | 111390.NA1
2479 | [26 empty] | 111390 | NA | 111390.NA2
2480 | 111390 | Less Capital Lease |  |  | 0 | 0 | 0 | 0 | 0 | 0 |  | -1706815.8729 | -568938.6243 |  | -649588.7623 | -216529.5874 |  | -176625.2613 | -495163.7951 | -181583.4625 | -29648.6365 | -98891.7737 |  |  |  |  | 111390 | NA | 111390.NA3
2481 | [5 empty] | 0 | 0 | 0 | 0 | 0 |  | 0 | 0 |  | 0 | 0 |  | 0 | 0 | 0 | 0 | 0 |  |  |  |  | 111390 | NA | 111390.NA4
| TOTAL ACCUM PROV FOR AMORTIZATION |  |  |  | -64932897.3479 | -29226391.5214 | -12931870.5334 | -9567304.2538 | -13207331.0392 | 0 |  | -21603790.8698 | -7622600.6516 |  | -12931870.5334 | 0 |  | -1438064.3171 | -4537342.5457 | -2075192.6243 | -256086.485 | -1260618.2818 | 0 | 0 | 0 | 0 | TOTAL ACCUM PROV FOR AMORTIZATION | NA | TOTAL ACCUM PROV FOR AMORTIZATION.NA
[23 empty] | Function | Generation | Transmission | Distribution
[23 empty] | Check | Check | Check | Check
[23 empty] | 0 | 0 | 0 | 0
[23 empty] | 0 | 0 | 0 | 0

## Func Dist Factor Table
Factor Table Dist
PacifiCorp
Cost Of Service By Rate Schedule
State of Washington
WCA
12 Months Ending June 2022
Distribution Functionalization Factors
A | B | C | D | E | F | G | H
FACTOR | DIS SUBS | DIS P & C | DIS XFMR | DIS METER | DIS SERVICE | TOTAL | DESCRIPTION
SUBS | 1 | 0 | 0 | 0 | 0 | 1 | Substations
PC | 0 | 1 | 0 | 0 | 0 | 1 | Poles & Conductor
XFMR | 0 | 0 | 1 | 0 | 0 | 1 | Transformer
METR | 0 | 0 | 0 | 1 | 0 | 1 | Meters
SERV | 0 | 0 | 0 | 0 | 1 | 1 | Services
CUST | 0 | 0 | 0 | 0 | 0 | 0 | Customer Accounting & Service
MISC | 0 | 0 | 0 | 0 | 0 | 0 | Miscellaneous
PLNT | 0.15031 | 0.47426 | 0.2169 | 0.026767 | 0.13176 | 1 | Distribution Plant
PLNT2 | 0.24066 | 0.75934 | 0 | 0 | 0 | 1 | Substations, Poles & Conductor
DISom | 0.094494 | 0.88218 | 0.0049102 | 0.01842 | 0 | 1 | Dist. Cust. Acctg, Service, Sales O & M
INTN | 0.15031 | 0.47426 | 0.2169 | 0.026767 | 0.13176 | 1 | Distribution Related Intangible Plant
GENL | 0.15031 | 0.47426 | 0.2169 | 0.026767 | 0.13176 | 1 | Distribution Related General Plant
ZERO | 0 | 0 | 0 | 0 | 0 | 0 | -
DRB | 0.20397 | 0.45736 | 0.18515 | 0.020716 | 0.13279 | 1 | Distribution Rate Base

## COS Factor Table
Factor Table COS
PacifiCorp
Cost Of Service By Rate Schedule - COS Factor Summary
State of Washington
WCA
12 Months Ending June 2022
Class Allocation Factors
A | B | C |  | D | E | F | G | H | I | J | K | P
|  |  | F10 | E: F10
COS |  | Dmd |  | D: Eng
Factor | DESCRIPTION | Split |  |  | Residential Schedule 16 | Small General Service Schedule 24 | Large General Service < 1,000 kW Schedule 36 | Large General Service > 1,000 kW Schedule 48 | Large General Dedicated Facilities Schedule 48 | Agricultural Pumping Schedule 40 | Street & Area Lighting Sch. 15, 51-54, 57 | Factor
A | Direct Assignment
F10 | Net of Renewables | 73.92% | / | 26.08% | 0.43931 | 0.12465 | 0.20573 | 0.081527 | 0.10988 | 0.037775 | 0.0011221 | 1
F11 | 100 Summer 100 Winter System Peaks | 50% | / | 50% | 0.40397 | 0.13069 | 0.21879 | 0.087997 | 0.12016 | 0.036734 | 0.001652 | 1
F12 | 12 Coincident Peaks | 100% | / | 0% | 0.41747 | 0.13028 | 0.21442 | 0.08613 | 0.11316 | 0.036887 | 0.0016399 | 1
F13 | Net of Renewables - Demand | 100% | / | 0% | 0.45654 | 0.12238 | 0.19959 | 0.078585 | 0.10379 | 0.038197 | 0.00093092 | 1
[5 empty] | 0 | 0 | 0 | 0 | 0 | 0 | 0
[5 empty] | 0 | 0 | 0 | 0 | 0 | 0 | 0
[5 empty] | 0 | 0 | 0 | 0 | 0 | 0 | 0
[5 empty] | 0 | 0 | 0 | 0 | 0 | 0 | 0
[5 empty] | 0 | 0 | 0 | 0 | 0 | 0 | 0
F20 | Max. Schedule Peak |  |  |  | 0.50372 | 0.12736 | 0.17204 | 0.065624 | 0.08099 | 0.049462 | 0.00079793 | 1
F20A | Max. Schedule Peak Excluding Sch 60 |  |  |  | 0.54811 | 0.13858 | 0.18721 | 0.071408 | 0 | 0.053821 | 0.00086825 | 1
F21 | Transformers - NCP |  |  |  | 0.58659 | 0.22592 | 0.063993 | 0.0082672 | 0 | 0.11404 | 0.0011858 | 1
F22 | Secondary Lines - NCP |  |  |  | 0.85708 | 0.14163 | 0 | 0 | 0 | 0 | 0.001288 | 1
F30 | MWH @ Input |  |  |  | 0.39048 | 0.1311 | 0.22315 | 0.089863 | 0.12717 | 0.036581 | 0.0016641 | 1
[5 empty] | 0 | 0 | 0 | 0 | 0 | 0 | 0
[5 empty] | 0 | 0 | 0 | 0 | 0 | 0 | 0
[5 empty] | 0 | 0 | 0 | 0 | 0 | 0 | 0
F40 | Average Customers |  |  |  | 0.78804 | 0.14812 | 0.0076182 | 0.00047282 | 7.1161e-06 | 0.036583 | 0.01916 | 1
F41 | Weighted Customers Acct 902 |  |  |  | 0.80983 | 0.15221 | 0.0084298 | 0.0035369 | 0.00089234 | 0.025098 | 0 | 1
F42 | Weighted Customers Acct 903 |  |  |  | 0.7738 | 0.16198 | 0.0090685 | 0.0040747 | 6.1325e-05 | 0.032783 | 0.018238 | 1
F50 | Contribution in Aid of Construction |  |  |  | 0.45193 | 0.36438 | 0.063606 | 0 | 0 | 0.056241 | 0.063845 | 1
F51 | Security Deposits |  |  |  | 0.4523 | 0.14188 | 0.38027 | 0 | 0 | 0.025233 | 0.00030554 | 1
F60 | Meters |  |  |  | 0.6796 | 0.1772 | 0.077354 | 0.01074 | 0.00062387 | 0.054484 | 0 | 1
F60A | Meters Excluding Sch 60 |  |  |  | 0.68002 | 0.17731 | 0.077402 | 0.010746 | 0 | 0.054518 | 0 | 1
F70 | Services |  |  |  | 0.70991 | 0.23075 | 0.047246 | 0.012096 | 0 | 0 | 0 | 1
F80 | Uncollectables |  |  |  | 0.82531 | 0.055869 | 0.064953 | 0.024401 | 0.02971 | -0.00023916 | 0 | 1
[5 empty] | 0 | 0 | 0 | 0 | 0 | 0 | 0
[5 empty] | 0 | 0 | 0 | 0 | 0 | 0 | 0
F101 | Rate Base |  |  |  | 0.47943 | 0.13727 | 0.18347 | 0.071764 | 0.084645 | 0.040449 | 0.0029813 | 1
F101G | Generation Rate Base |  |  |  | 0.43931 | 0.12465 | 0.20573 | 0.081527 | 0.10988 | 0.037775 | 0.0011217 | 1
F101T | Transmission Rate Base |  |  |  | 0.41738 | 0.13027 | 0.21447 | 0.086151 | 0.1132 | 0.036881 | 0.0016374 | 1
F101D | Distribution Rate Base |  |  |  | 0.61873 | 0.16063 | 0.11211 | 0.039008 | 0.013743 | 0.048896 | 0.0068751 | 1
F101C | Retail Rate Base |  |  |  | 0.92152 | 0.16513 | -0.15428 | 0.0068435 | 0.0016005 | 0.034346 | 0.024838 | 1
F101Co | Misc Rate Base |  |  |  | 0.48057 | 0.14001 | 0.18247 | 0.070404 | 0.08237 | 0.040689 | 0.0034849 | 1
F102 | SGP - System Gross Plant |  |  |  | 0.48307 | 0.13905 | 0.18094 | 0.070226 | 0.081766 | 0.041481 | 0.0034699 | 1
F102G | SGGP - System Gross Generation Plant |  |  |  | 0.43931 | 0.12465 | 0.20573 | 0.081527 | 0.10988 | 0.037775 | 0.0011221 | 1
F102T | SGTP - System Gross Transmission Plant |  |  |  | 0.41747 | 0.13028 | 0.21442 | 0.08613 | 0.11316 | 0.036887 | 0.0016399 | 1
F102D | SGDP - System Gross Distribution Plant |  |  |  | 0.61172 | 0.16741 | 0.11205 | 0.03813 | 0.010821 | 0.051327 | 0.0085306 | 1
F102C | SGTP - System Gross Retail Plant |  |  |  | 0.48307 | 0.13905 | 0.18094 | 0.070226 | 0.081766 | 0.041481 | 0.0034699 | 1
F102Co | SGDP - System Gross Misc Plant |  |  |  | 0.48307 | 0.13905 | 0.18094 | 0.070226 | 0.081766 | 0.041481 | 0.0034699 | 1
F104 | SNP - System Net Plant |  |  |  | 0.47821 | 0.13807 | 0.18336 | 0.071533 | 0.085059 | 0.040457 | 0.0033022 | 1
F104G | SNP - System Net Generation Plant |  |  |  | 0.4393 | 0.12465 | 0.20574 | 0.081528 | 0.10989 | 0.037775 | 0.0011219 | 1
F104T | SNP - System Net Transmission Plant |  |  |  | 0.41738 | 0.13027 | 0.21447 | 0.086151 | 0.1132 | 0.036881 | 0.0016374 | 1
F104D | SNP - System Net Distribution Plant |  |  |  | 0.61445 | 0.1659 | 0.11083 | 0.037985 | 0.013382 | 0.049104 | 0.0083465 | 1
F104C | SNP - System Net Retail Plant |  |  |  | 0.7738 | 0.16198 | 0.0090685 | 0.0040747 | 6.1325e-05 | 0.032783 | 0.018238 | 1
F104Co | SNP - System Net Misc Plant |  |  |  | 0.47821 | 0.13807 | 0.18336 | 0.071533 | 0.085059 | 0.040457 | 0.0033022 | 1
F105 | STP - System Prod & Trans Plant |  |  |  | 0.42937 | 0.12721 | 0.20969 | 0.083621 | 0.11138 | 0.037371 | 0.0013577 | 1
F105G | SGGP - System Gross Generation Plant |  |  |  | 0.43931 | 0.12465 | 0.20573 | 0.081527 | 0.10988 | 0.037775 | 0.0011221 | 1
F105T | SGTP - System Gross Transmission Plant |  |  |  | 0.41747 | 0.13028 | 0.21442 | 0.08613 | 0.11316 | 0.036887 | 0.0016399 | 1
F105D | SGDP - System Gross Distribution Plant |  |  |  | 0.61172 | 0.16741 | 0.11205 | 0.03813 | 0.010821 | 0.051327 | 0.0085306 | 1
F105C | SGTP - System Gross Retail Plant |  |  |  | 0.61172 | 0.16741 | 0.11205 | 0.03813 | 0.010821 | 0.051327 | 0.0085306 | 1
F105Co | SGDP - System Gross Misc Plant |  |  |  | 0.61172 | 0.16741 | 0.11205 | 0.03813 | 0.010821 | 0.051327 | 0.0085306 | 1
F106 | STP - System Transmission Plant |  |  |  | 0.41747 | 0.13028 | 0.21442 | 0.08613 | 0.11316 | 0.036887 | 0.0016399 | 1
F107 | STP - System Trans & Dist Plant |  |  |  | 0.51041 | 0.14805 | 0.16545 | 0.063165 | 0.064199 | 0.043796 | 0.0049367 | 1
F107G | SGGP - System Gross Generation Plant |  |  |  | 0.43931 | 0.12465 | 0.20573 | 0.081527 | 0.10988 | 0.037775 | 0.0011221 | 1
F107T | SGTP - System Gross Transmission Plant |  |  |  | 0.41747 | 0.13028 | 0.21442 | 0.08613 | 0.11316 | 0.036887 | 0.0016399 | 1
F107D | SGDP - System Gross Distribution Plant |  |  |  | 0.61172 | 0.16741 | 0.11205 | 0.03813 | 0.010821 | 0.051327 | 0.0085306 | 1
F107C | SGTP - System Gross Retail Plant |  |  |  | 0.61172 | 0.16741 | 0.11205 | 0.03813 | 0.010821 | 0.051327 | 0.0085306 | 1
F107Co | SGDP - System Gross Misc Plant |  |  |  | 0.61172 | 0.16741 | 0.11205 | 0.03813 | 0.010821 | 0.051327 | 0.0085306 | 1
F108 | SGP - System General Plant |  |  |  | 0.49051 | 0.13963 | 0.17708 | 0.068477 | 0.078852 | 0.041784 | 0.0036804 | 1
F110 | SIP - System Intangible Plant |  |  |  | 0.5173 | 0.13848 | 0.16018 | 0.062861 | 0.077195 | 0.038756 | 0.0052346 | 1
F118 | Account 360 |  |  |  | 0.54811 | 0.13858 | 0.18721 | 0.071408 | 0 | 0.053821 | 0.00086825 | 1
F119 | Account 361 |  |  |  | 0.50372 | 0.12736 | 0.17204 | 0.065624 | 0.08099 | 0.049462 | 0.00079793 | 1
F120 | Account 362 |  |  |  | 0.51222 | 0.12951 | 0.17495 | 0.066732 | 0.065479 | 0.050297 | 0.0008114 | 1
F121 | Account 364 |  |  |  | 0.58539 | 0.13895 | 0.16462 | 0.062792 | 0 | 0.047328 | 0.00091889 | 1
F122 | Account 365 |  |  |  | 0.64188 | 0.13951 | 0.13039 | 0.049738 | 0 | 0.037488 | 0.00099562 | 1
F123 | Account 366 |  |  |  | 0.7041 | 0.14012 | 0.092692 | 0.035356 | 0 | 0.026649 | 0.0010802 | 1
F124 | Account 367 |  |  |  | 0.69193 | 0.14 | 0.10006 | 0.038168 | 0 | 0.028768 | 0.0010636 | 1
F125 | Account 368 |  |  |  | 0.58659 | 0.22592 | 0.063993 | 0.0082672 | 0 | 0.11404 | 0.0011858 | 1
F126 | Account 369 |  |  |  | 0.70991 | 0.23075 | 0.047246 | 0.012096 | 0 | 0 | 0 | 1
F127 | Account 370 |  |  |  | 0.67547 | 0.17612 | 0.076884 | 0.010674 | 0.0066954 | 0.054153 | 0 | 1
F128 | Account 371 |  |  |  | 0 | 0 | 0 | 0 | 0 | 0 | 1 | 1
F129 | Account 372 |  |  |  | 0.14286 | 0.14286 | 0.14286 | 0.14286 | 0.14286 | 0.14286 | 0.14286 | 1
F130 | Account 373 |  |  |  | 0 | 0 | 0 | 0 | 0 | 0 | 1 | 1
F131 | Account 581 thru 587 & 591 thru 597 |  |  |  | 0.6055 | 0.1513 | 0.13286 | 0.049556 | 0.01763 | 0.037628 | 0.005526 | 1
F132 | Account 364 + 365 |  |  |  | 0.60886 | 0.13918 | 0.1504 | 0.057367 | 0 | 0.043239 | 0.00095078 | 1
F133 | Account 366 + 367 |  |  |  | 0.69659 | 0.14005 | 0.097243 | 0.037092 | 0 | 0.027957 | 0.0010699 | 1
F134 | Account 364 + 365 + 369 (OH) |  |  |  | 0.63279 | 0.15875 | 0.12558 | 0.04709 | 0 | 0.035016 | 0.00076997 | 1
F135 | Account 366 + 367 + 369 (UG) |  |  |  | 0.68705 | 0.1617 | 0.096926 | 0.034234 | 0 | 0.019354 | 0.00074071 | 1
F136 | Account 902 + 903 + 904 |  |  |  | 0.79654 | 0.12676 | 0.026573 | 0.010386 | 0.0095592 | 0.020985 | 0.009198 | 1
F137 | Total O & M Expense |  |  |  | 0.42491 | 0.13208 | 0.20831 | 0.083333 | 0.11257 | 0.036636 | 0.0021544 | 1
F137G | Generation O & M Exp |  |  |  | 0.3963 | 0.13033 | 0.22107 | 0.088868 | 0.1251 | 0.036723 | 0.0016001 | 1
F137T | Transmission O & M Exp |  |  |  | 0.41747 | 0.13028 | 0.21442 | 0.08613 | 0.11316 | 0.036887 | 0.0016399 | 1
F137D | Distribution O & M Exp |  |  |  | 0.6055 | 0.1513 | 0.13286 | 0.049556 | 0.01763 | 0.037628 | 0.005526 | 1
F137C | Retail O & M Exp (Customer) |  |  |  | 0.79574 | 0.12877 | 0.024787 | 0.0094521 | 0.008659 | 0.022455 | 0.010137 | 1
F137Co | Misc & Customer O & M Exp |  |  |  | 0.48058 | 0.14001 | 0.18247 | 0.070403 | 0.082367 | 0.040689 | 0.0034852 | 1
F138 | GTD O&M Exp (less fuel, purchased p & wheeling) |  |  |  | 0.42209 | 0.13174 | 0.20959 | 0.083988 | 0.11409 | 0.036404 | 0.0020975 | 1
F138G | Generation O & M Exp (less fuel & purchased power) |  |  |  | 0.44419 | 0.12401 | 0.20399 | 0.080692 | 0.10815 | 0.037895 | 0.0010679 | 1
F138T | Transmission O & M Exp - (less wheeling exp) |  |  |  | 0.41747 | 0.13028 | 0.21442 | 0.08613 | 0.11316 | 0.036887 | 0.0016399 | 1
F138D | Distribution O & M Exp |  |  |  | 0.6055 | 0.1513 | 0.13286 | 0.049556 | 0.01763 | 0.037628 | 0.005526 | 1
F138C | Retail O & M Exp (Customer) |  |  |  | 0.79574 | 0.12877 | 0.024787 | 0.0094521 | 0.008659 | 0.022455 | 0.010137 | 1
F138Co | Common O & M Exp |  |  |  | 0.48058 | 0.14001 | 0.18247 | 0.070403 | 0.082367 | 0.040689 | 0.0034852 | 1
F140 | Revenue Requirement Before Rev Credits |  |  |  | 0.44735 | 0.13456 | 0.1975 | 0.078419 | 0.10132 | 0.038128 | 0.0027324 | 1
F140G | Revenue Requirement Before Rev Credits |  |  |  | 0.402 | 0.12959 | 0.21903 | 0.087893 | 0.12309 | 0.036863 | 0.0015386 | 1
F140T | Revenue Requirement Before Rev Credits |  |  |  | 0.41744 | 0.13028 | 0.21444 | 0.086138 | 0.11318 | 0.036884 | 0.0016383 | 1
F140D | Revenue Requirement Before Rev Credits |  |  |  | 0.59701 | 0.15632 | 0.12566 | 0.04543 | 0.023296 | 0.045269 | 0.0070222 | 1
F140C | Revenue Requirement Before Rev Credits |  |  |  | 0.8005 | 0.13472 | 0.012573 | 0.0086799 | 0.007256 | 0.024339 | 0.011929 | 1
F140Co | Revenue Requirement Before Rev Credits |  |  |  | 0.48058 | 0.14001 | 0.18247 | 0.070403 | 0.082368 | 0.040689 | 0.0034851 | 1
F141 | Firm Revenues |  |  |  | 0.43389 | 0.14369 | 0.20998 | 0.078594 | 0.095573 | 0.036114 | 0.002163 | 1
1 | 2 | 3 | 4 | 5 | 6 | 7 | 8 | 9 | 10 | 11 | 12 | 1
565NPC | Transmission of Electricity by Others-NPC
CAGW
SE
Customer - System
System Overheads
SG
CAEW
CAGW
CAGE
S
DGP
DGU
|  | SE | F10 | E: F10
CN
|  | SG/CAGW/CAGE | F10 | E: F10
SO
|  | CAEW | F10 | E: F10
JBG
JBE
|  |  | F10 | E: F10
S
SG/CAGW
SO
DGU
CN
DGP
SG
S
|  | SE | F10 | E: F10
SG/CAGW
|  | SO | F102x | D: F102x; E: F102x; F: F102x
CN
DGP
DGU
CAEW
CAGW
JBG
S
CN
DGU
SG/CAGE/CAGW
SO
S
DGP
DGU
CN
SG/CAGE/CAGW
JBG
SO
S
SGP
SGU
CN
SG/CAGE/CAGW
SE
SO
JBG
JBE
S
SO
SG/CAGE/CAGW
CN
SG-U
SE
SGP
JBG
CAGE
S
SG-P
SG-U
SO
SG/CAGE/CAGW
JBG
S
SG-P
SG/CAGE/CAGW
SO
SE
SG-U
JBG
CAGE
S
SGP
SGU
SO
SE
SG/CAGE/CAGW
JBG
CAGE
S
SG-P
SG/CAGE/CAGW
SO
SG-U
SE
JBG
CAGE
S
SGP
SGU
SO
CN
SG/CAGE/CAGW
SE
JBG
CAGE
CAGE
S
SGP
SGU
CN
SO
SE
SG
JBG
S
SO
SG/CAGE/CAGW
S
SG/CAGE/CAGW
DGP
DGU
S
SG/CAGW
SO
SE
CN
DGU
DGP
JBG
SG/CAGE/CAGW
SE/CAEE/CAEW
SO
DNPPS
DNPPH
DNPD
DNPT
DGU
DGP
JBG
SNPP
CAGE
SG/CAGW
CAGE
CAEW
CAEE
SE
SO
CAEW
CAEE
SG
SO
SE
JBE
EXCTAX
SG/CAGW
DOP
CN
BADDEBT
TROJD
JBE
SE/CAEW
SNP
SNPD
|  |  | F104x | D: F104x; E: F104x; F: F104x
|  | DITBAL | F104x | D: F104x; E: F104x; F: F104x
|  | DGP | F104x | D: F104x; E: F104x; F: F104x
|  | SO | F138x | D: F138x; E: F138x; F: F138x
|  | JBE | F104x | D: F104x; E: F104x; F: F104x
|  | SE | F104x | D: F104x; E: F104x; F: F104x
|  | SG | F104x | D: F104x; E: F104x; F: F104x
SG/CAGW
SE
SO
GPS
SNP
TROJD
SNPD
JBE
SGU
SG-P
SG
CAEW
CAGE
S
DGP
DGU
SE
SG
CN
JBG
CAGE
CAGE
SO

## Demand Factors
Demand Factors ( F10-F13 )
PacifiCorp
Cost Of Service By Rate Schedule
State of Washington
WCA
12 Months Ending June 2022
Demand Factors
| A |  | B | C | D | E | F | G | H | I
| Description |  | Residential Schedule 16 | Small General Service Schedule 24 | Large General Service < 1,000 kW Schedule 36 | Large General Service > 1,000 kW Schedule 48 | Large General Dedicated Facilities Schedule 48 | Agricultural Pumping Schedule 40 | Street & Area Lighting Sch. 15, 51-54, 57 | Total
1 | Secondary |  | 3074170.1495 | 959388.6853 | 1562171.0189 | 547882.0415 | 0 | 271626.732 | 12075.8428 | 6427314.4698
2
3 | Primary |  | 0 | 0 | 16789.1336 | 86357.0286 | 833309.5033 | 0 | 0 | 936455.6655
4
5 | Sub-Transmission |  | 0 | 0 | 0 | 0 | 0 | 0 | 0 | 0
6
7 | Transmission |  | 0 | 0 | 0 | 0 | 0 | 0 | 0 | 0
8
9 | Total KW @ Input |  | 3074170.1495 | 959388.6853 | 1578960.1524 | 634239.0701 | 833309.5033 | 271626.732 | 12075.8428 | 7363770.1354
10
11 | Total MWH @ Input |  | 1789229.8149 | 600733.6664 | 1022506.2925 | 411770.6868 | 582695.6997 | 167621.259 | 7625.2678 | 4582182.687
12
13 | MWH % |  | 39.05% | 13.11% | 22.31% | 8.986% | 12.72% | 3.658% | 0.1664% | 100%
14
15
16 | FACTOR 10 - 74% D / 26% E |  | 43.93% | 12.47% | 20.57% | 8.153% | 10.99% | 3.778% | 0.1122% | 100%
17 | Net of Renewables
18
19 | FACTOR 11 - 50% D / 50% E |  | 40.4% | 13.07% | 21.88% | 8.8% | 12.02% | 3.673% | 0.1652% | 100%
20
21 | FACTOR 12 - 100% D |  | 41.75% | 13.03% | 21.44% | 8.613% | 11.32% | 3.689% | 0.164% | 100%
22
23 | FACTOR 13 - 100% D |  | 45.65% | 12.24% | 19.96% | 7.859% | 10.38% | 3.82% | 0.09309% | 100%
24 | Net of Renewables
Demand Factor Detail
PacifiCorp
KW Loads Coincident To System Peak
Merged Company Peaks
12 Months Ending June 2022
Coincident Peaks At The Time Of The PacifiCorp System Peak @ Sales
| A | B | C | D | E | F | G | H | I | J | K | L | M | N | O
| Month : |  | July | August | September | October | November | December | January | February | March | April | May | June | Sum Of
| Peak Date: | COS | 6 | 12 | 8 | 12 | 24 | 28 | 27 | 24 | 10 | 13 | 26 | 27 | 12
| Peak Time: | Sch | 15 | 16 | 15 | 6 | 8 | 17 | 7 | 7 | 7 | 7 | 15 | 16 | CPs
1 | Residential
2 | Sch 16 sec | 16 | 269344.6593 | 227083.6361 | 277367.565 | 162783.2061 | 258946.6812 | 346945.8283 | 322192.2301 | 344206.4535 | 268413.7338 | 193126.0118 | 177572.7877 | 226187.3566 | 3074170.1495
3
4 | General Service
5 | Sch 24 sec | 24 | 80931.7395 | 77266.3183 | 80909.7803 | 80901.5009 | 78712.8693 | 71573.0325 | 97108.3638 | 101333.4764 | 88420.9792 | 86415.3426 | 55410.8069 | 60404.4755 | 959388.6853
6 | Sch 36 sec | 36 | 113032.4142 | 109406.7215 | 136011.8488 | 162438.0261 | 143696.8232 | 122550.2326 | 143846.682 | 157823.3633 | 134508.4492 | 137720.6028 | 97714.1938 | 103421.6615 | 1562171.0189
7 | Sch 36 pri | 36 | 1381.6439 | 1593.3651 | 1746.3866 | 1762.3157 | 1572.4301 | 1291.1078 | 1446.4918 | 1442.9634 | 1199.1324 | 1168.1083 | 1217.2214 | 967.9671 | 16789.1336
8 | Sch 48T pri, ded fac | 48T | 71337.7069 | 67782.6104 | 71404.1651 | 68150.2067 | 69602.2418 | 69222.4815 | 74286.8053 | 78096.6448 | 69828.3358 | 62180.2849 | 58290.0523 | 73127.9679 | 833309.5033
9 | Sch 48T sec | 48T | 47806.2737 | 42634.5153 | 48459.457 | 48613.4086 | 50939.0626 | 40828.8629 | 46406.7231 | 48918.2832 | 43966.4198 | 45496.1662 | 40121.8618 | 43691.0073 | 547882.0415
10 | Sch 48T pri | 48T | 7406.2493 | 7732.6 | 7779.074 | 7461.1957 | 6769.2857 | 6925.9616 | 7075.2572 | 8166.489 | 7092.1537 | 7073.9377 | 5809.2078 | 7065.617 | 86357.0286
11 | Gen Service Total |  | 321896.0275 | 306416.1306 | 346310.7118 | 369326.6536 | 351292.7127 | 312391.679 | 370170.3231 | 395781.22 | 345015.4701 | 340054.4426 | 258563.344 | 288678.6961 | 4005897.4111
12
13 | Irrigation
14 | Sch 040 sec | 40 | 45877.3779 | 50991.8951 | 50838.8702 | 34735.7299 | 7643.1553 | 1465.7519 | 503.5504 | 560.7903 | 4255.0219 | 14088.8075 | 25417.9072 | 35247.8744 | 271626.732
15
16 | Street Lights
17 | Sch 15,52,54,57 sec |  | 2122.6703 | 2027.1983 | 1812.4323 | 0 | 0 | 1409.6447 | 0 | 0 | 0 | 0 | 2211.5681 | 2492.3292 | 12075.8428
18
19 | State of Washington |  | 639240.7349 | 586518.86 | 676329.5793 | 566845.5896 | 617882.5492 | 662212.9039 | 692866.1035 | 740548.4638 | 617684.2258 | 547269.2618 | 463765.607 | 552606.2563 | 7363770.1354
PacifiCorp
KW Loads Coincident To System Peak
Merged Company Peaks
12 Months Ending June 2022
Coincident Peaks At The Time Of The PacifiCorp System Peak @ Sales
| A | B | C | D | E | F | G | H | I | J | K | L | M | N | O
| Month : |  | July | August | September | October | November | December | January | February | March | April | May | June | Sum Of
| Peak Date: | COS | 6 | 12 | 8 | 12 | 24 | 28 | 27 | 24 | 10 | 13 | 26 | 27 | 12
| Peak Time: | Sch | 15 | 16 | 15 | 6 | 8 | 17 | 7 | 7 | 7 | 7 | 15 | 16 | CPs
1 | Residential
2 | Sch 16 sec | 16 | 242746.8833 | 204659.1347 | 249977.5273 | 146708.37 | 233375.7052 | 312684.9395 | 290375.7582 | 310216.0778 | 241907.8867 | 174054.8247 | 160037.4809 | 203851.3628 | 2770595.9511
3
4 | Residential Total |  | 242746.8833 | 204659.1347 | 249977.5273 | 146708.37 | 233375.7052 | 312684.9395 | 290375.7582 | 310216.0778 | 241907.8867 | 174054.8247 | 160037.4809 | 203851.3628 | 2770595.9511
5
6 | General Service
7 | Sch 24 sec | 24 | 72939.733 | 69636.272 | 72919.9423 | 72912.4804 | 70939.9761 | 64505.198 | 87518.9162 | 91326.7991 | 79689.4105 | 77881.8305 | 49938.9916 | 54439.5356 | 864649.085
8 | Sch 36 sec | 36 | 101870.4671 | 98602.8114 | 122580.6833 | 146397.2765 | 129506.7667 | 110448.4013 | 129641.827 | 142238.3115 | 121225.7444 | 124120.6979 | 88064.9205 | 93208.7759 | 1407906.6835
9 | Sch 36 pri | 36 | 1274.8498 | 1470.2059 | 1611.3996 | 1626.0975 | 1450.8891 | 1191.3116 | 1334.6852 | 1331.4295 | 1106.4455 | 1077.8194 | 1123.1362 | 893.1481 | 15491.4175
10 | Sch 48T pri, ded fac | 48T | 65823.659 | 62543.3537 | 65884.9803 | 62882.5366 | 64222.3367 | 63871.93 | 68544.8068 | 72060.1648 | 64430.9547 | 57374.0599 | 53784.5228 | 67475.5417 | 768898.8469
11 | Sch 48T sec | 48T | 43085.4058 | 38424.3584 | 43674.0873 | 43812.8361 | 45908.8319 | 36797.014 | 41824.0607 | 44087.6044 | 39624.7373 | 41003.4213 | 36159.8293 | 39376.5218 | 493778.7084
12 | Sch 48T pri | 48T | 6833.7832 | 7134.9087 | 7177.7905 | 6884.4826 | 6246.0538 | 6390.6194 | 6528.3752 | 7535.2602 | 6543.9657 | 6527.1577 | 5360.1851 | 6519.4801 | 79682.0623
13 | Gen Service Total |  | 291827.8979 | 277811.9101 | 313848.8833 | 334515.7097 | 318274.8544 | 283204.4744 | 335392.6711 | 358579.5695 | 312621.2581 | 307984.9867 | 234431.5855 | 261913.0032 | 3630406.8037
14
15 | Irrigation
16 | Sch 040 sec | 40 | 41346.9884 | 45956.4472 | 45818.5335 | 31305.5777 | 6888.394 | 1321.0089 | 453.8248 | 505.4123 | 3834.8386 | 12697.5382 | 22907.8897 | 31767.148 | 244803.6014
17
18 | Street Lights
19 | Sch 15,52,54,57 sec |  | 1913.0566 | 1827.0125 | 1633.4547 | 0 | 0 | 1270.4423 | 0 | 0 | 0 | 0 | 1993.1758 | 2246.2117 | 10883.3537
20
21 | State of Washington |  | 577834.8261 | 530254.5045 | 611278.3988 | 512529.6575 | 558538.9535 | 598480.8651 | 626222.2541 | 669301.0596 | 558363.9834 | 494737.3496 | 419370.132 | 499777.7257 | 6656689.7099
Net of Renewables
12 Months Ending June 2022
Demand Factors
| A |  | B | C | D | E | F | G | H | I
| Description |  | Residential Schedule 16 | Small General Service Schedule 24 | Large General Service < 1,000 kW Schedule 36 | Large General Service > 1,000 kW Schedule 48 | Large General Dedicated Facilities Schedule 48 | Agricultural Pumping Schedule 40 | Street & Area Lighting Sch. 15, 51-54, 57 | Total
1 | Secondary |  | 3725788.1816 | 998707.726 | 1611117.3167 | 549648.9853 | 0 | 311723.4952 | 7597.2061 | 7204582.9108
2
3 | Primary |  | 0 | 0 | 17733.3185 | 91686.029 | 847000.8784 | 0 | 0 | 956420.2258
4
5 | Sub-Transmission |  | 0 | 0 | 0 | 0 | 0 | 0 | 0 | 0
6
7 | Transmission |  | 0 | 0 | 0 | 0 | 0 | 0 | 0 | 0
8
9 | Total KW @ Input |  | 3725788.1816 | 998707.726 | 1628850.6352 | 641335.0143 | 847000.8784 | 311723.4952 | 7597.2061 | 8161003.1367
10
11 | kW % |  | 45.65% | 12.24% | 19.96% | 7.859% | 10.38% | 3.82% | 0.09309% | 100%
Demand Factor Detail
Gen Service Total
KW Loads Coincident To System Peak
Merged Company Peaks
12 Months Ending June 2022
Coincident Peaks At The Time Of The System Peak @ Input Net of Renenwables
| A | B | C | D | E | F | G | H | I | J | K | L | M | N | O
| Month : |  | 2021-07-01 | 2021-08-01 | 2021-09-01 | 2021-10-01 | 2021-11-01 | 2021-12-01 | 2022-01-01 | 2022-02-01 | 2022-03-01 | 2022-04-01 | 2022-05-01 | 2022-06-01 | Sum Of
| Peak Date: | COS | 6 | 16 | 9 | 4 | 24 | 28 | 5 | 25 | 9 | 22 | 26 | 27 | 12
| Peak Time: | Sch | 1900-01-16 | 1900-01-16 | 1900-01-17 | 1900-01-18 | 1900-01-18 | 1900-01-17 | 1900-01-17 | 1900-01-07 | 1900-01-18 | 1900-01-07 | 1900-01-17 | 1900-01-17 | CPs
1 | Residential
2 | Sch 16 sec | 16 | 316206.2883 | 392588.1991 | 293370.9394 | 173571.7239 | 264893.0338 | 406527.0444 | 355293.8615 | 487361.9467 | 323879.1543 | 180584.5089 | 205202.6567 | 326308.8244 | 3725788.1816
3
4 | General Service
5 | Sch 24 sec | 24 | 103388.7481 | 113573.1185 | 82114.4681 | 67622.1864 | 67753.056 | 91323.705 | 90781.0491 | 90105.4545 | 74557.7219 | 76641.9311 | 63028.7407 | 77817.5466 | 998707.726
6 | Sch 36 sec | 36 | 132186.1782 | 150331.1424 | 154900.5706 | 143415.2764 | 124252.7652 | 141041.8039 | 130371.086 | 158289.5722 | 112455.3651 | 129391.8136 | 110049.259 | 124432.4841 | 1611117.3167
7 | Sch 36 pri | 36 | 1502.3751 | 2010.233 | 1946.7835 | 1472.06 | 1449.3045 | 1375.5585 | 1381.0272 | 1432.8419 | 1106.5774 | 1304.9072 | 1371.0538 | 1380.5964 | 17733.3185
8 | Sch 48T pri, ded fac | 48T | 71315.9468 | 68729.8446 | 72248.3775 | 67887.2554 | 70594.739 | 69528.2195 | 74548.4767 | 79518.9451 | 69838.1778 | 70382.3802 | 59465.1553 | 72943.3603 | 847000.8784
9 | Sch 48T sec | 48T | 50059.9237 | 48238.6371 | 50582.8655 | 49845.4255 | 44250.1332 | 41897.601 | 42296.8068 | 46206.4498 | 40773.2606 | 45721.2946 | 41757.4905 | 48019.097 | 549648.9853
10 | Sch 48T pri | 48T | 8876.0654 | 9994.2117 | 8429.8475 | 7326.4707 | 6611.4446 | 7479.2077 | 6581.6562 | 8496.9921 | 6725.5094 | 6412.0818 | 6303.9971 | 8448.5449 | 91686.029
11 | Gen Service Total |  | 367329.2373 | 392877.1872 | 370222.9127 | 337568.6744 | 314911.4426 | 352646.0957 | 345960.1019 | 384050.2557 | 305456.6123 | 329854.4085 | 281975.6963 | 333041.6292 | 4115894.2538
12
13 | Irrigation
14 | Sch 040 sec | 40 | 51919.0901 | 58584.5407 | 61844.7738 | 46583.4279 | 7188.0054 | 1444.784 | 641.7632 | 592.2486 | 1378.8687 | 15094.1958 | 26368.8717 | 40082.9254 | 311723.4952
15
16 | Street Lights
17 | Sch 15,52,54,57 sec |  | 0 | 0 | 12.364 | 1574.8422 | 1513.2087 | 1409.6447 | 1441.5197 | 69.0767 | 1576.5502 | 0 | 0 | 0 | 7597.2061
18
19 | 0 |  | 735454.6158 | 844049.927 | 725450.9899 | 559298.6684 | 588505.6905 | 762027.5689 | 703337.2462 | 872073.5277 | 632291.1855 | 525533.1132 | 513547.2247 | 699433.379 | 8161003.1367
Gen Service Total
KW Loads Coincident To System Peak
Merged Company Peaks
12 Months Ending June 2022
Coincident Peaks At The Time Of The System Peak @ Sales Net of Renenwables
| A | B | C | D | E | F | G | H | I | J | K | L | M | N | O
| Month : |  | 2021-07-01 | 2021-08-01 | 2021-09-01 | 2021-10-01 | 2021-11-01 | 2021-12-01 | 2022-01-01 | 2022-02-01 | 2022-03-01 | 2022-04-01 | 2022-05-01 | 2022-06-01 | Sum Of
| Peak Date: | COS | 6 | 16 | 9 | 4 | 24 | 28 | 5 | 25 | 9 | 22 | 26 | 27 | 12
| Peak Time: | Sch | 17 | 17 | 18 | 19 | 19 | 18 | 18 | 8 | 19 | 8 | 18 | 18 | CPs
1 | Residential
2 | Sch 16 sec | 16 | 284980.9281 | 353820.1277 | 264400.5691 | 156431.522 | 238734.8557 | 366382.5125 | 320208.6047 | 439234.971 | 291896.0988 | 162751.7948 | 184938.9013 | 294085.839 | 3357866.7246
3
4 | Residential Total |  | 284980.9281 | 353820.1277 | 264400.5691 | 156431.522 | 238734.8557 | 366382.5125 | 320208.6047 | 439234.971 | 291896.0988 | 162751.7948 | 184938.9013 | 294085.839 | 3357866.7246
5
6 | General Service
7 | Sch 24 sec | 24 | 93179.1127 | 102357.7769 | 74005.6671 | 60944.4977 | 61062.444 | 82305.4923 | 81816.4235 | 81207.5439 | 67195.1494 | 69073.543 | 56804.6546 | 70133.0665 | 900085.3718
8 | Sch 36 sec | 36 | 119132.7976 | 135485.9471 | 139604.1445 | 129253.0227 | 111982.8089 | 127113.9306 | 117496.9456 | 142658.4823 | 101350.4016 | 116614.3763 | 99181.8984 | 112144.7805 | 1452019.5361
9 | Sch 36 pri | 36 | 1386.249 | 1854.852 | 1796.3069 | 1358.2772 | 1337.2805 | 1269.2347 | 1274.2807 | 1322.0904 | 1021.0445 | 1204.0444 | 1265.0782 | 1273.8832 | 16362.6216
10 | Sch 48T pri, ded fac | 48T | 65803.5809 | 63417.3714 | 66663.9393 | 62639.9101 | 65138.1188 | 64154.0359 | 68786.2523 | 73372.5284 | 64440.036 | 64942.1743 | 54868.7962 | 67305.2034 | 781531.9472
11 | Sch 48T sec | 48T | 45116.5079 | 43475.0733 | 45587.8092 | 44923.1915 | 39880.4341 | 37760.2143 | 38119.9985 | 41643.5644 | 36746.9025 | 41206.3183 | 37633.9397 | 43277.2128 | 495371.1666
12 | Sch 48T pri | 48T | 8189.99 | 9221.7091 | 7778.2624 | 6760.1712 | 6100.413 | 6901.1024 | 6072.9271 | 7840.2171 | 6205.6611 | 5916.46 | 5816.7296 | 7795.5146 | 84599.1575
13 | Gen Service Total |  | 332808.238 | 355812.7299 | 335436.1295 | 305879.0703 | 285501.4993 | 319504.0102 | 313566.8278 | 348044.4266 | 276959.1952 | 298956.9163 | 255571.0968 | 301929.661 | 3729969.8009
14
15 | Irrigation
16 | Sch 040 sec | 40 | 46792.0817 | 52799.3193 | 55737.6044 | 41983.316 | 6478.1901 | 1302.1117 | 578.3891 | 533.7641 | 1242.7054 | 13603.6445 | 23764.9465 | 36124.7378 | 280940.8106
17
18 | Street Lights
19 | Sch 15,52,54,57 sec |  | 0 | 0 | 11.143 | 1419.3266 | 1363.7794 | 1270.4423 | 1299.1696 | 62.2554 | 1420.8659 | 0 | 0 | 0 | 6846.9822
20
21 | 0 |  | 664581.2478 | 762432.1769 | 655585.4461 | 505713.2349 | 532078.3244 | 688459.0766 | 635652.9913 | 787875.417 | 571518.8653 | 475312.3555 | 464274.9446 | 632140.2378 | 7375624.3183

## Dist. Factors
Distribution Factors ( F20-F22 )
PacifiCorp
Cost Of Service By Rate Schedule
State of Washington
WCA
12 Months Ending June 2022
Distribution Factors - (NCP - 12 months)
| A |  | B | C | D | E | F | G | H | I
| Description |  | Residential Schedule 16 | Small General Service Schedule 24 | Large General Service < 1,000 kW Schedule 36 | Large General Service > 1,000 kW Schedule 48 | Large General Dedicated Facilities Schedule 48 | Agricultural Pumping Schedule 40 | Street & Area Lighting Sch. 15, 51-54, 57 | Total
1 | Secondary |  | 430468.863 | 108836.6551 | 145227.513 | 47062.2378 | 0 | 42269.3653 | 681.8897 | 774546.5239
2
3 | Primary |  | 0 | 0 | 1797.6663 | 9018.8115 | 69212.2281 | 0 | 0 | 80028.7059
4
5 | Sub-Transmission |  | 0 | 0 | 0 | 0 | 0 | 0 | 0 | 0
6
7 | Transmission |  | 0 | 0 | 0 | 0 | 0 | 0 | 0 | 0
8
9 | Schedule Peaks (max)
10 | @ Input |  | 430468.863 | 108836.6551 | 147025.1793 | 56081.0493 | 69212.2281 | 42269.3653 | 681.8897 | 854575.2298
11
12
13 | Substations
14 | FACTOR 20 |  | 50.37% | 12.74% | 17.2% | 6.562% | 8.099% | 4.946% | 0.07979% | 100%
15
16 | FACTOR 20A |  | 54.81% | 13.86% | 18.72% | 7.141% | 0% | 5.382% | 0.08682% | 100%
17
18
19 | Max NCP - Sec |  | 1449625.7845 | 231695.0997 | 232467.6344 | 68090.763 | 0 | 117377.3508 | 2492.3292 | 2101748.9616
20
21
22
23 | 12 NCP - Sec |  | 14903837.577 | 2462897.1002 | 2544374.5463 | 728724.9293 | 0 | 780270.0711 | 22396.6782 | 21442500.9022
24
25 | Cust/Transformer |  | 4 | 3 | 1 | 1 | 1 | 1 | 3
26
27 | Max NCP |  | 14903837.577 | 2462897.1002 | 0 | 0 | 0 | 0 | 22396.6782 | 17389131.3554
28 | (Sec Lines)
29
30 | Secondary Lines
31 | FACTOR 22 |  | 85.71% | 14.16% | 0% | 0% | 0% | 0% | 0.1288% | 100%
32
33
34 | * If Line 19 > 1,
35 | Line 30 = Line 23
Distribution Factors Detail
PacifiCorp
Cost Of Service By Rate Schedule
State of Washington
WCA
12 Months Ending June 2022
Distribution Peaks @ Input
| A | B | C | D | E | F | G | H | I | J | K | L | M | N | O
|  |  | 2021-07-01 | 2021-08-01 | 2021-09-01 | 2021-10-01 | 2021-11-01 | 2021-12-01 | 2022-01-01 | 2022-02-01 | 2022-03-01 | 2022-04-01 | 2022-05-01 | 2022-06-01
|  | COS | 13 | 11 | 08 | 12 | 22 | 28 | 04 | 23 | 10 | 14 | 26 | 27 | Sum of 12
| Description | Sch | 1900-01-15 | 1900-01-15 | 1900-01-16 | 1900-01-06 | 1900-01-17 | 1900-01-17 | 1900-01-08 | 1900-01-07 | 1900-01-06 | 1900-01-06 | 1900-01-14 | 1900-01-15 | Dist Peaks
1 | Residential
2 | Sch 16 sec | 16 | 277817.3674 | 425510.5337 | 352696.8676 | 192978.1216 | 281113.1247 | 406527.0444 | 405550.1061 | 529760.139 | 412711.4242 | 227823.1716 | 158745.2786 | 339452.5219 | 4010685.7006
3
4 | General Service
5 | Sch 24 sec | 24 | 111420.2 | 141989.1136 | 105587.3132 | 70888.0932 | 79798.815 | 91323.705 | 99534.6612 | 94806.3849 | 81180.849 | 82497.1388 | 91638.8845 | 95371.1174 | 1146036.276
6 | Sch 36 sec | 36 | 153248.0029 | 162022.9165 | 164289.369 | 155228.4045 | 143352.5823 | 141041.8039 | 148355.9927 | 157990.8141 | 129533.1793 | 139805.5123 | 124797.7607 | 142752.9134 | 1762419.2517
7 | Sch 36 pri | 36 | 1631.5514 | 2163.9104 | 1981.5614 | 1732.6032 | 1460.867 | 1375.5585 | 1420.26 | 1433.151 | 1061.8057 | 1562.7957 | 1652.4678 | 1488.1561 | 18964.6883
8 | Sch 48T pri, ded fac | 48T | 68567.8521 | 68262.208 | 69037.7244 | 68483.227 | 70774.2031 | 69528.2195 | 73305.0396 | 76774.6077 | 70562.5545 | 64739.364 | 55242.0168 | 73245.6653 | 828522.682
9 | Sch 48T sec | 48T | 55095.1189 | 51036.133 | 51481.3072 | 45426.2875 | 49342.5754 | 41897.601 | 40323.9331 | 44834.8423 | 41235.1283 | 41841.8402 | 46345.3855 | 52102.5051 | 560962.6576
10 | Sch 48T pri | 48T | 9183.499 | 10944.9201 | 8924.9762 | 7580.3346 | 6938.091 | 7479.2077 | 7094.7091 | 8603.7147 | 6939.9994 | 7239.9871 | 7463.2297 | 8886.9175 | 97279.586
11 | General Service Total |  | 399146.2244 | 436419.2016 | 401302.2514 | 349338.95 | 351667.134 | 352646.0957 | 370034.5957 | 384443.5147 | 330513.5162 | 337686.638 | 327139.745 | 373847.2747 | 4414185.1416
12
13 | Irrigation
14 | Sch 040 sec | 40 | 53407.7112 | 63555.3243 | 60245.6174 | 30246.3151 | 7706.3256 | 1444.784 | 1153.6406 | 716.0985 | 3653.4363 | 16499.6416 | 28689.2201 | 42593.4367 | 309911.5513
15
16 | Street Lights
17 | Sch 15,52,54,57 sec |  | 0 | 0 | 0 | 424.5575 | 1513.2087 | 1409.6447 | 39.2881 | 95.5938 | 690.399 | 0 | 0 | 0 | 4172.6918
18
19
20
21 | State of Washington |  | 730371.3029 | 925485.0596 | 814244.7365 | 572987.9441 | 641999.793 | 762027.5689 | 776777.6305 | 915015.3461 | 747568.7756 | 582009.4511 | 514574.2437 | 755893.2333 | 8738955.0852
PacifiCorp
Cost Of Service By Rate Schedule
State of Washington
WCA
12 Months Ending June 2022
Distribution Peaks @ Sales
| A | B | C | D | E | F | G | H | I | J | K | L | M | N | O | P
|  |  | 2021-07-01 | 2021-08-01 | 2021-09-01 | 2021-10-01 | 2021-11-01 | 2021-12-01 | 2022-01-01 | 2022-02-01 | 2022-03-01 | 2022-04-01 | 2022-05-01 | 2022-06-01
|  | COS | 13 | 11 | 08 | 12 | 22 | 28 | 04 | 23 | 10 | 14 | 26 | 27 | Sum of 12 | Avg of S/W
| Description | Sch | 16 | 16 | 17 | 7 | 18 | 18 | 9 | 8 | 7 | 7 | 15 | 16 | Dist Peaks | Dist Peaks
1 | Residential
2 | Sch 16 sec | 16 | 250382.9117 | 383491.3829 | 317868.0639 | 173921.5386 | 253353.2131 | 366382.5125 | 365502.0468 | 477446.3432 | 371956.185 | 205325.6411 | 143069.1877 | 305931.5968 | 3614630.6232 | 430468.863
3
4 | General Service
5 | Sch 24 sec | 24 | 100417.459 | 127967.6934 | 95160.5696 | 63887.8964 | 71918.6847 | 82305.4923 | 89705.6168 | 85444.2576 | 73164.2429 | 74350.5491 | 82589.5478 | 85953.2228 | 1032865.2324 | 108836.6551
6 | Sch 36 sec | 36 | 138114.7678 | 146023.1589 | 148065.7994 | 139899.6048 | 129196.5197 | 127113.9306 | 133705.8435 | 142389.2266 | 116741.7822 | 125999.7227 | 112473.986 | 128656.068 | 1588380.4102 | 145227.513
7 | Sch 36 pri | 36 | 1505.4407 | 1996.651 | 1828.3966 | 1598.6816 | 1347.9493 | 1269.2347 | 1310.481 | 1322.3756 | 979.7334 | 1441.9994 | 1524.7403 | 1373.1291 | 17498.8128 | 1797.6663
8 | Sch 48T pri, ded fac | 48T | 63267.9001 | 62985.8808 | 63701.4536 | 63189.8161 | 65303.7112 | 64154.0359 | 67638.9267 | 70840.3145 | 65108.422 | 59735.3349 | 50972.0852 | 67584.1417 | 764482.0229 | 69212.2281
9 | Sch 48T sec | 48T | 49654.4778 | 45996.3166 | 46397.5298 | 40940.4431 | 44469.9978 | 37760.2143 | 36341.946 | 40407.4032 | 37163.1608 | 37709.9599 | 41768.7803 | 46957.3845 | 505567.6141 | 47062.2378
10 | Sch 48T pri | 48T | 8473.6605 | 10098.9325 | 8235.1202 | 6994.4126 | 6401.8113 | 6901.1024 | 6546.3236 | 7938.6906 | 6403.5722 | 6680.3723 | 6886.3593 | 8200.0032 | 89760.3606 | 9018.8115
11 | General Service Total |  | 361433.7058 | 395068.6332 | 363388.8693 | 316510.8547 | 318638.674 | 319504.0102 | 335249.1376 | 348342.268 | 299560.9135 | 305917.9383 | 296215.499 | 338723.9493 | 3998554.453 | 381155.1118
12
13 | Irrigation
14 | Sch 040 sec | 40 | 48133.7015 | 57279.2382 | 54296.3647 | 27259.4925 | 6945.3262 | 1302.1117 | 1039.7187 | 645.3838 | 3292.6596 | 14870.3025 | 25856.1606 | 38387.3363 | 279307.7961 | 42269.3653
15
16 | Street Lights
17 | Sch 15,52,54,57 sec |  | 0 | 0 | 0 | 382.6325 | 1363.7794 | 1270.4423 | 35.4084 | 86.1539 | 622.2221 | 0 | 0 | 0 | 3760.6386 | 681.8897
18
19
20
21 | State of Washington |  | 659950.3191 | 835839.2543 | 735553.2979 | 518074.5183 | 580300.9928 | 688459.0766 | 701826.3114 | 826520.149 | 675431.9801 | 526113.8819 | 465140.8472 | 683042.8823 | 7896253.5109 | 854575.2298
PacifiCorp
Cost Of Service By Rate Schedule
State of Washington
WCA
12 Months Ending June 2022
Non Coincident Peaks @ Input
| A | B | C | D | E | F | G | H | I | J | K | L | M | N | O | P
|  | COS | [12 empty] | NCP | Maximum
| Description | Sch | July | August | September | October | November | December | Januray | February | March | April | May | June | Total | NCP
1 | Residential
2 | Sch 16 sec |  | 1151228.9637 | 1135792.691 | 1137253.7998 | 1138988.8054 | 1266816.024 | 1417482.4322 | 1449625.7845 | 1390849.1549 | 1215023.1336 | 1297396.7758 | 1181824.6434 | 1121555.3689 | 14903837.577 | 1449625.7845
3
4 | General Service
5 | Sch 24 sec | 24 | 231695.0997 | 230482.5101 | 207580.6391 | 193283.1704 | 188355.5375 | 195562.2014 | 203811.7015 | 205320.7082 | 193545.0229 | 195138.1333 | 200589.6551 | 217532.721 | 2462897.1002 | 231695.0997
6 | Sch 36 sec | 36 | 215722.9658 | 222938.2629 | 232467.6344 | 219322.4048 | 211830.392 | 210544.0119 | 202178.7475 | 204781.559 | 207950.4871 | 201714.1138 | 201969.3279 | 212954.639 | 2544374.5463 | 232467.6344
7 | Sch 36 pri | 36 | 4037.0866 | 4671.0582 | 5595.4996 | 5880.939 | 4097.996 | 3844.2902 | 3466.1295 | 3440.9175 | 3609.8802 | 5067.3255 | 4771.3058 | 5419.0668 | 53901.4948 | 5880.939
8 | Sch 48T pri, ded fac | 48T | 72065.0694 | 72655.0738 | 71869.9908 | 71794.9939 | 73750.5485 | 74145.4743 | 75381.4056 | 75456.4025 | 74251.2502 | 74630.5697 | 73990.7119 | 73160.5441 | 883152.0348 | 75456.4025
9 | Sch 48T sec | 48T | 66682.4053 | 66340.7243 | 68090.763 | 66813.8005 | 59437.479 | 56312.5194 | 53985.0752 | 57053.5111 | 57407.8369 | 56389.7922 | 56516.2454 | 63694.7771 | 728724.9293 | 68090.763
10 | Sch 48T pri | 48T | 12191.6105 | 12067.4538 | 11923.9774 | 10029.9662 | 9844.9667 | 10193.8322 | 10422.5583 | 10649.564 | 9923.2699 | 10089.5817 | 10167.7878 | 11961.8946 | 129466.4631 | 12191.6105
11 | General Service Total |  | 602394.2373 | 609155.083 | 597528.5043 | 567125.2748 | 547316.9197 | 550602.3294 | 549245.6176 | 556702.6624 | 546687.7472 | 543029.5162 | 548005.0339 | 584723.6426 | 6802516.5685 | 625782.4491
12
13 | Irrigation
14 | Sch 40 sec | 40 | 117377.3508 | 114547.2113 | 108143.3331 | 83580.3739 | 7374.854 | 2927.5867 | 1419.6425 | 4825.8433 | 47504.2116 | 83894.3362 | 99934.6293 | 108740.6983 | 780270.0711 | 117377.3508
15
16 | Street Lights
17 | Sch 15,52,54,57 sec |  | 2324.2977 | 2027.1983 | 1812.4323 | 1578.335 | 1513.2087 | 1409.6447 | 1441.5197 | 1719.2562 | 1769.0673 | 2066.725 | 2242.6643 | 2492.3292 | 22396.6782 | 2492.3292
18
19
20 | State of Washington |  | 1873324.8495 | 1861522.1836 | 1844738.0695 | 1791272.7891 | 1823021.0064 | 1972421.993 | 2001732.5642 | 1954096.9167 | 1810984.1597 | 1926387.3532 | 1832006.9709 | 1817512.039 | 22509020.8949 | 2195277.9136
PacifiCorp
Cost Of Service By Rate Schedule
State of Washington
WCA
12 Months Ending June 2022
Non Coincident Peaks @ Sales
| A | B | C | D | E | F | G | H | I | J | K | L | M | N | O | P
|  | COS | [12 empty] | NCP | Maximum
| Description | Sch | July | August | September | October | November | December | Januray | February | March | April | May | June | Total | NCP
1 | Residential
2 | Sch 16 sec |  | 1037545.1424 | 1023633.2012 | 1024950.0255 | 1026513.6993 | 1141717.9844 | 1277506.0899 | 1306475.2873 | 1253502.8478 | 1095039.6402 | 1169278.8881 | 1065119.4998 | 1010801.8141 | 13432084.12 | 1306475.2873
3
4 | General Service
5 | Sch 24 sec | 24 | 208815.2165 | 207722.37 | 187082.058 | 174196.4639 | 169755.4345 | 176250.4407 | 183685.3028 | 185045.2952 | 174432.4584 | 175868.2492 | 180781.4334 | 196051.3722 | 2219686.0948 | 208815.2165
6 | Sch 36 sec | 36 | 194420.3302 | 200923.117 | 209511.4634 | 197664.3247 | 190912.148 | 189752.7978 | 182213.6031 | 184559.387 | 187415.3836 | 181794.8519 | 182024.8636 | 191925.3756 | 2293117.6459 | 209511.4634
7 | Sch 36 pri | 36 | 3725.04 | 4310.0087 | 5162.9954 | 5426.3718 | 3781.2414 | 3547.1458 | 3198.215 | 3174.9518 | 3330.8545 | 4675.6466 | 4402.5077 | 5000.2 | 49735.1789 | 5426.3718
8 | Sch 48T pri, ded fac | 48T | 66494.8 | 67039.2 | 66314.8 | 66245.6 | 68050 | 68414.4 | 69554.8 | 69624 | 68512 | 68862 | 68271.6 | 67505.6 | 814888.8 | 69624
9 | Sch 48T sec | 48T | 60097.52 | 59789.58 | 61366.8024 | 60215.94 | 53568.03 | 50751.66 | 48654.0509 | 51419.4788 | 51738.8149 | 50821.3021 | 50935.2681 | 57404.92 | 656763.3672 | 61366.8024
10 | Sch 48T pri | 48T | 11249.26 | 11134.7 | 11002.3136 | 9254.7 | 9084 | 9405.9 | 9616.9466 | 9826.406 | 9156.2507 | 9309.7075 | 9381.8687 | 11037.3 | 119459.3531 | 11249.26
11 | General Service Total |  | 544802.1667 | 550918.9757 | 540440.4329 | 513003.4004 | 495150.8539 | 498122.3442 | 496922.9184 | 503649.5188 | 494585.7622 | 491331.7573 | 495797.5415 | 528924.7678 | 6153650.4398 | 565993.1141
12
13 | Irrigation
14 | Sch 40 sec | 40 | 105786.3414 | 103235.678 | 97464.1827 | 75326.8148 | 6646.5874 | 2638.4876 | 1279.4528 | 4349.2914 | 42813.1723 | 75609.7734 | 90066.0881 | 98002.5581 | 703218.428 | 105786.3414
15
16 | Street Lights
17 | Sch 15,52,54,57 sec |  | 2094.7734 | 1827.0125 | 1633.4547 | 1422.4745 | 1363.7794 | 1270.4423 | 1299.1696 | 1549.4797 | 1594.3719 | 1862.6359 | 2021.2013 | 2246.2117 | 20185.007 | 2246.2117
18
19
20 | State of Washington |  | 1690228.4239 | 1679614.8674 | 1664488.0957 | 1616266.389 | 1644879.2051 | 1779537.3641 | 1805976.8282 | 1763051.1378 | 1634032.9466 | 1738083.0547 | 1653004.3306 | 1639975.3517 | 20309137.9948 | 1980500.9545
PacifiCorp
Cost Of Service By Rate Schedule
State of Washington
WCA
12 Months Ending June 2022
Schedule Peaks @ Input
| A | B | C | D | E | F | G | H | I | J | K | L | M | N | O
| Schedule Peaks @ Input B: COS; Schedule Peaks @ Input O: Schedule | Max Sch
| Description | Sch | July | August | September | October | November | December | Januray | February | March | April | May | June | Peaks Total | Peak
1 | Residential
2 | Sch 16 sec | 16 | 336581.3739 | 448727.5377 | 386611.5092 | 249759.0648 | 362814.9785 | 430284.6467 | 461473.5376 | 555422.8057 | 414899.4653 | 284045.8021 | 262538.0858 | 343974.5003 | 4537133.3075 | 555422.8057
3
4 | General Service
5 | Sch 24 sec | 24 | 120199.2751 | 141989.1136 | 121998.0757 | 86602.5426 | 91305.9492 | 99344.7455 | 106323.286 | 108136.136 | 93699.2779 | 92299.1133 | 94234.0299 | 112942.3264 | 1269073.8712 | 141989.1136
6 | Sch 36 sec | 36 | 161690.1069 | 172711.8535 | 184011.6114 | 178923.7496 | 173664.3651 | 170102.4497 | 151711.614 | 161214.7921 | 145153.6244 | 139805.5123 | 148179.8389 | 154295.0167 | 1941464.5349 | 184011.6114
7 | Sch 36 pri | 36 | 1904.2092 | 2221.9231 | 2260.3499 | 2122.0725 | 1880.6349 | 1911.1274 | 1637.3026 | 1780.6799 | 1602.5463 | 1874.9636 | 2036.3067 | 2194.0916 | 23426.2076 | 2260.3499
8 | Sch 48T pri, ded fac | 48T | 72811.0591 | 71592.3824 | 75806.3071 | 70598.3875 | 75771.7752 | 70100.5078 | 76646.2292 | 81568.6315 | 74700.5562 | 74927.4627 | 67719.5202 | 75311.4157 | 887554.2346 | 81568.6315
9 | Sch 48T sec | 48T | 60385.0946 | 54961.0663 | 57963.7617 | 55936.1388 | 59938.6886 | 54930.144 | 46406.7231 | 52045.6596 | 47522.7738 | 49325.001 | 48631.02 | 54009.5973 | 642055.6688 | 60385.0946
10 | Sch 48T pri | 48T | 10130.5491 | 11464.4984 | 10172.9395 | 8650.6837 | 7989.9235 | 8597.1469 | 7713.9178 | 8909.0537 | 7638.7107 | 7584.4139 | 7665.5313 | 9122.325 | 105639.6933 | 11464.4984
11 | General Service Total |  | 427120.2941 | 454940.8373 | 452213.0453 | 402833.5746 | 410551.3365 | 404986.1213 | 390439.0727 | 413654.9527 | 370317.4894 | 365816.4668 | 368466.2471 | 407874.7727 | 4869214.2105 | 481679.2994
12
13 | Irrigation
14 | Sch 040 sec | 40 | 59760.5733 | 69673.2946 | 73056.5028 | 66793.2244 | 14032.0744 | 1608.3876 | 1901.1382 | 4126.9707 | 14620.8914 | 24861.1961 | 37497.4458 | 50010.5104 | 417942.2098 | 73056.5028
15
16 | Street Lights
17 | Sch 15,52,54,57 sec |  | 2324.2977 | 2027.1983 | 1812.4323 | 1578.335 | 1513.2087 | 1409.6447 | 1441.5197 | 1719.2562 | 1769.0673 | 2066.725 | 2242.6643 | 2492.3292 | 22396.6782 | 2492.3292
18
19
20
21 | State of Washington |  | 825786.5391 | 975368.8679 | 913693.4896 | 720964.1988 | 788911.5981 | 838288.8002 | 855255.2682 | 974923.9854 | 801606.9133 | 676790.1899 | 670744.4429 | 804352.1126 | 9846686.406 | 1112650.9371
PacifiCorp
Cost Of Service By Rate Schedule
State of Washington
WCA
12 Months Ending June 2022
Schedule Peaks @ Sales
| A | B | C | D | E | F | G | H | I | J | K | L | M | N | O
| Schedule Peaks @ Sales B: COS; Schedule Peaks @ Sales O: Schedule | Max Sch
| Description | Sch | July | August | September | October | November | December | Januray | February | March | April | May | June | Peaks Total | Peak
1 | Residential
2 | Sch 16 sec | 16 | 303343.9746 | 404415.7085 | 348433.6358 | 225095.3656 | 326987.0116 | 387794.0523 | 415903.0414 | 500574.8224 | 373928.1571 | 255996.2887 | 236612.4587 | 310007.0301 | 4089091.5467 | 500574.8224
3
4 | General Service
5 | Sch 24 sec | 24 | 108329.6008 | 127967.6934 | 109950.7698 | 78050.5444 | 82289.4898 | 89534.4552 | 95823.8651 | 97457.6962 | 84446.4774 | 83184.5789 | 84928.4227 | 101789.2755 | 1143752.8693 | 127967.6934
6 | Sch 36 sec | 36 | 145723.2143 | 155656.5638 | 165840.471 | 161255.0354 | 156515.0149 | 153304.8386 | 136730.0973 | 145294.8369 | 130819.7089 | 125999.7227 | 133547.0848 | 139058.389 | 1749744.9777 | 165840.471
7 | Sch 36 pri | 36 | 1757.0233 | 2050.1796 | 2085.6361 | 1958.0469 | 1735.2712 | 1763.4069 | 1510.7473 | 1643.0422 | 1478.6775 | 1730.0383 | 1878.9103 | 2024.4993 | 21615.479 | 2085.6361
8 | Sch 48T pri, ded fac | 48T | 67183.1285 | 66058.6493 | 69946.8587 | 65141.4852 | 69914.996 | 64682.0892 | 70721.8591 | 75263.7843 | 68926.5769 | 69135.9446 | 62485.14 | 69490.2199 | 818950.7318 | 75263.7843
9 | Sch 48T sec | 48T | 54422.0686 | 49533.6629 | 52239.8422 | 50412.447 | 54019.7451 | 49505.7942 | 41824.0607 | 46906.1525 | 42829.9015 | 44454.1588 | 43828.7085 | 48676.1514 | 578652.6932 | 54422.0686
10 | Sch 48T pri | 48T | 9347.5084 | 10578.35 | 9386.6221 | 7982.0291 | 7372.3423 | 7932.6304 | 7117.6705 | 8220.4284 | 7048.2766 | 6998.1766 | 7073.024 | 8417.2149 | 97474.2735 | 10578.35
11 | General Service Total |  | 386762.5438 | 411845.099 | 409450.2001 | 364799.588 | 371846.8594 | 366723.2144 | 353728.3 | 374785.9404 | 335549.6187 | 331502.62 | 333741.2904 | 369455.7501 | 4410191.0245 | 436158.0034
12
13 | Irrigation
14 | Sch 040 sec | 40 | 53859.2187 | 62793.0591 | 65842.1756 | 60197.3958 | 12646.4075 | 1449.5593 | 1713.4009 | 3719.4325 | 13177.0789 | 22406.1538 | 33794.5743 | 45071.9742 | 376670.4307 | 65842.1756
15
16 | Street Lights
17 | Sch 15,52,54,57 sec |  | 2094.7734 | 1827.0125 | 1633.4547 | 1422.4745 | 1363.7794 | 1270.4423 | 1299.1696 | 1549.4797 | 1594.3719 | 1862.6359 | 2021.2013 | 2246.2117 | 20185.007 | 2246.2117
18
19
20
21 | State of Washington |  | 746060.5106 | 880880.8792 | 825359.4662 | 651514.8239 | 712844.058 | 757237.2684 | 772643.9119 | 880629.675 | 724249.2267 | 611767.6985 | 606169.5246 | 726780.9661 | 8896138.0089 | 1004821.2132

## Energy Factor
Energy Factors ( F30-F31 )
PacifiCorp
Cost Of Service By Rate Schedule
State of Washington
WCA
12 Months Ending June 2022
Energy Factor
| A | B | C | D | E | F | G | H | I
| Description | Residential Schedule 16 | Small General Service Schedule 24 | Large General Service < 1,000 kW Schedule 36 | Large General Service > 1,000 kW Schedule 48 | Large General Dedicated Facilities Schedule 48 | Agricultural Pumping Schedule 40 | Street & Area Lighting Sch. 15, 51-54, 57 | Total
1 | Secondary | 1631466.9598 | 547764.8093 | 922069.2751 | 324478.7456 | 0 | 152841.4872 | 6952.9204 | 3585574.1974
2
3 | Primary | 0 | 0 | 10527.5667 | 52217.8245 | 544168.5653 | 0 | 0 | 606913.9565
4
5 | Sub-Transmission | 0 | 0 | 0 | 0 | 0 | 0 | 0 | 0
6
7 | Transmission | 0 | 0 | 0 | 0 | 0 | 0 | 0 | 0
8
9
10 | Energy Factor A: Total MWH
11 | @ Sales | 1631466.9598 | 547764.8093 | 932596.8418 | 376696.5701 | 544168.5653 | 152841.4872 | 6952.9204 | 4192488.154
12
13
14 | Energy Factor A: Total MWH
15 | @ Input | 1789229.8149 | 600733.6664 | 1022506.2925 | 411770.6868 | 582695.6997 | 167621.259 | 7625.2678 | 4582182.687
16
17 | Energy Factor A: Energy
18 | FACTOR 30 | 39.05% | 13.11% | 22.31% | 8.986% | 12.72% | 3.658% | 0.1664% | 100%
19
20 | Energy Factor A: MWH @ sales
21 | (less special contracts) | 1631466.9598 | 547764.8093 | 932596.8418 | 376696.5701 | 544168.5653 | 152841.4872 | 6952.9204 | 4192488.154
22
23 | FACTOR 31 | 38.91% | 13.07% | 22.24% | 8.985% | 12.98% | 3.646% | 0.1658% | 100%
PacifiCorp
Cost Of Service By Rate Schedule
State of Washington
WCA
12 Months Ending June 2022
Energy Factor
| A | B | C
MWH @ Sales
| Rate Schedules | Voltage level | (Inc Unbilled)
1 | Energy Factor A: Sch 016; Energy Factor B: secondary; Energy Factor C: 1631466.9598
2 | Energy Factor A: Sch 024; Energy Factor B: secondary; Energy Factor C: 547764.8093
3 | Energy Factor A: Sch 036; Energy Factor B: secondary; Energy Factor C: 922069.2751
4 | Energy Factor A: Sch 036; Energy Factor B: primary; Energy Factor C: 10527.5667
5 | Energy Factor A: Sch 48T, ded fac; Energy Factor B: primary; Energy Factor C: 544168.5653
6 | Energy Factor A: Sch 48T; Energy Factor B: secondary; Energy Factor C: 324478.7456
7 | Energy Factor A: Sch 48T; Energy Factor B: primary; Energy Factor C: 52217.8245
8 | Energy Factor A: Sch 40; Energy Factor B: secondary; Energy Factor C: 152841.4872
9 | Energy Factor A: Sch 15,51,52,53,54,57; Energy Factor B: secondary; Energy Factor C: 6952.9204
10
11
12 | Energy Factor A: State of Washington; Energy Factor C: 4192488.154
| Sch 47 - partial requirements |  | 1689.225
| Total mWh including Sch 47 |  | 4194177.3789
| mWh by month @ INPUT |  | 2021-07-01 | 2021-08-01 | 2021-09-01 | 2021-10-01 | 2021-11-01 | 2021-12-01 | 2022-01-01 | 2022-02-01 | 2022-03-01 | 2022-04-01 | 2022-05-01 | 2022-06-01 | Total
Residential
| Sch 16 sec | 16 | 141787.0204 | 154260.894 | 118212.4264 | 104031.442 | 152403.5589 | 198405.2877 | 224635.034 | 196567.0061 | 170788.696 | 108782.6185 | 114397.9824 | 104957.8484 | 1789229.8149
General Service
| Sch 24 sec | 24 | 55888.1239 | 60239.1312 | 51382.1304 | 45237.5603 | 45978.2204 | 53459.6923 | 57979.4615 | 52476.5919 | 47714.4883 | 42949.4998 | 43595.4862 | 43833.2801 | 600733.6664
| Sch 36 sec | 36 | 83983.0856 | 89330.5508 | 92367.9898 | 95108.4293 | 91159.7559 | 91668.8812 | 85205.8843 | 80191.9042 | 77995.4487 | 73111.1174 | 74679.3384 | 76430.9883 | 1011233.374
| Sch 36 pri | 36 | 925.1162 | 1083.4645 | 1065.5205 | 969.7734 | 1029.5086 | 1010.0848 | 976.6825 | 908.5349 | 828.0601 | 773.4995 | 930.0692 | 772.6042 | 11272.9184
| Sch 48T pri, ded fac | 48T | 49636.1494 | 49321.6279 | 50265.1924 | 47737.3715 | 48735.2979 | 47582.0524 | 50568.0649 | 49904.0752 | 46355.0301 | 46246.3069 | 45935.6683 | 50408.8628 | 582695.6997
| Sch 48T sec | 48T | 32927.5204 | 30978.7988 | 32104.5476 | 32223.087 | 32634.6067 | 30171.0366 | 27083.0158 | 27447.6294 | 27461.0023 | 27384.9772 | 27052.7156 | 28386.9028 | 355855.8403
| Sch 48T pri | 48T | 5231.6583 | 5608.5459 | 4869.3392 | 4850.1501 | 4626.2403 | 5118.6653 | 4612.728 | 4485.7645 | 4245.5896 | 4035.3768 | 4076.2625 | 4154.5259 | 55914.8465
| Gen Service Total |  | 228591.6537 | 236562.1192 | 232054.7199 | 226126.3717 | 224163.6297 | 229010.4127 | 226425.837 | 215414.5002 | 204599.6192 | 194500.7777 | 196269.5402 | 203987.1641 | 2617706.3454
Irrigation
| Sch 040 sec | 40 | 33891.7139 | 36729.5763 | 28761.3901 | 16246.5599 | 4727.4095 | 872.032 | 566.2659 | 546.3705 | 2587.4748 | 9587.4367 | 14210.0143 | 18895.0151 | 167621.259
Street Lights
| Sch 15,52,54,57 sec |  | 615.6483 | 615.198 | 617.6184 | 635.0093 | 654.1255 | 662.2559 | 658.3048 | 648.6283 | 653.2866 | 637.3048 | 617.4113 | 610.4766 | 7625.2678
| State of Washington |  | 404886.0362 | 428167.7875 | 379646.1547 | 347039.3829 | 381948.7236 | 428949.9884 | 452285.4418 | 413176.5051 | 378629.0765 | 313508.1378 | 325494.9483 | 328450.5043 | 4582182.687
| mWh by month @ SALES |  | 2021-07-01 | 2021-08-01 | 2021-09-01 | 2021-10-01 | 2021-11-01 | 2021-12-01 | 2022-01-01 | 2022-02-01 | 2022-03-01 | 2022-04-01 | 2022-05-01 | 2022-06-01 | Total
Residential
| Sch 16 sec | 16 | 129285.1467 | 140659.1539 | 107789.2098 | 94858.614 | 138965.5866 | 180911.1769 | 204828.1517 | 179234.9832 | 155729.6398 | 99190.8621 | 104311.0991 | 95703.3359 | 1631466.9598
General Service
| Sch 24 sec | 24 | 50960.2661 | 54927.6294 | 46851.5824 | 41248.8013 | 41924.1547 | 48745.9582 | 52867.2029 | 47849.5413 | 43507.3295 | 39162.4873 | 39751.5147 | 39968.3415 | 547764.8093
| Sch 36 sec | 36 | 76577.9936 | 81453.9535 | 84223.5705 | 86722.3756 | 83121.8709 | 83586.1049 | 77692.9738 | 73121.0944 | 71118.3083 | 66664.6462 | 68094.5914 | 69691.792 | 922069.2751
| Sch 36 pri | 36 | 863.9487 | 1011.8271 | 995.0696 | 905.6532 | 961.4387 | 943.2992 | 912.1054 | 848.4637 | 773.3097 | 722.3567 | 868.5742 | 721.5206 | 10527.5667
| Sch 48T pri, ded fac | 48T | 46354.2672 | 46060.5416 | 46941.7187 | 44581.0343 | 45512.979 | 44435.9847 | 47224.5657 | 46604.4782 | 43290.0916 | 43188.5571 | 42898.4575 | 47075.8898 | 544168.5653
| Sch 48T sec | 48T | 30024.182 | 28247.2862 | 29273.7737 | 29381.8611 | 29757.0956 | 27510.7474 | 24695.0085 | 25027.4728 | 25039.6666 | 24970.3449 | 24667.3799 | 25883.9271 | 324478.7456
| Sch 48T pri | 48T | 4885.7474 | 5237.7157 | 4547.3844 | 4529.464 | 4320.3589 | 4780.2254 | 4307.74 | 4189.1712 | 3964.8764 | 3768.5625 | 3806.745 | 3879.8337 | 52217.8245
| Gen Service Total |  | 209666.405 | 216938.9535 | 212833.0993 | 207369.1894 | 205597.8977 | 210002.3197 | 207699.5963 | 197640.2215 | 187693.5822 | 178476.9546 | 180087.2627 | 187221.3046 | 2401226.7866
Irrigation
| Sch 040 sec | 40 | 30903.359 | 33490.9969 | 26225.3944 | 14814.042 | 4310.5768 | 795.1418 | 516.3362 | 498.1951 | 2359.3278 | 8742.0778 | 12957.066 | 17228.9734 | 152841.4872
Street Lights
| Sch 15,52,54,57 sec |  | 561.3644 | 560.9537 | 563.1607 | 579.0182 | 596.4489 | 603.8624 | 600.2597 | 591.4364 | 595.6839 | 581.1114 | 562.9719 | 556.6487 | 6952.9204
| State of Washington |  | 370416.275 | 391650.058 | 347410.8642 | 317620.8637 | 349470.51 | 392312.5008 | 413644.344 | 377964.8362 | 346378.2337 | 286991.0059 | 297918.3998 | 300710.2625 | 4192488.154

## Cust Factors
Customer Factors (F40-F48)
PacifiCorp
Cost Of Service By Rate Schedule
State of Washington
WCA
12 Months Ending June 2022
Weighted Customer Factors
| A | B | C | D | E | F | G | H | I | J
| Description |  | Residential Schedule 16 | Small General Service Schedule 24 | Large General Service < 1,000 kW Schedule 36 | Large General Service > 1,000 kW Schedule 48 | Large General Dedicated Facilities Schedule 48 | Agricultural Pumping Schedule 40 | Street & Area Lighting Sch. 15, 51-54, 57 | Total
1
2 | Avg Customers |  | 110741.6966 | 20814.2351 | 1070.5694 | 66.4444 | 1 | 5140.8635 | 2692.4917 | 140527.3007
3
4 | FACTOR 40 |  | 78.8% | 14.81% | 0.7618% | 0.04728% | 0.0007116% | 3.658% | 1.916% | 100%
5
6 | Wt Customers Acct 902 |  | 110741.6966 | 20814.2351 | 1152.748 | 483.6585 | 122.0237 | 3432 | 0 | 136746.3619
7
8 | FACTOR 41 |  | 80.98% | 15.22% | 0.843% | 0.3537% | 0.08923% | 2.51% | 0% | 100%
9
10 | Wt Customers Acct 903 |  | 110741.6966 | 23181.2937 | 1297.8375 | 583.1455 | 8.7764 | 4691.743 | 2610.1364 | 143114.6292
11
12 | FACTOR 42 |  | 77.38% | 16.2% | 0.9069% | 0.4075% | 0.006132% | 3.278% | 1.824% | 100%
Customer Factors Detail
PacifiCorp
Cost Of Service By Rate Schedule
State of Washington
WCA
12 Months Ending June 2022
Weighted Customer Factors
| A | B | C | D | E | F | G | H
|  |  | COS | Average | Account | Total Acct 902 | Account | Total Acct 903
|  |  | Schedule | Customers | 902 | Customers | 903 | Customers
| Description |  |  | (F 40 & F 43) | Weighting | (F 41) | Weighting | (F 42)
1 | Residential |  | 16 | 110741.6966 | 1 | 110741.6966 | 1 | 110741.6966
2
3
4 | General Service |  | 24 | 20814.2351 | 1 | 20814.2351 | 1.1137 | 23181.2937
5 |  |  | 36-s | 1060.7361 | 1.0768 | 1142.1598 | 1.2123 | 1285.9167
6 |  |  | 36-p | 9.8333 | 1.0768 | 10.5882 | 1.2123 | 11.9208
7 |  |  | 48T-s | 57.4722 | 7.2791 | 418.3484 | 8.7764 | 504.4014
8 |  |  | 48T-p ded fac | 1 | 122.0237 | 122.0237 | 8.7764 | 8.7764
9 |  |  | 48T-p | 8.9722 | 7.2791 | 65.3101 | 8.7764 | 78.7441
10 | Weighted Customer Factors A: Total; Weighted Customer Factors D: 21952.249; Weighted Customer Factors F: 22572.6653; Weighted Customer Factors H: 25071.0532
11
12
13 | Irrigation - annual cust |  | 40 | 5140.8635 | 1 | 5140.8635 | 1.3671 | 7027.8585
14
15 | Irrigation - ave billings |  | 40 | 3432 | 1 | 3432 | 1.3671 | 4691.743
16
17
18 | Street Lighting |  | 15,52,54,57 | 2692.4917 | 0 | 0 | 0.96941 | 2610.1364
19
20
21
22 | Weighted Customer Factors A: State of Washington; Weighted Customer Factors D: 140527.3007; Weighted Customer Factors F: 138455.2254; Weighted Customer Factors H: 145450.7446

## Cust Advances
Customer Advances Factors ( F50-F51 )
PacifiCorp
Cost Of Service By Rate Schedule
State of Washington
WCA
12 Months Ending June 2022
Customer Advances Factor
| A | B | C | D | E | F | G | H | I
| Description | Residential Schedule 16 | Small General Service Schedule 24 | Large General Service < 1,000 kW Schedule 36 | Large General Service > 1,000 kW Schedule 48 | Large General Dedicated Facilities Schedule 48 | Agricultural Pumping Schedule 40 | Street & Area Lighting Sch. 15, 51-54, 57 | Total
1 | Customer Advances Factor A: Revenue
2 | Customer Advances Factor A: Residential; Customer Advances Factor B: 176071754.8596; Customer Advances Factor I: 176071754.8596
3 | Com / Ind |  | 58004210.2385 | 84757248.9525 | 31760598.3937 | 38671305.3249 |  |  | 213193362.9096
4 | Customer Advances Factor A: Irrigation; Customer Advances Factor G: 14475016.4003; Customer Advances Factor I: 14475016.4003
5
6 | Customer Advances Factor A: Customer Advances
7 |  | -185373 | -149461.5 | -26090 |  |  | -23069 | -26188 | -410181.5
8 | Total Cust Advances | -185373 | -149461.5 | -26090 | 0 | 0 | -23069 | -26188 | -410181.5
9 | Customer Advances Factor D: 0
10 | FACTOR 50 | 45.19% | 36.44% | 6.361% | 0% | 0% | 5.624% | 6.384% | 100%
11
12
13 | Security Deposits | 179123 | 56189 | 150598 | 0 | 0 | 9993 | 121 | 396024
14
15 | FACTOR 51 | 45.23% | 14.19% | 38.03% | 0% | 0% | 2.523% | 0.03055% | 100%
Contribution in Aid of Construction - period ending June 2022
| WA Residential Sch 16 | -185373
| WA Schedule 24 | -149461.5
| WA Schedule 36 | -26090
| WA Irrigation Sch 40 | -23069
| WA Streetlighting | -26188
| Total | -410181.5
Deposits Charged by State - period ending June 2022
| Schedule 40 | 9993
| Schedule 24 | 56189
| Schedule 36 | 150598
| Schedule 48 | 0
| Streetlighting | 121
| Residential | 179123
| Total | 396024

## MtrXfmrSvcs
Meters, Transformers & Services ( F21, F60-F70 )
PacifiCorp
Cost Of Service By Rate Schedule
State of Washington
WCA
12 Months Ending June 2022
Meter & Services Factor
| A | B | C | D | E | F | G | H | I
| Description | Residential Schedule 16 | Small General Service Schedule 24 | Large General Service < 1,000 kW Schedule 36 | Large General Service > 1,000 kW Schedule 48 | Large General Dedicated Facilities Schedule 48 | Agricultural Pumping Schedule 40 | Street & Area Lighting Sch. 15, 51-54, 57 | Total
1 | Average Customer | 110741.6966 | 20814.2351 | 1070.5694 | 66.4444 | 1 | 5140.8635 | 2692.4917 | 140527.3007
2
3
4 | Meter Cost | 15396446.5554 | 4014501.8929 | 1752465.8417 | 243309.5833 | 14134 | 1234339.2464 | - | 22655197.1196
5
6
7 | FACTOR 60 | 67.96% | 17.72% | 7.735% | 1.074% | 0.06239% | 5.448% | 0% | 100%
8
9 | FACTOR 60A | 68% | 17.73% | 7.74% | 1.075% | 0% | 5.452% | 0% | 100%
10
11 | Service Cost | 97867637.0915 | 31810659.2848 | 6513350.3339 | 1667556.5278 | - | - | - | 137859203.2381
12
13
14 | FACTOR 70 | 70.99% | 23.07% | 4.725% | 1.21% | 0% | 0% | 0% | 100%
15
16 | Transformer Cost | 143431018.7253 | 55242631.8893 | 15647443.1635 | 2021475.2825 | 0 | 27885071.8925 | 289613.8787 | 244227640.9531
17
18
19 | FACTOR 21 | 58.66% | 22.59% | 6.399% | 0.8267% | 0% | 11.4% | 0.1186% | 100%
Meter/Service Detail
PacifiCorp | Meter & Services Factor A: PacifiCorp
Cost Of Service By Rate Schedule
State of Washington
WCA
12 Months Ending June 2022
Meter & Service Data
| A | B | C | D | E | F | G
|  | COS |  | Average | Total | Average | Total | Average | Total
| Class/Schedule | Schedule | Avg Custs | Metering Cost | Metering Cost | Services Cost | Services Cost | Transformer Cost | Transformer Cost
1 | Meter & Services Factor A: Residential
2 | Sch 016 sec | 16 | 110741.6966 | 139.0303 | 15396446.5554 | 883.747 | 97867637.0915 | 1295.1853 | 143431018.7253
3
4 | Meter & Services Factor A: Commercial
5 | Sch 024 sec | 24 | 20814.2351 | 192.8729 | 4014501.8929 | 1528.3127 | 31810659.2848 | 2654.0794 | 55242631.8893
6 | Sch 036 sec | 36 | 1060.7361 | 1542.7515 | 1636452.175 | 6140.406 | 6513350.3339 | 14751.4947 | 15647443.1635
7 | Sch 036 pri | 36 | 9.8333 | 11798 | 116013.6667 | 0 | 0 | 0 | 0
8
9 | Meter & Services Factor A: Industrial
10 | Sch 048T pri, ded fac | 48T-p | 1 | 14134 | 14134 | 0 | 0 |  | 0
11 | Sch 048T sec | 48T-s | 57.4722 | 2027 | 116496.1944 | 29015 | 1667556.5278 | 35173.0837 | 2021475.2825
12 | Sch 048T pri | 48T-p | 8.9722 | 14134 | 126813.3889 | 0 | 0 |  | 0
13
14 | Meter & Services Factor A: Irrigation
15 | Sch 040 sec | 40 | 5140.8635 | 240.1035 | 1234339.2464 | 0 | 0 | 5424.2 | 27885071.8925
16
17 | Meter & Services Factor A: Street Lighting
18 | Sch 15,52,54,57 sec | 15,52,54,57 | 2692.4917 | 0 | 0 | 0 | 0 | 1715.2132 | 0
19
20
21 | Meter & Services Factor A: State of Washington; Meter & Services Factor C: 140527.3007; Meter & Services Factor E: 22655197.1196; Meter & Services Factor G: 137859203.2381; Meter & Services Factor I: 244227640.9531
PacifiCorp
Washington Embedded Cost Study
Weighted Meter & Service Costs
| (A) | (B) | (C) | (D) | (E) | (F) | (G)
|  |  | % of customers |  | Wgt Meter Costs | Service | Wgt Service Drops
| Load Class | Customers | 1 & 3 Phase | Meter Costs | 1 & 3 Phase | Drop Costs | 1 & 3 Phase
| Residential - | 110741.6966 | 100% | 139.0303 | 139.0303 | 883.747 | 883.747
Sch 24
0 - 10 kW
| kW = 0, 1 Phase | 9170.0274 | 64.71% | 118 | 76.36 | 1049.0074 | 678.82
| kW = 0, 3 Phase | 625.9815 | 4.417% | 236 | 10.43 | 1329.8444 | 58.74
| kW > 1, 1 Phase | 2933.1722 | 20.7% | 226 | 46.78 | 1155.4654 | 239.17
| kW > 1, 3 Phase | 1441.5722 | 10.17% | 262 | 26.65 | 1415.896 | 144.04
|  | 14170.7533 | 100% |  | 160.22 |  | 1120.77
10 - 100 kW
| 1 Phase | 2799.2333 | 42.75% | 226 | 96.62 | 2081.8113 | 889.99
| 3 Phase With KVAR | 3748.5342 | 57.25% | 256 | 146.56 | 2572.7205 | 1472.86
|  | 6547.7675 | 100% |  | 243.18 |  | 2362.85
100 kW+
| 1 Phase | 1.25 | 1.311% | 1075 | 14.09 | 4329.3531 | 56.76
| 3 Phase With KVAR | 94.0944 | 98.69% | 1598 | 1577.05 | 4794.4867 | 4731.63
|  | 95.3444 | 100% |  | 1591.14 |  | 4788.39
| 0 - 10 kW | 14170.7533 | 68.08% | 160.22 | 109.083 | 1120.77 | 763.0565
| 10 - 100 kW | 6547.7675 | 31.46% | 243.18 | 76.5012 | 2362.85 | 743.3214
| 100 kW+ | 95.3444 | 0.4581% | 1591.14 | 7.2887 | 4788.39 | 21.9347
| Total Sch 24 | 20813.8653 | 100% |  | 192.8729 |  | 1528.3127
Sch 36
Secondary Voltage
0 - 100 kW
| 1 Phase | 0 | 0% | 226 | 0 | 1870.6888 | 0
| 3 Phase With KVAR | 41.0722 | 100% | 256 | 256 | 2488.5133 | 2488.5133
|  | 41.0722 | 100% |  | 256 |  | 2488.5133
100 - 300 kW
| 1 Phase | 10.4417 | 1.512% | 1075 | 16.2574 | 4692.371 | 70.9635
| 3 Phase With KVAR | 680 | 98.49% | 1598 | 1573.8332 | 4886.3491 | 4812.4521
|  | 690.4417 | 100% |  | 1590.0906 |  | 4883.4156
300 - 1000 kW
| 1 Phase | 0 | 0% | 1075 | 0 | 8951.4744 | 0
| 3 Phase With KVAR | 324.6167 | 100% | 1598 | 1598 | 8951.4744 | 8951.4744
|  | 324.6167 | 100% |  | 1598 |  | 8951.4744
1000 kW+
| 3 Phase With KVAR | 4.6056 | 100% | 2027 | 2027 | 29015 | 29015
|  | 4.6056 | 100% |  | 2027 |  | 29015
| 0 - 100 kW | 41.0722 | 3.872% | 256 | 9.9124 | 2488.5133 | 96.3565
| 100-300 kW | 690.4417 | 65.09% | 1590.0906 | 1035.0027 | 4883.4156 | 3178.6545
| 300-1000 kW | 324.6167 | 30.6% | 1598 | 489.0353 | 8951.4744 | 2739.4163
| 1000 kW+ | 4.6056 | 0.4342% | 2027 | 8.8009 | 29015 | 125.9787
| Total Secondary 36 | 1060.7361 | 100% |  | 1542.7515 |  | 6140.406
Primary Voltage
100 - 300 kW
| 1 Phase | 0 | 0% | 11798 | 0
| 3 Phase With KVAR | 4.8333 | 49.15% | 11798 | 5799.0169
300-1000 kW
| 1 Phase | 0 | 0% | 11798 | 0
| 3 Phase With KVAR | 5 | 50.85% | 11798 | 5998.9831
1000 kW+
| 3 Phase With KVAR | 0 | 0% | 11798 | 0
| Total Primary 36 | 9.8333 | 100% |  | 11798
| Combined Total | 1070.5694
Sch 40
0 - 50 kW
| kW = 0, 1 Phase | 667.1791 | 13.37% | 118 | 15.78
| kW = 0, 3 Phase | 804.187 | 16.12% | 236 | 38.04
| kW > 1, 1 Phase | 336.6025 | 6.746% | 226 | 15.25
| kW > 1, 3 Phase | 3181.3278 | 63.76% | 262 | 167.06
|  | 4989.2963 | 100% |  | 236.13
51 - 300 kW
| 1 Phase | 1 | 0.7217% | 226 | 1.63
| 3 Phase With KVAR | 137.5671 | 99.28% | 256 | 254.15
|  | 138.5671 | 100% |  | 255.78
301 - 1000 kW
| 1 Phase | 0 | 0% | 1075 | 0
| 3 Phase With KVAR | 13 | 100% | 1598 | 1598
|  | 13 | 100% |  | 1598
| 0 - 50 kW | 4989.2963 | 97.05% | 236.13 | 229.1682
| 51 - 300 kW | 138.5671 | 2.695% | 255.78 | 6.8943
| 301 - 1000 kW | 13 | 0.2529% | 1598 | 4.041
| Total Sch 40 | 5140.8635 | 100% |  | 240.1035
PacifiCorp
Washington Embedded Cost Study
Summary of Average Installed Costs
Meters
|  | (A) | (B) | (C) | (D)
|  |  |  | Percent | Total Installed
Line | Meter & Services Factor A: Load Class; Meter & Services Factor B: Standard; Meter & Services Factor C: Installed Cost; Meter & Services Factor D: Use; Meter & Services Factor E: Cost / Service
Residential
1 | Meter & Services Factor A: Small Load; Meter & Services Factor B: DM221A; Meter & Services Factor C: 118; Meter & Services Factor D: 38.15%; Meter & Services Factor E: 45.0126
2 | Meter & Services Factor A: All Electric; Meter & Services Factor B: DM221E; Meter & Services Factor C: 152; Meter & Services Factor D: 61.85%; Meter & Services Factor E: 94.0176
3 | Meter & Services Factor E: 139.0303
4
5 | Meter & Services Factor A: 0 - 10 kW
6 | Meter & Services Factor A: kW = 0, 1 Phase; Meter & Services Factor B: DM221A; Meter & Services Factor C: 118; Meter & Services Factor D: 100%; Meter & Services Factor E: 118
7
8
9 | Meter & Services Factor A: kW = 0, 3 Phase; Meter & Services Factor B: DM241A; Meter & Services Factor C: 236; Meter & Services Factor D: 100%; Meter & Services Factor E: 236
10
11
12 | Meter & Services Factor A: kW > 1, 1 Phase; Meter & Services Factor B: DM221B; Meter & Services Factor C: 226; Meter & Services Factor D: 100%; Meter & Services Factor E: 226
13
14
15 | Meter & Services Factor A: kW > 1, 3 Phase; Meter & Services Factor B: DM241B; Meter & Services Factor C: 262; Meter & Services Factor D: 100%; Meter & Services Factor E: 262
16
17 | Meter & Services Factor A: 11-100 kW
18 | Meter & Services Factor A: 1 phase; Meter & Services Factor B: DM221B; Meter & Services Factor C: 226; Meter & Services Factor D: 100%; Meter & Services Factor E: 226
19
20
21 | Meter & Services Factor A: 3 phase with KVAR; Meter & Services Factor B: DM241F; Meter & Services Factor C: 256; Meter & Services Factor D: 100%; Meter & Services Factor E: 256
22
23 | Meter & Services Factor A: 101 - 1000 kW
24 | Meter & Services Factor A: 1 Phase (sec); Meter & Services Factor B: DM231GBB; Meter & Services Factor C: 1075; Meter & Services Factor D: 100%; Meter & Services Factor E: 1075
25
26
27 | Meter & Services Factor A: 3 phase with KVAR; Meter & Services Factor B: DM271AEC; Meter & Services Factor C: 1598; Meter & Services Factor D: 100%; Meter & Services Factor E: 1598
28
29 | Meter & Services Factor A: Over 1 MW
30 | Meter & Services Factor A: 3 phase secondary volt; Meter & Services Factor B: DM271AEG; Meter & Services Factor C: 2027; Meter & Services Factor D: 100%; Meter & Services Factor E: 2027
31
32
33 | Meter & Services Factor A: Primary Metering
34 | Meter & Services Factor A: 13.8 kV 3-wire; Meter & Services Factor B: DM101ACBA; Meter & Services Factor C: 11138
35 | Meter & Services Factor A: 12.47 kV 4-wire Wye; Meter & Services Factor B: DM121ACJAD; Meter & Services Factor C: 11798
36 | Meter & Services Factor A: 24.9 kV 4-wire Wye; Meter & Services Factor B: DM121BFIAD; Meter & Services Factor C: 14134
37 | Meter & Services Factor A: 35 kV 4-wire Wye; Meter & Services Factor B: DM131BBAH; Meter & Services Factor C: 15795
PacifiCorp
Washington Cost Study
Summary of Average Installed Costs
Service Drops
| (A) | (B) | (C) | (D) | (E) | (F)
|  | Service |  | Residental | Schedule 24 | Schedule 36
Line | Load Class | Conductor | Installed Cost | Percent Use | Percent Use | Percent Use
1 | Meter & Services Factor A: Residential
2 | Small load - O/H | #2 Triplex | 782 | 28.9% | - | -
3 | Large load - O/H | 1/0 Triplex | 897 | 37.51% | - | -
4 | Small load - U/G | 1/0 Triplexed | 913 | 9.248% | - | -
5 | Large load - U/G | 4/0 Triplexed | 973 | 24.34% | - | -
6 | Meter & Services Factor A: Weighted Cost per Service; Meter & Services Factor D: 883.747; Meter & Services Factor E: -; Meter & Services Factor F: -
7
8 | Meter & Services Factor A: 0 - 30 kW
9 | kW = 0, 1 Phase O/H | 1/0 Triplex | 1115 | - | 67.33% | -
10 | kW = 0, 1 Phase U/G | 1/0 Triplex | 913 | - | 32.67% | -
11 | Meter & Services Factor A: Weighted Cost per Service; Meter & Services Factor D: -; Meter & Services Factor E: 1049.0074; Meter & Services Factor F: -
12
13 | kW = 0, 3 Phase O/H | 1/0 Quadruplex | 1355 | - | 67.33% | -
14 | kW = 0, 3 Phase U/G | 1/0 Quadruplex | 1278 | - | 32.67% | -
15 | Meter & Services Factor A: Weighted Cost per Service; Meter & Services Factor D: -; Meter & Services Factor E: 1329.8444; Meter & Services Factor F: -
16
17 | Meter & Services Factor A: 30 - 50 kW
18 | kW > 1, 1 Phase O/H | 4/0 Triplex | 1244 | - | 67.33% | -
19 | kW > 1, 1 Phase U/G | 4/0 Triplex | 973 | - | 32.67% | -
20 | Meter & Services Factor A: Weighted Cost per Service; Meter & Services Factor D: -; Meter & Services Factor E: 1155.4654; Meter & Services Factor F: -
21
22 | kW > 1, 3 Phase O/H | 4/0 Quadruplex | 1460 | - | 67.33% | -
23 | kW > 1, 3 Phase U/G | 4/0 Quadruplex | 1325 | - | 32.67% | -
24 | Meter & Services Factor A: Weighted Cost per Service; Meter & Services Factor D: -; Meter & Services Factor E: 1415.896; Meter & Services Factor F: -
25
26 | Meter & Services Factor A: 50 - 100 kW
27 | 1 Phase O/H | 2 - 4/0 Triplex | 2253 | - | 67.33% | 27.04%
28 | 1 Phase U/G | 2 - 4/0 Triplex | 1729 | - | 32.67% | 72.96%
29 | Meter & Services Factor A: Weighted Cost per Service; Meter & Services Factor D: -; Meter & Services Factor E: 2081.8113; Meter & Services Factor F: 1870.6888
30
31 | 3 Phase O/H | 2-4/0 Quadruplex | 2641 | - | 67.33% | 27.04%
32 | 3 Phase U/G | 2-4/0 Quadruplex | 2432 | - | 32.67% | 72.96%
33 | Meter & Services Factor A: Weighted Cost per Service; Meter & Services Factor D: -; Meter & Services Factor E: 2572.7205; Meter & Services Factor F: 2488.5133
34
35 | Meter & Services Factor A: 100-300 kW
36 | 1 Phase O/H | 3-500 & 350N | 4035 | - | 67.33% | 27.04%
37 | 1 Phase U/G | 3-750 & 500N | 4936 | - | 32.67% | 72.96%
38 | Meter & Services Factor A: Weighted Cost per Service; Meter & Services Factor D: -; Meter & Services Factor E: 4329.3531; Meter & Services Factor F: 4692.371
39
40 | 3 Phase O/H | 3-4/0 Quadruplex | 4720 | - | 67.33% | 27.04%
41 | 3 Phase U/G | 4-350 Quadruplex | 4948 | - | 32.67% | 72.96%
42 | Meter & Services Factor A: Weighted Cost per Service; Meter & Services Factor D: -; Meter & Services Factor E: 4794.4867; Meter & Services Factor F: 4886.3491
43
44 | Meter & Services Factor A: 300-1000 kW
45 | 3 Phase O/H (sec) | 3-750 kcmil Quad | 10113 | - | - | 27.04%
46 | 3 Phase U/G (sec) | 4-750 kcmil Quad | 8521 | - | - | 72.96%
47 | Meter & Services Factor A: Weighted Cost per Service; Meter & Services Factor D: -; Meter & Services Factor E: -; Meter & Services Factor F: 8951.4744
48
49 | Meter & Services Factor A: 1000 kW and Over
50 | Meter & Services Factor A: 3 Phase U/G (sec); Meter & Services Factor B: 12-1000 kcmil Quad; Meter & Services Factor C: 29015
51
52
53 | Meter & Services Factor B: Overhead % =; Meter & Services Factor D: Residential; Meter & Services Factor E: Schedule 24; Meter & Services Factor F: Schedule 36; Meter & Services Factor G: Schedule 48
54 | Meter & Services Factor B: % of Overhead Which Are Small Load=; Meter & Services Factor D: 28.9%
55 | Meter & Services Factor B: % of Overhead Which Are All Electric=; Meter & Services Factor D: 37.51%
56 | Meter & Services Factor B: Total % Overhead; Meter & Services Factor D: 66.41%; Meter & Services Factor E: 67.33%; Meter & Services Factor F: 27.04%; Meter & Services Factor G: 17.65%
57
58 |  | Account 369 - Overhead | 52270773.4523 | 38401277.2322 | 12655014.7345 | 1040608.6824 | 173872.8032
59
60 | Meter & Services Factor B: Underground % =
61 | Meter & Services Factor B: % of Underground Which Are Small Load=; Meter & Services Factor D: 9.248%
62 | Meter & Services Factor B: % of Underground Which Are All Electric=; Meter & Services Factor D: 24.34%
63 | Meter & Services Factor B: Total % Underground; Meter & Services Factor D: 33.59%; Meter & Services Factor E: 32.67%; Meter & Services Factor F: 72.96%; Meter & Services Factor G: 82.35%
64
65 |  | Account 369 - Underground | 29183621.4748 | 19424018.2504 | 6140378.9963 | 2807817.8132 | 811406.4149

## Uncollectables
Uncollectables Factor ( F80 )
PacifiCorp
Cost Of Service By Rate Schedule
State of Washington
WCA
12 Months Ending June 2022
Uncollectables Factor
| A | B | C | D | E | F | G | H | I
| Description | Residential Schedule 16 | Small General Service Schedule 24 | Large General Service < 1,000 kW Schedule 36 | Large General Service > 1,000 kW Schedule 48 | Large General Dedicated Facilities Schedule 48 | Agricultural Pumping Schedule 40 | Street & Area Lighting Sch. 15, 51-54, 57 | Total
1 | Uncollectables Factor A: Revenue
2 | Uncollectables Factor A: Residential; Uncollectables Factor B: 176071754.8596; Uncollectables Factor C: 2884762.3064; Uncollectables Factor I: 178956517.166
3 | Com / Ind |  | 55119447.9321 | 84544774.6012 | 31760598.3937 | 38671305.3249 |  |  | 210096126.2519
4 | Uncollectables Factor A: Irrigation; Uncollectables Factor G: 14475016.4003; Uncollectables Factor I: 14475016.4003
5 | Total | 176071754.8596 | 58004210.2385 | 84544774.6012 | 31760598.3937 | 38671305.3249 | 14475016.4003 | 0 | 403527659.8182
6
7
8 | Uncollectables Factor A: Uncollectables
9 | Write-off | 1582129.4176 | 166182.0393 | 215137.9401 | 80820.0122 | 98405.4308 | 3872.43 | 0 | 2146547.27
10 | Recovery | -453433.4888 | -89775.6661 | -126307.0552 | -47449.2678 | -57773.632 | -4199.51 | 0 | -778938.62
11 | Net Write Off | 1128695.9288 | 76406.3732 | 88830.8849 | 33370.7444 | 40631.7988 | -327.08 | 0 | 1367608.65
12
13
14 | FACTOR 80 | 82.53% | 5.587% | 6.495% | 2.44% | 2.971% | -0.02392% | 0% | 100%
| Uncollectables | Writeoffs | Recoveries | Net Write-offs
| Residential | 1608051.05 | -460862.55 | 1147188.5
| Commercial | 513086.19 | -304571.5 | 208514.69
| Industrial | 21537.6 | -9305.06 | 12232.54
| Irrigation | 3872.43 | -4199.51 | -327.08
| Total | 2146547.27 | -778938.62 | 1367608.65
Write-Off Data is 12 months ending June 2019

## Revenues
Revenues
PacifiCorp
Cost Of Service By Rate Schedule
State of Washington
WCA
12 Months Ending June 2022
Revenue - Normalized
| A | B | C | D | E | F | G | H | I | L
Line | Customer Classes |  | Residential Schedule 16 | Small General Service Schedule 24 | Large General Service < 1,000 kW Schedule 36 | Large General Service > 1,000 kW Schedule 48 | Large General Dedicated Facilities Schedule 48 | Agricultural Pumping Schedule 40 | Street & Area Lighting Sch. 15, 51-54, 57 | Total |  |  | Adjusted
Revenue
1 | Residential |  | 176071754.8596 | 2884762.3064 | 212474.3513 | 0 | 0 | 0 | 108030.4063 | 179277021.9236
2 | [11 empty] | Residential
3 | Commercial |  | 0 | 53487352.8178 | 76153664.7277 | 15035759.9224 | 0 | 0 | 198719.6248 | 144875497.0927 |  | 16,17,18,19 | 176071754.8596
4 | [11 empty] | 24 | 2884762.3064
5 | Industrial |  | 0 | 1632095.1143 | 8391109.8736 | 16724838.4713 | 38671305.3249 | 14475016.4003 | 9920.8232 | 79904286.0075 |  | 29,36 | 212474.3513
6 | [11 empty] | Subtotal | 179168991.5173
7 | Lighting |  | 0 | 0 | 0 | 0 | 0 | 0 | 571945.8888 | 571945.8888
8 | [11 empty] | 15 | 108030.4063
9 | OSPA |  | 0 | 0 | 0 | 0 | 0 | 0 | 0 | 0
10 | [11 empty] | AutoPay Bill Credits | -256071
11 | Interdepartmental |  | 0 | 0 | 0 | 0 | 0 | 0 | 0 | 0 |  | Paperless Bill Credits | -231776.5
12 | [11 empty] | AGA-Revenue Credit | 1155.94
13
14 | Tariff Revenues |  | 176071754.8596 | 58004210.2385 | 84757248.9525 | 31760598.3937 | 38671305.3249 | 14475016.4003 | 888616.7432 | 404628750.9126 |  | Total | 178790330.3636
15
16 | [11 empty] | Commercial
17 | Total AGA Revenues |  | 1137 | 174970 | 250164 | 52059 | 6844 | 140318.37 | 743 | 626235.37 |  | 24 | 53487352.8178
18 | Autopay Bill Credit |  | -251791 | -15611 | -16386 | -3315 | -206 | -77 | -7451 | -294837
19 | Paperless Bill Credit |  | -227903 | -14368 | -15198 | -3142 | -362 | -136 | -6564 | -267673 |  | 29,36 | 76153664.7277
18 | Misc Revenues |  | 0 | 0 | 0 | 0 | 0 | 0 | 0 | 0 |  | 48T | 15035759.9224
19 | Gross Receipts Adj. | F31 | 0 | 0 | 0 | 0 | 0 | 0 | 0 | 0 | 0 | Subtotal | 91189424.65
20 | Unbilled Revenue Adj. |  | 0 | 0 | 0 | 0 | 0 | 0 | 0 | 0
21 | Firm Revenue |  | 175593197.8596 | 58149201.2385 | 84975828.9525 | 31806200.3937 | 38677581.3249 | 14615121.7703 | 875344.7432 | 404692476.2826 |  | 15 | 177448.172
22 | Firm Revenue factor |  | 43.39% | 14.37% | 21% | 7.859% | 9.557% | 3.611% | 0.2163% | 100%
23 | [11 empty] | 54 | 21271.4528
24 | Non-Firm |  | 0 | 0 | 0 | 0 | 0 | 0 | 0 | 0
25 | [11 empty] | AutoPay Bill Credits | -31087
26 | [11 empty] | Paperless Bill Credits | -28762
27 | Total Revenue |  | 175593197.8596 | 58149201.2385 | 84975828.9525 | 31806200.3937 | 38677581.3249 | 14615121.7703 | 875344.7432 | 404692476.2826 |  | AGA-Revenue Credit | 473089.67
[12 empty] | Total | 145288737.7627
| Revenue - Normalized A: PacifiCorp |  | Industrial
| Revenue - Normalized A: Cost Of Service By Rate Schedule |  | 24 | 1632095.1143
State of Washington
| Revenue - Normalized A: WCA |  | 29,36 | 8391109.8736
| Revenue - Normalized A: 12 Months Ending June 2022 |  | 47T | 331840.0881
| Revenue - Normalized A: Revenue - AGA Spread |  | 48 - DF | 38671305.3249
[12 empty] | 48T | 16724838.4713
[12 empty] | Subtotal | 64119093.7579
| A |  | B | C | D | E | F | G | H | I
[12 empty] | 15 | 9920.8232
[12 empty] | AutoPay Bill Credits | -426
Line | Customer Classes |  | Residential Schedule 16 | Small General Service Schedule 24 | Large General Service < 1,000 kW Schedule 36 | Large General Service > 1,000 kW Schedule 48 | Large General Dedicated Facilities Schedule 48 | Agricultural Pumping Schedule 40 | Street & Area Lighting Sch. 15, 51-54, 57 | Total Firm Revenues |  | Paperless Bill Credits | -748
[12 empty] | AGA-Industrial Revenue Credit | 11579.08
1 | Firm Revenues
2 | [11 empty] | Total | 65771514.7753
3 | Residential |  | B: 176071754.8596; C: 2884762.3064; H: 108030.4063; I: 179064547.5723
4 | Commercial |  |  | 53487352.8178 | 76153664.7277 | 15035759.9224 |  |  | 198719.6248 | 144875497.0927 |  | Irrigation
5 | Industrial |  |  | 1632095.1143 | 8391109.8736 | 16724838.4713 | 38671305.3249 | 14475016.4003 | 9920.8232 | 79904286.0075
6 | Lighting |  | H: 571945.8888; I: 571945.8888 |  | 40 | 14475016.4003
7 | Interdepartmental
8 | Total Firm Revenue |  | 176071754.8596 | 58004210.2385 | 84544774.6012 | 31760598.3937 | 38671305.3249 | 14475016.4003 | 888616.7432 | 404416276.5613 |  | AutoPay Bill Credits | -7254
9 | [11 empty] | Paperless Bill Credits | -6384.5
10 | [11 empty] | AGA-Irrigation Revenue Credit | 140318.37
11
12 | AGA Revenues | [10 empty] | Total | 14601696.2703
13
14 | Residential |  | B: 1137; C: 19; H: 1; I: 1155.94 |  | Public Street & Highway Lighting
15 | Commercial |  |  | 174662 | 248679 | 49099 |  |  | 649 | 473089.67
16 | Industrial |  |  | 289 | 1485 | 2960 | 6844 | 140318.37 | 2 | 151897.45 |  | 51 | 464270.9613
17 | Lighting |  | H: 91; I: 90.84 |  | 53 | 107674.9275
18 | Interdepartmental | [10 empty] | Sub Total | 571945.8888
19 | Total AGA Revenues |  | 1137 | 174970 | 250164 | 52059 | 6844 | 140318.37 | 743 | 626235.37
[12 empty] | AGA-Revenue Credit | 90.84
1 | Autopay Bill Credit
2 | [11 empty] | Total | 572036.7288
3 | Residential |  | B: -251791; C: -4125; H: -154; I: -256071
4 | Commercial |  |  | -11477 | -16341 | -3226 |  |  | -43 | -31087
5 | Industrial |  |  | -9 | -45 | -89 | -206 | -77 | 0 | -426 |  | Total | 405024315.9007
6 | Lighting |  | H: -7254; I: -7254
7 | Interdepartmental
8 | Total AGA Revenues |  | -251791 | -15611 | -16386 | -3315 | -206 | -77 | -7451 | -294837 |  | Total less Sch 47 | 404692475.8126
1 | Paperless Bill Credit
2
3 | Residential |  | B: -227903; C: -3734; H: -140; I: -231776.5
4 | Commercial |  |  | -10619 | -15119 | -2985 |  |  | -39 | -28762
5 | Industrial |  |  | -15 | -79 | -157 | -362 | -136 | 0 | -748
6 | Lighting |  | H: -6385; I: -6384.5
7 | Interdepartmental
8 | Total AGA Revenues |  | -227903 | -14368 | -15198 | -3142 | -362 | -136 | -6564 | -267673
PacifiCorp
Cost Of Service By Rate Schedule
State of Washington
WCA
12 Months Ending June 2022
Summary Of Sales For Resale / Other Electric Revenue
| A |  | B | C | D | E | F | G | H | I
Line | Customer Classes |  | Total | Residential Schedule 16 | Small General Service Schedule 24 | Large General Service < 1,000 kW Schedule 36 | Large General Service > 1,000 kW Schedule 48 | Large General Dedicated Facilities Schedule 48 | Agricultural Pumping Schedule 40 | Street & Area Lighting Sch. 15, 51-54, 57
450 | Forfeited Discounts & Int
| 257 Residential Discounts |  | -652.8925 | -641.9804 | -10.5182 | 0 | 0 | 0 | 0 | -0.39389
| 258 Commercial Discounts |  | -194.259 | 0 | -71.7195 | -102.1121 | -20.161 | 0 | 0 | -0.26646
| 259 Industrial Discounts |  | -37.0184 | 0 | -0.75612 | -3.8875 | -7.7484 | -17.9158 | -6.7061 | -0.0045962
| 260 Other Discounts |  | 0 | 0 | 0 | 0 | 0 | 0 | 0 | 0
| Total Account 450 |  | -884.17 | -641.9804 | -82.9939 | -105.9996 | -27.9093 | -17.9158 | -6.7061 | -0.66495
Jim Bridger Generation
Demand
451 | Misc. Service Revenues
| 70 Returned Checks | F40 | 40676.9275 | 32055.2088 | 6024.873 | 309.8862 | 19.233 | 0.28946 | 1488.0705 | 779.3666
| 72 Misc. Service Revenue | F40 | 85595.8959 | 67453.3324 | 12678.0568 | 652.0893 | 40.4717 | 0.60911 | 3131.3262 | 1640.0104
| 73 Temp. Service Connect | F40 | 39717.9586 | 31299.499 | 5882.835 | 302.5806 | 18.7795 | 0.28264 | 1452.9889 | 760.9929
| 145 Connect Fee | F40 | 0 | 0 | 0 | 0 | 0 | 0 | 0 | 0
| 146 Reconnect Fee | F40 | 2981.918 | 2349.8826 | 441.6675 | 22.7169 | 1.4099 | 0.021219 | 109.0865 | 57.1333
| Total Account 451 |  | 168972.7 | 133157.9228 | 25027.4323 | 1287.2731 | 79.8941 | 1.2024 | 6181.472 | 3237.5032
454 | Rent From Electric Prop
| 75 All Other | F20 | 915932.02 | 461375.6654 | 116650.909 | 157581.2927 | 60107.5563 | 74181.5275 | 45304.2211 | 730.848
| 76 Temp Service Connect | F40 | 0 | 0 | 0 | 0 | 0 | 0 | 0 | 0
| Total Account 454 |  | 915932.02 | 461375.6654 | 116650.909 | 157581.2927 | 60107.5563 | 74181.5275 | 45304.2211 | 730.848
456 | Other Electric Revenues
| 79 Other Electric Revenues | F10 | 265774 | 116756.1864 | 33129.1486 | 54678.7304 | 21667.7007 | 29204.2944 | 10039.7032 | 298.2363
| 163 Billing Services | F40 | 0 | 0 | 0 | 0 | 0 | 0 | 0 | 0
| Total Account 456 |  | Error | 116756.1864 | 33129.1486 | 54678.7304 | 21667.7007 | 29204.2944 | 10039.7032 | 298.2363
305 Report
|  |  | Jun 2022 |  | JAM Data | check
450 | Forfeited Discounts & Int
| Residential Discounts |  | B: -650.98; C: 73.84%; D: -652.8925
| Commercial Discounts |  | B: -193.69; C: 21.97%; D: -194.259
| Industrial Discounts |  | B: -36.91; C: 4.187%; D: -37.0184
| Other Forfeited Discounts |  | B: 0; C: 0%; D: 0
| Total Account 450 |  | -881.58 | 100% | -884.17 | 0 | 693936.56
451 | Misc. Service Revenues
| Returned Checks | F40 | B: 41060; C: 24.07%; D: 40676.9275
| Misc. Service Revenue | F40 | B: 86401.99; C: 50.66%; D: 85595.8959
| Temp. Service Connect | F44 | B: 40092; C: 23.51%; D: 39717.9586
| Connect Fee | F43 | B: 0; C: 0%; D: 0
| Reconnect Fee | F40 | B: 3010; C: 1.765%; D: 2981.918
| Total Account 451 |  | 170563.99 | 100% | 168972.7 | 0 | 219722.31
454 | Rent From Electric Property
| Rent on Electric Property | F20 | B: 1693411.18; C: 100%; D: 915932.02
| Temp Service Connect | F44 | B: 0; C: 0%; D: 0
| Total Account 454 |  | 1693411.18 | 100% | 915932.02 | 0 | 984996.96
456 | Other Electric Revenues
| Other Electric Revenues | F10 | B: 775334.68; C: 100%; D: 265774
| Billing Services | F40 | B: 0; C: 0%; D: 0
| Total Account 456 |  | B: 775334.68; C: 100%; D: 265774.1463; E: -0.14633
| STATE SPECIFIC REVENUE CREDIT |  | C: Description; D: Amount
| 47T |  | D: 331840.0881
| Other revenues |  | D: 0
331840.0881
SG/CAGE/CAGW
SE/CAEE/CAEW
SO
DNPPS
DNPPH
DNPD
DNPT
DGU
DGP
JBG
SNPP
CAGE
Note on D152: [Threaded comment] Your version of Excel allows you to read this threaded comment; however, any edits to it will get removed if the file is opened in a newer version of Excel. Learn more: https://go.microsoft.com/fwlink/?linkid=870924 Comment: Previously used calendar year to date, now is using 12 ME Jun. 2022
Note on D159: [Threaded comment] Your version of Excel allows you to read this threaded comment; however, any edits to it will get removed if the file is opened in a newer version of Excel. Learn more: https://go.microsoft.com/fwlink/?linkid=870924 Comment: This is 12 ME

## DistInvest
Distribution Plant Investment to Serve
PacifiCorp
Cost Of Service By Rate Schedule
State of Washington
WCA
12 Months Ending June 2022
Distribution Direct Assignment Summary
| A | B | C | D | E | F | G | H | I
[5 empty] | Demand |  | Customer |  | Meters
Total
| FERC | Distribution |  | Schedule 48
Line | Account | Investment | St Lighting | Ded Facilities | Primary | Secondary | Primary | Secondary
1 | 360 | 2253568.9881 | 0 | 0 | 2253568.9881 | 0 | 0 | 0 | 0
2 | 361 | 9139025.156 | 0 | 0 | 9139025.156 | 0 | 0 | 0 | 0
3 | 362 | 92920006.4015 | 0 | 6084298.63 | 86835707.7715 | 0 | 0 | 0 | 0
4 | 364 | 130091584.6589 | 0 | 0 | 114395926.1794 | 15695658.4795 | 0 | 0 | 0
5 | 365 | 92504908.8996 | 0 | 0 | 64432325.7642 | 28072583.1354 | 0 | 0 | 0
6 | 366 | 25121389.2942 | 0 | 0 | 12438380.755 | 12683008.5391 | 0 | 0 | 0
7 | 367 | 40533867.3303 | 0 | 0 | 21665806.7507 | 18868060.5796 | 0 | 0 | 0
8 | 368 | 134087821.8336 | 0 | 0 | 0 | 134087821.8336 | 0 | 0 | 0
9 | 369 | 81454394.9272 | 0 | 0 | 0 | 0 | 0 | 81454394.9272 | 0
10 | 370 | 16546935.7273 | 0 | 110788.96 | 0 | 0 | 0 | 0 | 16436146.7673
11 | 371 | 567696.8032 | 567696.8032 | 0 | 0 | 0 | 0 | 0 | 0
12 | 372 | 0 | 0 | 0 | 0 | 0 | 0 | 0 | 0
13 | 373 | 4359302.6673 | 4359302.6673 | 0 | 0 | 0 | 0 | 0 | 0 | Allocation Check
14 | [9 empty] | Should Equal "0"
15 | TOTAL | 629580502.6873 | 4926999.4705 | 6195087.59 | 311160741.3651 | 209407132.5672 | 0 | 81454394.9272 | 16436146.7673 | 0
Situs
Customer
Demand
Jim Bridger Generation
System Overhead
Demand
Wheeling Revenue - Energy
Jim Bridger Generation
Demand
|  |  | F30 | F10 | F30
|  | Demand | F32 | F10 | F30
|  | Jim Bridger Energy | F33 | F10 | F30
|  | Energy | F33 | F10 | F30
501NPC | Fuel Related - NPC |  | F33 | F10 | F30
SE/CAEW/CAEE
503NPC | Steam From Other Sources-NPC
SE
CAEW
CAEE
|  |  | F30 | F10 | F30
|  | CAEW/CAEE | F32 | F10 | F10
547 NPC | Fuel-NPC |  | F30 | F10
CAGW
CAGE/CAGW
CAGW
SG
CAGW
CAGW
|  |  | F10 | F10
|  | SG | F10 | F10
|  | SE | F30 | F10
555 NPC | Purchases Power-NPC
|  | CAGW | F10 | F10 | F10
|  | CAEW | F30 | F10 | F30
|  | DGP | F10 | F10 | F10
565NPC | Transmission of Electricity by Others-NPC
CAGW
|  | SE | F30 | F10 | F30
Customer - System
System Overheads
SG
CAEW
CAGW
CAGE
S
DGP
DGU
|  | SE |  | F10
CN
|  | SG/CAGW/CAGE |  | F10
SO
|  | CAEW |  | F10
JBG
JBE
F10
S
SG/CAGW
SO
DGU
CN
DGP
SG
S
|  | SE |  | F10
SG/CAGW
|  | SO | F102x | F102x | F102x
CN
DGP
DGU
CAEW
CAGW
JBG
S
CN
DGU
SG/CAGE/CAGW
SO
S
DGP
DGU
CN
SG/CAGE/CAGW
JBG
SO
S
SGP
SGU
CN
SG/CAGE/CAGW
SE
SO
JBG
JBE
S
SO
SG/CAGE/CAGW
CN
SG-U
SE
SGP
JBG
CAGE
S
SG-P
SG-U
SO
SG/CAGE/CAGW
JBG
S
SG-P
SG/CAGE/CAGW
SO
SE
SG-U
JBG
CAGE
S
SGP
SGU
SO
SE
SG/CAGE/CAGW
JBG
CAGE
S
SG-P
SG/CAGE/CAGW
SO
SG-U
SE
JBG
CAGE
S
SGP
SGU
SO
CN
SG/CAGE/CAGW
SE
JBG
CAGE
CAGE
S
SGP
SGU
CN
SO
SE
SG
JBG
S
SO
SG/CAGE/CAGW
S
SG/CAGE/CAGW
DGP
DGU
S
SG/CAGW
SO
SE
CN
DGU
DGP
JBG
SG/CAGE/CAGW
SE/CAEE/CAEW
SO
DNPPS
DNPPH
DNPD
DNPT
DGU
DGP
JBG
SNPP
CAGE
SG/CAGW
CAGE
CAEW
CAEE
SE
SO
CAEW
CAEE
SG
SO
SE
JBE
EXCTAX
SG/CAGW
DOP
CN
BADDEBT
TROJD
JBE
SE/CAEW
SNP
SNPD
|  |  | F104x | F104x | F104x
|  | DITBAL | F104x | F104x | F104x
|  | DGP | F104x | F104x | F104x
|  | SO | F138x | F138x | F138x
|  | JBE | F104x | F104x | F104x
|  | SE | F104x | F104x | F104x
|  | SG | F104x | F104x | F104x
SG/CAGW
SE
SO
GPS
SNP
TROJD
SNPD
JBE
SGU
SG-P
SG
CAEW
CAGE
S
DGP
DGU
SE
SG
CN
JBG
CAGE
CAGE
SO

## Error Check
Macro_Check_Total | 0
"Functional Study" Error Checking |  |  |  |  | Individual Sheet Error Checking
| Function | Generation | Transmission | Distribution | Class Summary | 0
| Check | Check | Check | Check | Function Summary | 0
[5 empty] | Generation Summary | 0
Largest Difference | 0 | 0 | 0 | 0 | Transmission Summary | 0
Location (Row) | 0 | 0 | 0 | 0 | Distribution Summary | 0
COS to JAM | 2 |  |  |  | Retail Summary | 0
Summary | 0 | 0 | 1.4901e-08 | 0 | Misc Summary | 0
[5 empty] | Distribution Detail Sheets | 0
[5 empty] | G+T+D+R+M | 0
'Summary' Page |  |  |  |  | Generation | 0
Error Check |  |  |  |  | Transmission | 0
Increase |  |  |  |  | Distribution | 0
(Decrease) |  |  |  |  | Retail | 0
to = ROR |  |  |  |  | Misc | 0
[5 empty] | Hot Sheet | 0
0
Total Sales to Ultimate Customers