Commercial_Grocery_Existing_Water Heating_Natural Gas_Water Heater_E6_Codes & Standards Forecast | Commercial | Grocery | Existing | Water Heating | Natural Gas | Water Heater | E6 |  | Codes & Standards Forecast | 0 | 0 | 0 | 0 | 0 | 0 | 0 | 0 | 0 | 0 | 0 | 0 | 0 | 0 | 0 | 0 | 0 | 0 | 0 | 0 | 0 | 0 | 0 | 0 | 0 | 0 | 0 | 0 | 0 | 0 | 0 | 0 | 0 | 0 | 0 | 0 | 0 | 0 | 0 | 0 | 0 | 0 | 0 | 0 | 0 | 0 | 0 | 0 | 0 | 0 | 0
Commercial_Grocery_Existing_Water Heating_Natural Gas_Water Heater_E7_Codes & Standards Forecast | Commercial | Grocery | Existing | Water Heating | Natural Gas | Water Heater | E7 |  | Codes & Standards Forecast | 0 | 0 | 0 | 0 | 0 | 0 | 0 | 0 | 0 | 0 | 0 | 0 | 0 | 0 | 0 | 0 | 0 | 0 | 0 | 0 | 0 | 0 | 0 | 0 | 0 | 0 | 0 | 0 | 0 | 0 | 0 | 0 | 0 | 0 | 0 | 0 | 0 | 0 | 0 | 0 | 0 | 0 | 0 | 0 | 0 | 0 | 0 | 0 | 0 | 0 | 0
Commercial_Grocery_Existing_Water Heating_Natural Gas_Water Heater_E8_Codes & Standards Forecast | Commercial | Grocery | Existing | Water Heating | Natural Gas | Water Heater | E8 |  | Codes & Standards Forecast | 0 | 0 | 0 | 0 | 0 | 0 | 0 | 0 | 0 | 0 | 0 | 0 | 0 | 0 | 0 | 0 | 0 | 0 | 0 | 0 | 0 | 0 | 0 | 0 | 0 | 0 | 0 | 0 | 0 | 0 | 0 | 0 | 0 | 0 | 0 | 0 | 0 | 0 | 0 | 0 | 0 | 0 | 0 | 0 | 0 | 0 | 0 | 0 | 0 | 0 | 0
Commercial_Grocery_Existing_Water Heating_Natural Gas_Water Heater_E9_Codes & Standards Forecast | Commercial | Grocery | Existing | Water Heating | Natural Gas | Water Heater | E9 |  | Codes & Standards Forecast | 0 | 0 | 0 | 0 | 0 | 0 | 0 | 0 | 0 | 0 | 0 | 0 | 0 | 0 | 0 | 0 | 0 | 0 | 0 | 0 | 0 | 0 | 0 | 0 | 0 | 0 | 0 | 0 | 0 | 0 | 0 | 0 | 0 | 0 | 0 | 0 | 0 | 0 | 0 | 0 | 0 | 0 | 0 | 0 | 0 | 0 | 0 | 0 | 0 | 0 | 0
Commercial_Grocery_Existing_Water Heating_Natural Gas_Water Heater_E10_Codes & Standards Forecast | Commercial | Grocery | Existing | Water Heating | Natural Gas | Water Heater | E10 |  | Codes & Standards Forecast | 0 | 0 | 0 | 0 | 0 | 0 | 0 | 0 | 0 | 0 | 0 | 0 | 0 | 0 | 0 | 0 | 0 | 0 | 0 | 0 | 0 | 0 | 0 | 0 | 0 | 0 | 0 | 0 | 0 | 0 | 0 | 0 | 0 | 0 | 0 | 0 | 0 | 0 | 0 | 0 | 0 | 0 | 0 | 0 | 0 | 0 | 0 | 0 | 0 | 0 | 0
Commercial_Grocery_Existing_Water Heating_Natural Gas_Water Heater_Vintage_Codes & Standards Forecast | Commercial | Grocery | Existing | Water Heating | Natural Gas | Water Heater | Vintage |  | Codes & Standards Forecast | 1389198.4354 | 1326845.2871 | 1248556.822 | 1156628.5501 | 1055150.0745 | 946004.4524 | 832120.2317 | 714998.3116 | 595414.6167 | 473853.6523 | 377126.5958 | 300151.9149 | 238883.7575 | 190113.9253 | 151291.7412 | 120392.6841 | 95801.4387 | 76231.5207 | 60657.9483 | 48264.8984 | 38402.7053 | 30554.7572 | 24310.0414 | 19341.1525 | 15387.5235 | 12241.6885 | 9738.6772 | 7747.1954 | 6162.7532 | 4902.1952 | 3899.3463 | 3101.5461 | 2466.9745 | 0 | 0 | 0 | 0 | 0 | 0 | 0 | 0 | 0 | 0 | 0 | 0 | 0 | 0 | 0 | 0 | 0 | 0
Commercial_Grocery_Existing_Food Preparation_Natural Gas_Oven_E1_Codes & Standards Forecast | Commercial | Grocery | Existing | Food Preparation | Natural Gas | Oven | E1 |  | Codes & Standards Forecast | 0 | 10562.158 | 24168.7342 | 40100.8044 | 57815.0443 | 76832.8375 | 96876.581 | 117735.137 | 139217.9625 | 161125.9593 | 183313.932 | 205674.9727 | 223160.6147 | 236760.5519 | 247261.7309 | 255299.5552 | 261378.11 | 265899.3704 | 269181.6684 | 271478.3841 | 272988.8276 | 273873.4265 | 274262.0248 | 274256.3212 | 273937.2583 | 273367.0791 | 272597.0123 | 271667.8287 | 270611.9752 | 269455.2735 | 268218.2722 | 266917.3229 | 265574.5864 | 0 | 0 | 0 | 0 | 0 | 0 | 0 | 0 | 0 | 0 | 0 | 0 | 0 | 0 | 0 | 0 | 0 | 0
Commercial_Grocery_Existing_Food Preparation_Natural Gas_Oven_E2_Codes & Standards Forecast | Commercial | Grocery | Existing | Food Preparation | Natural Gas | Oven | E2 |  | Codes & Standards Forecast | 0 | 0 | 0 | 0 | 0 | 0 | 0 | 0 | 0 | 0 | 0 | 0 | 0 | 0 | 0 | 0 | 0 | 0 | 0 | 0 | 0 | 0 | 0 | 0 | 0 | 0 | 0 | 0 | 0 | 0 | 0 | 0 | 0 | 0 | 0 | 0 | 0 | 0 | 0 | 0 | 0 | 0 | 0 | 0 | 0 | 0 | 0 | 0 | 0 | 0 | 0
Commercial_Grocery_Existing_Food Preparation_Natural Gas_Oven_E3_Codes & Standards Forecast | Commercial | Grocery | Existing | Food Preparation | Natural Gas | Oven | E3 |  | Codes & Standards Forecast | 0 | 0 | 0 | 0 | 0 | 0 | 0 | 0 | 0 | 0 | 0 | 0 | 0 | 0 | 0 | 0 | 0 | 0 | 0 | 0 | 0 | 0 | 0 | 0 | 0 | 0 | 0 | 0 | 0 | 0 | 0 | 0 | 0 | 0 | 0 | 0 | 0 | 0 | 0 | 0 | 0 | 0 | 0 | 0 | 0 | 0 | 0 | 0 | 0 | 0 | 0
Commercial_Grocery_Existing_Food Preparation_Natural Gas_Oven_E4_Codes & Standards Forecast | Commercial | Grocery | Existing | Food Preparation | Natural Gas | Oven | E4 |  | Codes & Standards Forecast | 0 | 0 | 0 | 0 | 0 | 0 | 0 | 0 | 0 | 0 | 0 | 0 | 0 | 0 | 0 | 0 | 0 | 0 | 0 | 0 | 0 | 0 | 0 | 0 | 0 | 0 | 0 | 0 | 0 | 0 | 0 | 0 | 0 | 0 | 0 | 0 | 0 | 0 | 0 | 0 | 0 | 0 | 0 | 0 | 0 | 0 | 0 | 0 | 0 | 0 | 0
Commercial_Grocery_Existing_Food Preparation_Natural Gas_Oven_E5_Codes & Standards Forecast | Commercial | Grocery | Existing | Food Preparation | Natural Gas | Oven | E5 |  | Codes & Standards Forecast | 0 | 0 | 0 | 0 | 0 | 0 | 0 | 0 | 0 | 0 | 0 | 0 | 0 | 0 | 0 | 0 | 0 | 0 | 0 | 0 | 0 | 0 | 0 | 0 | 0 | 0 | 0 | 0 | 0 | 0 | 0 | 0 | 0 | 0 | 0 | 0 | 0 | 0 | 0 | 0 | 0 | 0 | 0 | 0 | 0 | 0 | 0 | 0 | 0 | 0 | 0
Commercial_Grocery_Existing_Food Preparation_Natural Gas_Oven_E6_Codes & Standards Forecast | Commercial | Grocery | Existing | Food Preparation | Natural Gas | Oven | E6 |  | Codes & Standards Forecast | 0 | 0 | 0 | 0 | 0 | 0 | 0 | 0 | 0 | 0 | 0 | 0 | 0 | 0 | 0 | 0 | 0 | 0 | 0 | 0 | 0 | 0 | 0 | 0 | 0 | 0 | 0 | 0 | 0 | 0 | 0 | 0 | 0 | 0 | 0 | 0 | 0 | 0 | 0 | 0 | 0 | 0 | 0 | 0 | 0 | 0 | 0 | 0 | 0 | 0 | 0
Commercial_Grocery_Existing_Food Preparation_Natural Gas_Oven_E7_Codes & Standards Forecast | Commercial | Grocery | Existing | Food Preparation | Natural Gas | Oven | E7 |  | Codes & Standards Forecast | 0 | 0 | 0 | 0 | 0 | 0 | 0 | 0 | 0 | 0 | 0 | 0 | 0 | 0 | 0 | 0 | 0 | 0 | 0 | 0 | 0 | 0 | 0 | 0 | 0 | 0 | 0 | 0 | 0 | 0 | 0 | 0 | 0 | 0 | 0 | 0 | 0 | 0 | 0 | 0 | 0 | 0 | 0 | 0 | 0 | 0 | 0 | 0 | 0 | 0 | 0
Commercial_Grocery_Existing_Food Preparation_Natural Gas_Oven_E8_Codes & Standards Forecast | Commercial | Grocery | Existing | Food Preparation | Natural Gas | Oven | E8 |  | Codes & Standards Forecast | 0 | 0 | 0 | 0 | 0 | 0 | 0 | 0 | 0 | 0 | 0 | 0 | 0 | 0 | 0 | 0 | 0 | 0 | 0 | 0 | 0 | 0 | 0 | 0 | 0 | 0 | 0 | 0 | 0 | 0 | 0 | 0 | 0 | 0 | 0 | 0 | 0 | 0 | 0 | 0 | 0 | 0 | 0 | 0 | 0 | 0 | 0 | 0 | 0 | 0 | 0
Commercial_Grocery_Existing_Food Preparation_Natural Gas_Oven_E9_Codes & Standards Forecast | Commercial | Grocery | Existing | Food Preparation | Natural Gas | Oven | E9 |  | Codes & Standards Forecast | 0 | 0 | 0 | 0 | 0 | 0 | 0 | 0 | 0 | 0 | 0 | 0 | 0 | 0 | 0 | 0 | 0 | 0 | 0 | 0 | 0 | 0 | 0 | 0 | 0 | 0 | 0 | 0 | 0 | 0 | 0 | 0 | 0 | 0 | 0 | 0 | 0 | 0 | 0 | 0 | 0 | 0 | 0 | 0 | 0 | 0 | 0 | 0 | 0 | 0 | 0
Commercial_Grocery_Existing_Food Preparation_Natural Gas_Oven_E10_Codes & Standards Forecast | Commercial | Grocery | Existing | Food Preparation | Natural Gas | Oven | E10 |  | Codes & Standards Forecast | 0 | 0 | 0 | 0 | 0 | 0 | 0 | 0 | 0 | 0 | 0 | 0 | 0 | 0 | 0 | 0 | 0 | 0 | 0 | 0 | 0 | 0 | 0 | 0 | 0 | 0 | 0 | 0 | 0 | 0 | 0 | 0 | 0 | 0 | 0 | 0 | 0 | 0 | 0 | 0 | 0 | 0 | 0 | 0 | 0 | 0 | 0 | 0 | 0 | 0 | 0
Commercial_Grocery_Existing_Food Preparation_Natural Gas_Oven_Vintage_Codes & Standards Forecast | Commercial | Grocery | Existing | Food Preparation | Natural Gas | Oven | Vintage |  | Codes & Standards Forecast | 318485.1206 | 306302.5822 | 291075.6255 | 273186.7302 | 253464.8064 | 232245.8371 | 210145.6954 | 187466.247 | 164347.2705 | 140860.0231 | 117113.597 | 93209.736 | 74183.408 | 59038.3332 | 46982.4197 | 37386.9689 | 29750.3576 | 23673.0787 | 18836.8325 | 14988.2716 | 11925.6478 | 9488.5313 | 7549.2856 | 6006.2376 | 4778.4703 | 3801.5568 | 3024.267 | 2405.8285 | 1913.7929 | 1522.3368 | 1210.9103 | 963.1599 | 766.0989 | 0 | 0 | 0 | 0 | 0 | 0 | 0 | 0 | 0 | 0 | 0 | 0 | 0 | 0 | 0 | 0 | 0 | 0
Commercial_Grocery_Existing_Food Preparation_Natural Gas_Conveyor Oven_E1_Codes & Standards Forecast | Commercial | Grocery | Existing | Food Preparation | Natural Gas | Conveyor Oven | E1 |  | Codes & Standards Forecast | 0 | 3727.8205 | 8530.1415 | 14153.2251 | 20405.3097 | 27117.472 | 34191.7345 | 41553.5778 | 49135.7515 | 56867.9856 | 64699.0348 | 72591.1668 | 80511.6524 | 88434.5294 | 96338.4894 | 104209.7724 | 112036.8733 | 118107.6933 | 122780.9586 | 126342.1969 | 129017.5508 | 130987.8164 | 132397.9383 | 133362.5106 | 133972.7359 | 134300.1286 | 134402.4221 | 134325.5644 | 134106.1226 | 133773.1977 | 133349.948 | 132854.8021 | 132306.9825 | 0 | 0 | 0 | 0 | 0 | 0 | 0 | 0 | 0 | 0 | 0 | 0 | 0 | 0 | 0 | 0 | 0 | 0
Commercial_Grocery_Existing_Food Preparation_Natural Gas_Conveyor Oven_E2_Codes & Standards Forecast | Commercial | Grocery | Existing | Food Preparation | Natural Gas | Conveyor Oven | E2 |  | Codes & Standards Forecast | 0 | 0 | 0 | 0 | 0 | 0 | 0 | 0 | 0 | 0 | 0 | 0 | 0 | 0 | 0 | 0 | 0 | 0 | 0 | 0 | 0 | 0 | 0 | 0 | 0 | 0 | 0 | 0 | 0 | 0 | 0 | 0 | 0 | 0 | 0 | 0 | 0 | 0 | 0 | 0 | 0 | 0 | 0 | 0 | 0 | 0 | 0 | 0 | 0 | 0 | 0
Commercial_Grocery_Existing_Food Preparation_Natural Gas_Conveyor Oven_E3_Codes & Standards Forecast | Commercial | Grocery | Existing | Food Preparation | Natural Gas | Conveyor Oven | E3 |  | Codes & Standards Forecast | 0 | 0 | 0 | 0 | 0 | 0 | 0 | 0 | 0 | 0 | 0 | 0 | 0 | 0 | 0 | 0 | 0 | 0 | 0 | 0 | 0 | 0 | 0 | 0 | 0 | 0 | 0 | 0 | 0 | 0 | 0 | 0 | 0 | 0 | 0 | 0 | 0 | 0 | 0 | 0 | 0 | 0 | 0 | 0 | 0 | 0 | 0 | 0 | 0 | 0 | 0
Commercial_Grocery_Existing_Food Preparation_Natural Gas_Conveyor Oven_E4_Codes & Standards Forecast | Commercial | Grocery | Existing | Food Preparation | Natural Gas | Conveyor Oven | E4 |  | Codes & Standards Forecast | 0 | 0 | 0 | 0 | 0 | 0 | 0 | 0 | 0 | 0 | 0 | 0 | 0 | 0 | 0 | 0 | 0 | 0 | 0 | 0 | 0 | 0 | 0 | 0 | 0 | 0 | 0 | 0 | 0 | 0 | 0 | 0 | 0 | 0 | 0 | 0 | 0 | 0 | 0 | 0 | 0 | 0 | 0 | 0 | 0 | 0 | 0 | 0 | 0 | 0 | 0
Commercial_Grocery_Existing_Food Preparation_Natural Gas_Conveyor Oven_E5_Codes & Standards Forecast | Commercial | Grocery | Existing | Food Preparation | Natural Gas | Conveyor Oven | E5 |  | Codes & Standards Forecast | 0 | 0 | 0 | 0 | 0 | 0 | 0 | 0 | 0 | 0 | 0 | 0 | 0 | 0 | 0 | 0 | 0 | 0 | 0 | 0 | 0 | 0 | 0 | 0 | 0 | 0 | 0 | 0 | 0 | 0 | 0 | 0 | 0 | 0 | 0 | 0 | 0 | 0 | 0 | 0 | 0 | 0 | 0 | 0 | 0 | 0 | 0 | 0 | 0 | 0 | 0
Commercial_Grocery_Existing_Food Preparation_Natural Gas_Conveyor Oven_E6_Codes & Standards Forecast | Commercial | Grocery | Existing | Food Preparation | Natural Gas | Conveyor Oven | E6 |  | Codes & Standards Forecast | 0 | 0 | 0 | 0 | 0 | 0 | 0 | 0 | 0 | 0 | 0 | 0 | 0 | 0 | 0 | 0 | 0 | 0 | 0 | 0 | 0 | 0 | 0 | 0 | 0 | 0 | 0 | 0 | 0 | 0 | 0 | 0 | 0 | 0 | 0 | 0 | 0 | 0 | 0 | 0 | 0 | 0 | 0 | 0 | 0 | 0 | 0 | 0 | 0 | 0 | 0
Commercial_Grocery_Existing_Food Preparation_Natural Gas_Conveyor Oven_E7_Codes & Standards Forecast | Commercial | Grocery | Existing | Food Preparation | Natural Gas | Conveyor Oven | E7 |  | Codes & Standards Forecast | 0 | 0 | 0 | 0 | 0 | 0 | 0 | 0 | 0 | 0 | 0 | 0 | 0 | 0 | 0 | 0 | 0 | 0 | 0 | 0 | 0 | 0 | 0 | 0 | 0 | 0 | 0 | 0 | 0 | 0 | 0 | 0 | 0 | 0 | 0 | 0 | 0 | 0 | 0 | 0 | 0 | 0 | 0 | 0 | 0 | 0 | 0 | 0 | 0 | 0 | 0
Commercial_Grocery_Existing_Food Preparation_Natural Gas_Conveyor Oven_E8_Codes & Standards Forecast | Commercial | Grocery | Existing | Food Preparation | Natural Gas | Conveyor Oven | E8 |  | Codes & Standards Forecast | 0 | 0 | 0 | 0 | 0 | 0 | 0 | 0 | 0 | 0 | 0 | 0 | 0 | 0 | 0 | 0 | 0 | 0 | 0 | 0 | 0 | 0 | 0 | 0 | 0 | 0 | 0 | 0 | 0 | 0 | 0 | 0 | 0 | 0 | 0 | 0 | 0 | 0 | 0 | 0 | 0 | 0 | 0 | 0 | 0 | 0 | 0 | 0 | 0 | 0 | 0
Commercial_Grocery_Existing_Food Preparation_Natural Gas_Conveyor Oven_E9_Codes & Standards Forecast | Commercial | Grocery | Existing | Food Preparation | Natural Gas | Conveyor Oven | E9 |  | Codes & Standards Forecast | 0 | 0 | 0 | 0 | 0 | 0 | 0 | 0 | 0 | 0 | 0 | 0 | 0 | 0 | 0 | 0 | 0 | 0 | 0 | 0 | 0 | 0 | 0 | 0 | 0 | 0 | 0 | 0 | 0 | 0 | 0 | 0 | 0 | 0 | 0 | 0 | 0 | 0 | 0 | 0 | 0 | 0 | 0 | 0 | 0 | 0 | 0 | 0 | 0 | 0 | 0
Commercial_Grocery_Existing_Food Preparation_Natural Gas_Conveyor Oven_E10_Codes & Standards Forecast | Commercial | Grocery | Existing | Food Preparation | Natural Gas | Conveyor Oven | E10 |  | Codes & Standards Forecast | 0 | 0 | 0 | 0 | 0 | 0 | 0 | 0 | 0 | 0 | 0 | 0 | 0 | 0 | 0 | 0 | 0 | 0 | 0 | 0 | 0 | 0 | 0 | 0 | 0 | 0 | 0 | 0 | 0 | 0 | 0 | 0 | 0 | 0 | 0 | 0 | 0 | 0 | 0 | 0 | 0 | 0 | 0 | 0 | 0 | 0 | 0 | 0 | 0 | 0 | 0
Commercial_Grocery_Existing_Food Preparation_Natural Gas_Conveyor Oven_Vintage_Codes & Standards Forecast | Commercial | Grocery | Existing | Food Preparation | Natural Gas | Conveyor Oven | Vintage |  | Codes & Standards Forecast | 159242.5603 | 154704.5496 | 149092.0384 | 142490.5422 | 135234.6156 | 127421.8653 | 119319.4037 | 111047.1143 | 102646.865 | 94125.0056 | 85514.7297 | 76851.1875 | 68160.359 | 59464.9132 | 50783.5859 | 42133.4896 | 33527.3605 | 26678.5312 | 21228.2918 | 16891.1309 | 13439.6869 | 10693.1626 | 8507.7169 | 6768.7688 | 5385.1284 | 4284.1893 | 3408.2175 | 2711.2642 | 2156.7614 | 1715.6075 | 1364.6433 | 1085.4394 | 863.3601 | 0 | 0 | 0 | 0 | 0 | 0 | 0 | 0 | 0 | 0 | 0 | 0 | 0 | 0 | 0 | 0 | 0 | 0
Commercial_Grocery_Existing_Food Preparation_Natural Gas_Double Rack Oven_E1_Codes & Standards Forecast | Commercial | Grocery | Existing | Food Preparation | Natural Gas | Double Rack Oven | E1 |  | Codes & Standards Forecast | 0 | 5281.079 | 12084.3671 | 20050.4022 | 28907.5221 | 38416.4187 | 48438.2905 | 58867.5685 | 69608.9812 | 80562.9797 | 91656.966 | 102837.4863 | 111580.3074 | 118380.276 | 123630.8655 | 127649.7776 | 130689.055 | 132949.6852 | 134590.8342 | 135739.192 | 136494.4138 | 136936.7133 | 137131.0124 | 137128.1606 | 136968.6291 | 136683.5395 | 136298.5061 | 135833.9144 | 135305.9876 | 134727.6368 | 134109.1361 | 133458.6615 | 132787.2932 | 0 | 0 | 0 | 0 | 0 | 0 | 0 | 0 | 0 | 0 | 0 | 0 | 0 | 0 | 0 | 0 | 0 | 0
Commercial_Grocery_Existing_Food Preparation_Natural Gas_Double Rack Oven_E2_Codes & Standards Forecast | Commercial | Grocery | Existing | Food Preparation | Natural Gas | Double Rack Oven | E2 |  | Codes & Standards Forecast | 0 | 0 | 0 | 0 | 0 | 0 | 0 | 0 | 0 | 0 | 0 | 0 | 0 | 0 | 0 | 0 | 0 | 0 | 0 | 0 | 0 | 0 | 0 | 0 | 0 | 0 | 0 | 0 | 0 | 0 | 0 | 0 | 0 | 0 | 0 | 0 | 0 | 0 | 0 | 0 | 0 | 0 | 0 | 0 | 0 | 0 | 0 | 0 | 0 | 0 | 0
Commercial_Grocery_Existing_Food Preparation_Natural Gas_Double Rack Oven_E3_Codes & Standards Forecast | Commercial | Grocery | Existing | Food Preparation | Natural Gas | Double Rack Oven | E3 |  | Codes & Standards Forecast | 0 | 0 | 0 | 0 | 0 | 0 | 0 | 0 | 0 | 0 | 0 | 0 | 0 | 0 | 0 | 0 | 0 | 0 | 0 | 0 | 0 | 0 | 0 | 0 | 0 | 0 | 0 | 0 | 0 | 0 | 0 | 0 | 0 | 0 | 0 | 0 | 0 | 0 | 0 | 0 | 0 | 0 | 0 | 0 | 0 | 0 | 0 | 0 | 0 | 0 | 0
Commercial_Grocery_Existing_Food Preparation_Natural Gas_Double Rack Oven_E4_Codes & Standards Forecast | Commercial | Grocery | Existing | Food Preparation | Natural Gas | Double Rack Oven | E4 |  | Codes & Standards Forecast | 0 | 0 | 0 | 0 | 0 | 0 | 0 | 0 | 0 | 0 | 0 | 0 | 0 | 0 | 0 | 0 | 0 | 0 | 0 | 0 | 0 | 0 | 0 | 0 | 0 | 0 | 0 | 0 | 0 | 0 | 0 | 0 | 0 | 0 | 0 | 0 | 0 | 0 | 0 | 0 | 0 | 0 | 0 | 0 | 0 | 0 | 0 | 0 | 0 | 0 | 0
Commercial_Grocery_Existing_Food Preparation_Natural Gas_Double Rack Oven_E5_Codes & Standards Forecast | Commercial | Grocery | Existing | Food Preparation | Natural Gas | Double Rack Oven | E5 |  | Codes & Standards Forecast | 0 | 0 | 0 | 0 | 0 | 0 | 0 | 0 | 0 | 0 | 0 | 0 | 0 | 0 | 0 | 0 | 0 | 0 | 0 | 0 | 0 | 0 | 0 | 0 | 0 | 0 | 0 | 0 | 0 | 0 | 0 | 0 | 0 | 0 | 0 | 0 | 0 | 0 | 0 | 0 | 0 | 0 | 0 | 0 | 0 | 0 | 0 | 0 | 0 | 0 | 0
Commercial_Grocery_Existing_Food Preparation_Natural Gas_Double Rack Oven_E6_Codes & Standards Forecast | Commercial | Grocery | Existing | Food Preparation | Natural Gas | Double Rack Oven | E6 |  | Codes & Standards Forecast | 0 | 0 | 0 | 0 | 0 | 0 | 0 | 0 | 0 | 0 | 0 | 0 | 0 | 0 | 0 | 0 | 0 | 0 | 0 | 0 | 0 | 0 | 0 | 0 | 0 | 0 | 0 | 0 | 0 | 0 | 0 | 0 | 0 | 0 | 0 | 0 | 0 | 0 | 0 | 0 | 0 | 0 | 0 | 0 | 0 | 0 | 0 | 0 | 0 | 0 | 0
Commercial_Grocery_Existing_Food Preparation_Natural Gas_Double Rack Oven_E7_Codes & Standards Forecast | Commercial | Grocery | Existing | Food Preparation | Natural Gas | Double Rack Oven | E7 |  | Codes & Standards Forecast | 0 | 0 | 0 | 0 | 0 | 0 | 0 | 0 | 0 | 0 | 0 | 0 | 0 | 0 | 0 | 0 | 0 | 0 | 0 | 0 | 0 | 0 | 0 | 0 | 0 | 0 | 0 | 0 | 0 | 0 | 0 | 0 | 0 | 0 | 0 | 0 | 0 | 0 | 0 | 0 | 0 | 0 | 0 | 0 | 0 | 0 | 0 | 0 | 0 | 0 | 0
Commercial_Grocery_Existing_Food Preparation_Natural Gas_Double Rack Oven_E8_Codes & Standards Forecast | Commercial | Grocery | Existing | Food Preparation | Natural Gas | Double Rack Oven | E8 |  | Codes & Standards Forecast | 0 | 0 | 0 | 0 | 0 | 0 | 0 | 0 | 0 | 0 | 0 | 0 | 0 | 0 | 0 | 0 | 0 | 0 | 0 | 0 | 0 | 0 | 0 | 0 | 0 | 0 | 0 | 0 | 0 | 0 | 0 | 0 | 0 | 0 | 0 | 0 | 0 | 0 | 0 | 0 | 0 | 0 | 0 | 0 | 0 | 0 | 0 | 0 | 0 | 0 | 0
Commercial_Grocery_Existing_Food Preparation_Natural Gas_Double Rack Oven_E9_Codes & Standards Forecast | Commercial | Grocery | Existing | Food Preparation | Natural Gas | Double Rack Oven | E9 |  | Codes & Standards Forecast | 0 | 0 | 0 | 0 | 0 | 0 | 0 | 0 | 0 | 0 | 0 | 0 | 0 | 0 | 0 | 0 | 0 | 0 | 0 | 0 | 0 | 0 | 0 | 0 | 0 | 0 | 0 | 0 | 0 | 0 | 0 | 0 | 0 | 0 | 0 | 0 | 0 | 0 | 0 | 0 | 0 | 0 | 0 | 0 | 0 | 0 | 0 | 0 | 0 | 0 | 0
Commercial_Grocery_Existing_Food Preparation_Natural Gas_Double Rack Oven_E10_Codes & Standards Forecast | Commercial | Grocery | Existing | Food Preparation | Natural Gas | Double Rack Oven | E10 |  | Codes & Standards Forecast | 0 | 0 | 0 | 0 | 0 | 0 | 0 | 0 | 0 | 0 | 0 | 0 | 0 | 0 | 0 | 0 | 0 | 0 | 0 | 0 | 0 | 0 | 0 | 0 | 0 | 0 | 0 | 0 | 0 | 0 | 0 | 0 | 0 | 0 | 0 | 0 | 0 | 0 | 0 | 0 | 0 | 0 | 0 | 0 | 0 | 0 | 0 | 0 | 0 | 0 | 0
Commercial_Grocery_Existing_Food Preparation_Natural Gas_Double Rack Oven_Vintage_Codes & Standards Forecast | Commercial | Grocery | Existing | Food Preparation | Natural Gas | Double Rack Oven | Vintage |  | Codes & Standards Forecast | 159242.5603 | 153151.2911 | 145537.8128 | 136593.3651 | 126732.4032 | 116122.9186 | 105072.8477 | 93733.1235 | 82173.6353 | 70430.0115 | 58556.7985 | 46604.868 | 37091.704 | 29519.1666 | 23491.2099 | 18693.4844 | 14875.1788 | 11836.5394 | 9418.4162 | 7494.1358 | 5962.8239 | 4744.2657 | 3774.6428 | 3003.1188 | 2389.2351 | 1900.7784 | 1512.1335 | 1202.9143 | 956.8964 | 761.1684 | 605.4551 | 481.58 | 383.0494 | 0 | 0 | 0 | 0 | 0 | 0 | 0 | 0 | 0 | 0 | 0 | 0 | 0 | 0 | 0 | 0 | 0 | 0
Commercial_Grocery_Existing_Food Preparation_Natural Gas_Fryer_E1_Codes & Standards Forecast | Commercial | Grocery | Existing | Food Preparation | Natural Gas | Fryer | E1 |  | Codes & Standards Forecast | 0 | 43208.8282 | 103887.3458 | 103242.483 | 102580.8599 | 101855.4723 | 90711.1271 | 67629.8521 | 50450.472 | 37641.0085 | 18363.3127 | 0 | 0 | 0 | 0 | 0 | 0 | 0 | 0 | 0 | 0 | 0 | 0 | 0 | 0 | 0 | 0 | 0 | 0 | 0 | 0 | 0 | 0 | 0 | 0 | 0 | 0 | 0 | 0 | 0 | 0 | 0 | 0 | 0 | 0 | 0 | 0 | 0 | 0 | 0 | 0
Commercial_Grocery_Existing_Food Preparation_Natural Gas_Fryer_E2_Codes & Standards Forecast | Commercial | Grocery | Existing | Food Preparation | Natural Gas | Fryer | E2 |  | Codes & Standards Forecast | 0 | 0 | 0 | 73871.7766 | 156745.3225 | 245803.1576 | 321809.1714 | 392526.1275 | 444598.9951 | 482707.52 | 520097.8337 | 551214.2974 | 559951.6917 | 565680.8847 | 569152.8025 | 570948.1905 | 571495.8828 | 571117.2456 | 570048.5718 | 568466.1881 | 566496.7618 | 564238.3918 | 561768.6792 | 559142.3028 | 556400.0701 | 553568.0253 | 550668.8446 | 547719.445 | 544732.4465 | 541717.263 | 538680.9164 | 535628.6443 | 532582.6999 | 0 | 0 | 0 | 0 | 0 | 0 | 0 | 0 | 0 | 0 | 0 | 0 | 0 | 0 | 0 | 0 | 0 | 0
Commercial_Grocery_Existing_Food Preparation_Natural Gas_Fryer_E3_Codes & Standards Forecast | Commercial | Grocery | Existing | Food Preparation | Natural Gas | Fryer | E3 |  | Codes & Standards Forecast | 0 | 0 | 0 | 0 | 0 | 0 | 0 | 0 | 0 | 0 | 0 | 0 | 0 | 0 | 0 | 0 | 0 | 0 | 0 | 0 | 0 | 0 | 0 | 0 | 0 | 0 | 0 | 0 | 0 | 0 | 0 | 0 | 0 | 0 | 0 | 0 | 0 | 0 | 0 | 0 | 0 | 0 | 0 | 0 | 0 | 0 | 0 | 0 | 0 | 0 | 0
Commercial_Grocery_Existing_Food Preparation_Natural Gas_Fryer_E4_Codes & Standards Forecast | Commercial | Grocery | Existing | Food Preparation | Natural Gas | Fryer | E4 |  | Codes & Standards Forecast | 0 | 0 | 0 | 0 | 0 | 0 | 0 | 0 | 0 | 0 | 0 | 0 | 0 | 0 | 0 | 0 | 0 | 0 | 0 | 0 | 0 | 0 | 0 | 0 | 0 | 0 | 0 | 0 | 0 | 0 | 0 | 0 | 0 | 0 | 0 | 0 | 0 | 0 | 0 | 0 | 0 | 0 | 0 | 0 | 0 | 0 | 0 | 0 | 0 | 0 | 0
Commercial_Grocery_Existing_Food Preparation_Natural Gas_Fryer_E5_Codes & Standards Forecast | Commercial | Grocery | Existing | Food Preparation | Natural Gas | Fryer | E5 |  | Codes & Standards Forecast | 0 | 0 | 0 | 0 | 0 | 0 | 0 | 0 | 0 | 0 | 0 | 0 | 0 | 0 | 0 | 0 | 0 | 0 | 0 | 0 | 0 | 0 | 0 | 0 | 0 | 0 | 0 | 0 | 0 | 0 | 0 | 0 | 0 | 0 | 0 | 0 | 0 | 0 | 0 | 0 | 0 | 0 | 0 | 0 | 0 | 0 | 0 | 0 | 0 | 0 | 0
Commercial_Grocery_Existing_Food Preparation_Natural Gas_Fryer_E6_Codes & Standards Forecast | Commercial | Grocery | Existing | Food Preparation | Natural Gas | Fryer | E6 |  | Codes & Standards Forecast | 0 | 0 | 0 | 0 | 0 | 0 | 0 | 0 | 0 | 0 | 0 | 0 | 0 | 0 | 0 | 0 | 0 | 0 | 0 | 0 | 0 | 0 | 0 | 0 | 0 | 0 | 0 | 0 | 0 | 0 | 0 | 0 | 0 | 0 | 0 | 0 | 0 | 0 | 0 | 0 | 0 | 0 | 0 | 0 | 0 | 0 | 0 | 0 | 0 | 0 | 0
Commercial_Grocery_Existing_Food Preparation_Natural Gas_Fryer_E7_Codes & Standards Forecast | Commercial | Grocery | Existing | Food Preparation | Natural Gas | Fryer | E7 |  | Codes & Standards Forecast | 0 | 0 | 0 | 0 | 0 | 0 | 0 | 0 | 0 | 0 | 0 | 0 | 0 | 0 | 0 | 0 | 0 | 0 | 0 | 0 | 0 | 0 | 0 | 0 | 0 | 0 | 0 | 0 | 0 | 0 | 0 | 0 | 0 | 0 | 0 | 0 | 0 | 0 | 0 | 0 | 0 | 0 | 0 | 0 | 0 | 0 | 0 | 0 | 0 | 0 | 0
Commercial_Grocery_Existing_Food Preparation_Natural Gas_Fryer_E8_Codes & Standards Forecast | Commercial | Grocery | Existing | Food Preparation | Natural Gas | Fryer | E8 |  | Codes & Standards Forecast | 0 | 0 | 0 | 0 | 0 | 0 | 0 | 0 | 0 | 0 | 0 | 0 | 0 | 0 | 0 | 0 | 0 | 0 | 0 | 0 | 0 | 0 | 0 | 0 | 0 | 0 | 0 | 0 | 0 | 0 | 0 | 0 | 0 | 0 | 0 | 0 | 0 | 0 | 0 | 0 | 0 | 0 | 0 | 0 | 0 | 0 | 0 | 0 | 0 | 0 | 0
Commercial_Grocery_Existing_Food Preparation_Natural Gas_Fryer_E9_Codes & Standards Forecast | Commercial | Grocery | Existing | Food Preparation | Natural Gas | Fryer | E9 |  | Codes & Standards Forecast | 0 | 0 | 0 | 0 | 0 | 0 | 0 | 0 | 0 | 0 | 0 | 0 | 0 | 0 | 0 | 0 | 0 | 0 | 0 | 0 | 0 | 0 | 0 | 0 | 0 | 0 | 0 | 0 | 0 | 0 | 0 | 0 | 0 | 0 | 0 | 0 | 0 | 0 | 0 | 0 | 0 | 0 | 0 | 0 | 0 | 0 | 0 | 0 | 0 | 0 | 0
Commercial_Grocery_Existing_Food Preparation_Natural Gas_Fryer_E10_Codes & Standards Forecast | Commercial | Grocery | Existing | Food Preparation | Natural Gas | Fryer | E10 |  | Codes & Standards Forecast | 0 | 0 | 0 | 0 | 0 | 0 | 0 | 0 | 0 | 0 | 0 | 0 | 0 | 0 | 0 | 0 | 0 | 0 | 0 | 0 | 0 | 0 | 0 | 0 | 0 | 0 | 0 | 0 | 0 | 0 | 0 | 0 | 0 | 0 | 0 | 0 | 0 | 0 | 0 | 0 | 0 | 0 | 0 | 0 | 0 | 0 | 0 | 0 | 0 | 0 | 0
Commercial_Grocery_Existing_Food Preparation_Natural Gas_Fryer_Vintage_Codes & Standards Forecast | Commercial | Grocery | Existing | Food Preparation | Natural Gas | Fryer | Vintage |  | Codes & Standards Forecast | 636970.2411 | 590520.6521 | 526601.3737 | 449460.8096 | 363233.5189 | 270498.7193 | 201524.2543 | 150246.7884 | 112080.9989 | 83623.4363 | 62393.9118 | 46555.1198 | 34736.3537 | 25916.8856 | 19335.4988 | 14424.8575 | 10761.0523 | 8027.6526 | 5988.4301 | 4467.1233 | 3332.1891 | 2485.5238 | 1853.9417 | 1382.8147 | 1031.387 | 769.2465 | 573.714 | 427.8694 | 319.0897 | 237.9578 | 177.4485 | 132.3214 | 98.6706 | 0 | 0 | 0 | 0 | 0 | 0 | 0 | 0 | 0 | 0 | 0 | 0 | 0 | 0 | 0 | 0 | 0 | 0
Commercial_Grocery_Existing_Food Preparation_Natural Gas_Broiler_E1_Codes & Standards Forecast | Commercial | Grocery | Existing | Food Preparation | Natural Gas | Broiler | E1 |  | Codes & Standards Forecast | 0 | 0 | 0 | 0 | 0 | 0 | 0 | 0 | 0 | 0 | 0 | 0 | 0 | 0 | 0 | 0 | 0 | 0 | 0 | 0 | 0 | 0 | 0 | 0 | 0 | 0 | 0 | 0 | 0 | 0 | 0 | 0 | 0 | 0 | 0 | 0 | 0 | 0 | 0 | 0 | 0 | 0 | 0 | 0 | 0 | 0 | 0 | 0 | 0 | 0 | 0
Commercial_Grocery_Existing_Food Preparation_Natural Gas_Broiler_E2_Codes & Standards Forecast | Commercial | Grocery | Existing | Food Preparation | Natural Gas | Broiler | E2 |  | Codes & Standards Forecast | 0 | 0 | 0 | 0 | 0 | 0 | 0 | 0 | 0 | 0 | 0 | 0 | 0 | 0 | 0 | 0 | 0 | 0 | 0 | 0 | 0 | 0 | 0 | 0 | 0 | 0 | 0 | 0 | 0 | 0 | 0 | 0 | 0 | 0 | 0 | 0 | 0 | 0 | 0 | 0 | 0 | 0 | 0 | 0 | 0 | 0 | 0 | 0 | 0 | 0 | 0
Commercial_Grocery_Existing_Food Preparation_Natural Gas_Broiler_E3_Codes & Standards Forecast | Commercial | Grocery | Existing | Food Preparation | Natural Gas | Broiler | E3 |  | Codes & Standards Forecast | 0 | 0 | 0 | 0 | 0 | 0 | 0 | 0 | 0 | 0 | 0 | 0 | 0 | 0 | 0 | 0 | 0 | 0 | 0 | 0 | 0 | 0 | 0 | 0 | 0 | 0 | 0 | 0 | 0 | 0 | 0 | 0 | 0 | 0 | 0 | 0 | 0 | 0 | 0 | 0 | 0 | 0 | 0 | 0 | 0 | 0 | 0 | 0 | 0 | 0 | 0
Commercial_Grocery_Existing_Food Preparation_Natural Gas_Broiler_E4_Codes & Standards Forecast | Commercial | Grocery | Existing | Food Preparation | Natural Gas | Broiler | E4 |  | Codes & Standards Forecast | 0 | 0 | 0 | 0 | 0 | 0 | 0 | 0 | 0 | 0 | 0 | 0 | 0 | 0 | 0 | 0 | 0 | 0 | 0 | 0 | 0 | 0 | 0 | 0 | 0 | 0 | 0 | 0 | 0 | 0 | 0 | 0 | 0 | 0 | 0 | 0 | 0 | 0 | 0 | 0 | 0 | 0 | 0 | 0 | 0 | 0 | 0 | 0 | 0 | 0 | 0
Commercial_Grocery_Existing_Food Preparation_Natural Gas_Broiler_E5_Codes & Standards Forecast | Commercial | Grocery | Existing | Food Preparation | Natural Gas | Broiler | E5 |  | Codes & Standards Forecast | 0 | 0 | 0 | 0 | 0 | 0 | 0 | 0 | 0 | 0 | 0 | 0 | 0 | 0 | 0 | 0 | 0 | 0 | 0 | 0 | 0 | 0 | 0 | 0 | 0 | 0 | 0 | 0 | 0 | 0 | 0 | 0 | 0 | 0 | 0 | 0 | 0 | 0 | 0 | 0 | 0 | 0 | 0 | 0 | 0 | 0 | 0 | 0 | 0 | 0 | 0
Commercial_Grocery_Existing_Food Preparation_Natural Gas_Broiler_E6_Codes & Standards Forecast | Commercial | Grocery | Existing | Food Preparation | Natural Gas | Broiler | E6 |  | Codes & Standards Forecast | 0 | 0 | 0 | 0 | 0 | 0 | 0 | 0 | 0 | 0 | 0 | 0 | 0 | 0 | 0 | 0 | 0 | 0 | 0 | 0 | 0 | 0 | 0 | 0 | 0 | 0 | 0 | 0 | 0 | 0 | 0 | 0 | 0 | 0 | 0 | 0 | 0 | 0 | 0 | 0 | 0 | 0 | 0 | 0 | 0 | 0 | 0 | 0 | 0 | 0 | 0
Commercial_Grocery_Existing_Food Preparation_Natural Gas_Broiler_E7_Codes & Standards Forecast | Commercial | Grocery | Existing | Food Preparation | Natural Gas | Broiler | E7 |  | Codes & Standards Forecast | 0 | 0 | 0 | 0 | 0 | 0 | 0 | 0 | 0 | 0 | 0 | 0 | 0 | 0 | 0 | 0 | 0 | 0 | 0 | 0 | 0 | 0 | 0 | 0 | 0 | 0 | 0 | 0 | 0 | 0 | 0 | 0 | 0 | 0 | 0 | 0 | 0 | 0 | 0 | 0 | 0 | 0 | 0 | 0 | 0 | 0 | 0 | 0 | 0 | 0 | 0
Commercial_Grocery_Existing_Food Preparation_Natural Gas_Broiler_E8_Codes & Standards Forecast | Commercial | Grocery | Existing | Food Preparation | Natural Gas | Broiler | E8 |  | Codes & Standards Forecast | 0 | 0 | 0 | 0 | 0 | 0 | 0 | 0 | 0 | 0 | 0 | 0 | 0 | 0 | 0 | 0 | 0 | 0 | 0 | 0 | 0 | 0 | 0 | 0 | 0 | 0 | 0 | 0 | 0 | 0 | 0 | 0 | 0 | 0 | 0 | 0 | 0 | 0 | 0 | 0 | 0 | 0 | 0 | 0 | 0 | 0 | 0 | 0 | 0 | 0 | 0
Commercial_Grocery_Existing_Food Preparation_Natural Gas_Broiler_E9_Codes & Standards Forecast | Commercial | Grocery | Existing | Food Preparation | Natural Gas | Broiler | E9 |  | Codes & Standards Forecast | 0 | 0 | 0 | 0 | 0 | 0 | 0 | 0 | 0 | 0 | 0 | 0 | 0 | 0 | 0 | 0 | 0 | 0 | 0 | 0 | 0 | 0 | 0 | 0 | 0 | 0 | 0 | 0 | 0 | 0 | 0 | 0 | 0 | 0 | 0 | 0 | 0 | 0 | 0 | 0 | 0 | 0 | 0 | 0 | 0 | 0 | 0 | 0 | 0 | 0 | 0
Commercial_Grocery_Existing_Food Preparation_Natural Gas_Broiler_E10_Codes & Standards Forecast | Commercial | Grocery | Existing | Food Preparation | Natural Gas | Broiler | E10 |  | Codes & Standards Forecast | 0 | 0 | 0 | 0 | 0 | 0 | 0 | 0 | 0 | 0 | 0 | 0 | 0 | 0 | 0 | 0 | 0 | 0 | 0 | 0 | 0 | 0 | 0 | 0 | 0 | 0 | 0 | 0 | 0 | 0 | 0 | 0 | 0 | 0 | 0 | 0 | 0 | 0 | 0 | 0 | 0 | 0 | 0 | 0 | 0 | 0 | 0 | 0 | 0 | 0 | 0
Commercial_Grocery_Existing_Food Preparation_Natural Gas_Broiler_Vintage_Codes & Standards Forecast | Commercial | Grocery | Existing | Food Preparation | Natural Gas | Broiler | Vintage |  | Codes & Standards Forecast | 0 | 0 | 0 | 0 | 0 | 0 | 0 | 0 | 0 | 0 | 0 | 0 | 0 | 0 | 0 | 0 | 0 | 0 | 0 | 0 | 0 | 0 | 0 | 0 | 0 | 0 | 0 | 0 | 0 | 0 | 0 | 0 | 0 | 0 | 0 | 0 | 0 | 0 | 0 | 0 | 0 | 0 | 0 | 0 | 0 | 0 | 0 | 0 | 0 | 0 | 0
Commercial_Grocery_Existing_Food Preparation_Natural Gas_Griddle_E1_Codes & Standards Forecast | Commercial | Grocery | Existing | Food Preparation | Natural Gas | Griddle | E1 |  | Codes & Standards Forecast | 0 | 21124.316 | 48337.4685 | 80201.6089 | 115630.0885 | 153665.6749 | 193753.162 | 235470.274 | 278435.9249 | 322251.9186 | 366627.8641 | 411349.9453 | 446321.2294 | 473521.1039 | 494523.4618 | 510599.1103 | 522756.2199 | 531798.7407 | 538363.3368 | 542956.7682 | 545977.6553 | 547746.853 | 548524.0496 | 548512.6424 | 547874.5165 | 546734.1582 | 545194.0246 | 543335.6574 | 541223.9504 | 538910.5471 | 536436.5444 | 533834.6459 | 531149.1728 | 0 | 0 | 0 | 0 | 0 | 0 | 0 | 0 | 0 | 0 | 0 | 0 | 0 | 0 | 0 | 0 | 0 | 0
Commercial_Grocery_Existing_Food Preparation_Natural Gas_Griddle_E2_Codes & Standards Forecast | Commercial | Grocery | Existing | Food Preparation | Natural Gas | Griddle | E2 |  | Codes & Standards Forecast | 0 | 0 | 0 | 0 | 0 | 0 | 0 | 0 | 0 | 0 | 0 | 0 | 0 | 0 | 0 | 0 | 0 | 0 | 0 | 0 | 0 | 0 | 0 | 0 | 0 | 0 | 0 | 0 | 0 | 0 | 0 | 0 | 0 | 0 | 0 | 0 | 0 | 0 | 0 | 0 | 0 | 0 | 0 | 0 | 0 | 0 | 0 | 0 | 0 | 0 | 0
Commercial_Grocery_Existing_Food Preparation_Natural Gas_Griddle_E3_Codes & Standards Forecast | Commercial | Grocery | Existing | Food Preparation | Natural Gas | Griddle | E3 |  | Codes & Standards Forecast | 0 | 0 | 0 | 0 | 0 | 0 | 0 | 0 | 0 | 0 | 0 | 0 | 0 | 0 | 0 | 0 | 0 | 0 | 0 | 0 | 0 | 0 | 0 | 0 | 0 | 0 | 0 | 0 | 0 | 0 | 0 | 0 | 0 | 0 | 0 | 0 | 0 | 0 | 0 | 0 | 0 | 0 | 0 | 0 | 0 | 0 | 0 | 0 | 0 | 0 | 0
Commercial_Grocery_Existing_Food Preparation_Natural Gas_Griddle_E4_Codes & Standards Forecast | Commercial | Grocery | Existing | Food Preparation | Natural Gas | Griddle | E4 |  | Codes & Standards Forecast | 0 | 0 | 0 | 0 | 0 | 0 | 0 | 0 | 0 | 0 | 0 | 0 | 0 | 0 | 0 | 0 | 0 | 0 | 0 | 0 | 0 | 0 | 0 | 0 | 0 | 0 | 0 | 0 | 0 | 0 | 0 | 0 | 0 | 0 | 0 | 0 | 0 | 0 | 0 | 0 | 0 | 0 | 0 | 0 | 0 | 0 | 0 | 0 | 0 | 0 | 0
Commercial_Grocery_Existing_Food Preparation_Natural Gas_Griddle_E5_Codes & Standards Forecast | Commercial | Grocery | Existing | Food Preparation | Natural Gas | Griddle | E5 |  | Codes & Standards Forecast | 0 | 0 | 0 | 0 | 0 | 0 | 0 | 0 | 0 | 0 | 0 | 0 | 0 | 0 | 0 | 0 | 0 | 0 | 0 | 0 | 0 | 0 | 0 | 0 | 0 | 0 | 0 | 0 | 0 | 0 | 0 | 0 | 0 | 0 | 0 | 0 | 0 | 0 | 0 | 0 | 0 | 0 | 0 | 0 | 0 | 0 | 0 | 0 | 0 | 0 | 0
Commercial_Grocery_Existing_Food Preparation_Natural Gas_Griddle_E6_Codes & Standards Forecast | Commercial | Grocery | Existing | Food Preparation | Natural Gas | Griddle | E6 |  | Codes & Standards Forecast | 0 | 0 | 0 | 0 | 0 | 0 | 0 | 0 | 0 | 0 | 0 | 0 | 0 | 0 | 0 | 0 | 0 | 0 | 0 | 0 | 0 | 0 | 0 | 0 | 0 | 0 | 0 | 0 | 0 | 0 | 0 | 0 | 0 | 0 | 0 | 0 | 0 | 0 | 0 | 0 | 0 | 0 | 0 | 0 | 0 | 0 | 0 | 0 | 0 | 0 | 0
Commercial_Grocery_Existing_Food Preparation_Natural Gas_Griddle_E7_Codes & Standards Forecast | Commercial | Grocery | Existing | Food Preparation | Natural Gas | Griddle | E7 |  | Codes & Standards Forecast | 0 | 0 | 0 | 0 | 0 | 0 | 0 | 0 | 0 | 0 | 0 | 0 | 0 | 0 | 0 | 0 | 0 | 0 | 0 | 0 | 0 | 0 | 0 | 0 | 0 | 0 | 0 | 0 | 0 | 0 | 0 | 0 | 0 | 0 | 0 | 0 | 0 | 0 | 0 | 0 | 0 | 0 | 0 | 0 | 0 | 0 | 0 | 0 | 0 | 0 | 0
Commercial_Grocery_Existing_Food Preparation_Natural Gas_Griddle_E8_Codes & Standards Forecast | Commercial | Grocery | Existing | Food Preparation | Natural Gas | Griddle | E8 |  | Codes & Standards Forecast | 0 | 0 | 0 | 0 | 0 | 0 | 0 | 0 | 0 | 0 | 0 | 0 | 0 | 0 | 0 | 0 | 0 | 0 | 0 | 0 | 0 | 0 | 0 | 0 | 0 | 0 | 0 | 0 | 0 | 0 | 0 | 0 | 0 | 0 | 0 | 0 | 0 | 0 | 0 | 0 | 0 | 0 | 0 | 0 | 0 | 0 | 0 | 0 | 0 | 0 | 0
Commercial_Grocery_Existing_Food Preparation_Natural Gas_Griddle_E9_Codes & Standards Forecast | Commercial | Grocery | Existing | Food Preparation | Natural Gas | Griddle | E9 |  | Codes & Standards Forecast | 0 | 0 | 0 | 0 | 0 | 0 | 0 | 0 | 0 | 0 | 0 | 0 | 0 | 0 | 0 | 0 | 0 | 0 | 0 | 0 | 0 | 0 | 0 | 0 | 0 | 0 | 0 | 0 | 0 | 0 | 0 | 0 | 0 | 0 | 0 | 0 | 0 | 0 | 0 | 0 | 0 | 0 | 0 | 0 | 0 | 0 | 0 | 0 | 0 | 0 | 0
Commercial_Grocery_Existing_Food Preparation_Natural Gas_Griddle_E10_Codes & Standards Forecast | Commercial | Grocery | Existing | Food Preparation | Natural Gas | Griddle | E10 |  | Codes & Standards Forecast | 0 | 0 | 0 | 0 | 0 | 0 | 0 | 0 | 0 | 0 | 0 | 0 | 0 | 0 | 0 | 0 | 0 | 0 | 0 | 0 | 0 | 0 | 0 | 0 | 0 | 0 | 0 | 0 | 0 | 0 | 0 | 0 | 0 | 0 | 0 | 0 | 0 | 0 | 0 | 0 | 0 | 0 | 0 | 0 | 0 | 0 | 0 | 0 | 0 | 0 | 0
Commercial_Grocery_Existing_Food Preparation_Natural Gas_Griddle_Vintage_Codes & Standards Forecast | Commercial | Grocery | Existing | Food Preparation | Natural Gas | Griddle | Vintage |  | Codes & Standards Forecast | 636970.2411 | 612605.1643 | 582151.251 | 546373.4604 | 506929.6128 | 464491.6743 | 420291.3908 | 374932.4941 | 328694.5411 | 281720.0462 | 234227.1941 | 186419.4719 | 148366.8159 | 118076.6665 | 93964.8395 | 74773.9377 | 59500.7152 | 47346.1575 | 37673.665 | 29976.5433 | 23851.2956 | 18977.0627 | 15098.5713 | 12012.4752 | 9556.9406 | 7603.1136 | 6048.534 | 4811.657 | 3827.5857 | 3044.6737 | 2421.8206 | 1926.3198 | 1532.1977 | 0 | 0 | 0 | 0 | 0 | 0 | 0 | 0 | 0 | 0 | 0 | 0 | 0 | 0 | 0 | 0 | 0 | 0
Commercial_Grocery_Existing_Food Preparation_Natural Gas_Range_E1_Codes & Standards Forecast | Commercial | Grocery | Existing | Food Preparation | Natural Gas | Range | E1 |  | Codes & Standards Forecast | 0 | 25349.1792 | 58004.9622 | 96241.9306 | 138756.1062 | 184398.8099 | 232503.7944 | 282564.3288 | 334123.1099 | 386702.3024 | 427936.3357 | 460144.847 | 485155.9291 | 504427.4211 | 519118.5594 | 530171.0301 | 538330.406 | 544191.4971 | 548224.3388 | 550803.0648 | 552220.6814 | 552714.0589 | 552476.0687 | 551656.8823 | 550376.0255 | 548724.2571 | 546777.2156 | 544595.0984 | 542225.8129 | 539707.484 | 537070.4508 | 534338.856 | 531550.2223 | 0 | 0 | 0 | 0 | 0 | 0 | 0 | 0 | 0 | 0 | 0 | 0 | 0 | 0 | 0 | 0 | 0 | 0
Commercial_Grocery_Existing_Food Preparation_Natural Gas_Range_E2_Codes & Standards Forecast | Commercial | Grocery | Existing | Food Preparation | Natural Gas | Range | E2 |  | Codes & Standards Forecast | 0 | 0 | 0 | 0 | 0 | 0 | 0 | 0 | 0 | 0 | 0 | 0 | 0 | 0 | 0 | 0 | 0 | 0 | 0 | 0 | 0 | 0 | 0 | 0 | 0 | 0 | 0 | 0 | 0 | 0 | 0 | 0 | 0 | 0 | 0 | 0 | 0 | 0 | 0 | 0 | 0 | 0 | 0 | 0 | 0 | 0 | 0 | 0 | 0 | 0 | 0
Commercial_Grocery_Existing_Food Preparation_Natural Gas_Range_E3_Codes & Standards Forecast | Commercial | Grocery | Existing | Food Preparation | Natural Gas | Range | E3 |  | Codes & Standards Forecast | 0 | 0 | 0 | 0 | 0 | 0 | 0 | 0 | 0 | 0 | 0 | 0 | 0 | 0 | 0 | 0 | 0 | 0 | 0 | 0 | 0 | 0 | 0 | 0 | 0 | 0 | 0 | 0 | 0 | 0 | 0 | 0 | 0 | 0 | 0 | 0 | 0 | 0 | 0 | 0 | 0 | 0 | 0 | 0 | 0 | 0 | 0 | 0 | 0 | 0 | 0
Commercial_Grocery_Existing_Food Preparation_Natural Gas_Range_E4_Codes & Standards Forecast | Commercial | Grocery | Existing | Food Preparation | Natural Gas | Range | E4 |  | Codes & Standards Forecast | 0 | 0 | 0 | 0 | 0 | 0 | 0 | 0 | 0 | 0 | 0 | 0 | 0 | 0 | 0 | 0 | 0 | 0 | 0 | 0 | 0 | 0 | 0 | 0 | 0 | 0 | 0 | 0 | 0 | 0 | 0 | 0 | 0 | 0 | 0 | 0 | 0 | 0 | 0 | 0 | 0 | 0 | 0 | 0 | 0 | 0 | 0 | 0 | 0 | 0 | 0
Commercial_Grocery_Existing_Food Preparation_Natural Gas_Range_E5_Codes & Standards Forecast | Commercial | Grocery | Existing | Food Preparation | Natural Gas | Range | E5 |  | Codes & Standards Forecast | 0 | 0 | 0 | 0 | 0 | 0 | 0 | 0 | 0 | 0 | 0 | 0 | 0 | 0 | 0 | 0 | 0 | 0 | 0 | 0 | 0 | 0 | 0 | 0 | 0 | 0 | 0 | 0 | 0 | 0 | 0 | 0 | 0 | 0 | 0 | 0 | 0 | 0 | 0 | 0 | 0 | 0 | 0 | 0 | 0 | 0 | 0 | 0 | 0 | 0 | 0
Commercial_Grocery_Existing_Food Preparation_Natural Gas_Range_E6_Codes & Standards Forecast | Commercial | Grocery | Existing | Food Preparation | Natural Gas | Range | E6 |  | Codes & Standards Forecast | 0 | 0 | 0 | 0 | 0 | 0 | 0 | 0 | 0 | 0 | 0 | 0 | 0 | 0 | 0 | 0 | 0 | 0 | 0 | 0 | 0 | 0 | 0 | 0 | 0 | 0 | 0 | 0 | 0 | 0 | 0 | 0 | 0 | 0 | 0 | 0 | 0 | 0 | 0 | 0 | 0 | 0 | 0 | 0 | 0 | 0 | 0 | 0 | 0 | 0 | 0
Commercial_Grocery_Existing_Food Preparation_Natural Gas_Range_E7_Codes & Standards Forecast | Commercial | Grocery | Existing | Food Preparation | Natural Gas | Range | E7 |  | Codes & Standards Forecast | 0 | 0 | 0 | 0 | 0 | 0 | 0 | 0 | 0 | 0 | 0 | 0 | 0 | 0 | 0 | 0 | 0 | 0 | 0 | 0 | 0 | 0 | 0 | 0 | 0 | 0 | 0 | 0 | 0 | 0 | 0 | 0 | 0 | 0 | 0 | 0 | 0 | 0 | 0 | 0 | 0 | 0 | 0 | 0 | 0 | 0 | 0 | 0 | 0 | 0 | 0
Commercial_Grocery_Existing_Food Preparation_Natural Gas_Range_E8_Codes & Standards Forecast | Commercial | Grocery | Existing | Food Preparation | Natural Gas | Range | E8 |  | Codes & Standards Forecast | 0 | 0 | 0 | 0 | 0 | 0 | 0 | 0 | 0 | 0 | 0 | 0 | 0 | 0 | 0 | 0 | 0 | 0 | 0 | 0 | 0 | 0 | 0 | 0 | 0 | 0 | 0 | 0 | 0 | 0 | 0 | 0 | 0 | 0 | 0 | 0 | 0 | 0 | 0 | 0 | 0 | 0 | 0 | 0 | 0 | 0 | 0 | 0 | 0 | 0 | 0
Commercial_Grocery_Existing_Food Preparation_Natural Gas_Range_E9_Codes & Standards Forecast | Commercial | Grocery | Existing | Food Preparation | Natural Gas | Range | E9 |  | Codes & Standards Forecast | 0 | 0 | 0 | 0 | 0 | 0 | 0 | 0 | 0 | 0 | 0 | 0 | 0 | 0 | 0 | 0 | 0 | 0 | 0 | 0 | 0 | 0 | 0 | 0 | 0 | 0 | 0 | 0 | 0 | 0 | 0 | 0 | 0 | 0 | 0 | 0 | 0 | 0 | 0 | 0 | 0 | 0 | 0 | 0 | 0 | 0 | 0 | 0 | 0 | 0 | 0
Commercial_Grocery_Existing_Food Preparation_Natural Gas_Range_E10_Codes & Standards Forecast | Commercial | Grocery | Existing | Food Preparation | Natural Gas | Range | E10 |  | Codes & Standards Forecast | 0 | 0 | 0 | 0 | 0 | 0 | 0 | 0 | 0 | 0 | 0 | 0 | 0 | 0 | 0 | 0 | 0 | 0 | 0 | 0 | 0 | 0 | 0 | 0 | 0 | 0 | 0 | 0 | 0 | 0 | 0 | 0 | 0 | 0 | 0 | 0 | 0 | 0 | 0 | 0 | 0 | 0 | 0 | 0 | 0 | 0 | 0 | 0 | 0 | 0 | 0
Commercial_Grocery_Existing_Food Preparation_Natural Gas_Range_Vintage_Codes & Standards Forecast | Commercial | Grocery | Existing | Food Preparation | Natural Gas | Range | Vintage |  | Codes & Standards Forecast | 636970.2411 | 608380.3011 | 572483.7573 | 530333.1386 | 483803.5951 | 433758.5393 | 381540.7584 | 327838.4393 | 273007.3561 | 217269.6625 | 172918.7224 | 137624.5702 | 109532.1163 | 87170.3493 | 69369.7419 | 55202.018 | 43926.5291 | 34953.4011 | 27812.663 | 22130.2466 | 17608.2695 | 14009.8567 | 11146.5522 | 8868.2353 | 7055.4316 | 5613.0147 | 4465.343 | 3552.216 | 2825.7233 | 2247.7368 | 1787.9142 | 1422.1097 | 1131.1482 | 0 | 0 | 0 | 0 | 0 | 0 | 0 | 0 | 0 | 0 | 0 | 0 | 0 | 0 | 0 | 0 | 0 | 0
Commercial_Grocery_Existing_Food Preparation_Natural Gas_Steamer_E1_Codes & Standards Forecast | Commercial | Grocery | Existing | Food Preparation | Natural Gas | Steamer | E1 |  | Codes & Standards Forecast | 0 | 1153.3705 | 2454.316 | 2439.0812 | 2423.4505 | 2406.3134 | 2390.3034 | 2376.127 | 2363.3888 | 2351.0937 | 2217.456 | 1960.9497 | 1734.0813 | 1533.3957 | 1355.8543 | 1198.8239 | 1059.9486 | 937.1408 | 828.5438 | 411.4127 | 0 | 0 | 0 | 0 | 0 | 0 | 0 | 0 | 0 | 0 | 0 | 0 | 0 | 0 | 0 | 0 | 0 | 0 | 0 | 0 | 0 | 0 | 0 | 0 | 0 | 0 | 0 | 0 | 0 | 0 | 0
Commercial_Grocery_Existing_Food Preparation_Natural Gas_Steamer_E2_Codes & Standards Forecast | Commercial | Grocery | Existing | Food Preparation | Natural Gas | Steamer | E2 |  | Codes & Standards Forecast | 0 | 0 | 0 | 1439.5155 | 2984.9201 | 4617.1913 | 6325.7494 | 8102.8173 | 9939.9364 | 11825.939 | 13599.9367 | 15290.5239 | 16768.4636 | 18057.9219 | 19180.217 | 20154.9192 | 20999.1899 | 21728.2653 | 22355.483 | 23213.7444 | 23997.573 | 24309.2076 | 24567.2714 | 24777.9833 | 24946.8444 | 25078.5207 | 25177.3078 | 25247.0055 | 25290.9751 | 25312.1895 | 25313.2783 | 25296.5675 | 25264.9845 | 0 | 0 | 0 | 0 | 0 | 0 | 0 | 0 | 0 | 0 | 0 | 0 | 0 | 0 | 0 | 0 | 0 | 0
Commercial_Grocery_Existing_Food Preparation_Natural Gas_Steamer_E3_Codes & Standards Forecast | Commercial | Grocery | Existing | Food Preparation | Natural Gas | Steamer | E3 |  | Codes & Standards Forecast | 0 | 0 | 0 | 0 | 0 | 0 | 0 | 0 | 0 | 0 | 0 | 0 | 0 | 0 | 0 | 0 | 0 | 0 | 0 | 0 | 0 | 0 | 0 | 0 | 0 | 0 | 0 | 0 | 0 | 0 | 0 | 0 | 0 | 0 | 0 | 0 | 0 | 0 | 0 | 0 | 0 | 0 | 0 | 0 | 0 | 0 | 0 | 0 | 0 | 0 | 0
Commercial_Grocery_Existing_Food Preparation_Natural Gas_Steamer_E4_Codes & Standards Forecast | Commercial | Grocery | Existing | Food Preparation | Natural Gas | Steamer | E4 |  | Codes & Standards Forecast | 0 | 0 | 0 | 0 | 0 | 0 | 0 | 0 | 0 | 0 | 0 | 0 | 0 | 0 | 0 | 0 | 0 | 0 | 0 | 0 | 0 | 0 | 0 | 0 | 0 | 0 | 0 | 0 | 0 | 0 | 0 | 0 | 0 | 0 | 0 | 0 | 0 | 0 | 0 | 0 | 0 | 0 | 0 | 0 | 0 | 0 | 0 | 0 | 0 | 0 | 0
Commercial_Grocery_Existing_Food Preparation_Natural Gas_Steamer_E5_Codes & Standards Forecast | Commercial | Grocery | Existing | Food Preparation | Natural Gas | Steamer | E5 |  | Codes & Standards Forecast | 0 | 0 | 0 | 0 | 0 | 0 | 0 | 0 | 0 | 0 | 0 | 0 | 0 | 0 | 0 | 0 | 0 | 0 | 0 | 0 | 0 | 0 | 0 | 0 | 0 | 0 | 0 | 0 | 0 | 0 | 0 | 0 | 0 | 0 | 0 | 0 | 0 | 0 | 0 | 0 | 0 | 0 | 0 | 0 | 0 | 0 | 0 | 0 | 0 | 0 | 0
Commercial_Grocery_Existing_Food Preparation_Natural Gas_Steamer_E6_Codes & Standards Forecast | Commercial | Grocery | Existing | Food Preparation | Natural Gas | Steamer | E6 |  | Codes & Standards Forecast | 0 | 0 | 0 | 0 | 0 | 0 | 0 | 0 | 0 | 0 | 0 | 0 | 0 | 0 | 0 | 0 | 0 | 0 | 0 | 0 | 0 | 0 | 0 | 0 | 0 | 0 | 0 | 0 | 0 | 0 | 0 | 0 | 0 | 0 | 0 | 0 | 0 | 0 | 0 | 0 | 0 | 0 | 0 | 0 | 0 | 0 | 0 | 0 | 0 | 0 | 0
Commercial_Grocery_Existing_Food Preparation_Natural Gas_Steamer_E7_Codes & Standards Forecast | Commercial | Grocery | Existing | Food Preparation | Natural Gas | Steamer | E7 |  | Codes & Standards Forecast | 0 | 0 | 0 | 0 | 0 | 0 | 0 | 0 | 0 | 0 | 0 | 0 | 0 | 0 | 0 | 0 | 0 | 0 | 0 | 0 | 0 | 0 | 0 | 0 | 0 | 0 | 0 | 0 | 0 | 0 | 0 | 0 | 0 | 0 | 0 | 0 | 0 | 0 | 0 | 0 | 0 | 0 | 0 | 0 | 0 | 0 | 0 | 0 | 0 | 0 | 0
Commercial_Grocery_Existing_Food Preparation_Natural Gas_Steamer_E8_Codes & Standards Forecast | Commercial | Grocery | Existing | Food Preparation | Natural Gas | Steamer | E8 |  | Codes & Standards Forecast | 0 | 0 | 0 | 0 | 0 | 0 | 0 | 0 | 0 | 0 | 0 | 0 | 0 | 0 | 0 | 0 | 0 | 0 | 0 | 0 | 0 | 0 | 0 | 0 | 0 | 0 | 0 | 0 | 0 | 0 | 0 | 0 | 0 | 0 | 0 | 0 | 0 | 0 | 0 | 0 | 0 | 0 | 0 | 0 | 0 | 0 | 0 | 0 | 0 | 0 | 0
Commercial_Grocery_Existing_Food Preparation_Natural Gas_Steamer_E9_Codes & Standards Forecast | Commercial | Grocery | Existing | Food Preparation | Natural Gas | Steamer | E9 |  | Codes & Standards Forecast | 0 | 0 | 0 | 0 | 0 | 0 | 0 | 0 | 0 | 0 | 0 | 0 | 0 | 0 | 0 | 0 | 0 | 0 | 0 | 0 | 0 | 0 | 0 | 0 | 0 | 0 | 0 | 0 | 0 | 0 | 0 | 0 | 0 | 0 | 0 | 0 | 0 | 0 | 0 | 0 | 0 | 0 | 0 | 0 | 0 | 0 | 0 | 0 | 0 | 0 | 0
Commercial_Grocery_Existing_Food Preparation_Natural Gas_Steamer_E10_Codes & Standards Forecast | Commercial | Grocery | Existing | Food Preparation | Natural Gas | Steamer | E10 |  | Codes & Standards Forecast | 0 | 0 | 0 | 0 | 0 | 0 | 0 | 0 | 0 | 0 | 0 | 0 | 0 | 0 | 0 | 0 | 0 | 0 | 0 | 0 | 0 | 0 | 0 | 0 | 0 | 0 | 0 | 0 | 0 | 0 | 0 | 0 | 0 | 0 | 0 | 0 | 0 | 0 | 0 | 0 | 0 | 0 | 0 | 0 | 0 | 0 | 0 | 0 | 0 | 0 | 0
Commercial_Grocery_Existing_Food Preparation_Natural Gas_Steamer_Vintage_Codes & Standards Forecast | Commercial | Grocery | Existing | Food Preparation | Natural Gas | Steamer | Vintage |  | Codes & Standards Forecast | 31300.2521 | 29987.633 | 28527.4389 | 26910.8442 | 25183.758 | 23352.2957 | 21457.6476 | 19515.8016 | 17530.6221 | 15501.7082 | 13708.1857 | 12122.4786 | 10719.991 | 9479.3644 | 8381.8136 | 7411.0606 | 6552.5417 | 5793.3509 | 5122.0104 | 4528.3671 | 4003.4051 | 3539.1914 | 3128.7323 | 2765.8113 | 2444.9299 | 2161.2077 | 1910.3487 | 1688.5529 | 1492.459 | 1319.094 | 1165.8279 | 1030.3348 | 910.5887 | 0 | 0 | 0 | 0 | 0 | 0 | 0 | 0 | 0 | 0 | 0 | 0 | 0 | 0 | 0 | 0 | 0 | 0
Commercial_Grocery_Existing_Food Preparation_Natural Gas_Food Prep Other_E1_Codes & Standards Forecast | Commercial | Grocery | Existing | Food Preparation | Natural Gas | Food Prep Other | E1 |  | Codes & Standards Forecast | 0 | 0 | 0 | 0 | 0 | 0 | 0 | 0 | 0 | 0 | 0 | 0 | 0 | 0 | 0 | 0 | 0 | 0 | 0 | 0 | 0 | 0 | 0 | 0 | 0 | 0 | 0 | 0 | 0 | 0 | 0 | 0 | 0 | 0 | 0 | 0 | 0 | 0 | 0 | 0 | 0 | 0 | 0 | 0 | 0 | 0 | 0 | 0 | 0 | 0 | 0
Commercial_Grocery_Existing_Food Preparation_Natural Gas_Food Prep Other_E2_Codes & Standards Forecast | Commercial | Grocery | Existing | Food Preparation | Natural Gas | Food Prep Other | E2 |  | Codes & Standards Forecast | 0 | 0 | 0 | 0 | 0 | 0 | 0 | 0 | 0 | 0 | 0 | 0 | 0 | 0 | 0 | 0 | 0 | 0 | 0 | 0 | 0 | 0 | 0 | 0 | 0 | 0 | 0 | 0 | 0 | 0 | 0 | 0 | 0 | 0 | 0 | 0 | 0 | 0 | 0 | 0 | 0 | 0 | 0 | 0 | 0 | 0 | 0 | 0 | 0 | 0 | 0
Commercial_Grocery_Existing_Food Preparation_Natural Gas_Food Prep Other_E3_Codes & Standards Forecast | Commercial | Grocery | Existing | Food Preparation | Natural Gas | Food Prep Other | E3 |  | Codes & Standards Forecast | 0 | 0 | 0 | 0 | 0 | 0 | 0 | 0 | 0 | 0 | 0 | 0 | 0 | 0 | 0 | 0 | 0 | 0 | 0 | 0 | 0 | 0 | 0 | 0 | 0 | 0 | 0 | 0 | 0 | 0 | 0 | 0 | 0 | 0 | 0 | 0 | 0 | 0 | 0 | 0 | 0 | 0 | 0 | 0 | 0 | 0 | 0 | 0 | 0 | 0 | 0
Commercial_Grocery_Existing_Food Preparation_Natural Gas_Food Prep Other_E4_Codes & Standards Forecast | Commercial | Grocery | Existing | Food Preparation | Natural Gas | Food Prep Other | E4 |  | Codes & Standards Forecast | 0 | 0 | 0 | 0 | 0 | 0 | 0 | 0 | 0 | 0 | 0 | 0 | 0 | 0 | 0 | 0 | 0 | 0 | 0 | 0 | 0 | 0 | 0 | 0 | 0 | 0 | 0 | 0 | 0 | 0 | 0 | 0 | 0 | 0 | 0 | 0 | 0 | 0 | 0 | 0 | 0 | 0 | 0 | 0 | 0 | 0 | 0 | 0 | 0 | 0 | 0
Commercial_Grocery_Existing_Food Preparation_Natural Gas_Food Prep Other_E5_Codes & Standards Forecast | Commercial | Grocery | Existing | Food Preparation | Natural Gas | Food Prep Other | E5 |  | Codes & Standards Forecast | 0 | 0 | 0 | 0 | 0 | 0 | 0 | 0 | 0 | 0 | 0 | 0 | 0 | 0 | 0 | 0 | 0 | 0 | 0 | 0 | 0 | 0 | 0 | 0 | 0 | 0 | 0 | 0 | 0 | 0 | 0 | 0 | 0 | 0 | 0 | 0 | 0 | 0 | 0 | 0 | 0 | 0 | 0 | 0 | 0 | 0 | 0 | 0 | 0 | 0 | 0
Commercial_Grocery_Existing_Food Preparation_Natural Gas_Food Prep Other_E6_Codes & Standards Forecast | Commercial | Grocery | Existing | Food Preparation | Natural Gas | Food Prep Other | E6 |  | Codes & Standards Forecast | 0 | 0 | 0 | 0 | 0 | 0 | 0 | 0 | 0 | 0 | 0 | 0 | 0 | 0 | 0 | 0 | 0 | 0 | 0 | 0 | 0 | 0 | 0 | 0 | 0 | 0 | 0 | 0 | 0 | 0 | 0 | 0 | 0 | 0 | 0 | 0 | 0 | 0 | 0 | 0 | 0 | 0 | 0 | 0 | 0 | 0 | 0 | 0 | 0 | 0 | 0
Commercial_Grocery_Existing_Food Preparation_Natural Gas_Food Prep Other_E7_Codes & Standards Forecast | Commercial | Grocery | Existing | Food Preparation | Natural Gas | Food Prep Other | E7 |  | Codes & Standards Forecast | 0 | 0 | 0 | 0 | 0 | 0 | 0 | 0 | 0 | 0 | 0 | 0 | 0 | 0 | 0 | 0 | 0 | 0 | 0 | 0 | 0 | 0 | 0 | 0 | 0 | 0 | 0 | 0 | 0 | 0 | 0 | 0 | 0 | 0 | 0 | 0 | 0 | 0 | 0 | 0 | 0 | 0 | 0 | 0 | 0 | 0 | 0 | 0 | 0 | 0 | 0
Commercial_Grocery_Existing_Food Preparation_Natural Gas_Food Prep Other_E8_Codes & Standards Forecast | Commercial | Grocery | Existing | Food Preparation | Natural Gas | Food Prep Other | E8 |  | Codes & Standards Forecast | 0 | 0 | 0 | 0 | 0 | 0 | 0 | 0 | 0 | 0 | 0 | 0 | 0 | 0 | 0 | 0 | 0 | 0 | 0 | 0 | 0 | 0 | 0 | 0 | 0 | 0 | 0 | 0 | 0 | 0 | 0 | 0 | 0 | 0 | 0 | 0 | 0 | 0 | 0 | 0 | 0 | 0 | 0 | 0 | 0 | 0 | 0 | 0 | 0 | 0 | 0
Commercial_Grocery_Existing_Food Preparation_Natural Gas_Food Prep Other_E9_Codes & Standards Forecast | Commercial | Grocery | Existing | Food Preparation | Natural Gas | Food Prep Other | E9 |  | Codes & Standards Forecast | 0 | 0 | 0 | 0 | 0 | 0 | 0 | 0 | 0 | 0 | 0 | 0 | 0 | 0 | 0 | 0 | 0 | 0 | 0 | 0 | 0 | 0 | 0 | 0 | 0 | 0 | 0 | 0 | 0 | 0 | 0 | 0 | 0 | 0 | 0 | 0 | 0 | 0 | 0 | 0 | 0 | 0 | 0 | 0 | 0 | 0 | 0 | 0 | 0 | 0 | 0
Commercial_Grocery_Existing_Food Preparation_Natural Gas_Food Prep Other_E10_Codes & Standards Forecast | Commercial | Grocery | Existing | Food Preparation | Natural Gas | Food Prep Other | E10 |  | Codes & Standards Forecast | 0 | 0 | 0 | 0 | 0 | 0 | 0 | 0 | 0 | 0 | 0 | 0 | 0 | 0 | 0 | 0 | 0 | 0 | 0 | 0 | 0 | 0 | 0 | 0 | 0 | 0 | 0 | 0 | 0 | 0 | 0 | 0 | 0 | 0 | 0 | 0 | 0 | 0 | 0 | 0 | 0 | 0 | 0 | 0 | 0 | 0 | 0 | 0 | 0 | 0 | 0
Commercial_Grocery_Existing_Food Preparation_Natural Gas_Food Prep Other_Vintage_Codes & Standards Forecast | Commercial | Grocery | Existing | Food Preparation | Natural Gas | Food Prep Other | Vintage |  | Codes & Standards Forecast | 0 | 0 | 0 | 0 | 0 | 0 | 0 | 0 | 0 | 0 | 0 | 0 | 0 | 0 | 0 | 0 | 0 | 0 | 0 | 0 | 0 | 0 | 0 | 0 | 0 | 0 | 0 | 0 | 0 | 0 | 0 | 0 | 0 | 0 | 0 | 0 | 0 | 0 | 0 | 0 | 0 | 0 | 0 | 0 | 0 | 0 | 0 | 0 | 0 | 0 | 0
Commercial_Grocery_Existing_Miscellaneous_Natural Gas_Pool Heater_E1_Codes & Standards Forecast | Commercial | Grocery | Existing | Miscellaneous | Natural Gas | Pool Heater | E1 |  | Codes & Standards Forecast | 0 | 0 | 0 | 0 | 0 | 0 | 0 | 0 | 0 | 0 | 0 | 0 | 0 | 0 | 0 | 0 | 0 | 0 | 0 | 0 | 0 | 0 | 0 | 0 | 0 | 0 | 0 | 0 | 0 | 0 | 0 | 0 | 0 | 0 | 0 | 0 | 0 | 0 | 0 | 0 | 0 | 0 | 0 | 0 | 0 | 0 | 0 | 0 | 0 | 0 | 0
Commercial_Grocery_Existing_Miscellaneous_Natural Gas_Pool Heater_E2_Codes & Standards Forecast | Commercial | Grocery | Existing | Miscellaneous | Natural Gas | Pool Heater | E2 |  | Codes & Standards Forecast | 0 | 0 | 0 | 0 | 0 | 0 | 0 | 0 | 0 | 0 | 0 | 0 | 0 | 0 | 0 | 0 | 0 | 0 | 0 | 0 | 0 | 0 | 0 | 0 | 0 | 0 | 0 | 0 | 0 | 0 | 0 | 0 | 0 | 0 | 0 | 0 | 0 | 0 | 0 | 0 | 0 | 0 | 0 | 0 | 0 | 0 | 0 | 0 | 0 | 0 | 0
Commercial_Grocery_Existing_Miscellaneous_Natural Gas_Pool Heater_E3_Codes & Standards Forecast | Commercial | Grocery | Existing | Miscellaneous | Natural Gas | Pool Heater | E3 |  | Codes & Standards Forecast | 0 | 0 | 0 | 0 | 0 | 0 | 0 | 0 | 0 | 0 | 0 | 0 | 0 | 0 | 0 | 0 | 0 | 0 | 0 | 0 | 0 | 0 | 0 | 0 | 0 | 0 | 0 | 0 | 0 | 0 | 0 | 0 | 0 | 0 | 0 | 0 | 0 | 0 | 0 | 0 | 0 | 0 | 0 | 0 | 0 | 0 | 0 | 0 | 0 | 0 | 0
Commercial_Grocery_Existing_Miscellaneous_Natural Gas_Pool Heater_E4_Codes & Standards Forecast | Commercial | Grocery | Existing | Miscellaneous | Natural Gas | Pool Heater | E4 |  | Codes & Standards Forecast | 0 | 0 | 0 | 0 | 0 | 0 | 0 | 0 | 0 | 0 | 0 | 0 | 0 | 0 | 0 | 0 | 0 | 0 | 0 | 0 | 0 | 0 | 0 | 0 | 0 | 0 | 0 | 0 | 0 | 0 | 0 | 0 | 0 | 0 | 0 | 0 | 0 | 0 | 0 | 0 | 0 | 0 | 0 | 0 | 0 | 0 | 0 | 0 | 0 | 0 | 0
Commercial_Grocery_Existing_Miscellaneous_Natural Gas_Pool Heater_E5_Codes & Standards Forecast | Commercial | Grocery | Existing | Miscellaneous | Natural Gas | Pool Heater | E5 |  | Codes & Standards Forecast | 0 | 0 | 0 | 0 | 0 | 0 | 0 | 0 | 0 | 0 | 0 | 0 | 0 | 0 | 0 | 0 | 0 | 0 | 0 | 0 | 0 | 0 | 0 | 0 | 0 | 0 | 0 | 0 | 0 | 0 | 0 | 0 | 0 | 0 | 0 | 0 | 0 | 0 | 0 | 0 | 0 | 0 | 0 | 0 | 0 | 0 | 0 | 0 | 0 | 0 | 0
Commercial_Grocery_Existing_Miscellaneous_Natural Gas_Pool Heater_E6_Codes & Standards Forecast | Commercial | Grocery | Existing | Miscellaneous | Natural Gas | Pool Heater | E6 |  | Codes & Standards Forecast | 0 | 0 | 0 | 0 | 0 | 0 | 0 | 0 | 0 | 0 | 0 | 0 | 0 | 0 | 0 | 0 | 0 | 0 | 0 | 0 | 0 | 0 | 0 | 0 | 0 | 0 | 0 | 0 | 0 | 0 | 0 | 0 | 0 | 0 | 0 | 0 | 0 | 0 | 0 | 0 | 0 | 0 | 0 | 0 | 0 | 0 | 0 | 0 | 0 | 0 | 0
Commercial_Grocery_Existing_Miscellaneous_Natural Gas_Pool Heater_E7_Codes & Standards Forecast | Commercial | Grocery | Existing | Miscellaneous | Natural Gas | Pool Heater | E7 |  | Codes & Standards Forecast | 0 | 0 | 0 | 0 | 0 | 0 | 0 | 0 | 0 | 0 | 0 | 0 | 0 | 0 | 0 | 0 | 0 | 0 | 0 | 0 | 0 | 0 | 0 | 0 | 0 | 0 | 0 | 0 | 0 | 0 | 0 | 0 | 0 | 0 | 0 | 0 | 0 | 0 | 0 | 0 | 0 | 0 | 0 | 0 | 0 | 0 | 0 | 0 | 0 | 0 | 0
Commercial_Grocery_Existing_Miscellaneous_Natural Gas_Pool Heater_E8_Codes & Standards Forecast | Commercial | Grocery | Existing | Miscellaneous | Natural Gas | Pool Heater | E8 |  | Codes & Standards Forecast | 0 | 0 | 0 | 0 | 0 | 0 | 0 | 0 | 0 | 0 | 0 | 0 | 0 | 0 | 0 | 0 | 0 | 0 | 0 | 0 | 0 | 0 | 0 | 0 | 0 | 0 | 0 | 0 | 0 | 0 | 0 | 0 | 0 | 0 | 0 | 0 | 0 | 0 | 0 | 0 | 0 | 0 | 0 | 0 | 0 | 0 | 0 | 0 | 0 | 0 | 0
Commercial_Grocery_Existing_Miscellaneous_Natural Gas_Pool Heater_E9_Codes & Standards Forecast | Commercial | Grocery | Existing | Miscellaneous | Natural Gas | Pool Heater | E9 |  | Codes & Standards Forecast | 0 | 0 | 0 | 0 | 0 | 0 | 0 | 0 | 0 | 0 | 0 | 0 | 0 | 0 | 0 | 0 | 0 | 0 | 0 | 0 | 0 | 0 | 0 | 0 | 0 | 0 | 0 | 0 | 0 | 0 | 0 | 0 | 0 | 0 | 0 | 0 | 0 | 0 | 0 | 0 | 0 | 0 | 0 | 0 | 0 | 0 | 0 | 0 | 0 | 0 | 0
Commercial_Grocery_Existing_Miscellaneous_Natural Gas_Pool Heater_E10_Codes & Standards Forecast | Commercial | Grocery | Existing | Miscellaneous | Natural Gas | Pool Heater | E10 |  | Codes & Standards Forecast | 0 | 0 | 0 | 0 | 0 | 0 | 0 | 0 | 0 | 0 | 0 | 0 | 0 | 0 | 0 | 0 | 0 | 0 | 0 | 0 | 0 | 0 | 0 | 0 | 0 | 0 | 0 | 0 | 0 | 0 | 0 | 0 | 0 | 0 | 0 | 0 | 0 | 0 | 0 | 0 | 0 | 0 | 0 | 0 | 0 | 0 | 0 | 0 | 0 | 0 | 0
Commercial_Grocery_Existing_Miscellaneous_Natural Gas_Pool Heater_Vintage_Codes & Standards Forecast | Commercial | Grocery | Existing | Miscellaneous | Natural Gas | Pool Heater | Vintage |  | Codes & Standards Forecast | 0 | 0 | 0 | 0 | 0 | 0 | 0 | 0 | 0 | 0 | 0 | 0 | 0 | 0 | 0 | 0 | 0 | 0 | 0 | 0 | 0 | 0 | 0 | 0 | 0 | 0 | 0 | 0 | 0 | 0 | 0 | 0 | 0 | 0 | 0 | 0 | 0 | 0 | 0 | 0 | 0 | 0 | 0 | 0 | 0 | 0 | 0 | 0 | 0 | 0 | 0
Commercial_Grocery_Existing_Miscellaneous_Natural Gas_Miscellaneous_E1_Codes & Standards Forecast | Commercial | Grocery | Existing | Miscellaneous | Natural Gas | Miscellaneous | E1 |  | Codes & Standards Forecast | 0 | 189642.3558 | 413282.7597 | 664545.8197 | 876460.088 | 1054243.1654 | 1203877.6132 | 1330211.5863 | 1436873.3907 | 1526427.6526 | 1601289.0747 | 1663620.5858 | 1715208.7842 | 1757596.7604 | 1792099.9017 | 1819907.0985 | 1842015.2776 | 1859278.2228 | 1872411.5171 | 1882025.5118 | 1888624.4167 | 1892651.645 | 1894500.2585 | 1894493.2707 | 1892906.1775 | 1889958.8791 | 1885851.4331 | 1880754.4573 | 1874813.4583 | 1868152.5232 | 1860877.4701 | 1853078.5347 | 1844896.2192 | 0 | 0 | 0 | 0 | 0 | 0 | 0 | 0 | 0 | 0 | 0 | 0 | 0 | 0 | 0 | 0 | 0 | 0
Commercial_Grocery_Existing_Miscellaneous_Natural Gas_Miscellaneous_E2_Codes & Standards Forecast | Commercial | Grocery | Existing | Miscellaneous | Natural Gas | Miscellaneous | E2 |  | Codes & Standards Forecast | 0 | 0 | 0 | 0 | 0 | 0 | 0 | 0 | 0 | 0 | 0 | 0 | 0 | 0 | 0 | 0 | 0 | 0 | 0 | 0 | 0 | 0 | 0 | 0 | 0 | 0 | 0 | 0 | 0 | 0 | 0 | 0 | 0 | 0 | 0 | 0 | 0 | 0 | 0 | 0 | 0 | 0 | 0 | 0 | 0 | 0 | 0 | 0 | 0 | 0 | 0
Commercial_Grocery_Existing_Miscellaneous_Natural Gas_Miscellaneous_E3_Codes & Standards Forecast | Commercial | Grocery | Existing | Miscellaneous | Natural Gas | Miscellaneous | E3 |  | Codes & Standards Forecast | 0 | 0 | 0 | 0 | 0 | 0 | 0 | 0 | 0 | 0 | 0 | 0 | 0 | 0 | 0 | 0 | 0 | 0 | 0 | 0 | 0 | 0 | 0 | 0 | 0 | 0 | 0 | 0 | 0 | 0 | 0 | 0 | 0 | 0 | 0 | 0 | 0 | 0 | 0 | 0 | 0 | 0 | 0 | 0 | 0 | 0 | 0 | 0 | 0 | 0 | 0
Commercial_Grocery_Existing_Miscellaneous_Natural Gas_Miscellaneous_E4_Codes & Standards Forecast | Commercial | Grocery | Existing | Miscellaneous | Natural Gas | Miscellaneous | E4 |  | Codes & Standards Forecast | 0 | 0 | 0 | 0 | 0 | 0 | 0 | 0 | 0 | 0 | 0 | 0 | 0 | 0 | 0 | 0 | 0 | 0 | 0 | 0 | 0 | 0 | 0 | 0 | 0 | 0 | 0 | 0 | 0 | 0 | 0 | 0 | 0 | 0 | 0 | 0 | 0 | 0 | 0 | 0 | 0 | 0 | 0 | 0 | 0 | 0 | 0 | 0 | 0 | 0 | 0
Commercial_Grocery_Existing_Miscellaneous_Natural Gas_Miscellaneous_E5_Codes & Standards Forecast | Commercial | Grocery | Existing | Miscellaneous | Natural Gas | Miscellaneous | E5 |  | Codes & Standards Forecast | 0 | 0 | 0 | 0 | 0 | 0 | 0 | 0 | 0 | 0 | 0 | 0 | 0 | 0 | 0 | 0 | 0 | 0 | 0 | 0 | 0 | 0 | 0 | 0 | 0 | 0 | 0 | 0 | 0 | 0 | 0 | 0 | 0 | 0 | 0 | 0 | 0 | 0 | 0 | 0 | 0 | 0 | 0 | 0 | 0 | 0 | 0 | 0 | 0 | 0 | 0
Commercial_Grocery_Existing_Miscellaneous_Natural Gas_Miscellaneous_E6_Codes & Standards Forecast | Commercial | Grocery | Existing | Miscellaneous | Natural Gas | Miscellaneous | E6 |  | Codes & Standards Forecast | 0 | 0 | 0 | 0 | 0 | 0 | 0 | 0 | 0 | 0 | 0 | 0 | 0 | 0 | 0 | 0 | 0 | 0 | 0 | 0 | 0 | 0 | 0 | 0 | 0 | 0 | 0 | 0 | 0 | 0 | 0 | 0 | 0 | 0 | 0 | 0 | 0 | 0 | 0 | 0 | 0 | 0 | 0 | 0 | 0 | 0 | 0 | 0 | 0 | 0 | 0
Commercial_Grocery_Existing_Miscellaneous_Natural Gas_Miscellaneous_E7_Codes & Standards Forecast | Commercial | Grocery | Existing | Miscellaneous | Natural Gas | Miscellaneous | E7 |  | Codes & Standards Forecast | 0 | 0 | 0 | 0 | 0 | 0 | 0 | 0 | 0 | 0 | 0 | 0 | 0 | 0 | 0 | 0 | 0 | 0 | 0 | 0 | 0 | 0 | 0 | 0 | 0 | 0 | 0 | 0 | 0 | 0 | 0 | 0 | 0 | 0 | 0 | 0 | 0 | 0 | 0 | 0 | 0 | 0 | 0 | 0 | 0 | 0 | 0 | 0 | 0 | 0 | 0
Commercial_Grocery_Existing_Miscellaneous_Natural Gas_Miscellaneous_E8_Codes & Standards Forecast | Commercial | Grocery | Existing | Miscellaneous | Natural Gas | Miscellaneous | E8 |  | Codes & Standards Forecast | 0 | 0 | 0 | 0 | 0 | 0 | 0 | 0 | 0 | 0 | 0 | 0 | 0 | 0 | 0 | 0 | 0 | 0 | 0 | 0 | 0 | 0 | 0 | 0 | 0 | 0 | 0 | 0 | 0 | 0 | 0 | 0 | 0 | 0 | 0 | 0 | 0 | 0 | 0 | 0 | 0 | 0 | 0 | 0 | 0 | 0 | 0 | 0 | 0 | 0 | 0
Commercial_Grocery_Existing_Miscellaneous_Natural Gas_Miscellaneous_E9_Codes & Standards Forecast | Commercial | Grocery | Existing | Miscellaneous | Natural Gas | Miscellaneous | E9 |  | Codes & Standards Forecast | 0 | 0 | 0 | 0 | 0 | 0 | 0 | 0 | 0 | 0 | 0 | 0 | 0 | 0 | 0 | 0 | 0 | 0 | 0 | 0 | 0 | 0 | 0 | 0 | 0 | 0 | 0 | 0 | 0 | 0 | 0 | 0 | 0 | 0 | 0 | 0 | 0 | 0 | 0 | 0 | 0 | 0 | 0 | 0 | 0 | 0 | 0 | 0 | 0 | 0 | 0
Commercial_Grocery_Existing_Miscellaneous_Natural Gas_Miscellaneous_E10_Codes & Standards Forecast | Commercial | Grocery | Existing | Miscellaneous | Natural Gas | Miscellaneous | E10 |  | Codes & Standards Forecast | 0 | 0 | 0 | 0 | 0 | 0 | 0 | 0 | 0 | 0 | 0 | 0 | 0 | 0 | 0 | 0 | 0 | 0 | 0 | 0 | 0 | 0 | 0 | 0 | 0 | 0 | 0 | 0 | 0 | 0 | 0 | 0 | 0 | 0 | 0 | 0 | 0 | 0 | 0 | 0 | 0 | 0 | 0 | 0 | 0 | 0 | 0 | 0 | 0 | 0 | 0
Commercial_Grocery_Existing_Miscellaneous_Natural Gas_Miscellaneous_Vintage_Codes & Standards Forecast | Commercial | Grocery | Existing | Miscellaneous | Natural Gas | Miscellaneous | Vintage |  | Codes & Standards Forecast | 2223808.3857 | 2022851.7949 | 1787897.1559 | 1522970.6502 | 1297037.8167 | 1103885.1239 | 939891.9661 | 800843.6919 | 682757.5345 | 582176.2246 | 496432.9704 | 423328.7832 | 360982.8129 | 307805.9817 | 262446.9748 | 223763.7183 | 190776.4785 | 162648.7025 | 138665.0332 | 118215.3474 | 100778.4118 | 85910.7974 | 73234.8566 | 62427.7538 | 53214.1726 | 45358.9645 | 38662.061 | 32952.8334 | 28085.7645 | 23936.7562 | 20399.9796 | 17385.1876 | 14815.9339 | 0 | 0 | 0 | 0 | 0 | 0 | 0 | 0 | 0 | 0 | 0 | 0 | 0 | 0 | 0 | 0 | 0 | 0
Commercial_Grocery_New_Space Heating_Natural Gas_Furnace_E1_Codes & Standards Forecast | Commercial | Grocery | New | Space Heating | Natural Gas | Furnace | E1 |  | Codes & Standards Forecast | 0 | 14493.3066 | 84399.9068 | 129075.1205 | 186692.8003 | 264886.3094 | 337971.8298 | 402748.34 | 461006.8897 | 517257.9033 | 572775.157 | 627740.8583 | 682631.2502 | 737678.7015 | 793064.75 | 848552.836 | 904056.0868 | 959487.435 | 1014845.7401 | 1070129.8488 | 1125425.7794 | 1180733.6113 | 1235975.4587 | 1291150.4227 | 1346257.5957 | 1401374.0269 | 1456499.7704 | 1511634.8807 | 1566779.4126 | 1621933.4211 | 1677096.9616 | 1732270.09 | 1757120.7488 | 0 | 0 | 0 | 0 | 0 | 0 | 0 | 0 | 0 | 0 | 0 | 0 | 0 | 0 | 0 | 0 | 0 | 0
Commercial_Grocery_New_Space Heating_Natural Gas_Furnace_E2_Codes & Standards Forecast | Commercial | Grocery | New | Space Heating | Natural Gas | Furnace | E2 |  | Codes & Standards Forecast | 0 | 0 | 0 | 0 | 0 | 0 | 0 | 0 | 0 | 0 | 0 | 0 | 0 | 0 | 0 | 0 | 0 | 0 | 0 | 0 | 0 | 0 | 0 | 0 | 0 | 0 | 0 | 0 | 0 | 0 | 0 | 0 | 0 | 0 | 0 | 0 | 0 | 0 | 0 | 0 | 0 | 0 | 0 | 0 | 0 | 0 | 0 | 0 | 0 | 0 | 0
Commercial_Grocery_New_Space Heating_Natural Gas_Furnace_E3_Codes & Standards Forecast | Commercial | Grocery | New | Space Heating | Natural Gas | Furnace | E3 |  | Codes & Standards Forecast | 0 | 0 | 0 | 0 | 0 | 0 | 0 | 0 | 0 | 0 | 0 | 0 | 0 | 0 | 0 | 0 | 0 | 0 | 0 | 0 | 0 | 0 | 0 | 0 | 0 | 0 | 0 | 0 | 0 | 0 | 0 | 0 | 0 | 0 | 0 | 0 | 0 | 0 | 0 | 0 | 0 | 0 | 0 | 0 | 0 | 0 | 0 | 0 | 0 | 0 | 0
Commercial_Grocery_New_Space Heating_Natural Gas_Furnace_E4_Codes & Standards Forecast | Commercial | Grocery | New | Space Heating | Natural Gas | Furnace | E4 |  | Codes & Standards Forecast | 0 | 0 | 0 | 0 | 0 | 0 | 0 | 0 | 0 | 0 | 0 | 0 | 0 | 0 | 0 | 0 | 0 | 0 | 0 | 0 | 0 | 0 | 0 | 0 | 0 | 0 | 0 | 0 | 0 | 0 | 0 | 0 | 0 | 0 | 0 | 0 | 0 | 0 | 0 | 0 | 0 | 0 | 0 | 0 | 0 | 0 | 0 | 0 | 0 | 0 | 0
Commercial_Grocery_New_Space Heating_Natural Gas_Furnace_E5_Codes & Standards Forecast | Commercial | Grocery | New | Space Heating | Natural Gas | Furnace | E5 |  | Codes & Standards Forecast | 0 | 0 | 0 | 0 | 0 | 0 | 0 | 0 | 0 | 0 | 0 | 0 | 0 | 0 | 0 | 0 | 0 | 0 | 0 | 0 | 0 | 0 | 0 | 0 | 0 | 0 | 0 | 0 | 0 | 0 | 0 | 0 | 0 | 0 | 0 | 0 | 0 | 0 | 0 | 0 | 0 | 0 | 0 | 0 | 0 | 0 | 0 | 0 | 0 | 0 | 0
Commercial_Grocery_New_Space Heating_Natural Gas_Furnace_E6_Codes & Standards Forecast | Commercial | Grocery | New | Space Heating | Natural Gas | Furnace | E6 |  | Codes & Standards Forecast | 0 | 0 | 0 | 0 | 0 | 0 | 0 | 0 | 0 | 0 | 0 | 0 | 0 | 0 | 0 | 0 | 0 | 0 | 0 | 0 | 0 | 0 | 0 | 0 | 0 | 0 | 0 | 0 | 0 | 0 | 0 | 0 | 0 | 0 | 0 | 0 | 0 | 0 | 0 | 0 | 0 | 0 | 0 | 0 | 0 | 0 | 0 | 0 | 0 | 0 | 0
Commercial_Grocery_New_Space Heating_Natural Gas_Furnace_E7_Codes & Standards Forecast | Commercial | Grocery | New | Space Heating | Natural Gas | Furnace | E7 |  | Codes & Standards Forecast | 0 | 0 | 0 | 0 | 0 | 0 | 0 | 0 | 0 | 0 | 0 | 0 | 0 | 0 | 0 | 0 | 0 | 0 | 0 | 0 | 0 | 0 | 0 | 0 | 0 | 0 | 0 | 0 | 0 | 0 | 0 | 0 | 0 | 0 | 0 | 0 | 0 | 0 | 0 | 0 | 0 | 0 | 0 | 0 | 0 | 0 | 0 | 0 | 0 | 0 | 0
Commercial_Grocery_New_Space Heating_Natural Gas_Furnace_E8_Codes & Standards Forecast | Commercial | Grocery | New | Space Heating | Natural Gas | Furnace | E8 |  | Codes & Standards Forecast | 0 | 0 | 0 | 0 | 0 | 0 | 0 | 0 | 0 | 0 | 0 | 0 | 0 | 0 | 0 | 0 | 0 | 0 | 0 | 0 | 0 | 0 | 0 | 0 | 0 | 0 | 0 | 0 | 0 | 0 | 0 | 0 | 0 | 0 | 0 | 0 | 0 | 0 | 0 | 0 | 0 | 0 | 0 | 0 | 0 | 0 | 0 | 0 | 0 | 0 | 0
Commercial_Grocery_New_Space Heating_Natural Gas_Furnace_E9_Codes & Standards Forecast | Commercial | Grocery | New | Space Heating | Natural Gas | Furnace | E9 |  | Codes & Standards Forecast | 0 | 0 | 0 | 0 | 0 | 0 | 0 | 0 | 0 | 0 | 0 | 0 | 0 | 0 | 0 | 0 | 0 | 0 | 0 | 0 | 0 | 0 | 0 | 0 | 0 | 0 | 0 | 0 | 0 | 0 | 0 | 0 | 0 | 0 | 0 | 0 | 0 | 0 | 0 | 0 | 0 | 0 | 0 | 0 | 0 | 0 | 0 | 0 | 0 | 0 | 0
Commercial_Grocery_New_Space Heating_Natural Gas_Furnace_E10_Codes & Standards Forecast | Commercial | Grocery | New | Space Heating | Natural Gas | Furnace | E10 |  | Codes & Standards Forecast | 0 | 0 | 0 | 0 | 0 | 0 | 0 | 0 | 0 | 0 | 0 | 0 | 0 | 0 | 0 | 0 | 0 | 0 | 0 | 0 | 0 | 0 | 0 | 0 | 0 | 0 | 0 | 0 | 0 | 0 | 0 | 0 | 0 | 0 | 0 | 0 | 0 | 0 | 0 | 0 | 0 | 0 | 0 | 0 | 0 | 0 | 0 | 0 | 0 | 0 | 0
Commercial_Grocery_New_Space Heating_Natural Gas_Furnace_Vintage_Codes & Standards Forecast | Commercial | Grocery | New | Space Heating | Natural Gas | Furnace | Vintage |  | Codes & Standards Forecast | 0 | 0 | 0 | 0 | 0 | 0 | 0 | 0 | 0 | 0 | 0 | 0 | 0 | 0 | 0 | 0 | 0 | 0 | 0 | 0 | 0 | 0 | 0 | 0 | 0 | 0 | 0 | 0 | 0 | 0 | 0 | 0 | 0 | 0 | 0 | 0 | 0 | 0 | 0 | 0 | 0 | 0 | 0 | 0 | 0 | 0 | 0 | 0 | 0 | 0 | 0
Commercial_Grocery_New_Space Heating_Natural Gas_Boiler_E1_Codes & Standards Forecast | Commercial | Grocery | New | Space Heating | Natural Gas | Boiler | E1 |  | Codes & Standards Forecast | 0 | 96.746 | 563.3878 | 861.6046 | 1246.2152 | 1768.174 | 2256.0358 | 2688.4331 | 3077.3217 | 3452.8095 | 3823.3993 | 4190.3073 | 4556.7127 | 4924.1665 | 5293.8804 | 5664.2755 | 6034.7718 | 6404.7882 | 6774.317 | 7143.3505 | 7512.4629 | 7881.6548 | 8250.4062 | 8618.7111 | 8986.5635 | 9354.4777 | 9722.4541 | 10090.493 | 10458.5948 | 10826.7599 | 11194.9885 | 11563.2812 | 11729.1648 | 0 | 0 | 0 | 0 | 0 | 0 | 0 | 0 | 0 | 0 | 0 | 0 | 0 | 0 | 0 | 0 | 0 | 0
Commercial_Grocery_New_Space Heating_Natural Gas_Boiler_E2_Codes & Standards Forecast | Commercial | Grocery | New | Space Heating | Natural Gas | Boiler | E2 |  | Codes & Standards Forecast | 0 | 0 | 0 | 0 | 0 | 0 | 0 | 0 | 0 | 0 | 0 | 0 | 0 | 0 | 0 | 0 | 0 | 0 | 0 | 0 | 0 | 0 | 0 | 0 | 0 | 0 | 0 | 0 | 0 | 0 | 0 | 0 | 0 | 0 | 0 | 0 | 0 | 0 | 0 | 0 | 0 | 0 | 0 | 0 | 0 | 0 | 0 | 0 | 0 | 0 | 0
Commercial_Grocery_New_Space Heating_Natural Gas_Boiler_E3_Codes & Standards Forecast | Commercial | Grocery | New | Space Heating | Natural Gas | Boiler | E3 |  | Codes & Standards Forecast | 0 | 0 | 0 | 0 | 0 | 0 | 0 | 0 | 0 | 0 | 0 | 0 | 0 | 0 | 0 | 0 | 0 | 0 | 0 | 0 | 0 | 0 | 0 | 0 | 0 | 0 | 0 | 0 | 0 | 0 | 0 | 0 | 0 | 0 | 0 | 0 | 0 | 0 | 0 | 0 | 0 | 0 | 0 | 0 | 0 | 0 | 0 | 0 | 0 | 0 | 0
Commercial_Grocery_New_Space Heating_Natural Gas_Boiler_E4_Codes & Standards Forecast | Commercial | Grocery | New | Space Heating | Natural Gas | Boiler | E4 |  | Codes & Standards Forecast | 0 | 0 | 0 | 0 | 0 | 0 | 0 | 0 | 0 | 0 | 0 | 0 | 0 | 0 | 0 | 0 | 0 | 0 | 0 | 0 | 0 | 0 | 0 | 0 | 0 | 0 | 0 | 0 | 0 | 0 | 0 | 0 | 0 | 0 | 0 | 0 | 0 | 0 | 0 | 0 | 0 | 0 | 0 | 0 | 0 | 0 | 0 | 0 | 0 | 0 | 0
Commercial_Grocery_New_Space Heating_Natural Gas_Boiler_E5_Codes & Standards Forecast | Commercial | Grocery | New | Space Heating | Natural Gas | Boiler | E5 |  | Codes & Standards Forecast | 0 | 0 | 0 | 0 | 0 | 0 | 0 | 0 | 0 | 0 | 0 | 0 | 0 | 0 | 0 | 0 | 0 | 0 | 0 | 0 | 0 | 0 | 0 | 0 | 0 | 0 | 0 | 0 | 0 | 0 | 0 | 0 | 0 | 0 | 0 | 0 | 0 | 0 | 0 | 0 | 0 | 0 | 0 | 0 | 0 | 0 | 0 | 0 | 0 | 0 | 0
Commercial_Grocery_New_Space Heating_Natural Gas_Boiler_E6_Codes & Standards Forecast | Commercial | Grocery | New | Space Heating | Natural Gas | Boiler | E6 |  | Codes & Standards Forecast | 0 | 0 | 0 | 0 | 0 | 0 | 0 | 0 | 0 | 0 | 0 | 0 | 0 | 0 | 0 | 0 | 0 | 0 | 0 | 0 | 0 | 0 | 0 | 0 | 0 | 0 | 0 | 0 | 0 | 0 | 0 | 0 | 0 | 0 | 0 | 0 | 0 | 0 | 0 | 0 | 0 | 0 | 0 | 0 | 0 | 0 | 0 | 0 | 0 | 0 | 0
Commercial_Grocery_New_Space Heating_Natural Gas_Boiler_E7_Codes & Standards Forecast | Commercial | Grocery | New | Space Heating | Natural Gas | Boiler | E7 |  | Codes & Standards Forecast | 0 | 0 | 0 | 0 | 0 | 0 | 0 | 0 | 0 | 0 | 0 | 0 | 0 | 0 | 0 | 0 | 0 | 0 | 0 | 0 | 0 | 0 | 0 | 0 | 0 | 0 | 0 | 0 | 0 | 0 | 0 | 0 | 0 | 0 | 0 | 0 | 0 | 0 | 0 | 0 | 0 | 0 | 0 | 0 | 0 | 0 | 0 | 0 | 0 | 0 | 0
Commercial_Grocery_New_Space Heating_Natural Gas_Boiler_E8_Codes & Standards Forecast | Commercial | Grocery | New | Space Heating | Natural Gas | Boiler | E8 |  | Codes & Standards Forecast | 0 | 0 | 0 | 0 | 0 | 0 | 0 | 0 | 0 | 0 | 0 | 0 | 0 | 0 | 0 | 0 | 0 | 0 | 0 | 0 | 0 | 0 | 0 | 0 | 0 | 0 | 0 | 0 | 0 | 0 | 0 | 0 | 0 | 0 | 0 | 0 | 0 | 0 | 0 | 0 | 0 | 0 | 0 | 0 | 0 | 0 | 0 | 0 | 0 | 0 | 0
Commercial_Grocery_New_Space Heating_Natural Gas_Boiler_E9_Codes & Standards Forecast | Commercial | Grocery | New | Space Heating | Natural Gas | Boiler | E9 |  | Codes & Standards Forecast | 0 | 0 | 0 | 0 | 0 | 0 | 0 | 0 | 0 | 0 | 0 | 0 | 0 | 0 | 0 | 0 | 0 | 0 | 0 | 0 | 0 | 0 | 0 | 0 | 0 | 0 | 0 | 0 | 0 | 0 | 0 | 0 | 0 | 0 | 0 | 0 | 0 | 0 | 0 | 0 | 0 | 0 | 0 | 0 | 0 | 0 | 0 | 0 | 0 | 0 | 0
Commercial_Grocery_New_Space Heating_Natural Gas_Boiler_E10_Codes & Standards Forecast | Commercial | Grocery | New | Space Heating | Natural Gas | Boiler | E10 |  | Codes & Standards Forecast | 0 | 0 | 0 | 0 | 0 | 0 | 0 | 0 | 0 | 0 | 0 | 0 | 0 | 0 | 0 | 0 | 0 | 0 | 0 | 0 | 0 | 0 | 0 | 0 | 0 | 0 | 0 | 0 | 0 | 0 | 0 | 0 | 0 | 0 | 0 | 0 | 0 | 0 | 0 | 0 | 0 | 0 | 0 | 0 | 0 | 0 | 0 | 0 | 0 | 0 | 0
Commercial_Grocery_New_Space Heating_Natural Gas_Boiler_Vintage_Codes & Standards Forecast | Commercial | Grocery | New | Space Heating | Natural Gas | Boiler | Vintage |  | Codes & Standards Forecast | 0 | 0 | 0 | 0 | 0 | 0 | 0 | 0 | 0 | 0 | 0 | 0 | 0 | 0 | 0 | 0 | 0 | 0 | 0 | 0 | 0 | 0 | 0 | 0 | 0 | 0 | 0 | 0 | 0 | 0 | 0 | 0 | 0 | 0 | 0 | 0 | 0 | 0 | 0 | 0 | 0 | 0 | 0 | 0 | 0 | 0 | 0 | 0 | 0 | 0 | 0
Commercial_Grocery_New_Space Heating_Natural Gas_Unit Heater_E1_Codes & Standards Forecast | Commercial | Grocery | New | Space Heating | Natural Gas | Unit Heater | E1 |  | Codes & Standards Forecast | 0 | 0 | 0 | 0 | 0 | 0 | 0 | 0 | 0 | 0 | 0 | 0 | 0 | 0 | 0 | 0 | 0 | 0 | 0 | 0 | 0 | 0 | 0 | 0 | 0 | 0 | 0 | 0 | 0 | 0 | 0 | 0 | 0 | 0 | 0 | 0 | 0 | 0 | 0 | 0 | 0 | 0 | 0 | 0 | 0 | 0 | 0 | 0 | 0 | 0 | 0
Commercial_Grocery_New_Space Heating_Natural Gas_Unit Heater_E2_Codes & Standards Forecast | Commercial | Grocery | New | Space Heating | Natural Gas | Unit Heater | E2 |  | Codes & Standards Forecast | 0 | 0 | 0 | 0 | 0 | 0 | 0 | 0 | 0 | 0 | 0 | 0 | 0 | 0 | 0 | 0 | 0 | 0 | 0 | 0 | 0 | 0 | 0 | 0 | 0 | 0 | 0 | 0 | 0 | 0 | 0 | 0 | 0 | 0 | 0 | 0 | 0 | 0 | 0 | 0 | 0 | 0 | 0 | 0 | 0 | 0 | 0 | 0 | 0 | 0 | 0
Commercial_Grocery_New_Space Heating_Natural Gas_Unit Heater_E3_Codes & Standards Forecast | Commercial | Grocery | New | Space Heating | Natural Gas | Unit Heater | E3 |  | Codes & Standards Forecast | 0 | 0 | 0 | 0 | 0 | 0 | 0 | 0 | 0 | 0 | 0 | 0 | 0 | 0 | 0 | 0 | 0 | 0 | 0 | 0 | 0 | 0 | 0 | 0 | 0 | 0 | 0 | 0 | 0 | 0 | 0 | 0 | 0 | 0 | 0 | 0 | 0 | 0 | 0 | 0 | 0 | 0 | 0 | 0 | 0 | 0 | 0 | 0 | 0 | 0 | 0
Commercial_Grocery_New_Space Heating_Natural Gas_Unit Heater_E4_Codes & Standards Forecast | Commercial | Grocery | New | Space Heating | Natural Gas | Unit Heater | E4 |  | Codes & Standards Forecast | 0 | 0 | 0 | 0 | 0 | 0 | 0 | 0 | 0 | 0 | 0 | 0 | 0 | 0 | 0 | 0 | 0 | 0 | 0 | 0 | 0 | 0 | 0 | 0 | 0 | 0 | 0 | 0 | 0 | 0 | 0 | 0 | 0 | 0 | 0 | 0 | 0 | 0 | 0 | 0 | 0 | 0 | 0 | 0 | 0 | 0 | 0 | 0 | 0 | 0 | 0
Commercial_Grocery_New_Space Heating_Natural Gas_Unit Heater_E5_Codes & Standards Forecast | Commercial | Grocery | New | Space Heating | Natural Gas | Unit Heater | E5 |  | Codes & Standards Forecast | 0 | 0 | 0 | 0 | 0 | 0 | 0 | 0 | 0 | 0 | 0 | 0 | 0 | 0 | 0 | 0 | 0 | 0 | 0 | 0 | 0 | 0 | 0 | 0 | 0 | 0 | 0 | 0 | 0 | 0 | 0 | 0 | 0 | 0 | 0 | 0 | 0 | 0 | 0 | 0 | 0 | 0 | 0 | 0 | 0 | 0 | 0 | 0 | 0 | 0 | 0
Commercial_Grocery_New_Space Heating_Natural Gas_Unit Heater_E6_Codes & Standards Forecast | Commercial | Grocery | New | Space Heating | Natural Gas | Unit Heater | E6 |  | Codes & Standards Forecast | 0 | 0 | 0 | 0 | 0 | 0 | 0 | 0 | 0 | 0 | 0 | 0 | 0 | 0 | 0 | 0 | 0 | 0 | 0 | 0 | 0 | 0 | 0 | 0 | 0 | 0 | 0 | 0 | 0 | 0 | 0 | 0 | 0 | 0 | 0 | 0 | 0 | 0 | 0 | 0 | 0 | 0 | 0 | 0 | 0 | 0 | 0 | 0 | 0 | 0 | 0
Commercial_Grocery_New_Space Heating_Natural Gas_Unit Heater_E7_Codes & Standards Forecast | Commercial | Grocery | New | Space Heating | Natural Gas | Unit Heater | E7 |  | Codes & Standards Forecast | 0 | 0 | 0 | 0 | 0 | 0 | 0 | 0 | 0 | 0 | 0 | 0 | 0 | 0 | 0 | 0 | 0 | 0 | 0 | 0 | 0 | 0 | 0 | 0 | 0 | 0 | 0 | 0 | 0 | 0 | 0 | 0 | 0 | 0 | 0 | 0 | 0 | 0 | 0 | 0 | 0 | 0 | 0 | 0 | 0 | 0 | 0 | 0 | 0 | 0 | 0
Commercial_Grocery_New_Space Heating_Natural Gas_Unit Heater_E8_Codes & Standards Forecast | Commercial | Grocery | New | Space Heating | Natural Gas | Unit Heater | E8 |  | Codes & Standards Forecast | 0 | 0 | 0 | 0 | 0 | 0 | 0 | 0 | 0 | 0 | 0 | 0 | 0 | 0 | 0 | 0 | 0 | 0 | 0 | 0 | 0 | 0 | 0 | 0 | 0 | 0 | 0 | 0 | 0 | 0 | 0 | 0 | 0 | 0 | 0 | 0 | 0 | 0 | 0 | 0 | 0 | 0 | 0 | 0 | 0 | 0 | 0 | 0 | 0 | 0 | 0
Commercial_Grocery_New_Space Heating_Natural Gas_Unit Heater_E9_Codes & Standards Forecast | Commercial | Grocery | New | Space Heating | Natural Gas | Unit Heater | E9 |  | Codes & Standards Forecast | 0 | 0 | 0 | 0 | 0 | 0 | 0 | 0 | 0 | 0 | 0 | 0 | 0 | 0 | 0 | 0 | 0 | 0 | 0 | 0 | 0 | 0 | 0 | 0 | 0 | 0 | 0 | 0 | 0 | 0 | 0 | 0 | 0 | 0 | 0 | 0 | 0 | 0 | 0 | 0 | 0 | 0 | 0 | 0 | 0 | 0 | 0 | 0 | 0 | 0 | 0
Commercial_Grocery_New_Space Heating_Natural Gas_Unit Heater_E10_Codes & Standards Forecast | Commercial | Grocery | New | Space Heating | Natural Gas | Unit Heater | E10 |  | Codes & Standards Forecast | 0 | 0 | 0 | 0 | 0 | 0 | 0 | 0 | 0 | 0 | 0 | 0 | 0 | 0 | 0 | 0 | 0 | 0 | 0 | 0 | 0 | 0 | 0 | 0 | 0 | 0 | 0 | 0 | 0 | 0 | 0 | 0 | 0 | 0 | 0 | 0 | 0 | 0 | 0 | 0 | 0 | 0 | 0 | 0 | 0 | 0 | 0 | 0 | 0 | 0 | 0
Commercial_Grocery_New_Space Heating_Natural Gas_Unit Heater_Vintage_Codes & Standards Forecast | Commercial | Grocery | New | Space Heating | Natural Gas | Unit Heater | Vintage |  | Codes & Standards Forecast | 0 | 0 | 0 | 0 | 0 | 0 | 0 | 0 | 0 | 0 | 0 | 0 | 0 | 0 | 0 | 0 | 0 | 0 | 0 | 0 | 0 | 0 | 0 | 0 | 0 | 0 | 0 | 0 | 0 | 0 | 0 | 0 | 0 | 0 | 0 | 0 | 0 | 0 | 0 | 0 | 0 | 0 | 0 | 0 | 0 | 0 | 0 | 0 | 0 | 0 | 0
Commercial_Grocery_New_Water Heating_Natural Gas_Water Heater_E1_Codes & Standards Forecast | Commercial | Grocery | New | Water Heating | Natural Gas | Water Heater | E1 |  | Codes & Standards Forecast | 0 | 11000.0289 | 64057.2534 | 97964.5359 | 141694.8011 | 201041.5659 | 256511.5051 | 305675.1296 | 349891.7979 | 392584.8003 | 434720.8988 | 476438.384 | 518098.7112 | 559878.2423 | 601914.7596 | 644028.7207 | 686154.1913 | 728225.0899 | 770240.5507 | 812199.6984 | 854167.8186 | 896144.9716 | 938072.0441 | 979948.354 | 1021773.2122 | 1063605.0973 | 1105444.0501 | 1147290.112 | 1189143.3247 | 1231003.7299 | 1272871.3697 | 1314746.2863 | 1333607.2662 | 0 | 0 | 0 | 0 | 0 | 0 | 0 | 0 | 0 | 0 | 0 | 0 | 0 | 0 | 0 | 0 | 0 | 0
Commercial_Grocery_New_Water Heating_Natural Gas_Water Heater_E2_Codes & Standards Forecast | Commercial | Grocery | New | Water Heating | Natural Gas | Water Heater | E2 |  | Codes & Standards Forecast | 0 | 0 | 0 | 0 | 0 | 0 | 0 | 0 | 0 | 0 | 0 | 0 | 0 | 0 | 0 | 0 | 0 | 0 | 0 | 0 | 0 | 0 | 0 | 0 | 0 | 0 | 0 | 0 | 0 | 0 | 0 | 0 | 0 | 0 | 0 | 0 | 0 | 0 | 0 | 0 | 0 | 0 | 0 | 0 | 0 | 0 | 0 | 0 | 0 | 0 | 0
Commercial_Grocery_New_Water Heating_Natural Gas_Water Heater_E3_Codes & Standards Forecast | Commercial | Grocery | New | Water Heating | Natural Gas | Water Heater | E3 |  | Codes & Standards Forecast | 0 | 0 | 0 | 0 | 0 | 0 | 0 | 0 | 0 | 0 | 0 | 0 | 0 | 0 | 0 | 0 | 0 | 0 | 0 | 0 | 0 | 0 | 0 | 0 | 0 | 0 | 0 | 0 | 0 | 0 | 0 | 0 | 0 | 0 | 0 | 0 | 0 | 0 | 0 | 0 | 0 | 0 | 0 | 0 | 0 | 0 | 0 | 0 | 0 | 0 | 0
Commercial_Grocery_New_Water Heating_Natural Gas_Water Heater_E4_Codes & Standards Forecast | Commercial | Grocery | New | Water Heating | Natural Gas | Water Heater | E4 |  | Codes & Standards Forecast | 0 | 0 | 0 | 0 | 0 | 0 | 0 | 0 | 0 | 0 | 0 | 0 | 0 | 0 | 0 | 0 | 0 | 0 | 0 | 0 | 0 | 0 | 0 | 0 | 0 | 0 | 0 | 0 | 0 | 0 | 0 | 0 | 0 | 0 | 0 | 0 | 0 | 0 | 0 | 0 | 0 | 0 | 0 | 0 | 0 | 0 | 0 | 0 | 0 | 0 | 0
Commercial_Grocery_New_Water Heating_Natural Gas_Water Heater_E5_Codes & Standards Forecast | Commercial | Grocery | New | Water Heating | Natural Gas | Water Heater | E5 |  | Codes & Standards Forecast | 0 | 0 | 0 | 0 | 0 | 0 | 0 | 0 | 0 | 0 | 0 | 0 | 0 | 0 | 0 | 0 | 0 | 0 | 0 | 0 | 0 | 0 | 0 | 0 | 0 | 0 | 0 | 0 | 0 | 0 | 0 | 0 | 0 | 0 | 0 | 0 | 0 | 0 | 0 | 0 | 0 | 0 | 0 | 0 | 0 | 0 | 0 | 0 | 0 | 0 | 0
Commercial_Grocery_New_Water Heating_Natural Gas_Water Heater_E6_Codes & Standards Forecast | Commercial | Grocery | New | Water Heating | Natural Gas | Water Heater | E6 |  | Codes & Standards Forecast | 0 | 0 | 0 | 0 | 0 | 0 | 0 | 0 | 0 | 0 | 0 | 0 | 0 | 0 | 0 | 0 | 0 | 0 | 0 | 0 | 0 | 0 | 0 | 0 | 0 | 0 | 0 | 0 | 0 | 0 | 0 | 0 | 0 | 0 | 0 | 0 | 0 | 0 | 0 | 0 | 0 | 0 | 0 | 0 | 0 | 0 | 0 | 0 | 0 | 0 | 0
Commercial_Grocery_New_Water Heating_Natural Gas_Water Heater_E7_Codes & Standards Forecast | Commercial | Grocery | New | Water Heating | Natural Gas | Water Heater | E7 |  | Codes & Standards Forecast | 0 | 0 | 0 | 0 | 0 | 0 | 0 | 0 | 0 | 0 | 0 | 0 | 0 | 0 | 0 | 0 | 0 | 0 | 0 | 0 | 0 | 0 | 0 | 0 | 0 | 0 | 0 | 0 | 0 | 0 | 0 | 0 | 0 | 0 | 0 | 0 | 0 | 0 | 0 | 0 | 0 | 0 | 0 | 0 | 0 | 0 | 0 | 0 | 0 | 0 | 0
Commercial_Grocery_New_Water Heating_Natural Gas_Water Heater_E8_Codes & Standards Forecast | Commercial | Grocery | New | Water Heating | Natural Gas | Water Heater | E8 |  | Codes & Standards Forecast | 0 | 0 | 0 | 0 | 0 | 0 | 0 | 0 | 0 | 0 | 0 | 0 | 0 | 0 | 0 | 0 | 0 | 0 | 0 | 0 | 0 | 0 | 0 | 0 | 0 | 0 | 0 | 0 | 0 | 0 | 0 | 0 | 0 | 0 | 0 | 0 | 0 | 0 | 0 | 0 | 0 | 0 | 0 | 0 | 0 | 0 | 0 | 0 | 0 | 0 | 0
Commercial_Grocery_New_Water Heating_Natural Gas_Water Heater_E9_Codes & Standards Forecast | Commercial | Grocery | New | Water Heating | Natural Gas | Water Heater | E9 |  | Codes & Standards Forecast | 0 | 0 | 0 | 0 | 0 | 0 | 0 | 0 | 0 | 0 | 0 | 0 | 0 | 0 | 0 | 0 | 0 | 0 | 0 | 0 | 0 | 0 | 0 | 0 | 0 | 0 | 0 | 0 | 0 | 0 | 0 | 0 | 0 | 0 | 0 | 0 | 0 | 0 | 0 | 0 | 0 | 0 | 0 | 0 | 0 | 0 | 0 | 0 | 0 | 0 | 0
Commercial_Grocery_New_Water Heating_Natural Gas_Water Heater_E10_Codes & Standards Forecast | Commercial | Grocery | New | Water Heating | Natural Gas | Water Heater | E10 |  | Codes & Standards Forecast | 0 | 0 | 0 | 0 | 0 | 0 | 0 | 0 | 0 | 0 | 0 | 0 | 0 | 0 | 0 | 0 | 0 | 0 | 0 | 0 | 0 | 0 | 0 | 0 | 0 | 0 | 0 | 0 | 0 | 0 | 0 | 0 | 0 | 0 | 0 | 0 | 0 | 0 | 0 | 0 | 0 | 0 | 0 | 0 | 0 | 0 | 0 | 0 | 0 | 0 | 0
Commercial_Grocery_New_Water Heating_Natural Gas_Water Heater_Vintage_Codes & Standards Forecast | Commercial | Grocery | New | Water Heating | Natural Gas | Water Heater | Vintage |  | Codes & Standards Forecast | 0 | 0 | 0 | 0 | 0 | 0 | 0 | 0 | 0 | 0 | 0 | 0 | 0 | 0 | 0 | 0 | 0 | 0 | 0 | 0 | 0 | 0 | 0 | 0 | 0 | 0 | 0 | 0 | 0 | 0 | 0 | 0 | 0 | 0 | 0 | 0 | 0 | 0 | 0 | 0 | 0 | 0 | 0 | 0 | 0 | 0 | 0 | 0 | 0 | 0 | 0
Commercial_Grocery_New_Food Preparation_Natural Gas_Oven_E1_Codes & Standards Forecast | Commercial | Grocery | New | Food Preparation | Natural Gas | Oven | E1 |  | Codes & Standards Forecast | 0 | 2521.8467 | 14685.65 | 22459.1723 | 32484.6938 | 46090.4258 | 58807.3637 | 70078.5273 | 80215.5607 | 90003.2812 | 99663.327 | 109227.4021 | 118778.3734 | 128356.6732 | 137993.8891 | 147648.8596 | 157306.4688 | 166951.5669 | 176583.9555 | 186203.4338 | 195824.9691 | 205448.5753 | 215060.7001 | 224661.1871 | 234249.8785 | 243840.1808 | 253432.1034 | 263025.6559 | 272620.8477 | 282217.6885 | 291816.1879 | 301416.3555 | 305740.3897 | 0 | 0 | 0 | 0 | 0 | 0 | 0 | 0 | 0 | 0 | 0 | 0 | 0 | 0 | 0 | 0 | 0 | 0
Commercial_Grocery_New_Food Preparation_Natural Gas_Oven_E2_Codes & Standards Forecast | Commercial | Grocery | New | Food Preparation | Natural Gas | Oven | E2 |  | Codes & Standards Forecast | 0 | 0 | 0 | 0 | 0 | 0 | 0 | 0 | 0 | 0 | 0 | 0 | 0 | 0 | 0 | 0 | 0 | 0 | 0 | 0 | 0 | 0 | 0 | 0 | 0 | 0 | 0 | 0 | 0 | 0 | 0 | 0 | 0 | 0 | 0 | 0 | 0 | 0 | 0 | 0 | 0 | 0 | 0 | 0 | 0 | 0 | 0 | 0 | 0 | 0 | 0
Commercial_Grocery_New_Food Preparation_Natural Gas_Oven_E3_Codes & Standards Forecast | Commercial | Grocery | New | Food Preparation | Natural Gas | Oven | E3 |  | Codes & Standards Forecast | 0 | 0 | 0 | 0 | 0 | 0 | 0 | 0 | 0 | 0 | 0 | 0 | 0 | 0 | 0 | 0 | 0 | 0 | 0 | 0 | 0 | 0 | 0 | 0 | 0 | 0 | 0 | 0 | 0 | 0 | 0 | 0 | 0 | 0 | 0 | 0 | 0 | 0 | 0 | 0 | 0 | 0 | 0 | 0 | 0 | 0 | 0 | 0 | 0 | 0 | 0
Commercial_Grocery_New_Food Preparation_Natural Gas_Oven_E4_Codes & Standards Forecast | Commercial | Grocery | New | Food Preparation | Natural Gas | Oven | E4 |  | Codes & Standards Forecast | 0 | 0 | 0 | 0 | 0 | 0 | 0 | 0 | 0 | 0 | 0 | 0 | 0 | 0 | 0 | 0 | 0 | 0 | 0 | 0 | 0 | 0 | 0 | 0 | 0 | 0 | 0 | 0 | 0 | 0 | 0 | 0 | 0 | 0 | 0 | 0 | 0 | 0 | 0 | 0 | 0 | 0 | 0 | 0 | 0 | 0 | 0 | 0 | 0 | 0 | 0
Commercial_Grocery_New_Food Preparation_Natural Gas_Oven_E5_Codes & Standards Forecast | Commercial | Grocery | New | Food Preparation | Natural Gas | Oven | E5 |  | Codes & Standards Forecast | 0 | 0 | 0 | 0 | 0 | 0 | 0 | 0 | 0 | 0 | 0 | 0 | 0 | 0 | 0 | 0 | 0 | 0 | 0 | 0 | 0 | 0 | 0 | 0 | 0 | 0 | 0 | 0 | 0 | 0 | 0 | 0 | 0 | 0 | 0 | 0 | 0 | 0 | 0 | 0 | 0 | 0 | 0 | 0 | 0 | 0 | 0 | 0 | 0 | 0 | 0
Commercial_Grocery_New_Food Preparation_Natural Gas_Oven_E6_Codes & Standards Forecast | Commercial | Grocery | New | Food Preparation | Natural Gas | Oven | E6 |  | Codes & Standards Forecast | 0 | 0 | 0 | 0 | 0 | 0 | 0 | 0 | 0 | 0 | 0 | 0 | 0 | 0 | 0 | 0 | 0 | 0 | 0 | 0 | 0 | 0 | 0 | 0 | 0 | 0 | 0 | 0 | 0 | 0 | 0 | 0 | 0 | 0 | 0 | 0 | 0 | 0 | 0 | 0 | 0 | 0 | 0 | 0 | 0 | 0 | 0 | 0 | 0 | 0 | 0
Commercial_Grocery_New_Food Preparation_Natural Gas_Oven_E7_Codes & Standards Forecast | Commercial | Grocery | New | Food Preparation | Natural Gas | Oven | E7 |  | Codes & Standards Forecast | 0 | 0 | 0 | 0 | 0 | 0 | 0 | 0 | 0 | 0 | 0 | 0 | 0 | 0 | 0 | 0 | 0 | 0 | 0 | 0 | 0 | 0 | 0 | 0 | 0 | 0 | 0 | 0 | 0 | 0 | 0 | 0 | 0 | 0 | 0 | 0 | 0 | 0 | 0 | 0 | 0 | 0 | 0 | 0 | 0 | 0 | 0 | 0 | 0 | 0 | 0
Commercial_Grocery_New_Food Preparation_Natural Gas_Oven_E8_Codes & Standards Forecast | Commercial | Grocery | New | Food Preparation | Natural Gas | Oven | E8 |  | Codes & Standards Forecast | 0 | 0 | 0 | 0 | 0 | 0 | 0 | 0 | 0 | 0 | 0 | 0 | 0 | 0 | 0 | 0 | 0 | 0 | 0 | 0 | 0 | 0 | 0 | 0 | 0 | 0 | 0 | 0 | 0 | 0 | 0 | 0 | 0 | 0 | 0 | 0 | 0 | 0 | 0 | 0 | 0 | 0 | 0 | 0 | 0 | 0 | 0 | 0 | 0 | 0 | 0
Commercial_Grocery_New_Food Preparation_Natural Gas_Oven_E9_Codes & Standards Forecast | Commercial | Grocery | New | Food Preparation | Natural Gas | Oven | E9 |  | Codes & Standards Forecast | 0 | 0 | 0 | 0 | 0 | 0 | 0 | 0 | 0 | 0 | 0 | 0 | 0 | 0 | 0 | 0 | 0 | 0 | 0 | 0 | 0 | 0 | 0 | 0 | 0 | 0 | 0 | 0 | 0 | 0 | 0 | 0 | 0 | 0 | 0 | 0 | 0 | 0 | 0 | 0 | 0 | 0 | 0 | 0 | 0 | 0 | 0 | 0 | 0 | 0 | 0
Commercial_Grocery_New_Food Preparation_Natural Gas_Oven_E10_Codes & Standards Forecast | Commercial | Grocery | New | Food Preparation | Natural Gas | Oven | E10 |  | Codes & Standards Forecast | 0 | 0 | 0 | 0 | 0 | 0 | 0 | 0 | 0 | 0 | 0 | 0 | 0 | 0 | 0 | 0 | 0 | 0 | 0 | 0 | 0 | 0 | 0 | 0 | 0 | 0 | 0 | 0 | 0 | 0 | 0 | 0 | 0 | 0 | 0 | 0 | 0 | 0 | 0 | 0 | 0 | 0 | 0 | 0 | 0 | 0 | 0 | 0 | 0 | 0 | 0
Commercial_Grocery_New_Food Preparation_Natural Gas_Oven_Vintage_Codes & Standards Forecast | Commercial | Grocery | New | Food Preparation | Natural Gas | Oven | Vintage |  | Codes & Standards Forecast | 0 | 0 | 0 | 0 | 0 | 0 | 0 | 0 | 0 | 0 | 0 | 0 | 0 | 0 | 0 | 0 | 0 | 0 | 0 | 0 | 0 | 0 | 0 | 0 | 0 | 0 | 0 | 0 | 0 | 0 | 0 | 0 | 0 | 0 | 0 | 0 | 0 | 0 | 0 | 0 | 0 | 0 | 0 | 0 | 0 | 0 | 0 | 0 | 0 | 0 | 0
Commercial_Grocery_New_Food Preparation_Natural Gas_Conveyor Oven_E1_Codes & Standards Forecast | Commercial | Grocery | New | Food Preparation | Natural Gas | Conveyor Oven | E1 |  | Codes & Standards Forecast | 0 | 1260.9234 | 7342.825 | 11229.5861 | 16242.3469 | 23045.2129 | 29403.6818 | 35039.2637 | 40107.7804 | 45001.6406 | 49831.6635 | 54613.7011 | 59389.1867 | 64178.3366 | 68996.9445 | 73824.4298 | 78653.2344 | 83475.7835 | 88291.9777 | 93101.7169 | 97912.4846 | 102724.2876 | 107530.35 | 112330.5936 | 117124.9392 | 121920.0904 | 126716.0517 | 131512.828 | 136310.4239 | 141108.8443 | 145908.0939 | 150708.1778 | 152870.1948 | 0 | 0 | 0 | 0 | 0 | 0 | 0 | 0 | 0 | 0 | 0 | 0 | 0 | 0 | 0 | 0 | 0 | 0
Commercial_Grocery_New_Food Preparation_Natural Gas_Conveyor Oven_E2_Codes & Standards Forecast | Commercial | Grocery | New | Food Preparation | Natural Gas | Conveyor Oven | E2 |  | Codes & Standards Forecast | 0 | 0 | 0 | 0 | 0 | 0 | 0 | 0 | 0 | 0 | 0 | 0 | 0 | 0 | 0 | 0 | 0 | 0 | 0 | 0 | 0 | 0 | 0 | 0 | 0 | 0 | 0 | 0 | 0 | 0 | 0 | 0 | 0 | 0 | 0 | 0 | 0 | 0 | 0 | 0 | 0 | 0 | 0 | 0 | 0 | 0 | 0 | 0 | 0 | 0 | 0
Commercial_Grocery_New_Food Preparation_Natural Gas_Conveyor Oven_E3_Codes & Standards Forecast | Commercial | Grocery | New | Food Preparation | Natural Gas | Conveyor Oven | E3 |  | Codes & Standards Forecast | 0 | 0 | 0 | 0 | 0 | 0 | 0 | 0 | 0 | 0 | 0 | 0 | 0 | 0 | 0 | 0 | 0 | 0 | 0 | 0 | 0 | 0 | 0 | 0 | 0 | 0 | 0 | 0 | 0 | 0 | 0 | 0 | 0 | 0 | 0 | 0 | 0 | 0 | 0 | 0 | 0 | 0 | 0 | 0 | 0 | 0 | 0 | 0 | 0 | 0 | 0
Commercial_Grocery_New_Food Preparation_Natural Gas_Conveyor Oven_E4_Codes & Standards Forecast | Commercial | Grocery | New | Food Preparation | Natural Gas | Conveyor Oven | E4 |  | Codes & Standards Forecast | 0 | 0 | 0 | 0 | 0 | 0 | 0 | 0 | 0 | 0 | 0 | 0 | 0 | 0 | 0 | 0 | 0 | 0 | 0 | 0 | 0 | 0 | 0 | 0 | 0 | 0 | 0 | 0 | 0 | 0 | 0 | 0 | 0 | 0 | 0 | 0 | 0 | 0 | 0 | 0 | 0 | 0 | 0 | 0 | 0 | 0 | 0 | 0 | 0 | 0 | 0
Commercial_Grocery_New_Food Preparation_Natural Gas_Conveyor Oven_E5_Codes & Standards Forecast | Commercial | Grocery | New | Food Preparation | Natural Gas | Conveyor Oven | E5 |  | Codes & Standards Forecast | 0 | 0 | 0 | 0 | 0 | 0 | 0 | 0 | 0 | 0 | 0 | 0 | 0 | 0 | 0 | 0 | 0 | 0 | 0 | 0 | 0 | 0 | 0 | 0 | 0 | 0 | 0 | 0 | 0 | 0 | 0 | 0 | 0 | 0 | 0 | 0 | 0 | 0 | 0 | 0 | 0 | 0 | 0 | 0 | 0 | 0 | 0 | 0 | 0 | 0 | 0
Commercial_Grocery_New_Food Preparation_Natural Gas_Conveyor Oven_E6_Codes & Standards Forecast | Commercial | Grocery | New | Food Preparation | Natural Gas | Conveyor Oven | E6 |  | Codes & Standards Forecast | 0 | 0 | 0 | 0 | 0 | 0 | 0 | 0 | 0 | 0 | 0 | 0 | 0 | 0 | 0 | 0 | 0 | 0 | 0 | 0 | 0 | 0 | 0 | 0 | 0 | 0 | 0 | 0 | 0 | 0 | 0 | 0 | 0 | 0 | 0 | 0 | 0 | 0 | 0 | 0 | 0 | 0 | 0 | 0 | 0 | 0 | 0 | 0 | 0 | 0 | 0
Commercial_Grocery_New_Food Preparation_Natural Gas_Conveyor Oven_E7_Codes & Standards Forecast | Commercial | Grocery | New | Food Preparation | Natural Gas | Conveyor Oven | E7 |  | Codes & Standards Forecast | 0 | 0 | 0 | 0 | 0 | 0 | 0 | 0 | 0 | 0 | 0 | 0 | 0 | 0 | 0 | 0 | 0 | 0 | 0 | 0 | 0 | 0 | 0 | 0 | 0 | 0 | 0 | 0 | 0 | 0 | 0 | 0 | 0 | 0 | 0 | 0 | 0 | 0 | 0 | 0 | 0 | 0 | 0 | 0 | 0 | 0 | 0 | 0 | 0 | 0 | 0
Commercial_Grocery_New_Food Preparation_Natural Gas_Conveyor Oven_E8_Codes & Standards Forecast | Commercial | Grocery | New | Food Preparation | Natural Gas | Conveyor Oven | E8 |  | Codes & Standards Forecast | 0 | 0 | 0 | 0 | 0 | 0 | 0 | 0 | 0 | 0 | 0 | 0 | 0 | 0 | 0 | 0 | 0 | 0 | 0 | 0 | 0 | 0 | 0 | 0 | 0 | 0 | 0 | 0 | 0 | 0 | 0 | 0 | 0 | 0 | 0 | 0 | 0 | 0 | 0 | 0 | 0 | 0 | 0 | 0 | 0 | 0 | 0 | 0 | 0 | 0 | 0
Commercial_Grocery_New_Food Preparation_Natural Gas_Conveyor Oven_E9_Codes & Standards Forecast | Commercial | Grocery | New | Food Preparation | Natural Gas | Conveyor Oven | E9 |  | Codes & Standards Forecast | 0 | 0 | 0 | 0 | 0 | 0 | 0 | 0 | 0 | 0 | 0 | 0 | 0 | 0 | 0 | 0 | 0 | 0 | 0 | 0 | 0 | 0 | 0 | 0 | 0 | 0 | 0 | 0 | 0 | 0 | 0 | 0 | 0 | 0 | 0 | 0 | 0 | 0 | 0 | 0 | 0 | 0 | 0 | 0 | 0 | 0 | 0 | 0 | 0 | 0 | 0
Commercial_Grocery_New_Food Preparation_Natural Gas_Conveyor Oven_E10_Codes & Standards Forecast | Commercial | Grocery | New | Food Preparation | Natural Gas | Conveyor Oven | E10 |  | Codes & Standards Forecast | 0 | 0 | 0 | 0 | 0 | 0 | 0 | 0 | 0 | 0 | 0 | 0 | 0 | 0 | 0 | 0 | 0 | 0 | 0 | 0 | 0 | 0 | 0 | 0 | 0 | 0 | 0 | 0 | 0 | 0 | 0 | 0 | 0 | 0 | 0 | 0 | 0 | 0 | 0 | 0 | 0 | 0 | 0 | 0 | 0 | 0 | 0 | 0 | 0 | 0 | 0
Commercial_Grocery_New_Food Preparation_Natural Gas_Conveyor Oven_Vintage_Codes & Standards Forecast | Commercial | Grocery | New | Food Preparation | Natural Gas | Conveyor Oven | Vintage |  | Codes & Standards Forecast | 0 | 0 | 0 | 0 | 0 | 0 | 0 | 0 | 0 | 0 | 0 | 0 | 0 | 0 | 0 | 0 | 0 | 0 | 0 | 0 | 0 | 0 | 0 | 0 | 0 | 0 | 0 | 0 | 0 | 0 | 0 | 0 | 0 | 0 | 0 | 0 | 0 | 0 | 0 | 0 | 0 | 0 | 0 | 0 | 0 | 0 | 0 | 0 | 0 | 0 | 0
Commercial_Grocery_New_Food Preparation_Natural Gas_Double Rack Oven_E1_Codes & Standards Forecast | Commercial | Grocery | New | Food Preparation | Natural Gas | Double Rack Oven | E1 |  | Codes & Standards Forecast | 0 | 1260.9234 | 7342.825 | 11229.5861 | 16242.3469 | 23045.2129 | 29403.6818 | 35039.2637 | 40107.7804 | 45001.6406 | 49831.6635 | 54613.7011 | 59389.1867 | 64178.3366 | 68996.9445 | 73824.4298 | 78653.2344 | 83475.7835 | 88291.9777 | 93101.7169 | 97912.4846 | 102724.2876 | 107530.35 | 112330.5936 | 117124.9392 | 121920.0904 | 126716.0517 | 131512.828 | 136310.4239 | 141108.8443 | 145908.0939 | 150708.1778 | 152870.1948 | 0 | 0 | 0 | 0 | 0 | 0 | 0 | 0 | 0 | 0 | 0 | 0 | 0 | 0 | 0 | 0 | 0 | 0
Commercial_Grocery_New_Food Preparation_Natural Gas_Double Rack Oven_E2_Codes & Standards Forecast | Commercial | Grocery | New | Food Preparation | Natural Gas | Double Rack Oven | E2 |  | Codes & Standards Forecast | 0 | 0 | 0 | 0 | 0 | 0 | 0 | 0 | 0 | 0 | 0 | 0 | 0 | 0 | 0 | 0 | 0 | 0 | 0 | 0 | 0 | 0 | 0 | 0 | 0 | 0 | 0 | 0 | 0 | 0 | 0 | 0 | 0 | 0 | 0 | 0 | 0 | 0 | 0 | 0 | 0 | 0 | 0 | 0 | 0 | 0 | 0 | 0 | 0 | 0 | 0
Commercial_Grocery_New_Food Preparation_Natural Gas_Double Rack Oven_E3_Codes & Standards Forecast | Commercial | Grocery | New | Food Preparation | Natural Gas | Double Rack Oven | E3 |  | Codes & Standards Forecast | 0 | 0 | 0 | 0 | 0 | 0 | 0 | 0 | 0 | 0 | 0 | 0 | 0 | 0 | 0 | 0 | 0 | 0 | 0 | 0 | 0 | 0 | 0 | 0 | 0 | 0 | 0 | 0 | 0 | 0 | 0 | 0 | 0 | 0 | 0 | 0 | 0 | 0 | 0 | 0 | 0 | 0 | 0 | 0 | 0 | 0 | 0 | 0 | 0 | 0 | 0
Commercial_Grocery_New_Food Preparation_Natural Gas_Double Rack Oven_E4_Codes & Standards Forecast | Commercial | Grocery | New | Food Preparation | Natural Gas | Double Rack Oven | E4 |  | Codes & Standards Forecast | 0 | 0 | 0 | 0 | 0 | 0 | 0 | 0 | 0 | 0 | 0 | 0 | 0 | 0 | 0 | 0 | 0 | 0 | 0 | 0 | 0 | 0 | 0 | 0 | 0 | 0 | 0 | 0 | 0 | 0 | 0 | 0 | 0 | 0 | 0 | 0 | 0 | 0 | 0 | 0 | 0 | 0 | 0 | 0 | 0 | 0 | 0 | 0 | 0 | 0 | 0
Commercial_Grocery_New_Food Preparation_Natural Gas_Double Rack Oven_E5_Codes & Standards Forecast | Commercial | Grocery | New | Food Preparation | Natural Gas | Double Rack Oven | E5 |  | Codes & Standards Forecast | 0 | 0 | 0 | 0 | 0 | 0 | 0 | 0 | 0 | 0 | 0 | 0 | 0 | 0 | 0 | 0 | 0 | 0 | 0 | 0 | 0 | 0 | 0 | 0 | 0 | 0 | 0 | 0 | 0 | 0 | 0 | 0 | 0 | 0 | 0 | 0 | 0 | 0 | 0 | 0 | 0 | 0 | 0 | 0 | 0 | 0 | 0 | 0 | 0 | 0 | 0
Commercial_Grocery_New_Food Preparation_Natural Gas_Double Rack Oven_E6_Codes & Standards Forecast | Commercial | Grocery | New | Food Preparation | Natural Gas | Double Rack Oven | E6 |  | Codes & Standards Forecast | 0 | 0 | 0 | 0 | 0 | 0 | 0 | 0 | 0 | 0 | 0 | 0 | 0 | 0 | 0 | 0 | 0 | 0 | 0 | 0 | 0 | 0 | 0 | 0 | 0 | 0 | 0 | 0 | 0 | 0 | 0 | 0 | 0 | 0 | 0 | 0 | 0 | 0 | 0 | 0 | 0 | 0 | 0 | 0 | 0 | 0 | 0 | 0 | 0 | 0 | 0
Commercial_Grocery_New_Food Preparation_Natural Gas_Double Rack Oven_E7_Codes & Standards Forecast | Commercial | Grocery | New | Food Preparation | Natural Gas | Double Rack Oven | E7 |  | Codes & Standards Forecast | 0 | 0 | 0 | 0 | 0 | 0 | 0 | 0 | 0 | 0 | 0 | 0 | 0 | 0 | 0 | 0 | 0 | 0 | 0 | 0 | 0 | 0 | 0 | 0 | 0 | 0 | 0 | 0 | 0 | 0 | 0 | 0 | 0 | 0 | 0 | 0 | 0 | 0 | 0 | 0 | 0 | 0 | 0 | 0 | 0 | 0 | 0 | 0 | 0 | 0 | 0
Commercial_Grocery_New_Food Preparation_Natural Gas_Double Rack Oven_E8_Codes & Standards Forecast | Commercial | Grocery | New | Food Preparation | Natural Gas | Double Rack Oven | E8 |  | Codes & Standards Forecast | 0 | 0 | 0 | 0 | 0 | 0 | 0 | 0 | 0 | 0 | 0 | 0 | 0 | 0 | 0 | 0 | 0 | 0 | 0 | 0 | 0 | 0 | 0 | 0 | 0 | 0 | 0 | 0 | 0 | 0 | 0 | 0 | 0 | 0 | 0 | 0 | 0 | 0 | 0 | 0 | 0 | 0 | 0 | 0 | 0 | 0 | 0 | 0 | 0 | 0 | 0
Commercial_Grocery_New_Food Preparation_Natural Gas_Double Rack Oven_E9_Codes & Standards Forecast | Commercial | Grocery | New | Food Preparation | Natural Gas | Double Rack Oven | E9 |  | Codes & Standards Forecast | 0 | 0 | 0 | 0 | 0 | 0 | 0 | 0 | 0 | 0 | 0 | 0 | 0 | 0 | 0 | 0 | 0 | 0 | 0 | 0 | 0 | 0 | 0 | 0 | 0 | 0 | 0 | 0 | 0 | 0 | 0 | 0 | 0 | 0 | 0 | 0 | 0 | 0 | 0 | 0 | 0 | 0 | 0 | 0 | 0 | 0 | 0 | 0 | 0 | 0 | 0
Commercial_Grocery_New_Food Preparation_Natural Gas_Double Rack Oven_E10_Codes & Standards Forecast | Commercial | Grocery | New | Food Preparation | Natural Gas | Double Rack Oven | E10 |  | Codes & Standards Forecast | 0 | 0 | 0 | 0 | 0 | 0 | 0 | 0 | 0 | 0 | 0 | 0 | 0 | 0 | 0 | 0 | 0 | 0 | 0 | 0 | 0 | 0 | 0 | 0 | 0 | 0 | 0 | 0 | 0 | 0 | 0 | 0 | 0 | 0 | 0 | 0 | 0 | 0 | 0 | 0 | 0 | 0 | 0 | 0 | 0 | 0 | 0 | 0 | 0 | 0 | 0
Commercial_Grocery_New_Food Preparation_Natural Gas_Double Rack Oven_Vintage_Codes & Standards Forecast | Commercial | Grocery | New | Food Preparation | Natural Gas | Double Rack Oven | Vintage |  | Codes & Standards Forecast | 0 | 0 | 0 | 0 | 0 | 0 | 0 | 0 | 0 | 0 | 0 | 0 | 0 | 0 | 0 | 0 | 0 | 0 | 0 | 0 | 0 | 0 | 0 | 0 | 0 | 0 | 0 | 0 | 0 | 0 | 0 | 0 | 0 | 0 | 0 | 0 | 0 | 0 | 0 | 0 | 0 | 0 | 0 | 0 | 0 | 0 | 0 | 0 | 0 | 0 | 0
Commercial_Grocery_New_Food Preparation_Natural Gas_Fryer_E1_Codes & Standards Forecast | Commercial | Grocery | New | Food Preparation | Natural Gas | Fryer | E1 |  | Codes & Standards Forecast | 0 | 5043.6935 | 29371.3001 | 29371.3001 | 29371.3001 | 29371.3001 | 28110.3767 | 21082.7825 | 15812.0869 | 11859.0652 | 7697.4068 | 0 | 0 | 0 | 0 | 0 | 0 | 0 | 0 | 0 | 0 | 0 | 0 | 0 | 0 | 0 | 0 | 0 | 0 | 0 | 0 | 0 | 0 | 0 | 0 | 0 | 0 | 0 | 0 | 0 | 0 | 0 | 0 | 0 | 0 | 0 | 0 | 0 | 0 | 0 | 0
Commercial_Grocery_New_Food Preparation_Natural Gas_Fryer_E2_Codes & Standards Forecast | Commercial | Grocery | New | Food Preparation | Natural Gas | Fryer | E2 |  | Codes & Standards Forecast | 0 | 0 | 0 | 15547.0445 | 35598.0875 | 62809.5514 | 89504.3507 | 119074.2721 | 144619.0345 | 168147.4973 | 191629.2471 | 218454.8043 | 237556.7468 | 256713.3463 | 275987.7781 | 295297.7192 | 314612.9376 | 333903.1338 | 353167.9109 | 372406.8675 | 391649.9382 | 410897.1505 | 430121.4002 | 449322.3743 | 468499.757 | 487680.3616 | 506864.2069 | 526051.3118 | 545241.6955 | 564435.377 | 583632.3758 | 602832.7111 | 611480.7793 | 0 | 0 | 0 | 0 | 0 | 0 | 0 | 0 | 0 | 0 | 0 | 0 | 0 | 0 | 0 | 0 | 0 | 0
Commercial_Grocery_New_Food Preparation_Natural Gas_Fryer_E3_Codes & Standards Forecast | Commercial | Grocery | New | Food Preparation | Natural Gas | Fryer | E3 |  | Codes & Standards Forecast | 0 | 0 | 0 | 0 | 0 | 0 | 0 | 0 | 0 | 0 | 0 | 0 | 0 | 0 | 0 | 0 | 0 | 0 | 0 | 0 | 0 | 0 | 0 | 0 | 0 | 0 | 0 | 0 | 0 | 0 | 0 | 0 | 0 | 0 | 0 | 0 | 0 | 0 | 0 | 0 | 0 | 0 | 0 | 0 | 0 | 0 | 0 | 0 | 0 | 0 | 0
Commercial_Grocery_New_Food Preparation_Natural Gas_Fryer_E4_Codes & Standards Forecast | Commercial | Grocery | New | Food Preparation | Natural Gas | Fryer | E4 |  | Codes & Standards Forecast | 0 | 0 | 0 | 0 | 0 | 0 | 0 | 0 | 0 | 0 | 0 | 0 | 0 | 0 | 0 | 0 | 0 | 0 | 0 | 0 | 0 | 0 | 0 | 0 | 0 | 0 | 0 | 0 | 0 | 0 | 0 | 0 | 0 | 0 | 0 | 0 | 0 | 0 | 0 | 0 | 0 | 0 | 0 | 0 | 0 | 0 | 0 | 0 | 0 | 0 | 0
Commercial_Grocery_New_Food Preparation_Natural Gas_Fryer_E5_Codes & Standards Forecast | Commercial | Grocery | New | Food Preparation | Natural Gas | Fryer | E5 |  | Codes & Standards Forecast | 0 | 0 | 0 | 0 | 0 | 0 | 0 | 0 | 0 | 0 | 0 | 0 | 0 | 0 | 0 | 0 | 0 | 0 | 0 | 0 | 0 | 0 | 0 | 0 | 0 | 0 | 0 | 0 | 0 | 0 | 0 | 0 | 0 | 0 | 0 | 0 | 0 | 0 | 0 | 0 | 0 | 0 | 0 | 0 | 0 | 0 | 0 | 0 | 0 | 0 | 0
Commercial_Grocery_New_Food Preparation_Natural Gas_Fryer_E6_Codes & Standards Forecast | Commercial | Grocery | New | Food Preparation | Natural Gas | Fryer | E6 |  | Codes & Standards Forecast | 0 | 0 | 0 | 0 | 0 | 0 | 0 | 0 | 0 | 0 | 0 | 0 | 0 | 0 | 0 | 0 | 0 | 0 | 0 | 0 | 0 | 0 | 0 | 0 | 0 | 0 | 0 | 0 | 0 | 0 | 0 | 0 | 0 | 0 | 0 | 0 | 0 | 0 | 0 | 0 | 0 | 0 | 0 | 0 | 0 | 0 | 0 | 0 | 0 | 0 | 0
Commercial_Grocery_New_Food Preparation_Natural Gas_Fryer_E7_Codes & Standards Forecast | Commercial | Grocery | New | Food Preparation | Natural Gas | Fryer | E7 |  | Codes & Standards Forecast | 0 | 0 | 0 | 0 | 0 | 0 | 0 | 0 | 0 | 0 | 0 | 0 | 0 | 0 | 0 | 0 | 0 | 0 | 0 | 0 | 0 | 0 | 0 | 0 | 0 | 0 | 0 | 0 | 0 | 0 | 0 | 0 | 0 | 0 | 0 | 0 | 0 | 0 | 0 | 0 | 0 | 0 | 0 | 0 | 0 | 0 | 0 | 0 | 0 | 0 | 0
Commercial_Grocery_New_Food Preparation_Natural Gas_Fryer_E8_Codes & Standards Forecast | Commercial | Grocery | New | Food Preparation | Natural Gas | Fryer | E8 |  | Codes & Standards Forecast | 0 | 0 | 0 | 0 | 0 | 0 | 0 | 0 | 0 | 0 | 0 | 0 | 0 | 0 | 0 | 0 | 0 | 0 | 0 | 0 | 0 | 0 | 0 | 0 | 0 | 0 | 0 | 0 | 0 | 0 | 0 | 0 | 0 | 0 | 0 | 0 | 0 | 0 | 0 | 0 | 0 | 0 | 0 | 0 | 0 | 0 | 0 | 0 | 0 | 0 | 0
Commercial_Grocery_New_Food Preparation_Natural Gas_Fryer_E9_Codes & Standards Forecast | Commercial | Grocery | New | Food Preparation | Natural Gas | Fryer | E9 |  | Codes & Standards Forecast | 0 | 0 | 0 | 0 | 0 | 0 | 0 | 0 | 0 | 0 | 0 | 0 | 0 | 0 | 0 | 0 | 0 | 0 | 0 | 0 | 0 | 0 | 0 | 0 | 0 | 0 | 0 | 0 | 0 | 0 | 0 | 0 | 0 | 0 | 0 | 0 | 0 | 0 | 0 | 0 | 0 | 0 | 0 | 0 | 0 | 0 | 0 | 0 | 0 | 0 | 0
Commercial_Grocery_New_Food Preparation_Natural Gas_Fryer_E10_Codes & Standards Forecast | Commercial | Grocery | New | Food Preparation | Natural Gas | Fryer | E10 |  | Codes & Standards Forecast | 0 | 0 | 0 | 0 | 0 | 0 | 0 | 0 | 0 | 0 | 0 | 0 | 0 | 0 | 0 | 0 | 0 | 0 | 0 | 0 | 0 | 0 | 0 | 0 | 0 | 0 | 0 | 0 | 0 | 0 | 0 | 0 | 0 | 0 | 0 | 0 | 0 | 0 | 0 | 0 | 0 | 0 | 0 | 0 | 0 | 0 | 0 | 0 | 0 | 0 | 0
Commercial_Grocery_New_Food Preparation_Natural Gas_Fryer_Vintage_Codes & Standards Forecast | Commercial | Grocery | New | Food Preparation | Natural Gas | Fryer | Vintage |  | Codes & Standards Forecast | 0 | 0 | 0 | 0 | 0 | 0 | 0 | 0 | 0 | 0 | 0 | 0 | 0 | 0 | 0 | 0 | 0 | 0 | 0 | 0 | 0 | 0 | 0 | 0 | 0 | 0 | 0 | 0 | 0 | 0 | 0 | 0 | 0 | 0 | 0 | 0 | 0 | 0 | 0 | 0 | 0 | 0 | 0 | 0 | 0 | 0 | 0 | 0 | 0 | 0 | 0
Commercial_Grocery_New_Food Preparation_Natural Gas_Broiler_E1_Codes & Standards Forecast | Commercial | Grocery | New | Food Preparation | Natural Gas | Broiler | E1 |  | Codes & Standards Forecast | 0 | 0 | 0 | 0 | 0 | 0 | 0 | 0 | 0 | 0 | 0 | 0 | 0 | 0 | 0 | 0 | 0 | 0 | 0 | 0 | 0 | 0 | 0 | 0 | 0 | 0 | 0 | 0 | 0 | 0 | 0 | 0 | 0 | 0 | 0 | 0 | 0 | 0 | 0 | 0 | 0 | 0 | 0 | 0 | 0 | 0 | 0 | 0 | 0 | 0 | 0
Commercial_Grocery_New_Food Preparation_Natural Gas_Broiler_E2_Codes & Standards Forecast | Commercial | Grocery | New | Food Preparation | Natural Gas | Broiler | E2 |  | Codes & Standards Forecast | 0 | 0 | 0 | 0 | 0 | 0 | 0 | 0 | 0 | 0 | 0 | 0 | 0 | 0 | 0 | 0 | 0 | 0 | 0 | 0 | 0 | 0 | 0 | 0 | 0 | 0 | 0 | 0 | 0 | 0 | 0 | 0 | 0 | 0 | 0 | 0 | 0 | 0 | 0 | 0 | 0 | 0 | 0 | 0 | 0 | 0 | 0 | 0 | 0 | 0 | 0
Commercial_Grocery_New_Food Preparation_Natural Gas_Broiler_E3_Codes & Standards Forecast | Commercial | Grocery | New | Food Preparation | Natural Gas | Broiler | E3 |  | Codes & Standards Forecast | 0 | 0 | 0 | 0 | 0 | 0 | 0 | 0 | 0 | 0 | 0 | 0 | 0 | 0 | 0 | 0 | 0 | 0 | 0 | 0 | 0 | 0 | 0 | 0 | 0 | 0 | 0 | 0 | 0 | 0 | 0 | 0 | 0 | 0 | 0 | 0 | 0 | 0 | 0 | 0 | 0 | 0 | 0 | 0 | 0 | 0 | 0 | 0 | 0 | 0 | 0
Commercial_Grocery_New_Food Preparation_Natural Gas_Broiler_E4_Codes & Standards Forecast | Commercial | Grocery | New | Food Preparation | Natural Gas | Broiler | E4 |  | Codes & Standards Forecast | 0 | 0 | 0 | 0 | 0 | 0 | 0 | 0 | 0 | 0 | 0 | 0 | 0 | 0 | 0 | 0 | 0 | 0 | 0 | 0 | 0 | 0 | 0 | 0 | 0 | 0 | 0 | 0 | 0 | 0 | 0 | 0 | 0 | 0 | 0 | 0 | 0 | 0 | 0 | 0 | 0 | 0 | 0 | 0 | 0 | 0 | 0 | 0 | 0 | 0 | 0
Commercial_Grocery_New_Food Preparation_Natural Gas_Broiler_E5_Codes & Standards Forecast | Commercial | Grocery | New | Food Preparation | Natural Gas | Broiler | E5 |  | Codes & Standards Forecast | 0 | 0 | 0 | 0 | 0 | 0 | 0 | 0 | 0 | 0 | 0 | 0 | 0 | 0 | 0 | 0 | 0 | 0 | 0 | 0 | 0 | 0 | 0 | 0 | 0 | 0 | 0 | 0 | 0 | 0 | 0 | 0 | 0 | 0 | 0 | 0 | 0 | 0 | 0 | 0 | 0 | 0 | 0 | 0 | 0 | 0 | 0 | 0 | 0 | 0 | 0
Commercial_Grocery_New_Food Preparation_Natural Gas_Broiler_E6_Codes & Standards Forecast | Commercial | Grocery | New | Food Preparation | Natural Gas | Broiler | E6 |  | Codes & Standards Forecast | 0 | 0 | 0 | 0 | 0 | 0 | 0 | 0 | 0 | 0 | 0 | 0 | 0 | 0 | 0 | 0 | 0 | 0 | 0 | 0 | 0 | 0 | 0 | 0 | 0 | 0 | 0 | 0 | 0 | 0 | 0 | 0 | 0 | 0 | 0 | 0 | 0 | 0 | 0 | 0 | 0 | 0 | 0 | 0 | 0 | 0 | 0 | 0 | 0 | 0 | 0
Commercial_Grocery_New_Food Preparation_Natural Gas_Broiler_E7_Codes & Standards Forecast | Commercial | Grocery | New | Food Preparation | Natural Gas | Broiler | E7 |  | Codes & Standards Forecast | 0 | 0 | 0 | 0 | 0 | 0 | 0 | 0 | 0 | 0 | 0 | 0 | 0 | 0 | 0 | 0 | 0 | 0 | 0 | 0 | 0 | 0 | 0 | 0 | 0 | 0 | 0 | 0 | 0 | 0 | 0 | 0 | 0 | 0 | 0 | 0 | 0 | 0 | 0 | 0 | 0 | 0 | 0 | 0 | 0 | 0 | 0 | 0 | 0 | 0 | 0
Commercial_Grocery_New_Food Preparation_Natural Gas_Broiler_E8_Codes & Standards Forecast | Commercial | Grocery | New | Food Preparation | Natural Gas | Broiler | E8 |  | Codes & Standards Forecast | 0 | 0 | 0 | 0 | 0 | 0 | 0 | 0 | 0 | 0 | 0 | 0 | 0 | 0 | 0 | 0 | 0 | 0 | 0 | 0 | 0 | 0 | 0 | 0 | 0 | 0 | 0 | 0 | 0 | 0 | 0 | 0 | 0 | 0 | 0 | 0 | 0 | 0 | 0 | 0 | 0 | 0 | 0 | 0 | 0 | 0 | 0 | 0 | 0 | 0 | 0
Commercial_Grocery_New_Food Preparation_Natural Gas_Broiler_E9_Codes & Standards Forecast | Commercial | Grocery | New | Food Preparation | Natural Gas | Broiler | E9 |  | Codes & Standards Forecast | 0 | 0 | 0 | 0 | 0 | 0 | 0 | 0 | 0 | 0 | 0 | 0 | 0 | 0 | 0 | 0 | 0 | 0 | 0 | 0 | 0 | 0 | 0 | 0 | 0 | 0 | 0 | 0 | 0 | 0 | 0 | 0 | 0 | 0 | 0 | 0 | 0 | 0 | 0 | 0 | 0 | 0 | 0 | 0 | 0 | 0 | 0 | 0 | 0 | 0 | 0
Commercial_Grocery_New_Food Preparation_Natural Gas_Broiler_E10_Codes & Standards Forecast | Commercial | Grocery | New | Food Preparation | Natural Gas | Broiler | E10 |  | Codes & Standards Forecast | 0 | 0 | 0 | 0 | 0 | 0 | 0 | 0 | 0 | 0 | 0 | 0 | 0 | 0 | 0 | 0 | 0 | 0 | 0 | 0 | 0 | 0 | 0 | 0 | 0 | 0 | 0 | 0 | 0 | 0 | 0 | 0 | 0 | 0 | 0 | 0 | 0 | 0 | 0 | 0 | 0 | 0 | 0 | 0 | 0 | 0 | 0 | 0 | 0 | 0 | 0
Commercial_Grocery_New_Food Preparation_Natural Gas_Broiler_Vintage_Codes & Standards Forecast | Commercial | Grocery | New | Food Preparation | Natural Gas | Broiler | Vintage |  | Codes & Standards Forecast | 0 | 0 | 0 | 0 | 0 | 0 | 0 | 0 | 0 | 0 | 0 | 0 | 0 | 0 | 0 | 0 | 0 | 0 | 0 | 0 | 0 | 0 | 0 | 0 | 0 | 0 | 0 | 0 | 0 | 0 | 0 | 0 | 0 | 0 | 0 | 0 | 0 | 0 | 0 | 0 | 0 | 0 | 0 | 0 | 0 | 0 | 0 | 0 | 0 | 0 | 0
Commercial_Grocery_New_Food Preparation_Natural Gas_Griddle_E1_Codes & Standards Forecast | Commercial | Grocery | New | Food Preparation | Natural Gas | Griddle | E1 |  | Codes & Standards Forecast | 0 | 5043.6935 | 29371.3001 | 44918.3446 | 64969.3876 | 92180.8515 | 117614.7274 | 140157.0546 | 160431.1214 | 180006.5625 | 199326.6539 | 218454.8043 | 237556.7468 | 256713.3463 | 275987.7781 | 295297.7192 | 314612.9376 | 333903.1338 | 353167.9109 | 372406.8675 | 391649.9382 | 410897.1505 | 430121.4002 | 449322.3743 | 468499.757 | 487680.3616 | 506864.2069 | 526051.3118 | 545241.6955 | 564435.377 | 583632.3758 | 602832.7111 | 611480.7793 | 0 | 0 | 0 | 0 | 0 | 0 | 0 | 0 | 0 | 0 | 0 | 0 | 0 | 0 | 0 | 0 | 0 | 0
Commercial_Grocery_New_Food Preparation_Natural Gas_Griddle_E2_Codes & Standards Forecast | Commercial | Grocery | New | Food Preparation | Natural Gas | Griddle | E2 |  | Codes & Standards Forecast | 0 | 0 | 0 | 0 | 0 | 0 | 0 | 0 | 0 | 0 | 0 | 0 | 0 | 0 | 0 | 0 | 0 | 0 | 0 | 0 | 0 | 0 | 0 | 0 | 0 | 0 | 0 | 0 | 0 | 0 | 0 | 0 | 0 | 0 | 0 | 0 | 0 | 0 | 0 | 0 | 0 | 0 | 0 | 0 | 0 | 0 | 0 | 0 | 0 | 0 | 0
Commercial_Grocery_New_Food Preparation_Natural Gas_Griddle_E3_Codes & Standards Forecast | Commercial | Grocery | New | Food Preparation | Natural Gas | Griddle | E3 |  | Codes & Standards Forecast | 0 | 0 | 0 | 0 | 0 | 0 | 0 | 0 | 0 | 0 | 0 | 0 | 0 | 0 | 0 | 0 | 0 | 0 | 0 | 0 | 0 | 0 | 0 | 0 | 0 | 0 | 0 | 0 | 0 | 0 | 0 | 0 | 0 | 0 | 0 | 0 | 0 | 0 | 0 | 0 | 0 | 0 | 0 | 0 | 0 | 0 | 0 | 0 | 0 | 0 | 0
Commercial_Grocery_New_Food Preparation_Natural Gas_Griddle_E4_Codes & Standards Forecast | Commercial | Grocery | New | Food Preparation | Natural Gas | Griddle | E4 |  | Codes & Standards Forecast | 0 | 0 | 0 | 0 | 0 | 0 | 0 | 0 | 0 | 0 | 0 | 0 | 0 | 0 | 0 | 0 | 0 | 0 | 0 | 0 | 0 | 0 | 0 | 0 | 0 | 0 | 0 | 0 | 0 | 0 | 0 | 0 | 0 | 0 | 0 | 0 | 0 | 0 | 0 | 0 | 0 | 0 | 0 | 0 | 0 | 0 | 0 | 0 | 0 | 0 | 0
Commercial_Grocery_New_Food Preparation_Natural Gas_Griddle_E5_Codes & Standards Forecast | Commercial | Grocery | New | Food Preparation | Natural Gas | Griddle | E5 |  | Codes & Standards Forecast | 0 | 0 | 0 | 0 | 0 | 0 | 0 | 0 | 0 | 0 | 0 | 0 | 0 | 0 | 0 | 0 | 0 | 0 | 0 | 0 | 0 | 0 | 0 | 0 | 0 | 0 | 0 | 0 | 0 | 0 | 0 | 0 | 0 | 0 | 0 | 0 | 0 | 0 | 0 | 0 | 0 | 0 | 0 | 0 | 0 | 0 | 0 | 0 | 0 | 0 | 0
Commercial_Grocery_New_Food Preparation_Natural Gas_Griddle_E6_Codes & Standards Forecast | Commercial | Grocery | New | Food Preparation | Natural Gas | Griddle | E6 |  | Codes & Standards Forecast | 0 | 0 | 0 | 0 | 0 | 0 | 0 | 0 | 0 | 0 | 0 | 0 | 0 | 0 | 0 | 0 | 0 | 0 | 0 | 0 | 0 | 0 | 0 | 0 | 0 | 0 | 0 | 0 | 0 | 0 | 0 | 0 | 0 | 0 | 0 | 0 | 0 | 0 | 0 | 0 | 0 | 0 | 0 | 0 | 0 | 0 | 0 | 0 | 0 | 0 | 0
Commercial_Grocery_New_Food Preparation_Natural Gas_Griddle_E7_Codes & Standards Forecast | Commercial | Grocery | New | Food Preparation | Natural Gas | Griddle | E7 |  | Codes & Standards Forecast | 0 | 0 | 0 | 0 | 0 | 0 | 0 | 0 | 0 | 0 | 0 | 0 | 0 | 0 | 0 | 0 | 0 | 0 | 0 | 0 | 0 | 0 | 0 | 0 | 0 | 0 | 0 | 0 | 0 | 0 | 0 | 0 | 0 | 0 | 0 | 0 | 0 | 0 | 0 | 0 | 0 | 0 | 0 | 0 | 0 | 0 | 0 | 0 | 0 | 0 | 0
Commercial_Grocery_New_Food Preparation_Natural Gas_Griddle_E8_Codes & Standards Forecast | Commercial | Grocery | New | Food Preparation | Natural Gas | Griddle | E8 |  | Codes & Standards Forecast | 0 | 0 | 0 | 0 | 0 | 0 | 0 | 0 | 0 | 0 | 0 | 0 | 0 | 0 | 0 | 0 | 0 | 0 | 0 | 0 | 0 | 0 | 0 | 0 | 0 | 0 | 0 | 0 | 0 | 0 | 0 | 0 | 0 | 0 | 0 | 0 | 0 | 0 | 0 | 0 | 0 | 0 | 0 | 0 | 0 | 0 | 0 | 0 | 0 | 0 | 0
Commercial_Grocery_New_Food Preparation_Natural Gas_Griddle_E9_Codes & Standards Forecast | Commercial | Grocery | New | Food Preparation | Natural Gas | Griddle | E9 |  | Codes & Standards Forecast | 0 | 0 | 0 | 0 | 0 | 0 | 0 | 0 | 0 | 0 | 0 | 0 | 0 | 0 | 0 | 0 | 0 | 0 | 0 | 0 | 0 | 0 | 0 | 0 | 0 | 0 | 0 | 0 | 0 | 0 | 0 | 0 | 0 | 0 | 0 | 0 | 0 | 0 | 0 | 0 | 0 | 0 | 0 | 0 | 0 | 0 | 0 | 0 | 0 | 0 | 0
Commercial_Grocery_New_Food Preparation_Natural Gas_Griddle_E10_Codes & Standards Forecast | Commercial | Grocery | New | Food Preparation | Natural Gas | Griddle | E10 |  | Codes & Standards Forecast | 0 | 0 | 0 | 0 | 0 | 0 | 0 | 0 | 0 | 0 | 0 | 0 | 0 | 0 | 0 | 0 | 0 | 0 | 0 | 0 | 0 | 0 | 0 | 0 | 0 | 0 | 0 | 0 | 0 | 0 | 0 | 0 | 0 | 0 | 0 | 0 | 0 | 0 | 0 | 0 | 0 | 0 | 0 | 0 | 0 | 0 | 0 | 0 | 0 | 0 | 0
Commercial_Grocery_New_Food Preparation_Natural Gas_Griddle_Vintage_Codes & Standards Forecast | Commercial | Grocery | New | Food Preparation | Natural Gas | Griddle | Vintage |  | Codes & Standards Forecast | 0 | 0 | 0 | 0 | 0 | 0 | 0 | 0 | 0 | 0 | 0 | 0 | 0 | 0 | 0 | 0 | 0 | 0 | 0 | 0 | 0 | 0 | 0 | 0 | 0 | 0 | 0 | 0 | 0 | 0 | 0 | 0 | 0 | 0 | 0 | 0 | 0 | 0 | 0 | 0 | 0 | 0 | 0 | 0 | 0 | 0 | 0 | 0 | 0 | 0 | 0
Commercial_Grocery_New_Food Preparation_Natural Gas_Range_E1_Codes & Standards Forecast | Commercial | Grocery | New | Food Preparation | Natural Gas | Range | E1 |  | Codes & Standards Forecast | 0 | 5043.6935 | 29371.3001 | 44918.3446 | 64969.3876 | 92180.8515 | 117614.7274 | 140157.0546 | 160431.1214 | 180006.5625 | 199326.6539 | 218454.8043 | 237556.7468 | 256713.3463 | 275987.7781 | 295297.7192 | 314612.9376 | 333903.1338 | 353167.9109 | 372406.8675 | 391649.9382 | 410897.1505 | 430121.4002 | 449322.3743 | 468499.757 | 487680.3616 | 506864.2069 | 526051.3118 | 545241.6955 | 564435.377 | 583632.3758 | 602832.7111 | 611480.7793 | 0 | 0 | 0 | 0 | 0 | 0 | 0 | 0 | 0 | 0 | 0 | 0 | 0 | 0 | 0 | 0 | 0 | 0
Commercial_Grocery_New_Food Preparation_Natural Gas_Range_E2_Codes & Standards Forecast | Commercial | Grocery | New | Food Preparation | Natural Gas | Range | E2 |  | Codes & Standards Forecast | 0 | 0 | 0 | 0 | 0 | 0 | 0 | 0 | 0 | 0 | 0 | 0 | 0 | 0 | 0 | 0 | 0 | 0 | 0 | 0 | 0 | 0 | 0 | 0 | 0 | 0 | 0 | 0 | 0 | 0 | 0 | 0 | 0 | 0 | 0 | 0 | 0 | 0 | 0 | 0 | 0 | 0 | 0 | 0 | 0 | 0 | 0 | 0 | 0 | 0 | 0
Commercial_Grocery_New_Food Preparation_Natural Gas_Range_E3_Codes & Standards Forecast | Commercial | Grocery | New | Food Preparation | Natural Gas | Range | E3 |  | Codes & Standards Forecast | 0 | 0 | 0 | 0 | 0 | 0 | 0 | 0 | 0 | 0 | 0 | 0 | 0 | 0 | 0 | 0 | 0 | 0 | 0 | 0 | 0 | 0 | 0 | 0 | 0 | 0 | 0 | 0 | 0 | 0 | 0 | 0 | 0 | 0 | 0 | 0 | 0 | 0 | 0 | 0 | 0 | 0 | 0 | 0 | 0 | 0 | 0 | 0 | 0 | 0 | 0
Commercial_Grocery_New_Food Preparation_Natural Gas_Range_E4_Codes & Standards Forecast | Commercial | Grocery | New | Food Preparation | Natural Gas | Range | E4 |  | Codes & Standards Forecast | 0 | 0 | 0 | 0 | 0 | 0 | 0 | 0 | 0 | 0 | 0 | 0 | 0 | 0 | 0 | 0 | 0 | 0 | 0 | 0 | 0 | 0 | 0 | 0 | 0 | 0 | 0 | 0 | 0 | 0 | 0 | 0 | 0 | 0 | 0 | 0 | 0 | 0 | 0 | 0 | 0 | 0 | 0 | 0 | 0 | 0 | 0 | 0 | 0 | 0 | 0
Commercial_Grocery_New_Food Preparation_Natural Gas_Range_E5_Codes & Standards Forecast | Commercial | Grocery | New | Food Preparation | Natural Gas | Range | E5 |  | Codes & Standards Forecast | 0 | 0 | 0 | 0 | 0 | 0 | 0 | 0 | 0 | 0 | 0 | 0 | 0 | 0 | 0 | 0 | 0 | 0 | 0 | 0 | 0 | 0 | 0 | 0 | 0 | 0 | 0 | 0 | 0 | 0 | 0 | 0 | 0 | 0 | 0 | 0 | 0 | 0 | 0 | 0 | 0 | 0 | 0 | 0 | 0 | 0 | 0 | 0 | 0 | 0 | 0
Commercial_Grocery_New_Food Preparation_Natural Gas_Range_E6_Codes & Standards Forecast | Commercial | Grocery | New | Food Preparation | Natural Gas | Range | E6 |  | Codes & Standards Forecast | 0 | 0 | 0 | 0 | 0 | 0 | 0 | 0 | 0 | 0 | 0 | 0 | 0 | 0 | 0 | 0 | 0 | 0 | 0 | 0 | 0 | 0 | 0 | 0 | 0 | 0 | 0 | 0 | 0 | 0 | 0 | 0 | 0 | 0 | 0 | 0 | 0 | 0 | 0 | 0 | 0 | 0 | 0 | 0 | 0 | 0 | 0 | 0 | 0 | 0 | 0
Commercial_Grocery_New_Food Preparation_Natural Gas_Range_E7_Codes & Standards Forecast | Commercial | Grocery | New | Food Preparation | Natural Gas | Range | E7 |  | Codes & Standards Forecast | 0 | 0 | 0 | 0 | 0 | 0 | 0 | 0 | 0 | 0 | 0 | 0 | 0 | 0 | 0 | 0 | 0 | 0 | 0 | 0 | 0 | 0 | 0 | 0 | 0 | 0 | 0 | 0 | 0 | 0 | 0 | 0 | 0 | 0 | 0 | 0 | 0 | 0 | 0 | 0 | 0 | 0 | 0 | 0 | 0 | 0 | 0 | 0 | 0 | 0 | 0
Commercial_Grocery_New_Food Preparation_Natural Gas_Range_E8_Codes & Standards Forecast | Commercial | Grocery | New | Food Preparation | Natural Gas | Range | E8 |  | Codes & Standards Forecast | 0 | 0 | 0 | 0 | 0 | 0 | 0 | 0 | 0 | 0 | 0 | 0 | 0 | 0 | 0 | 0 | 0 | 0 | 0 | 0 | 0 | 0 | 0 | 0 | 0 | 0 | 0 | 0 | 0 | 0 | 0 | 0 | 0 | 0 | 0 | 0 | 0 | 0 | 0 | 0 | 0 | 0 | 0 | 0 | 0 | 0 | 0 | 0 | 0 | 0 | 0
Commercial_Grocery_New_Food Preparation_Natural Gas_Range_E9_Codes & Standards Forecast | Commercial | Grocery | New | Food Preparation | Natural Gas | Range | E9 |  | Codes & Standards Forecast | 0 | 0 | 0 | 0 | 0 | 0 | 0 | 0 | 0 | 0 | 0 | 0 | 0 | 0 | 0 | 0 | 0 | 0 | 0 | 0 | 0 | 0 | 0 | 0 | 0 | 0 | 0 | 0 | 0 | 0 | 0 | 0 | 0 | 0 | 0 | 0 | 0 | 0 | 0 | 0 | 0 | 0 | 0 | 0 | 0 | 0 | 0 | 0 | 0 | 0 | 0
Commercial_Grocery_New_Food Preparation_Natural Gas_Range_E10_Codes & Standards Forecast | Commercial | Grocery | New | Food Preparation | Natural Gas | Range | E10 |  | Codes & Standards Forecast | 0 | 0 | 0 | 0 | 0 | 0 | 0 | 0 | 0 | 0 | 0 | 0 | 0 | 0 | 0 | 0 | 0 | 0 | 0 | 0 | 0 | 0 | 0 | 0 | 0 | 0 | 0 | 0 | 0 | 0 | 0 | 0 | 0 | 0 | 0 | 0 | 0 | 0 | 0 | 0 | 0 | 0 | 0 | 0 | 0 | 0 | 0 | 0 | 0 | 0 | 0
Commercial_Grocery_New_Food Preparation_Natural Gas_Range_Vintage_Codes & Standards Forecast | Commercial | Grocery | New | Food Preparation | Natural Gas | Range | Vintage |  | Codes & Standards Forecast | 0 | 0 | 0 | 0 | 0 | 0 | 0 | 0 | 0 | 0 | 0 | 0 | 0 | 0 | 0 | 0 | 0 | 0 | 0 | 0 | 0 | 0 | 0 | 0 | 0 | 0 | 0 | 0 | 0 | 0 | 0 | 0 | 0 | 0 | 0 | 0 | 0 | 0 | 0 | 0 | 0 | 0 | 0 | 0 | 0 | 0 | 0 | 0 | 0 | 0 | 0
Commercial_Grocery_New_Food Preparation_Natural Gas_Steamer_E1_Codes & Standards Forecast | Commercial | Grocery | New | Food Preparation | Natural Gas | Steamer | E1 |  | Codes & Standards Forecast | 0 | 247.8434 | 1443.2842 | 1443.2842 | 1443.2842 | 1443.2842 | 1443.2842 | 1443.2842 | 1443.2842 | 1443.2842 | 1415.7461 | 1258.4409 | 1118.6142 | 994.3237 | 883.8433 | 785.6385 | 698.3453 | 620.7514 | 551.779 | 414.1478 | 0 | 0 | 0 | 0 | 0 | 0 | 0 | 0 | 0 | 0 | 0 | 0 | 0 | 0 | 0 | 0 | 0 | 0 | 0 | 0 | 0 | 0 | 0 | 0 | 0 | 0 | 0 | 0 | 0 | 0 | 0
Commercial_Grocery_New_Food Preparation_Natural Gas_Steamer_E2_Codes & Standards Forecast | Commercial | Grocery | New | Food Preparation | Natural Gas | Steamer | E2 |  | Codes & Standards Forecast | 0 | 0 | 0 | 763.9704 | 1749.264 | 3086.4154 | 4336.2175 | 5443.931 | 6440.1838 | 7402.1067 | 8379.02 | 9476.2685 | 10554.7507 | 11620.3825 | 12677.9944 | 13725.0756 | 14761.5045 | 15787.0045 | 16802.634 | 17885.6535 | 19245.3917 | 20191.1856 | 21135.8512 | 22079.3731 | 23021.7356 | 23964.2565 | 24906.9367 | 25849.777 | 26792.7784 | 27735.9419 | 28679.2684 | 29622.7588 | 30047.7186 | 0 | 0 | 0 | 0 | 0 | 0 | 0 | 0 | 0 | 0 | 0 | 0 | 0 | 0 | 0 | 0 | 0 | 0
Commercial_Grocery_New_Food Preparation_Natural Gas_Steamer_E3_Codes & Standards Forecast | Commercial | Grocery | New | Food Preparation | Natural Gas | Steamer | E3 |  | Codes & Standards Forecast | 0 | 0 | 0 | 0 | 0 | 0 | 0 | 0 | 0 | 0 | 0 | 0 | 0 | 0 | 0 | 0 | 0 | 0 | 0 | 0 | 0 | 0 | 0 | 0 | 0 | 0 | 0 | 0 | 0 | 0 | 0 | 0 | 0 | 0 | 0 | 0 | 0 | 0 | 0 | 0 | 0 | 0 | 0 | 0 | 0 | 0 | 0 | 0 | 0 | 0 | 0
Commercial_Grocery_New_Food Preparation_Natural Gas_Steamer_E4_Codes & Standards Forecast | Commercial | Grocery | New | Food Preparation | Natural Gas | Steamer | E4 |  | Codes & Standards Forecast | 0 | 0 | 0 | 0 | 0 | 0 | 0 | 0 | 0 | 0 | 0 | 0 | 0 | 0 | 0 | 0 | 0 | 0 | 0 | 0 | 0 | 0 | 0 | 0 | 0 | 0 | 0 | 0 | 0 | 0 | 0 | 0 | 0 | 0 | 0 | 0 | 0 | 0 | 0 | 0 | 0 | 0 | 0 | 0 | 0 | 0 | 0 | 0 | 0 | 0 | 0
Commercial_Grocery_New_Food Preparation_Natural Gas_Steamer_E5_Codes & Standards Forecast | Commercial | Grocery | New | Food Preparation | Natural Gas | Steamer | E5 |  | Codes & Standards Forecast | 0 | 0 | 0 | 0 | 0 | 0 | 0 | 0 | 0 | 0 | 0 | 0 | 0 | 0 | 0 | 0 | 0 | 0 | 0 | 0 | 0 | 0 | 0 | 0 | 0 | 0 | 0 | 0 | 0 | 0 | 0 | 0 | 0 | 0 | 0 | 0 | 0 | 0 | 0 | 0 | 0 | 0 | 0 | 0 | 0 | 0 | 0 | 0 | 0 | 0 | 0
Commercial_Grocery_New_Food Preparation_Natural Gas_Steamer_E6_Codes & Standards Forecast | Commercial | Grocery | New | Food Preparation | Natural Gas | Steamer | E6 |  | Codes & Standards Forecast | 0 | 0 | 0 | 0 | 0 | 0 | 0 | 0 | 0 | 0 | 0 | 0 | 0 | 0 | 0 | 0 | 0 | 0 | 0 | 0 | 0 | 0 | 0 | 0 | 0 | 0 | 0 | 0 | 0 | 0 | 0 | 0 | 0 | 0 | 0 | 0 | 0 | 0 | 0 | 0 | 0 | 0 | 0 | 0 | 0 | 0 | 0 | 0 | 0 | 0 | 0
Commercial_Grocery_New_Food Preparation_Natural Gas_Steamer_E7_Codes & Standards Forecast | Commercial | Grocery | New | Food Preparation | Natural Gas | Steamer | E7 |  | Codes & Standards Forecast | 0 | 0 | 0 | 0 | 0 | 0 | 0 | 0 | 0 | 0 | 0 | 0 | 0 | 0 | 0 | 0 | 0 | 0 | 0 | 0 | 0 | 0 | 0 | 0 | 0 | 0 | 0 | 0 | 0 | 0 | 0 | 0 | 0 | 0 | 0 | 0 | 0 | 0 | 0 | 0 | 0 | 0 | 0 | 0 | 0 | 0 | 0 | 0 | 0 | 0 | 0
Commercial_Grocery_New_Food Preparation_Natural Gas_Steamer_E8_Codes & Standards Forecast | Commercial | Grocery | New | Food Preparation | Natural Gas | Steamer | E8 |  | Codes & Standards Forecast | 0 | 0 | 0 | 0 | 0 | 0 | 0 | 0 | 0 | 0 | 0 | 0 | 0 | 0 | 0 | 0 | 0 | 0 | 0 | 0 | 0 | 0 | 0 | 0 | 0 | 0 | 0 | 0 | 0 | 0 | 0 | 0 | 0 | 0 | 0 | 0 | 0 | 0 | 0 | 0 | 0 | 0 | 0 | 0 | 0 | 0 | 0 | 0 | 0 | 0 | 0
Commercial_Grocery_New_Food Preparation_Natural Gas_Steamer_E9_Codes & Standards Forecast | Commercial | Grocery | New | Food Preparation | Natural Gas | Steamer | E9 |  | Codes & Standards Forecast | 0 | 0 | 0 | 0 | 0 | 0 | 0 | 0 | 0 | 0 | 0 | 0 | 0 | 0 | 0 | 0 | 0 | 0 | 0 | 0 | 0 | 0 | 0 | 0 | 0 | 0 | 0 | 0 | 0 | 0 | 0 | 0 | 0 | 0 | 0 | 0 | 0 | 0 | 0 | 0 | 0 | 0 | 0 | 0 | 0 | 0 | 0 | 0 | 0 | 0 | 0
Commercial_Grocery_New_Food Preparation_Natural Gas_Steamer_E10_Codes & Standards Forecast | Commercial | Grocery | New | Food Preparation | Natural Gas | Steamer | E10 |  | Codes & Standards Forecast | 0 | 0 | 0 | 0 | 0 | 0 | 0 | 0 | 0 | 0 | 0 | 0 | 0 | 0 | 0 | 0 | 0 | 0 | 0 | 0 | 0 | 0 | 0 | 0 | 0 | 0 | 0 | 0 | 0 | 0 | 0 | 0 | 0 | 0 | 0 | 0 | 0 | 0 | 0 | 0 | 0 | 0 | 0 | 0 | 0 | 0 | 0 | 0 | 0 | 0 | 0
Commercial_Grocery_New_Food Preparation_Natural Gas_Steamer_Vintage_Codes & Standards Forecast | Commercial | Grocery | New | Food Preparation | Natural Gas | Steamer | Vintage |  | Codes & Standards Forecast | 0 | 0 | 0 | 0 | 0 | 0 | 0 | 0 | 0 | 0 | 0 | 0 | 0 | 0 | 0 | 0 | 0 | 0 | 0 | 0 | 0 | 0 | 0 | 0 | 0 | 0 | 0 | 0 | 0 | 0 | 0 | 0 | 0 | 0 | 0 | 0 | 0 | 0 | 0 | 0 | 0 | 0 | 0 | 0 | 0 | 0 | 0 | 0 | 0 | 0 | 0
Commercial_Grocery_New_Food Preparation_Natural Gas_Food Prep Other_E1_Codes & Standards Forecast | Commercial | Grocery | New | Food Preparation | Natural Gas | Food Prep Other | E1 |  | Codes & Standards Forecast | 0 | 0 | 0 | 0 | 0 | 0 | 0 | 0 | 0 | 0 | 0 | 0 | 0 | 0 | 0 | 0 | 0 | 0 | 0 | 0 | 0 | 0 | 0 | 0 | 0 | 0 | 0 | 0 | 0 | 0 | 0 | 0 | 0 | 0 | 0 | 0 | 0 | 0 | 0 | 0 | 0 | 0 | 0 | 0 | 0 | 0 | 0 | 0 | 0 | 0 | 0
Commercial_Grocery_New_Food Preparation_Natural Gas_Food Prep Other_E2_Codes & Standards Forecast | Commercial | Grocery | New | Food Preparation | Natural Gas | Food Prep Other | E2 |  | Codes & Standards Forecast | 0 | 0 | 0 | 0 | 0 | 0 | 0 | 0 | 0 | 0 | 0 | 0 | 0 | 0 | 0 | 0 | 0 | 0 | 0 | 0 | 0 | 0 | 0 | 0 | 0 | 0 | 0 | 0 | 0 | 0 | 0 | 0 | 0 | 0 | 0 | 0 | 0 | 0 | 0 | 0 | 0 | 0 | 0 | 0 | 0 | 0 | 0 | 0 | 0 | 0 | 0
Commercial_Grocery_New_Food Preparation_Natural Gas_Food Prep Other_E3_Codes & Standards Forecast | Commercial | Grocery | New | Food Preparation | Natural Gas | Food Prep Other | E3 |  | Codes & Standards Forecast | 0 | 0 | 0 | 0 | 0 | 0 | 0 | 0 | 0 | 0 | 0 | 0 | 0 | 0 | 0 | 0 | 0 | 0 | 0 | 0 | 0 | 0 | 0 | 0 | 0 | 0 | 0 | 0 | 0 | 0 | 0 | 0 | 0 | 0 | 0 | 0 | 0 | 0 | 0 | 0 | 0 | 0 | 0 | 0 | 0 | 0 | 0 | 0 | 0 | 0 | 0
Commercial_Grocery_New_Food Preparation_Natural Gas_Food Prep Other_E4_Codes & Standards Forecast | Commercial | Grocery | New | Food Preparation | Natural Gas | Food Prep Other | E4 |  | Codes & Standards Forecast | 0 | 0 | 0 | 0 | 0 | 0 | 0 | 0 | 0 | 0 | 0 | 0 | 0 | 0 | 0 | 0 | 0 | 0 | 0 | 0 | 0 | 0 | 0 | 0 | 0 | 0 | 0 | 0 | 0 | 0 | 0 | 0 | 0 | 0 | 0 | 0 | 0 | 0 | 0 | 0 | 0 | 0 | 0 | 0 | 0 | 0 | 0 | 0 | 0 | 0 | 0
Commercial_Grocery_New_Food Preparation_Natural Gas_Food Prep Other_E5_Codes & Standards Forecast | Commercial | Grocery | New | Food Preparation | Natural Gas | Food Prep Other | E5 |  | Codes & Standards Forecast | 0 | 0 | 0 | 0 | 0 | 0 | 0 | 0 | 0 | 0 | 0 | 0 | 0 | 0 | 0 | 0 | 0 | 0 | 0 | 0 | 0 | 0 | 0 | 0 | 0 | 0 | 0 | 0 | 0 | 0 | 0 | 0 | 0 | 0 | 0 | 0 | 0 | 0 | 0 | 0 | 0 | 0 | 0 | 0 | 0 | 0 | 0 | 0 | 0 | 0 | 0
Commercial_Grocery_New_Food Preparation_Natural Gas_Food Prep Other_E6_Codes & Standards Forecast | Commercial | Grocery | New | Food Preparation | Natural Gas | Food Prep Other | E6 |  | Codes & Standards Forecast | 0 | 0 | 0 | 0 | 0 | 0 | 0 | 0 | 0 | 0 | 0 | 0 | 0 | 0 | 0 | 0 | 0 | 0 | 0 | 0 | 0 | 0 | 0 | 0 | 0 | 0 | 0 | 0 | 0 | 0 | 0 | 0 | 0 | 0 | 0 | 0 | 0 | 0 | 0 | 0 | 0 | 0 | 0 | 0 | 0 | 0 | 0 | 0 | 0 | 0 | 0
Commercial_Grocery_New_Food Preparation_Natural Gas_Food Prep Other_E7_Codes & Standards Forecast | Commercial | Grocery | New | Food Preparation | Natural Gas | Food Prep Other | E7 |  | Codes & Standards Forecast | 0 | 0 | 0 | 0 | 0 | 0 | 0 | 0 | 0 | 0 | 0 | 0 | 0 | 0 | 0 | 0 | 0 | 0 | 0 | 0 | 0 | 0 | 0 | 0 | 0 | 0 | 0 | 0 | 0 | 0 | 0 | 0 | 0 | 0 | 0 | 0 | 0 | 0 | 0 | 0 | 0 | 0 | 0 | 0 | 0 | 0 | 0 | 0 | 0 | 0 | 0
Commercial_Grocery_New_Food Preparation_Natural Gas_Food Prep Other_E8_Codes & Standards Forecast | Commercial | Grocery | New | Food Preparation | Natural Gas | Food Prep Other | E8 |  | Codes & Standards Forecast | 0 | 0 | 0 | 0 | 0 | 0 | 0 | 0 | 0 | 0 | 0 | 0 | 0 | 0 | 0 | 0 | 0 | 0 | 0 | 0 | 0 | 0 | 0 | 0 | 0 | 0 | 0 | 0 | 0 | 0 | 0 | 0 | 0 | 0 | 0 | 0 | 0 | 0 | 0 | 0 | 0 | 0 | 0 | 0 | 0 | 0 | 0 | 0 | 0 | 0 | 0
Commercial_Grocery_New_Food Preparation_Natural Gas_Food Prep Other_E9_Codes & Standards Forecast | Commercial | Grocery | New | Food Preparation | Natural Gas | Food Prep Other | E9 |  | Codes & Standards Forecast | 0 | 0 | 0 | 0 | 0 | 0 | 0 | 0 | 0 | 0 | 0 | 0 | 0 | 0 | 0 | 0 | 0 | 0 | 0 | 0 | 0 | 0 | 0 | 0 | 0 | 0 | 0 | 0 | 0 | 0 | 0 | 0 | 0 | 0 | 0 | 0 | 0 | 0 | 0 | 0 | 0 | 0 | 0 | 0 | 0 | 0 | 0 | 0 | 0 | 0 | 0
Commercial_Grocery_New_Food Preparation_Natural Gas_Food Prep Other_E10_Codes & Standards Forecast | Commercial | Grocery | New | Food Preparation | Natural Gas | Food Prep Other | E10 |  | Codes & Standards Forecast | 0 | 0 | 0 | 0 | 0 | 0 | 0 | 0 | 0 | 0 | 0 | 0 | 0 | 0 | 0 | 0 | 0 | 0 | 0 | 0 | 0 | 0 | 0 | 0 | 0 | 0 | 0 | 0 | 0 | 0 | 0 | 0 | 0 | 0 | 0 | 0 | 0 | 0 | 0 | 0 | 0 | 0 | 0 | 0 | 0 | 0 | 0 | 0 | 0 | 0 | 0
Commercial_Grocery_New_Food Preparation_Natural Gas_Food Prep Other_Vintage_Codes & Standards Forecast | Commercial | Grocery | New | Food Preparation | Natural Gas | Food Prep Other | Vintage |  | Codes & Standards Forecast | 0 | 0 | 0 | 0 | 0 | 0 | 0 | 0 | 0 | 0 | 0 | 0 | 0 | 0 | 0 | 0 | 0 | 0 | 0 | 0 | 0 | 0 | 0 | 0 | 0 | 0 | 0 | 0 | 0 | 0 | 0 | 0 | 0 | 0 | 0 | 0 | 0 | 0 | 0 | 0 | 0 | 0 | 0 | 0 | 0 | 0 | 0 | 0 | 0 | 0 | 0
Commercial_Grocery_New_Miscellaneous_Natural Gas_Pool Heater_E1_Codes & Standards Forecast | Commercial | Grocery | New | Miscellaneous | Natural Gas | Pool Heater | E1 |  | Codes & Standards Forecast | 0 | 0 | 0 | 0 | 0 | 0 | 0 | 0 | 0 | 0 | 0 | 0 | 0 | 0 | 0 | 0 | 0 | 0 | 0 | 0 | 0 | 0 | 0 | 0 | 0 | 0 | 0 | 0 | 0 | 0 | 0 | 0 | 0 | 0 | 0 | 0 | 0 | 0 | 0 | 0 | 0 | 0 | 0 | 0 | 0 | 0 | 0 | 0 | 0 | 0 | 0
Commercial_Grocery_New_Miscellaneous_Natural Gas_Pool Heater_E2_Codes & Standards Forecast | Commercial | Grocery | New | Miscellaneous | Natural Gas | Pool Heater | E2 |  | Codes & Standards Forecast | 0 | 0 | 0 | 0 | 0 | 0 | 0 | 0 | 0 | 0 | 0 | 0 | 0 | 0 | 0 | 0 | 0 | 0 | 0 | 0 | 0 | 0 | 0 | 0 | 0 | 0 | 0 | 0 | 0 | 0 | 0 | 0 | 0 | 0 | 0 | 0 | 0 | 0 | 0 | 0 | 0 | 0 | 0 | 0 | 0 | 0 | 0 | 0 | 0 | 0 | 0
Commercial_Grocery_New_Miscellaneous_Natural Gas_Pool Heater_E3_Codes & Standards Forecast | Commercial | Grocery | New | Miscellaneous | Natural Gas | Pool Heater | E3 |  | Codes & Standards Forecast | 0 | 0 | 0 | 0 | 0 | 0 | 0 | 0 | 0 | 0 | 0 | 0 | 0 | 0 | 0 | 0 | 0 | 0 | 0 | 0 | 0 | 0 | 0 | 0 | 0 | 0 | 0 | 0 | 0 | 0 | 0 | 0 | 0 | 0 | 0 | 0 | 0 | 0 | 0 | 0 | 0 | 0 | 0 | 0 | 0 | 0 | 0 | 0 | 0 | 0 | 0
Commercial_Grocery_New_Miscellaneous_Natural Gas_Pool Heater_E4_Codes & Standards Forecast | Commercial | Grocery | New | Miscellaneous | Natural Gas | Pool Heater | E4 |  | Codes & Standards Forecast | 0 | 0 | 0 | 0 | 0 | 0 | 0 | 0 | 0 | 0 | 0 | 0 | 0 | 0 | 0 | 0 | 0 | 0 | 0 | 0 | 0 | 0 | 0 | 0 | 0 | 0 | 0 | 0 | 0 | 0 | 0 | 0 | 0 | 0 | 0 | 0 | 0 | 0 | 0 | 0 | 0 | 0 | 0 | 0 | 0 | 0 | 0 | 0 | 0 | 0 | 0
Commercial_Grocery_New_Miscellaneous_Natural Gas_Pool Heater_E5_Codes & Standards Forecast | Commercial | Grocery | New | Miscellaneous | Natural Gas | Pool Heater | E5 |  | Codes & Standards Forecast | 0 | 0 | 0 | 0 | 0 | 0 | 0 | 0 | 0 | 0 | 0 | 0 | 0 | 0 | 0 | 0 | 0 | 0 | 0 | 0 | 0 | 0 | 0 | 0 | 0 | 0 | 0 | 0 | 0 | 0 | 0 | 0 | 0 | 0 | 0 | 0 | 0 | 0 | 0 | 0 | 0 | 0 | 0 | 0 | 0 | 0 | 0 | 0 | 0 | 0 | 0
Commercial_Grocery_New_Miscellaneous_Natural Gas_Pool Heater_E6_Codes & Standards Forecast | Commercial | Grocery | New | Miscellaneous | Natural Gas | Pool Heater | E6 |  | Codes & Standards Forecast | 0 | 0 | 0 | 0 | 0 | 0 | 0 | 0 | 0 | 0 | 0 | 0 | 0 | 0 | 0 | 0 | 0 | 0 | 0 | 0 | 0 | 0 | 0 | 0 | 0 | 0 | 0 | 0 | 0 | 0 | 0 | 0 | 0 | 0 | 0 | 0 | 0 | 0 | 0 | 0 | 0 | 0 | 0 | 0 | 0 | 0 | 0 | 0 | 0 | 0 | 0
Commercial_Grocery_New_Miscellaneous_Natural Gas_Pool Heater_E7_Codes & Standards Forecast | Commercial | Grocery | New | Miscellaneous | Natural Gas | Pool Heater | E7 |  | Codes & Standards Forecast | 0 | 0 | 0 | 0 | 0 | 0 | 0 | 0 | 0 | 0 | 0 | 0 | 0 | 0 | 0 | 0 | 0 | 0 | 0 | 0 | 0 | 0 | 0 | 0 | 0 | 0 | 0 | 0 | 0 | 0 | 0 | 0 | 0 | 0 | 0 | 0 | 0 | 0 | 0 | 0 | 0 | 0 | 0 | 0 | 0 | 0 | 0 | 0 | 0 | 0 | 0
Commercial_Grocery_New_Miscellaneous_Natural Gas_Pool Heater_E8_Codes & Standards Forecast | Commercial | Grocery | New | Miscellaneous | Natural Gas | Pool Heater | E8 |  | Codes & Standards Forecast | 0 | 0 | 0 | 0 | 0 | 0 | 0 | 0 | 0 | 0 | 0 | 0 | 0 | 0 | 0 | 0 | 0 | 0 | 0 | 0 | 0 | 0 | 0 | 0 | 0 | 0 | 0 | 0 | 0 | 0 | 0 | 0 | 0 | 0 | 0 | 0 | 0 | 0 | 0 | 0 | 0 | 0 | 0 | 0 | 0 | 0 | 0 | 0 | 0 | 0 | 0
Commercial_Grocery_New_Miscellaneous_Natural Gas_Pool Heater_E9_Codes & Standards Forecast | Commercial | Grocery | New | Miscellaneous | Natural Gas | Pool Heater | E9 |  | Codes & Standards Forecast | 0 | 0 | 0 | 0 | 0 | 0 | 0 | 0 | 0 | 0 | 0 | 0 | 0 | 0 | 0 | 0 | 0 | 0 | 0 | 0 | 0 | 0 | 0 | 0 | 0 | 0 | 0 | 0 | 0 | 0 | 0 | 0 | 0 | 0 | 0 | 0 | 0 | 0 | 0 | 0 | 0 | 0 | 0 | 0 | 0 | 0 | 0 | 0 | 0 | 0 | 0
Commercial_Grocery_New_Miscellaneous_Natural Gas_Pool Heater_E10_Codes & Standards Forecast | Commercial | Grocery | New | Miscellaneous | Natural Gas | Pool Heater | E10 |  | Codes & Standards Forecast | 0 | 0 | 0 | 0 | 0 | 0 | 0 | 0 | 0 | 0 | 0 | 0 | 0 | 0 | 0 | 0 | 0 | 0 | 0 | 0 | 0 | 0 | 0 | 0 | 0 | 0 | 0 | 0 | 0 | 0 | 0 | 0 | 0 | 0 | 0 | 0 | 0 | 0 | 0 | 0 | 0 | 0 | 0 | 0 | 0 | 0 | 0 | 0 | 0 | 0 | 0
Commercial_Grocery_New_Miscellaneous_Natural Gas_Pool Heater_Vintage_Codes & Standards Forecast | Commercial | Grocery | New | Miscellaneous | Natural Gas | Pool Heater | Vintage |  | Codes & Standards Forecast | 0 | 0 | 0 | 0 | 0 | 0 | 0 | 0 | 0 | 0 | 0 | 0 | 0 | 0 | 0 | 0 | 0 | 0 | 0 | 0 | 0 | 0 | 0 | 0 | 0 | 0 | 0 | 0 | 0 | 0 | 0 | 0 | 0 | 0 | 0 | 0 | 0 | 0 | 0 | 0 | 0 | 0 | 0 | 0 | 0 | 0 | 0 | 0 | 0 | 0 | 0
Commercial_Grocery_New_Miscellaneous_Natural Gas_Miscellaneous_E1_Codes & Standards Forecast | Commercial | Grocery | New | Miscellaneous | Natural Gas | Miscellaneous | E1 |  | Codes & Standards Forecast | 0 | 17608.6842 | 102541.9073 | 156820.1855 | 226822.9497 | 321824.3764 | 410619.8377 | 489320.2434 | 560101.6344 | 628443.9636 | 695894.8093 | 762675.5448 | 829364.7828 | 896244.8406 | 963536.2781 | 1030951.6864 | 1098385.5191 | 1165731.9936 | 1232989.7241 | 1300157.3095 | 1367339.2579 | 1434535.6659 | 1501651.9059 | 1568686.8856 | 1635639.5025 | 1702603.3676 | 1769578.5468 | 1836565.1062 | 1903563.1123 | 1970572.6321 | 2037593.733 | 2104626.4825 | 2134818.8612 | 0 | 0 | 0 | 0 | 0 | 0 | 0 | 0 | 0 | 0 | 0 | 0 | 0 | 0 | 0 | 0 | 0 | 0
Commercial_Grocery_New_Miscellaneous_Natural Gas_Miscellaneous_E2_Codes & Standards Forecast | Commercial | Grocery | New | Miscellaneous | Natural Gas | Miscellaneous | E2 |  | Codes & Standards Forecast | 0 | 0 | 0 | 0 | 0 | 0 | 0 | 0 | 0 | 0 | 0 | 0 | 0 | 0 | 0 | 0 | 0 | 0 | 0 | 0 | 0 | 0 | 0 | 0 | 0 | 0 | 0 | 0 | 0 | 0 | 0 | 0 | 0 | 0 | 0 | 0 | 0 | 0 | 0 | 0 | 0 | 0 | 0 | 0 | 0 | 0 | 0 | 0 | 0 | 0 | 0
Commercial_Grocery_New_Miscellaneous_Natural Gas_Miscellaneous_E3_Codes & Standards Forecast | Commercial | Grocery | New | Miscellaneous | Natural Gas | Miscellaneous | E3 |  | Codes & Standards Forecast | 0 | 0 | 0 | 0 | 0 | 0 | 0 | 0 | 0 | 0 | 0 | 0 | 0 | 0 | 0 | 0 | 0 | 0 | 0 | 0 | 0 | 0 | 0 | 0 | 0 | 0 | 0 | 0 | 0 | 0 | 0 | 0 | 0 | 0 | 0 | 0 | 0 | 0 | 0 | 0 | 0 | 0 | 0 | 0 | 0 | 0 | 0 | 0 | 0 | 0 | 0
Commercial_Grocery_New_Miscellaneous_Natural Gas_Miscellaneous_E4_Codes & Standards Forecast | Commercial | Grocery | New | Miscellaneous | Natural Gas | Miscellaneous | E4 |  | Codes & Standards Forecast | 0 | 0 | 0 | 0 | 0 | 0 | 0 | 0 | 0 | 0 | 0 | 0 | 0 | 0 | 0 | 0 | 0 | 0 | 0 | 0 | 0 | 0 | 0 | 0 | 0 | 0 | 0 | 0 | 0 | 0 | 0 | 0 | 0 | 0 | 0 | 0 | 0 | 0 | 0 | 0 | 0 | 0 | 0 | 0 | 0 | 0 | 0 | 0 | 0 | 0 | 0
Commercial_Grocery_New_Miscellaneous_Natural Gas_Miscellaneous_E5_Codes & Standards Forecast | Commercial | Grocery | New | Miscellaneous | Natural Gas | Miscellaneous | E5 |  | Codes & Standards Forecast | 0 | 0 | 0 | 0 | 0 | 0 | 0 | 0 | 0 | 0 | 0 | 0 | 0 | 0 | 0 | 0 | 0 | 0 | 0 | 0 | 0 | 0 | 0 | 0 | 0 | 0 | 0 | 0 | 0 | 0 | 0 | 0 | 0 | 0 | 0 | 0 | 0 | 0 | 0 | 0 | 0 | 0 | 0 | 0 | 0 | 0 | 0 | 0 | 0 | 0 | 0
Commercial_Grocery_New_Miscellaneous_Natural Gas_Miscellaneous_E6_Codes & Standards Forecast | Commercial | Grocery | New | Miscellaneous | Natural Gas | Miscellaneous | E6 |  | Codes & Standards Forecast | 0 | 0 | 0 | 0 | 0 | 0 | 0 | 0 | 0 | 0 | 0 | 0 | 0 | 0 | 0 | 0 | 0 | 0 | 0 | 0 | 0 | 0 | 0 | 0 | 0 | 0 | 0 | 0 | 0 | 0 | 0 | 0 | 0 | 0 | 0 | 0 | 0 | 0 | 0 | 0 | 0 | 0 | 0 | 0 | 0 | 0 | 0 | 0 | 0 | 0 | 0
Commercial_Grocery_New_Miscellaneous_Natural Gas_Miscellaneous_E7_Codes & Standards Forecast | Commercial | Grocery | New | Miscellaneous | Natural Gas | Miscellaneous | E7 |  | Codes & Standards Forecast | 0 | 0 | 0 | 0 | 0 | 0 | 0 | 0 | 0 | 0 | 0 | 0 | 0 | 0 | 0 | 0 | 0 | 0 | 0 | 0 | 0 | 0 | 0 | 0 | 0 | 0 | 0 | 0 | 0 | 0 | 0 | 0 | 0 | 0 | 0 | 0 | 0 | 0 | 0 | 0 | 0 | 0 | 0 | 0 | 0 | 0 | 0 | 0 | 0 | 0 | 0
Commercial_Grocery_New_Miscellaneous_Natural Gas_Miscellaneous_E8_Codes & Standards Forecast | Commercial | Grocery | New | Miscellaneous | Natural Gas | Miscellaneous | E8 |  | Codes & Standards Forecast | 0 | 0 | 0 | 0 | 0 | 0 | 0 | 0 | 0 | 0 | 0 | 0 | 0 | 0 | 0 | 0 | 0 | 0 | 0 | 0 | 0 | 0 | 0 | 0 | 0 | 0 | 0 | 0 | 0 | 0 | 0 | 0 | 0 | 0 | 0 | 0 | 0 | 0 | 0 | 0 | 0 | 0 | 0 | 0 | 0 | 0 | 0 | 0 | 0 | 0 | 0
Commercial_Grocery_New_Miscellaneous_Natural Gas_Miscellaneous_E9_Codes & Standards Forecast | Commercial | Grocery | New | Miscellaneous | Natural Gas | Miscellaneous | E9 |  | Codes & Standards Forecast | 0 | 0 | 0 | 0 | 0 | 0 | 0 | 0 | 0 | 0 | 0 | 0 | 0 | 0 | 0 | 0 | 0 | 0 | 0 | 0 | 0 | 0 | 0 | 0 | 0 | 0 | 0 | 0 | 0 | 0 | 0 | 0 | 0 | 0 | 0 | 0 | 0 | 0 | 0 | 0 | 0 | 0 | 0 | 0 | 0 | 0 | 0 | 0 | 0 | 0 | 0
Commercial_Grocery_New_Miscellaneous_Natural Gas_Miscellaneous_E10_Codes & Standards Forecast | Commercial | Grocery | New | Miscellaneous | Natural Gas | Miscellaneous | E10 |  | Codes & Standards Forecast | 0 | 0 | 0 | 0 | 0 | 0 | 0 | 0 | 0 | 0 | 0 | 0 | 0 | 0 | 0 | 0 | 0 | 0 | 0 | 0 | 0 | 0 | 0 | 0 | 0 | 0 | 0 | 0 | 0 | 0 | 0 | 0 | 0 | 0 | 0 | 0 | 0 | 0 | 0 | 0 | 0 | 0 | 0 | 0 | 0 | 0 | 0 | 0 | 0 | 0 | 0
Commercial_Grocery_New_Miscellaneous_Natural Gas_Miscellaneous_Vintage_Codes & Standards Forecast | Commercial | Grocery | New | Miscellaneous | Natural Gas | Miscellaneous | Vintage |  | Codes & Standards Forecast | 0 | 0 | 0 | 0 | 0 | 0 | 0 | 0 | 0 | 0 | 0 | 0 | 0 | 0 | 0 | 0 | 0 | 0 | 0 | 0 | 0 | 0 | 0 | 0 | 0 | 0 | 0 | 0 | 0 | 0 | 0 | 0 | 0 | 0 | 0 | 0 | 0 | 0 | 0 | 0 | 0 | 0 | 0 | 0 | 0 | 0 | 0 | 0 | 0 | 0 | 0
Commercial_School_Existing_Space Heating_Natural Gas_Furnace_E1_Codes & Standards Forecast | Commercial | School | Existing | Space Heating | Natural Gas | Furnace | E1 |  | Codes & Standards Forecast | 0 | 20228.8032 | 42056.8364 | 65247.9596 | 89651.3042 | 115056.0863 | 141433.1667 | 168747.8199 | 196921.6388 | 225812.3543 | 255315.0781 | 285347.6958 | 315824.1214 | 346666.8787 | 377803.1204 | 409179.4053 | 440743.69 | 472449.5049 | 504251.3682 | 533059.5535 | 559113.6557 | 582637.504 | 603841.5185 | 622915.298 | 640033.0394 | 655349.562 | 669011.4206 | 681153.2765 | 691898.8602 | 701361.856 | 709646.7152 | 716849.4041 | 723083.0008 | 0 | 0 | 0 | 0 | 0 | 0 | 0 | 0 | 0 | 0 | 0 | 0 | 0 | 0 | 0 | 0 | 0 | 0
Commercial_School_Existing_Space Heating_Natural Gas_Furnace_E2_Codes & Standards Forecast | Commercial | School | Existing | Space Heating | Natural Gas | Furnace | E2 |  | Codes & Standards Forecast | 0 | 0 | 0 | 0 | 0 | 0 | 0 | 0 | 0 | 0 | 0 | 0 | 0 | 0 | 0 | 0 | 0 | 0 | 0 | 0 | 0 | 0 | 0 | 0 | 0 | 0 | 0 | 0 | 0 | 0 | 0 | 0 | 0 | 0 | 0 | 0 | 0 | 0 | 0 | 0 | 0 | 0 | 0 | 0 | 0 | 0 | 0 | 0 | 0 | 0 | 0
Commercial_School_Existing_Space Heating_Natural Gas_Furnace_E3_Codes & Standards Forecast | Commercial | School | Existing | Space Heating | Natural Gas | Furnace | E3 |  | Codes & Standards Forecast | 0 | 0 | 0 | 0 | 0 | 0 | 0 | 0 | 0 | 0 | 0 | 0 | 0 | 0 | 0 | 0 | 0 | 0 | 0 | 0 | 0 | 0 | 0 | 0 | 0 | 0 | 0 | 0 | 0 | 0 | 0 | 0 | 0 | 0 | 0 | 0 | 0 | 0 | 0 | 0 | 0 | 0 | 0 | 0 | 0 | 0 | 0 | 0 | 0 | 0 | 0
Commercial_School_Existing_Space Heating_Natural Gas_Furnace_E4_Codes & Standards Forecast | Commercial | School | Existing | Space Heating | Natural Gas | Furnace | E4 |  | Codes & Standards Forecast | 0 | 0 | 0 | 0 | 0 | 0 | 0 | 0 | 0 | 0 | 0 | 0 | 0 | 0 | 0 | 0 | 0 | 0 | 0 | 0 | 0 | 0 | 0 | 0 | 0 | 0 | 0 | 0 | 0 | 0 | 0 | 0 | 0 | 0 | 0 | 0 | 0 | 0 | 0 | 0 | 0 | 0 | 0 | 0 | 0 | 0 | 0 | 0 | 0 | 0 | 0
Commercial_School_Existing_Space Heating_Natural Gas_Furnace_E5_Codes & Standards Forecast | Commercial | School | Existing | Space Heating | Natural Gas | Furnace | E5 |  | Codes & Standards Forecast | 0 | 0 | 0 | 0 | 0 | 0 | 0 | 0 | 0 | 0 | 0 | 0 | 0 | 0 | 0 | 0 | 0 | 0 | 0 | 0 | 0 | 0 | 0 | 0 | 0 | 0 | 0 | 0 | 0 | 0 | 0 | 0 | 0 | 0 | 0 | 0 | 0 | 0 | 0 | 0 | 0 | 0 | 0 | 0 | 0 | 0 | 0 | 0 | 0 | 0 | 0
Commercial_School_Existing_Space Heating_Natural Gas_Furnace_E6_Codes & Standards Forecast | Commercial | School | Existing | Space Heating | Natural Gas | Furnace | E6 |  | Codes & Standards Forecast | 0 | 0 | 0 | 0 | 0 | 0 | 0 | 0 | 0 | 0 | 0 | 0 | 0 | 0 | 0 | 0 | 0 | 0 | 0 | 0 | 0 | 0 | 0 | 0 | 0 | 0 | 0 | 0 | 0 | 0 | 0 | 0 | 0 | 0 | 0 | 0 | 0 | 0 | 0 | 0 | 0 | 0 | 0 | 0 | 0 | 0 | 0 | 0 | 0 | 0 | 0
Commercial_School_Existing_Space Heating_Natural Gas_Furnace_E7_Codes & Standards Forecast | Commercial | School | Existing | Space Heating | Natural Gas | Furnace | E7 |  | Codes & Standards Forecast | 0 | 0 | 0 | 0 | 0 | 0 | 0 | 0 | 0 | 0 | 0 | 0 | 0 | 0 | 0 | 0 | 0 | 0 | 0 | 0 | 0 | 0 | 0 | 0 | 0 | 0 | 0 | 0 | 0 | 0 | 0 | 0 | 0 | 0 | 0 | 0 | 0 | 0 | 0 | 0 | 0 | 0 | 0 | 0 | 0 | 0 | 0 | 0 | 0 | 0 | 0
Commercial_School_Existing_Space Heating_Natural Gas_Furnace_E8_Codes & Standards Forecast | Commercial | School | Existing | Space Heating | Natural Gas | Furnace | E8 |  | Codes & Standards Forecast | 0 | 0 | 0 | 0 | 0 | 0 | 0 | 0 | 0 | 0 | 0 | 0 | 0 | 0 | 0 | 0 | 0 | 0 | 0 | 0 | 0 | 0 | 0 | 0 | 0 | 0 | 0 | 0 | 0 | 0 | 0 | 0 | 0 | 0 | 0 | 0 | 0 | 0 | 0 | 0 | 0 | 0 | 0 | 0 | 0 | 0 | 0 | 0 | 0 | 0 | 0
Commercial_School_Existing_Space Heating_Natural Gas_Furnace_E9_Codes & Standards Forecast | Commercial | School | Existing | Space Heating | Natural Gas | Furnace | E9 |  | Codes & Standards Forecast | 0 | 0 | 0 | 0 | 0 | 0 | 0 | 0 | 0 | 0 | 0 | 0 | 0 | 0 | 0 | 0 | 0 | 0 | 0 | 0 | 0 | 0 | 0 | 0 | 0 | 0 | 0 | 0 | 0 | 0 | 0 | 0 | 0 | 0 | 0 | 0 | 0 | 0 | 0 | 0 | 0 | 0 | 0 | 0 | 0 | 0 | 0 | 0 | 0 | 0 | 0
Commercial_School_Existing_Space Heating_Natural Gas_Furnace_E10_Codes & Standards Forecast | Commercial | School | Existing | Space Heating | Natural Gas | Furnace | E10 |  | Codes & Standards Forecast | 0 | 0 | 0 | 0 | 0 | 0 | 0 | 0 | 0 | 0 | 0 | 0 | 0 | 0 | 0 | 0 | 0 | 0 | 0 | 0 | 0 | 0 | 0 | 0 | 0 | 0 | 0 | 0 | 0 | 0 | 0 | 0 | 0 | 0 | 0 | 0 | 0 | 0 | 0 | 0 | 0 | 0 | 0 | 0 | 0 | 0 | 0 | 0 | 0 | 0 | 0
Commercial_School_Existing_Space Heating_Natural Gas_Furnace_Vintage_Codes & Standards Forecast | Commercial | School | Existing | Space Heating | Natural Gas | Furnace | Vintage |  | Codes & Standards Forecast | 1013223.7453 | 987839.8884 | 960856.8015 | 931440.2645 | 900649.7044 | 868242.1341 | 835322.8596 | 802215.2469 | 768836.2018 | 734921.2824 | 700460.5187 | 665519.5954 | 630141.6549 | 594383.2204 | 558300.7698 | 521969.0751 | 485448.0132 | 448791.9047 | 412046.3341 | 378301.132 | 347308.9469 | 318845.9426 | 292708.722 | 268707.7674 | 246668.9636 | 226430.5438 | 207845.9484 | 190780.511 | 175110.4963 | 160722.2149 | 147511.2106 | 135381.5122 | 124249.2266 | 0 | 0 | 0 | 0 | 0 | 0 | 0 | 0 | 0 | 0 | 0 | 0 | 0 | 0 | 0 | 0 | 0 | 0
Commercial_School_Existing_Space Heating_Natural Gas_Boiler_E1_Codes & Standards Forecast | Commercial | School | Existing | Space Heating | Natural Gas | Boiler | E1 |  | Codes & Standards Forecast | 0 | 45005.7658 | 94435.8439 | 147614.6134 | 204075.1509 | 263230.7377 | 324924.1177 | 389001.848 | 455222.4895 | 523206.1101 | 592666.3973 | 663376.671 | 735107.0805 | 807653.0039 | 880825.1434 | 954483.3993 | 1028494.3894 | 1102740.679 | 1177109.646 | 1251499.627 | 1325807.3808 | 1399947.8431 | 1465850.17 | 1524302.4795 | 1576017.8083 | 1621628.3247 | 1661716.3013 | 1696808.5803 | 1727381.8396 | 1753867.3589 | 1776655.3338 | 1796098.7815 | 1812579.5179 | 0 | 0 | 0 | 0 | 0 | 0 | 0 | 0 | 0 | 0 | 0 | 0 | 0 | 0 | 0 | 0 | 0 | 0
Commercial_School_Existing_Space Heating_Natural Gas_Boiler_E2_Codes & Standards Forecast | Commercial | School | Existing | Space Heating | Natural Gas | Boiler | E2 |  | Codes & Standards Forecast | 0 | 0 | 0 | 0 | 0 | 0 | 0 | 0 | 0 | 0 | 0 | 0 | 0 | 0 | 0 | 0 | 0 | 0 | 0 | 0 | 0 | 0 | 0 | 0 | 0 | 0 | 0 | 0 | 0 | 0 | 0 | 0 | 0 | 0 | 0 | 0 | 0 | 0 | 0 | 0 | 0 | 0 | 0 | 0 | 0 | 0 | 0 | 0 | 0 | 0 | 0
Commercial_School_Existing_Space Heating_Natural Gas_Boiler_E3_Codes & Standards Forecast | Commercial | School | Existing | Space Heating | Natural Gas | Boiler | E3 |  | Codes & Standards Forecast | 0 | 0 | 0 | 0 | 0 | 0 | 0 | 0 | 0 | 0 | 0 | 0 | 0 | 0 | 0 | 0 | 0 | 0 | 0 | 0 | 0 | 0 | 0 | 0 | 0 | 0 | 0 | 0 | 0 | 0 | 0 | 0 | 0 | 0 | 0 | 0 | 0 | 0 | 0 | 0 | 0 | 0 | 0 | 0 | 0 | 0 | 0 | 0 | 0 | 0 | 0
Commercial_School_Existing_Space Heating_Natural Gas_Boiler_E4_Codes & Standards Forecast | Commercial | School | Existing | Space Heating | Natural Gas | Boiler | E4 |  | Codes & Standards Forecast | 0 | 0 | 0 | 0 | 0 | 0 | 0 | 0 | 0 | 0 | 0 | 0 | 0 | 0 | 0 | 0 | 0 | 0 | 0 | 0 | 0 | 0 | 0 | 0 | 0 | 0 | 0 | 0 | 0 | 0 | 0 | 0 | 0 | 0 | 0 | 0 | 0 | 0 | 0 | 0 | 0 | 0 | 0 | 0 | 0 | 0 | 0 | 0 | 0 | 0 | 0
Commercial_School_Existing_Space Heating_Natural Gas_Boiler_E5_Codes & Standards Forecast | Commercial | School | Existing | Space Heating | Natural Gas | Boiler | E5 |  | Codes & Standards Forecast | 0 | 0 | 0 | 0 | 0 | 0 | 0 | 0 | 0 | 0 | 0 | 0 | 0 | 0 | 0 | 0 | 0 | 0 | 0 | 0 | 0 | 0 | 0 | 0 | 0 | 0 | 0 | 0 | 0 | 0 | 0 | 0 | 0 | 0 | 0 | 0 | 0 | 0 | 0 | 0 | 0 | 0 | 0 | 0 | 0 | 0 | 0 | 0 | 0 | 0 | 0
Commercial_School_Existing_Space Heating_Natural Gas_Boiler_E6_Codes & Standards Forecast | Commercial | School | Existing | Space Heating | Natural Gas | Boiler | E6 |  | Codes & Standards Forecast | 0 | 0 | 0 | 0 | 0 | 0 | 0 | 0 | 0 | 0 | 0 | 0 | 0 | 0 | 0 | 0 | 0 | 0 | 0 | 0 | 0 | 0 | 0 | 0 | 0 | 0 | 0 | 0 | 0 | 0 | 0 | 0 | 0 | 0 | 0 | 0 | 0 | 0 | 0 | 0 | 0 | 0 | 0 | 0 | 0 | 0 | 0 | 0 | 0 | 0 | 0
Commercial_School_Existing_Space Heating_Natural Gas_Boiler_E7_Codes & Standards Forecast | Commercial | School | Existing | Space Heating | Natural Gas | Boiler | E7 |  | Codes & Standards Forecast | 0 | 0 | 0 | 0 | 0 | 0 | 0 | 0 | 0 | 0 | 0 | 0 | 0 | 0 | 0 | 0 | 0 | 0 | 0 | 0 | 0 | 0 | 0 | 0 | 0 | 0 | 0 | 0 | 0 | 0 | 0 | 0 | 0 | 0 | 0 | 0 | 0 | 0 | 0 | 0 | 0 | 0 | 0 | 0 | 0 | 0 | 0 | 0 | 0 | 0 | 0
Commercial_School_Existing_Space Heating_Natural Gas_Boiler_E8_Codes & Standards Forecast | Commercial | School | Existing | Space Heating | Natural Gas | Boiler | E8 |  | Codes & Standards Forecast | 0 | 0 | 0 | 0 | 0 | 0 | 0 | 0 | 0 | 0 | 0 | 0 | 0 | 0 | 0 | 0 | 0 | 0 | 0 | 0 | 0 | 0 | 0 | 0 | 0 | 0 | 0 | 0 | 0 | 0 | 0 | 0 | 0 | 0 | 0 | 0 | 0 | 0 | 0 | 0 | 0 | 0 | 0 | 0 | 0 | 0 | 0 | 0 | 0 | 0 | 0
Commercial_School_Existing_Space Heating_Natural Gas_Boiler_E9_Codes & Standards Forecast | Commercial | School | Existing | Space Heating | Natural Gas | Boiler | E9 |  | Codes & Standards Forecast | 0 | 0 | 0 | 0 | 0 | 0 | 0 | 0 | 0 | 0 | 0 | 0 | 0 | 0 | 0 | 0 | 0 | 0 | 0 | 0 | 0 | 0 | 0 | 0 | 0 | 0 | 0 | 0 | 0 | 0 | 0 | 0 | 0 | 0 | 0 | 0 | 0 | 0 | 0 | 0 | 0 | 0 | 0 | 0 | 0 | 0 | 0 | 0 | 0 | 0 | 0
Commercial_School_Existing_Space Heating_Natural Gas_Boiler_E10_Codes & Standards Forecast | Commercial | School | Existing | Space Heating | Natural Gas | Boiler | E10 |  | Codes & Standards Forecast | 0 | 0 | 0 | 0 | 0 | 0 | 0 | 0 | 0 | 0 | 0 | 0 | 0 | 0 | 0 | 0 | 0 | 0 | 0 | 0 | 0 | 0 | 0 | 0 | 0 | 0 | 0 | 0 | 0 | 0 | 0 | 0 | 0 | 0 | 0 | 0 | 0 | 0 | 0 | 0 | 0 | 0 | 0 | 0 | 0 | 0 | 0 | 0 | 0 | 0 | 0
Commercial_School_Existing_Space Heating_Natural Gas_Boiler_Vintage_Codes & Standards Forecast | Commercial | School | Existing | Space Heating | Natural Gas | Boiler | Vintage |  | Codes & Standards Forecast | 2487975.3735 | 2430311.3506 | 2368223.0154 | 2299757.7147 | 2227613.3416 | 2151262.3774 | 2073504.611 | 1995202.2432 | 1916200.1459 | 1835879.5703 | 1754244.7944 | 1671482.1545 | 1587716.0536 | 1503099.6632 | 1417782.086 | 1331955.7995 | 1245773.4212 | 1159371.6637 | 1072863.4017 | 986350.5541 | 899917.3161 | 813648.7343 | 735632.8981 | 665081.8883 | 601282.8692 | 543586.6127 | 491410.8341 | 444228.679 | 401563.4575 | 362983.8779 | 328099.732 | 296557.9905 | 268048.5021 | 0 | 0 | 0 | 0 | 0 | 0 | 0 | 0 | 0 | 0 | 0 | 0 | 0 | 0 | 0 | 0 | 0 | 0
Commercial_School_Existing_Space Heating_Natural Gas_Unit Heater_E1_Codes & Standards Forecast | Commercial | School | Existing | Space Heating | Natural Gas | Unit Heater | E1 |  | Codes & Standards Forecast | 0 | 5902.4123 | 13506.1259 | 22409.3867 | 32308.5709 | 42936.2151 | 54137.1875 | 65793.4985 | 77798.6677 | 90041.4339 | 102440.658 | 114936.597 | 124708.0348 | 132308.0382 | 138176.3739 | 142668.122 | 146064.9787 | 148591.5782 | 150425.8129 | 151709.2781 | 152553.3538 | 153047.691 | 153264.8499 | 153261.6626 | 153083.3618 | 152764.7307 | 152334.3971 | 151815.1448 | 151225.106 | 150578.7106 | 149887.4416 | 149160.4369 | 148410.0803 | 0 | 0 | 0 | 0 | 0 | 0 | 0 | 0 | 0 | 0 | 0 | 0 | 0 | 0 | 0 | 0 | 0 | 0
Commercial_School_Existing_Space Heating_Natural Gas_Unit Heater_E2_Codes & Standards Forecast | Commercial | School | Existing | Space Heating | Natural Gas | Unit Heater | E2 |  | Codes & Standards Forecast | 0 | 0 | 0 | 0 | 0 | 0 | 0 | 0 | 0 | 0 | 0 | 0 | 0 | 0 | 0 | 0 | 0 | 0 | 0 | 0 | 0 | 0 | 0 | 0 | 0 | 0 | 0 | 0 | 0 | 0 | 0 | 0 | 0 | 0 | 0 | 0 | 0 | 0 | 0 | 0 | 0 | 0 | 0 | 0 | 0 | 0 | 0 | 0 | 0 | 0 | 0
Commercial_School_Existing_Space Heating_Natural Gas_Unit Heater_E3_Codes & Standards Forecast | Commercial | School | Existing | Space Heating | Natural Gas | Unit Heater | E3 |  | Codes & Standards Forecast | 0 | 0 | 0 | 0 | 0 | 0 | 0 | 0 | 0 | 0 | 0 | 0 | 0 | 0 | 0 | 0 | 0 | 0 | 0 | 0 | 0 | 0 | 0 | 0 | 0 | 0 | 0 | 0 | 0 | 0 | 0 | 0 | 0 | 0 | 0 | 0 | 0 | 0 | 0 | 0 | 0 | 0 | 0 | 0 | 0 | 0 | 0 | 0 | 0 | 0 | 0
Commercial_School_Existing_Space Heating_Natural Gas_Unit Heater_E4_Codes & Standards Forecast | Commercial | School | Existing | Space Heating | Natural Gas | Unit Heater | E4 |  | Codes & Standards Forecast | 0 | 0 | 0 | 0 | 0 | 0 | 0 | 0 | 0 | 0 | 0 | 0 | 0 | 0 | 0 | 0 | 0 | 0 | 0 | 0 | 0 | 0 | 0 | 0 | 0 | 0 | 0 | 0 | 0 | 0 | 0 | 0 | 0 | 0 | 0 | 0 | 0 | 0 | 0 | 0 | 0 | 0 | 0 | 0 | 0 | 0 | 0 | 0 | 0 | 0 | 0
Commercial_School_Existing_Space Heating_Natural Gas_Unit Heater_E5_Codes & Standards Forecast | Commercial | School | Existing | Space Heating | Natural Gas | Unit Heater | E5 |  | Codes & Standards Forecast | 0 | 0 | 0 | 0 | 0 | 0 | 0 | 0 | 0 | 0 | 0 | 0 | 0 | 0 | 0 | 0 | 0 | 0 | 0 | 0 | 0 | 0 | 0 | 0 | 0 | 0 | 0 | 0 | 0 | 0 | 0 | 0 | 0 | 0 | 0 | 0 | 0 | 0 | 0 | 0 | 0 | 0 | 0 | 0 | 0 | 0 | 0 | 0 | 0 | 0 | 0
Commercial_School_Existing_Space Heating_Natural Gas_Unit Heater_E6_Codes & Standards Forecast | Commercial | School | Existing | Space Heating | Natural Gas | Unit Heater | E6 |  | Codes & Standards Forecast | 0 | 0 | 0 | 0 | 0 | 0 | 0 | 0 | 0 | 0 | 0 | 0 | 0 | 0 | 0 | 0 | 0 | 0 | 0 | 0 | 0 | 0 | 0 | 0 | 0 | 0 | 0 | 0 | 0 | 0 | 0 | 0 | 0 | 0 | 0 | 0 | 0 | 0 | 0 | 0 | 0 | 0 | 0 | 0 | 0 | 0 | 0 | 0 | 0 | 0 | 0
Commercial_School_Existing_Space Heating_Natural Gas_Unit Heater_E7_Codes & Standards Forecast | Commercial | School | Existing | Space Heating | Natural Gas | Unit Heater | E7 |  | Codes & Standards Forecast | 0 | 0 | 0 | 0 | 0 | 0 | 0 | 0 | 0 | 0 | 0 | 0 | 0 | 0 | 0 | 0 | 0 | 0 | 0 | 0 | 0 | 0 | 0 | 0 | 0 | 0 | 0 | 0 | 0 | 0 | 0 | 0 | 0 | 0 | 0 | 0 | 0 | 0 | 0 | 0 | 0 | 0 | 0 | 0 | 0 | 0 | 0 | 0 | 0 | 0 | 0
Commercial_School_Existing_Space Heating_Natural Gas_Unit Heater_E8_Codes & Standards Forecast | Commercial | School | Existing | Space Heating | Natural Gas | Unit Heater | E8 |  | Codes & Standards Forecast | 0 | 0 | 0 | 0 | 0 | 0 | 0 | 0 | 0 | 0 | 0 | 0 | 0 | 0 | 0 | 0 | 0 | 0 | 0 | 0 | 0 | 0 | 0 | 0 | 0 | 0 | 0 | 0 | 0 | 0 | 0 | 0 | 0 | 0 | 0 | 0 | 0 | 0 | 0 | 0 | 0 | 0 | 0 | 0 | 0 | 0 | 0 | 0 | 0 | 0 | 0
Commercial_School_Existing_Space Heating_Natural Gas_Unit Heater_E9_Codes & Standards Forecast | Commercial | School | Existing | Space Heating | Natural Gas | Unit Heater | E9 |  | Codes & Standards Forecast | 0 | 0 | 0 | 0 | 0 | 0 | 0 | 0 | 0 | 0 | 0 | 0 | 0 | 0 | 0 | 0 | 0 | 0 | 0 | 0 | 0 | 0 | 0 | 0 | 0 | 0 | 0 | 0 | 0 | 0 | 0 | 0 | 0 | 0 | 0 | 0 | 0 | 0 | 0 | 0 | 0 | 0 | 0 | 0 | 0 | 0 | 0 | 0 | 0 | 0 | 0
Commercial_School_Existing_Space Heating_Natural Gas_Unit Heater_E10_Codes & Standards Forecast | Commercial | School | Existing | Space Heating | Natural Gas | Unit Heater | E10 |  | Codes & Standards Forecast | 0 | 0 | 0 | 0 | 0 | 0 | 0 | 0 | 0 | 0 | 0 | 0 | 0 | 0 | 0 | 0 | 0 | 0 | 0 | 0 | 0 | 0 | 0 | 0 | 0 | 0 | 0 | 0 | 0 | 0 | 0 | 0 | 0 | 0 | 0 | 0 | 0 | 0 | 0 | 0 | 0 | 0 | 0 | 0 | 0 | 0 | 0 | 0 | 0 | 0 | 0
Commercial_School_Existing_Space Heating_Natural Gas_Unit Heater_Vintage_Codes & Standards Forecast | Commercial | School | Existing | Space Heating | Natural Gas | Unit Heater | Vintage |  | Codes & Standards Forecast | 177977.8817 | 171169.9581 | 162660.7333 | 152663.947 | 141642.816 | 129785.0966 | 117434.9547 | 104761.0811 | 91841.5875 | 78716.2945 | 65446.1655 | 52088.0578 | 41455.6441 | 32992.1771 | 26255.0148 | 20892.8238 | 16625.2842 | 13229.1405 | 10526.5186 | 8375.8413 | 6664.3664 | 5302.4415 | 4218.7398 | 3356.4439 | 2670.3352 | 2124.4102 | 1690.0401 | 1344.4404 | 1069.4779 | 850.722 | 676.6886 | 538.2391 | 428.1162 | 0 | 0 | 0 | 0 | 0 | 0 | 0 | 0 | 0 | 0 | 0 | 0 | 0 | 0 | 0 | 0 | 0 | 0
Commercial_School_Existing_Water Heating_Natural Gas_Water Heater_E1_Codes & Standards Forecast | Commercial | School | Existing | Water Heating | Natural Gas | Water Heater | E1 |  | Codes & Standards Forecast | 0 | 144780.082 | 331291.3256 | 549679.1236 | 792495.8941 | 1053181.036 | 1327929.3247 | 1613846.6009 | 1908321.0095 | 2208623.4268 | 2444128.7536 | 2628085.4359 | 2770934.4995 | 2881002.2917 | 2964909.7113 | 3028035.1322 | 3074636.8431 | 3108112.059 | 3131145.3552 | 3145873.5703 | 3153970.1889 | 3156788.0808 | 3155428.8159 | 3150750.0896 | 3143434.5644 | 3134000.6036 | 3122880.2109 | 3110417.2 | 3096885.1898 | 3082501.9283 | 3067440.696 | 3051839.3815 | 3035912.2929 | 0 | 0 | 0 | 0 | 0 | 0 | 0 | 0 | 0 | 0 | 0 | 0 | 0 | 0 | 0 | 0 | 0 | 0
Commercial_School_Existing_Water Heating_Natural Gas_Water Heater_E2_Codes & Standards Forecast | Commercial | School | Existing | Water Heating | Natural Gas | Water Heater | E2 |  | Codes & Standards Forecast | 0 | 0 | 0 | 0 | 0 | 0 | 0 | 0 | 0 | 0 | 0 | 0 | 0 | 0 | 0 | 0 | 0 | 0 | 0 | 0 | 0 | 0 | 0 | 0 | 0 | 0 | 0 | 0 | 0 | 0 | 0 | 0 | 0 | 0 | 0 | 0 | 0 | 0 | 0 | 0 | 0 | 0 | 0 | 0 | 0 | 0 | 0 | 0 | 0 | 0 | 0
Commercial_School_Existing_Water Heating_Natural Gas_Water Heater_E3_Codes & Standards Forecast | Commercial | School | Existing | Water Heating | Natural Gas | Water Heater | E3 |  | Codes & Standards Forecast | 0 | 0 | 0 | 0 | 0 | 0 | 0 | 0 | 0 | 0 | 0 | 0 | 0 | 0 | 0 | 0 | 0 | 0 | 0 | 0 | 0 | 0 | 0 | 0 | 0 | 0 | 0 | 0 | 0 | 0 | 0 | 0 | 0 | 0 | 0 | 0 | 0 | 0 | 0 | 0 | 0 | 0 | 0 | 0 | 0 | 0 | 0 | 0 | 0 | 0 | 0
Commercial_School_Existing_Water Heating_Natural Gas_Water Heater_E4_Codes & Standards Forecast | Commercial | School | Existing | Water Heating | Natural Gas | Water Heater | E4 |  | Codes & Standards Forecast | 0 | 0 | 0 | 0 | 0 | 0 | 0 | 0 | 0 | 0 | 0 | 0 | 0 | 0 | 0 | 0 | 0 | 0 | 0 | 0 | 0 | 0 | 0 | 0 | 0 | 0 | 0 | 0 | 0 | 0 | 0 | 0 | 0 | 0 | 0 | 0 | 0 | 0 | 0 | 0 | 0 | 0 | 0 | 0 | 0 | 0 | 0 | 0 | 0 | 0 | 0
Commercial_School_Existing_Water Heating_Natural Gas_Water Heater_E5_Codes & Standards Forecast | Commercial | School | Existing | Water Heating | Natural Gas | Water Heater | E5 |  | Codes & Standards Forecast | 0 | 0 | 0 | 0 | 0 | 0 | 0 | 0 | 0 | 0 | 0 | 0 | 0 | 0 | 0 | 0 | 0 | 0 | 0 | 0 | 0 | 0 | 0 | 0 | 0 | 0 | 0 | 0 | 0 | 0 | 0 | 0 | 0 | 0 | 0 | 0 | 0 | 0 | 0 | 0 | 0 | 0 | 0 | 0 | 0 | 0 | 0 | 0 | 0 | 0 | 0
Commercial_School_Existing_Water Heating_Natural Gas_Water Heater_E6_Codes & Standards Forecast | Commercial | School | Existing | Water Heating | Natural Gas | Water Heater | E6 |  | Codes & Standards Forecast | 0 | 0 | 0 | 0 | 0 | 0 | 0 | 0 | 0 | 0 | 0 | 0 | 0 | 0 | 0 | 0 | 0 | 0 | 0 | 0 | 0 | 0 | 0 | 0 | 0 | 0 | 0 | 0 | 0 | 0 | 0 | 0 | 0 | 0 | 0 | 0 | 0 | 0 | 0 | 0 | 0 | 0 | 0 | 0 | 0 | 0 | 0 | 0 | 0 | 0 | 0
Commercial_School_Existing_Water Heating_Natural Gas_Water Heater_E7_Codes & Standards Forecast | Commercial | School | Existing | Water Heating | Natural Gas | Water Heater | E7 |  | Codes & Standards Forecast | 0 | 0 | 0 | 0 | 0 | 0 | 0 | 0 | 0 | 0 | 0 | 0 | 0 | 0 | 0 | 0 | 0 | 0 | 0 | 0 | 0 | 0 | 0 | 0 | 0 | 0 | 0 | 0 | 0 | 0 | 0 | 0 | 0 | 0 | 0 | 0 | 0 | 0 | 0 | 0 | 0 | 0 | 0 | 0 | 0 | 0 | 0 | 0 | 0 | 0 | 0
Commercial_School_Existing_Water Heating_Natural Gas_Water Heater_E8_Codes & Standards Forecast | Commercial | School | Existing | Water Heating | Natural Gas | Water Heater | E8 |  | Codes & Standards Forecast | 0 | 0 | 0 | 0 | 0 | 0 | 0 | 0 | 0 | 0 | 0 | 0 | 0 | 0 | 0 | 0 | 0 | 0 | 0 | 0 | 0 | 0 | 0 | 0 | 0 | 0 | 0 | 0 | 0 | 0 | 0 | 0 | 0 | 0 | 0 | 0 | 0 | 0 | 0 | 0 | 0 | 0 | 0 | 0 | 0 | 0 | 0 | 0 | 0 | 0 | 0
Commercial_School_Existing_Water Heating_Natural Gas_Water Heater_E9_Codes & Standards Forecast | Commercial | School | Existing | Water Heating | Natural Gas | Water Heater | E9 |  | Codes & Standards Forecast | 0 | 0 | 0 | 0 | 0 | 0 | 0 | 0 | 0 | 0 | 0 | 0 | 0 | 0 | 0 | 0 | 0 | 0 | 0 | 0 | 0 | 0 | 0 | 0 | 0 | 0 | 0 | 0 | 0 | 0 | 0 | 0 | 0 | 0 | 0 | 0 | 0 | 0 | 0 | 0 | 0 | 0 | 0 | 0 | 0 | 0 | 0 | 0 | 0 | 0 | 0
Commercial_School_Existing_Water Heating_Natural Gas_Water Heater_E10_Codes & Standards Forecast | Commercial | School | Existing | Water Heating | Natural Gas | Water Heater | E10 |  | Codes & Standards Forecast | 0 | 0 | 0 | 0 | 0 | 0 | 0 | 0 | 0 | 0 | 0 | 0 | 0 | 0 | 0 | 0 | 0 | 0 | 0 | 0 | 0 | 0 | 0 | 0 | 0 | 0 | 0 | 0 | 0 | 0 | 0 | 0 | 0 | 0 | 0 | 0 | 0 | 0 | 0 | 0 | 0 | 0 | 0 | 0 | 0 | 0 | 0 | 0 | 0 | 0 | 0
Commercial_School_Existing_Water Heating_Natural Gas_Water Heater_Vintage_Codes & Standards Forecast | Commercial | School | Existing | Water Heating | Natural Gas | Water Heater | Vintage |  | Codes & Standards Forecast | 3638011.4321 | 3474721.969 | 3269701.3445 | 3028961.0041 | 2763210.7376 | 2477381.8663 | 2179143.626 | 1872426.5483 | 1559262.6129 | 1240920.6346 | 987613.3112 | 786033.2045 | 625585.0989 | 497867.4147 | 396200.4779 | 315282.5038 | 250883.3299 | 199633.9303 | 158850.0992 | 126395.3713 | 100568.4122 | 80016.3267 | 63662.7614 | 50650.3117 | 40296.6093 | 32058.345 | 25503.4976 | 20288.2358 | 16138.9229 | 12837.793 | 10211.548 | 8122.281 | 6460.4748 | 0 | 0 | 0 | 0 | 0 | 0 | 0 | 0 | 0 | 0 | 0 | 0 | 0 | 0 | 0 | 0 | 0 | 0
Commercial_School_Existing_Food Preparation_Natural Gas_Oven_E1_Codes & Standards Forecast | Commercial | School | Existing | Food Preparation | Natural Gas | Oven | E1 |  | Codes & Standards Forecast | 0 | 11564.2005 | 26461.6463 | 43905.208 | 63300.0155 | 84122.0458 | 106067.3594 | 128904.7875 | 152425.7101 | 176412.1406 | 200705.1085 | 225187.5635 | 244332.086 | 259222.2628 | 270719.6992 | 279520.0799 | 286175.3133 | 291125.5102 | 294719.2031 | 297233.8105 | 298887.5514 | 299856.073 | 300281.5381 | 300275.2933 | 299925.9606 | 299301.6879 | 298458.5641 | 297441.2279 | 296285.2046 | 295018.7655 | 293664.4086 | 292240.0369 | 290769.9136 | 0 | 0 | 0 | 0 | 0 | 0 | 0 | 0 | 0 | 0 | 0 | 0 | 0 | 0 | 0 | 0 | 0 | 0
Commercial_School_Existing_Food Preparation_Natural Gas_Oven_E2_Codes & Standards Forecast | Commercial | School | Existing | Food Preparation | Natural Gas | Oven | E2 |  | Codes & Standards Forecast | 0 | 0 | 0 | 0 | 0 | 0 | 0 | 0 | 0 | 0 | 0 | 0 | 0 | 0 | 0 | 0 | 0 | 0 | 0 | 0 | 0 | 0 | 0 | 0 | 0 | 0 | 0 | 0 | 0 | 0 | 0 | 0 | 0 | 0 | 0 | 0 | 0 | 0 | 0 | 0 | 0 | 0 | 0 | 0 | 0 | 0 | 0 | 0 | 0 | 0 | 0
Commercial_School_Existing_Food Preparation_Natural Gas_Oven_E3_Codes & Standards Forecast | Commercial | School | Existing | Food Preparation | Natural Gas | Oven | E3 |  | Codes & Standards Forecast | 0 | 0 | 0 | 0 | 0 | 0 | 0 | 0 | 0 | 0 | 0 | 0 | 0 | 0 | 0 | 0 | 0 | 0 | 0 | 0 | 0 | 0 | 0 | 0 | 0 | 0 | 0 | 0 | 0 | 0 | 0 | 0 | 0 | 0 | 0 | 0 | 0 | 0 | 0 | 0 | 0 | 0 | 0 | 0 | 0 | 0 | 0 | 0 | 0 | 0 | 0
Commercial_School_Existing_Food Preparation_Natural Gas_Oven_E4_Codes & Standards Forecast | Commercial | School | Existing | Food Preparation | Natural Gas | Oven | E4 |  | Codes & Standards Forecast | 0 | 0 | 0 | 0 | 0 | 0 | 0 | 0 | 0 | 0 | 0 | 0 | 0 | 0 | 0 | 0 | 0 | 0 | 0 | 0 | 0 | 0 | 0 | 0 | 0 | 0 | 0 | 0 | 0 | 0 | 0 | 0 | 0 | 0 | 0 | 0 | 0 | 0 | 0 | 0 | 0 | 0 | 0 | 0 | 0 | 0 | 0 | 0 | 0 | 0 | 0
Commercial_School_Existing_Food Preparation_Natural Gas_Oven_E5_Codes & Standards Forecast | Commercial | School | Existing | Food Preparation | Natural Gas | Oven | E5 |  | Codes & Standards Forecast | 0 | 0 | 0 | 0 | 0 | 0 | 0 | 0 | 0 | 0 | 0 | 0 | 0 | 0 | 0 | 0 | 0 | 0 | 0 | 0 | 0 | 0 | 0 | 0 | 0 | 0 | 0 | 0 | 0 | 0 | 0 | 0 | 0 | 0 | 0 | 0 | 0 | 0 | 0 | 0 | 0 | 0 | 0 | 0 | 0 | 0 | 0 | 0 | 0 | 0 | 0
Commercial_School_Existing_Food Preparation_Natural Gas_Oven_E6_Codes & Standards Forecast | Commercial | School | Existing | Food Preparation | Natural Gas | Oven | E6 |  | Codes & Standards Forecast | 0 | 0 | 0 | 0 | 0 | 0 | 0 | 0 | 0 | 0 | 0 | 0 | 0 | 0 | 0 | 0 | 0 | 0 | 0 | 0 | 0 | 0 | 0 | 0 | 0 | 0 | 0 | 0 | 0 | 0 | 0 | 0 | 0 | 0 | 0 | 0 | 0 | 0 | 0 | 0 | 0 | 0 | 0 | 0 | 0 | 0 | 0 | 0 | 0 | 0 | 0
Commercial_School_Existing_Food Preparation_Natural Gas_Oven_E7_Codes & Standards Forecast | Commercial | School | Existing | Food Preparation | Natural Gas | Oven | E7 |  | Codes & Standards Forecast | 0 | 0 | 0 | 0 | 0 | 0 | 0 | 0 | 0 | 0 | 0 | 0 | 0 | 0 | 0 | 0 | 0 | 0 | 0 | 0 | 0 | 0 | 0 | 0 | 0 | 0 | 0 | 0 | 0 | 0 | 0 | 0 | 0 | 0 | 0 | 0 | 0 | 0 | 0 | 0 | 0 | 0 | 0 | 0 | 0 | 0 | 0 | 0 | 0 | 0 | 0
Commercial_School_Existing_Food Preparation_Natural Gas_Oven_E8_Codes & Standards Forecast | Commercial | School | Existing | Food Preparation | Natural Gas | Oven | E8 |  | Codes & Standards Forecast | 0 | 0 | 0 | 0 | 0 | 0 | 0 | 0 | 0 | 0 | 0 | 0 | 0 | 0 | 0 | 0 | 0 | 0 | 0 | 0 | 0 | 0 | 0 | 0 | 0 | 0 | 0 | 0 | 0 | 0 | 0 | 0 | 0 | 0 | 0 | 0 | 0 | 0 | 0 | 0 | 0 | 0 | 0 | 0 | 0 | 0 | 0 | 0 | 0 | 0 | 0
Commercial_School_Existing_Food Preparation_Natural Gas_Oven_E9_Codes & Standards Forecast | Commercial | School | Existing | Food Preparation | Natural Gas | Oven | E9 |  | Codes & Standards Forecast | 0 | 0 | 0 | 0 | 0 | 0 | 0 | 0 | 0 | 0 | 0 | 0 | 0 | 0 | 0 | 0 | 0 | 0 | 0 | 0 | 0 | 0 | 0 | 0 | 0 | 0 | 0 | 0 | 0 | 0 | 0 | 0 | 0 | 0 | 0 | 0 | 0 | 0 | 0 | 0 | 0 | 0 | 0 | 0 | 0 | 0 | 0 | 0 | 0 | 0 | 0
Commercial_School_Existing_Food Preparation_Natural Gas_Oven_E10_Codes & Standards Forecast | Commercial | School | Existing | Food Preparation | Natural Gas | Oven | E10 |  | Codes & Standards Forecast | 0 | 0 | 0 | 0 | 0 | 0 | 0 | 0 | 0 | 0 | 0 | 0 | 0 | 0 | 0 | 0 | 0 | 0 | 0 | 0 | 0 | 0 | 0 | 0 | 0 | 0 | 0 | 0 | 0 | 0 | 0 | 0 | 0 | 0 | 0 | 0 | 0 | 0 | 0 | 0 | 0 | 0 | 0 | 0 | 0 | 0 | 0 | 0 | 0 | 0 | 0
Commercial_School_Existing_Food Preparation_Natural Gas_Oven_Vintage_Codes & Standards Forecast | Commercial | School | Existing | Food Preparation | Natural Gas | Oven | Vintage |  | Codes & Standards Forecast | 348700.1232 | 335361.8152 | 318690.2619 | 299104.2292 | 277511.2667 | 254279.2325 | 230082.4282 | 205251.3578 | 179939.0609 | 154223.5547 | 128224.2814 | 102052.6371 | 81221.2623 | 64639.3591 | 51439.689 | 40933.9081 | 32572.8039 | 25918.9674 | 20623.9017 | 16410.224 | 13057.046 | 10388.7178 | 8265.4939 | 6576.0554 | 5231.8086 | 4162.2143 | 3311.1822 | 2634.0719 | 2095.3563 | 1666.7625 | 1325.7906 | 1054.5358 | 838.7794 | 0 | 0 | 0 | 0 | 0 | 0 | 0 | 0 | 0 | 0 | 0 | 0 | 0 | 0 | 0 | 0 | 0 | 0
Commercial_School_Existing_Food Preparation_Natural Gas_Conveyor Oven_E1_Codes & Standards Forecast | Commercial | School | Existing | Food Preparation | Natural Gas | Conveyor Oven | E1 |  | Codes & Standards Forecast | 0 | 4081.4825 | 9339.4046 | 15495.9557 | 22341.1819 | 29690.1338 | 37435.5386 | 45495.8073 | 53797.3095 | 62263.1084 | 70837.0971 | 79477.9636 | 88149.8736 | 96824.4018 | 105478.2185 | 114096.258 | 122665.9238 | 129312.6886 | 134429.3113 | 138328.4078 | 141257.5752 | 143414.7618 | 144958.6634 | 146014.7456 | 146682.8636 | 147041.3164 | 147153.3147 | 147069.1653 | 146828.9049 | 146464.3951 | 146000.9912 | 145458.8703 | 144859.0785 | 0 | 0 | 0 | 0 | 0 | 0 | 0 | 0 | 0 | 0 | 0 | 0 | 0 | 0 | 0 | 0 | 0 | 0
Commercial_School_Existing_Food Preparation_Natural Gas_Conveyor Oven_E2_Codes & Standards Forecast | Commercial | School | Existing | Food Preparation | Natural Gas | Conveyor Oven | E2 |  | Codes & Standards Forecast | 0 | 0 | 0 | 0 | 0 | 0 | 0 | 0 | 0 | 0 | 0 | 0 | 0 | 0 | 0 | 0 | 0 | 0 | 0 | 0 | 0 | 0 | 0 | 0 | 0 | 0 | 0 | 0 | 0 | 0 | 0 | 0 | 0 | 0 | 0 | 0 | 0 | 0 | 0 | 0 | 0 | 0 | 0 | 0 | 0 | 0 | 0 | 0 | 0 | 0 | 0
Commercial_School_Existing_Food Preparation_Natural Gas_Conveyor Oven_E3_Codes & Standards Forecast | Commercial | School | Existing | Food Preparation | Natural Gas | Conveyor Oven | E3 |  | Codes & Standards Forecast | 0 | 0 | 0 | 0 | 0 | 0 | 0 | 0 | 0 | 0 | 0 | 0 | 0 | 0 | 0 | 0 | 0 | 0 | 0 | 0 | 0 | 0 | 0 | 0 | 0 | 0 | 0 | 0 | 0 | 0 | 0 | 0 | 0 | 0 | 0 | 0 | 0 | 0 | 0 | 0 | 0 | 0 | 0 | 0 | 0 | 0 | 0 | 0 | 0 | 0 | 0
Commercial_School_Existing_Food Preparation_Natural Gas_Conveyor Oven_E4_Codes & Standards Forecast | Commercial | School | Existing | Food Preparation | Natural Gas | Conveyor Oven | E4 |  | Codes & Standards Forecast | 0 | 0 | 0 | 0 | 0 | 0 | 0 | 0 | 0 | 0 | 0 | 0 | 0 | 0 | 0 | 0 | 0 | 0 | 0 | 0 | 0 | 0 | 0 | 0 | 0 | 0 | 0 | 0 | 0 | 0 | 0 | 0 | 0 | 0 | 0 | 0 | 0 | 0 | 0 | 0 | 0 | 0 | 0 | 0 | 0 | 0 | 0 | 0 | 0 | 0 | 0
Commercial_School_Existing_Food Preparation_Natural Gas_Conveyor Oven_E5_Codes & Standards Forecast | Commercial | School | Existing | Food Preparation | Natural Gas | Conveyor Oven | E5 |  | Codes & Standards Forecast | 0 | 0 | 0 | 0 | 0 | 0 | 0 | 0 | 0 | 0 | 0 | 0 | 0 | 0 | 0 | 0 | 0 | 0 | 0 | 0 | 0 | 0 | 0 | 0 | 0 | 0 | 0 | 0 | 0 | 0 | 0 | 0 | 0 | 0 | 0 | 0 | 0 | 0 | 0 | 0 | 0 | 0 | 0 | 0 | 0 | 0 | 0 | 0 | 0 | 0 | 0
Commercial_School_Existing_Food Preparation_Natural Gas_Conveyor Oven_E6_Codes & Standards Forecast | Commercial | School | Existing | Food Preparation | Natural Gas | Conveyor Oven | E6 |  | Codes & Standards Forecast | 0 | 0 | 0 | 0 | 0 | 0 | 0 | 0 | 0 | 0 | 0 | 0 | 0 | 0 | 0 | 0 | 0 | 0 | 0 | 0 | 0 | 0 | 0 | 0 | 0 | 0 | 0 | 0 | 0 | 0 | 0 | 0 | 0 | 0 | 0 | 0 | 0 | 0 | 0 | 0 | 0 | 0 | 0 | 0 | 0 | 0 | 0 | 0 | 0 | 0 | 0
Commercial_School_Existing_Food Preparation_Natural Gas_Conveyor Oven_E7_Codes & Standards Forecast | Commercial | School | Existing | Food Preparation | Natural Gas | Conveyor Oven | E7 |  | Codes & Standards Forecast | 0 | 0 | 0 | 0 | 0 | 0 | 0 | 0 | 0 | 0 | 0 | 0 | 0 | 0 | 0 | 0 | 0 | 0 | 0 | 0 | 0 | 0 | 0 | 0 | 0 | 0 | 0 | 0 | 0 | 0 | 0 | 0 | 0 | 0 | 0 | 0 | 0 | 0 | 0 | 0 | 0 | 0 | 0 | 0 | 0 | 0 | 0 | 0 | 0 | 0 | 0
Commercial_School_Existing_Food Preparation_Natural Gas_Conveyor Oven_E8_Codes & Standards Forecast | Commercial | School | Existing | Food Preparation | Natural Gas | Conveyor Oven | E8 |  | Codes & Standards Forecast | 0 | 0 | 0 | 0 | 0 | 0 | 0 | 0 | 0 | 0 | 0 | 0 | 0 | 0 | 0 | 0 | 0 | 0 | 0 | 0 | 0 | 0 | 0 | 0 | 0 | 0 | 0 | 0 | 0 | 0 | 0 | 0 | 0 | 0 | 0 | 0 | 0 | 0 | 0 | 0 | 0 | 0 | 0 | 0 | 0 | 0 | 0 | 0 | 0 | 0 | 0
Commercial_School_Existing_Food Preparation_Natural Gas_Conveyor Oven_E9_Codes & Standards Forecast | Commercial | School | Existing | Food Preparation | Natural Gas | Conveyor Oven | E9 |  | Codes & Standards Forecast | 0 | 0 | 0 | 0 | 0 | 0 | 0 | 0 | 0 | 0 | 0 | 0 | 0 | 0 | 0 | 0 | 0 | 0 | 0 | 0 | 0 | 0 | 0 | 0 | 0 | 0 | 0 | 0 | 0 | 0 | 0 | 0 | 0 | 0 | 0 | 0 | 0 | 0 | 0 | 0 | 0 | 0 | 0 | 0 | 0 | 0 | 0 | 0 | 0 | 0 | 0
Commercial_School_Existing_Food Preparation_Natural Gas_Conveyor Oven_E10_Codes & Standards Forecast | Commercial | School | Existing | Food Preparation | Natural Gas | Conveyor Oven | E10 |  | Codes & Standards Forecast | 0 | 0 | 0 | 0 | 0 | 0 | 0 | 0 | 0 | 0 | 0 | 0 | 0 | 0 | 0 | 0 | 0 | 0 | 0 | 0 | 0 | 0 | 0 | 0 | 0 | 0 | 0 | 0 | 0 | 0 | 0 | 0 | 0 | 0 | 0 | 0 | 0 | 0 | 0 | 0 | 0 | 0 | 0 | 0 | 0 | 0 | 0 | 0 | 0 | 0 | 0
Commercial_School_Existing_Food Preparation_Natural Gas_Conveyor Oven_Vintage_Codes & Standards Forecast | Commercial | School | Existing | Food Preparation | Natural Gas | Conveyor Oven | Vintage |  | Codes & Standards Forecast | 174350.0616 | 169381.5253 | 163236.5495 | 156008.7628 | 148064.4591 | 139510.5054 | 130639.3552 | 121582.2653 | 112385.076 | 103054.7392 | 93627.5978 | 84142.1367 | 74626.8005 | 65106.4091 | 55601.4756 | 46130.736 | 36708.1348 | 29209.5502 | 23242.2412 | 18493.6095 | 14714.7235 | 11707.6336 | 9314.8526 | 7410.9287 | 5896.0209 | 4690.6347 | 3731.5585 | 2968.4846 | 2361.3755 | 1878.3689 | 1494.1084 | 1188.4161 | 945.268 | 0 | 0 | 0 | 0 | 0 | 0 | 0 | 0 | 0 | 0 | 0 | 0 | 0 | 0 | 0 | 0 | 0 | 0
Commercial_School_Existing_Food Preparation_Natural Gas_Double Rack Oven_E1_Codes & Standards Forecast | Commercial | School | Existing | Food Preparation | Natural Gas | Double Rack Oven | E1 |  | Codes & Standards Forecast | 0 | 5782.1003 | 13230.8231 | 21952.604 | 31650.0077 | 42061.0229 | 53033.6797 | 64452.3937 | 76212.8551 | 88206.0703 | 100352.5543 | 112593.7817 | 122166.043 | 129611.1314 | 135359.8496 | 139760.0399 | 143087.6566 | 145562.7551 | 147359.6016 | 148616.9053 | 149443.7757 | 149928.0365 | 150140.769 | 150137.6467 | 149962.9803 | 149650.844 | 149229.2821 | 148720.614 | 148142.6023 | 147509.3827 | 146832.2043 | 146120.0185 | 145384.9568 | 0 | 0 | 0 | 0 | 0 | 0 | 0 | 0 | 0 | 0 | 0 | 0 | 0 | 0 | 0 | 0 | 0 | 0
Commercial_School_Existing_Food Preparation_Natural Gas_Double Rack Oven_E2_Codes & Standards Forecast | Commercial | School | Existing | Food Preparation | Natural Gas | Double Rack Oven | E2 |  | Codes & Standards Forecast | 0 | 0 | 0 | 0 | 0 | 0 | 0 | 0 | 0 | 0 | 0 | 0 | 0 | 0 | 0 | 0 | 0 | 0 | 0 | 0 | 0 | 0 | 0 | 0 | 0 | 0 | 0 | 0 | 0 | 0 | 0 | 0 | 0 | 0 | 0 | 0 | 0 | 0 | 0 | 0 | 0 | 0 | 0 | 0 | 0 | 0 | 0 | 0 | 0 | 0 | 0
Commercial_School_Existing_Food Preparation_Natural Gas_Double Rack Oven_E3_Codes & Standards Forecast | Commercial | School | Existing | Food Preparation | Natural Gas | Double Rack Oven | E3 |  | Codes & Standards Forecast | 0 | 0 | 0 | 0 | 0 | 0 | 0 | 0 | 0 | 0 | 0 | 0 | 0 | 0 | 0 | 0 | 0 | 0 | 0 | 0 | 0 | 0 | 0 | 0 | 0 | 0 | 0 | 0 | 0 | 0 | 0 | 0 | 0 | 0 | 0 | 0 | 0 | 0 | 0 | 0 | 0 | 0 | 0 | 0 | 0 | 0 | 0 | 0 | 0 | 0 | 0
Commercial_School_Existing_Food Preparation_Natural Gas_Double Rack Oven_E4_Codes & Standards Forecast | Commercial | School | Existing | Food Preparation | Natural Gas | Double Rack Oven | E4 |  | Codes & Standards Forecast | 0 | 0 | 0 | 0 | 0 | 0 | 0 | 0 | 0 | 0 | 0 | 0 | 0 | 0 | 0 | 0 | 0 | 0 | 0 | 0 | 0 | 0 | 0 | 0 | 0 | 0 | 0 | 0 | 0 | 0 | 0 | 0 | 0 | 0 | 0 | 0 | 0 | 0 | 0 | 0 | 0 | 0 | 0 | 0 | 0 | 0 | 0 | 0 | 0 | 0 | 0
Commercial_School_Existing_Food Preparation_Natural Gas_Double Rack Oven_E5_Codes & Standards Forecast | Commercial | School | Existing | Food Preparation | Natural Gas | Double Rack Oven | E5 |  | Codes & Standards Forecast | 0 | 0 | 0 | 0 | 0 | 0 | 0 | 0 | 0 | 0 | 0 | 0 | 0 | 0 | 0 | 0 | 0 | 0 | 0 | 0 | 0 | 0 | 0 | 0 | 0 | 0 | 0 | 0 | 0 | 0 | 0 | 0 | 0 | 0 | 0 | 0 | 0 | 0 | 0 | 0 | 0 | 0 | 0 | 0 | 0 | 0 | 0 | 0 | 0 | 0 | 0
Commercial_School_Existing_Food Preparation_Natural Gas_Double Rack Oven_E6_Codes & Standards Forecast | Commercial | School | Existing | Food Preparation | Natural Gas | Double Rack Oven | E6 |  | Codes & Standards Forecast | 0 | 0 | 0 | 0 | 0 | 0 | 0 | 0 | 0 | 0 | 0 | 0 | 0 | 0 | 0 | 0 | 0 | 0 | 0 | 0 | 0 | 0 | 0 | 0 | 0 | 0 | 0 | 0 | 0 | 0 | 0 | 0 | 0 | 0 | 0 | 0 | 0 | 0 | 0 | 0 | 0 | 0 | 0 | 0 | 0 | 0 | 0 | 0 | 0 | 0 | 0
Commercial_School_Existing_Food Preparation_Natural Gas_Double Rack Oven_E7_Codes & Standards Forecast | Commercial | School | Existing | Food Preparation | Natural Gas | Double Rack Oven | E7 |  | Codes & Standards Forecast | 0 | 0 | 0 | 0 | 0 | 0 | 0 | 0 | 0 | 0 | 0 | 0 | 0 | 0 | 0 | 0 | 0 | 0 | 0 | 0 | 0 | 0 | 0 | 0 | 0 | 0 | 0 | 0 | 0 | 0 | 0 | 0 | 0 | 0 | 0 | 0 | 0 | 0 | 0 | 0 | 0 | 0 | 0 | 0 | 0 | 0 | 0 | 0 | 0 | 0 | 0
Commercial_School_Existing_Food Preparation_Natural Gas_Double Rack Oven_E8_Codes & Standards Forecast | Commercial | School | Existing | Food Preparation | Natural Gas | Double Rack Oven | E8 |  | Codes & Standards Forecast | 0 | 0 | 0 | 0 | 0 | 0 | 0 | 0 | 0 | 0 | 0 | 0 | 0 | 0 | 0 | 0 | 0 | 0 | 0 | 0 | 0 | 0 | 0 | 0 | 0 | 0 | 0 | 0 | 0 | 0 | 0 | 0 | 0 | 0 | 0 | 0 | 0 | 0 | 0 | 0 | 0 | 0 | 0 | 0 | 0 | 0 | 0 | 0 | 0 | 0 | 0
Commercial_School_Existing_Food Preparation_Natural Gas_Double Rack Oven_E9_Codes & Standards Forecast | Commercial | School | Existing | Food Preparation | Natural Gas | Double Rack Oven | E9 |  | Codes & Standards Forecast | 0 | 0 | 0 | 0 | 0 | 0 | 0 | 0 | 0 | 0 | 0 | 0 | 0 | 0 | 0 | 0 | 0 | 0 | 0 | 0 | 0 | 0 | 0 | 0 | 0 | 0 | 0 | 0 | 0 | 0 | 0 | 0 | 0 | 0 | 0 | 0 | 0 | 0 | 0 | 0 | 0 | 0 | 0 | 0 | 0 | 0 | 0 | 0 | 0 | 0 | 0
Commercial_School_Existing_Food Preparation_Natural Gas_Double Rack Oven_E10_Codes & Standards Forecast | Commercial | School | Existing | Food Preparation | Natural Gas | Double Rack Oven | E10 |  | Codes & Standards Forecast | 0 | 0 | 0 | 0 | 0 | 0 | 0 | 0 | 0 | 0 | 0 | 0 | 0 | 0 | 0 | 0 | 0 | 0 | 0 | 0 | 0 | 0 | 0 | 0 | 0 | 0 | 0 | 0 | 0 | 0 | 0 | 0 | 0 | 0 | 0 | 0 | 0 | 0 | 0 | 0 | 0 | 0 | 0 | 0 | 0 | 0 | 0 | 0 | 0 | 0 | 0
Commercial_School_Existing_Food Preparation_Natural Gas_Double Rack Oven_Vintage_Codes & Standards Forecast | Commercial | School | Existing | Food Preparation | Natural Gas | Double Rack Oven | Vintage |  | Codes & Standards Forecast | 174350.0616 | 167680.9076 | 159345.1309 | 149552.1146 | 138755.6333 | 127139.6163 | 115041.2141 | 102625.6789 | 89969.5304 | 77111.7773 | 64112.1407 | 51026.3185 | 40610.6311 | 32319.6796 | 25719.8445 | 20466.954 | 16286.4019 | 12959.4837 | 10311.9508 | 8205.112 | 6528.523 | 5194.3589 | 4132.747 | 3288.0277 | 2615.9043 | 2081.1072 | 1655.5911 | 1317.0359 | 1047.6782 | 833.3812 | 662.8953 | 527.2679 | 419.3897 | 0 | 0 | 0 | 0 | 0 | 0 | 0 | 0 | 0 | 0 | 0 | 0 | 0 | 0 | 0 | 0 | 0 | 0
Commercial_School_Existing_Food Preparation_Natural Gas_Fryer_E1_Codes & Standards Forecast | Commercial | School | Existing | Food Preparation | Natural Gas | Fryer | E1 |  | Codes & Standards Forecast | 0 | 30611.119 | 73598.5687 | 73141.7182 | 72672.994 | 72159.0961 | 64263.93 | 47912.0944 | 35741.4322 | 26666.6197 | 13009.4143 | 0 | 0 | 0 | 0 | 0 | 0 | 0 | 0 | 0 | 0 | 0 | 0 | 0 | 0 | 0 | 0 | 0 | 0 | 0 | 0 | 0 | 0 | 0 | 0 | 0 | 0 | 0 | 0 | 0 | 0 | 0 | 0 | 0 | 0 | 0 | 0 | 0 | 0 | 0 | 0
Commercial_School_Existing_Food Preparation_Natural Gas_Fryer_E2_Codes & Standards Forecast | Commercial | School | Existing | Food Preparation | Natural Gas | Fryer | E2 |  | Codes & Standards Forecast | 0 | 0 | 0 | 52334.1604 | 111045.5878 | 174138.2497 | 227984.4018 | 278083.5425 | 314974.3542 | 341972.1841 | 368461.2001 | 390505.5326 | 396695.5041 | 400754.3277 | 403213.9937 | 404485.9291 | 404873.9395 | 404605.6955 | 403848.5979 | 402727.5646 | 401332.3325 | 399732.3994 | 397982.7416 | 396122.0959 | 394179.3722 | 392173.0216 | 390119.1088 | 388029.6186 | 385913.4916 | 383777.3971 | 381626.3097 | 379463.9399 | 377306.0529 | 0 | 0 | 0 | 0 | 0 | 0 | 0 | 0 | 0 | 0 | 0 | 0 | 0 | 0 | 0 | 0 | 0 | 0
Commercial_School_Existing_Food Preparation_Natural Gas_Fryer_E3_Codes & Standards Forecast | Commercial | School | Existing | Food Preparation | Natural Gas | Fryer | E3 |  | Codes & Standards Forecast | 0 | 0 | 0 | 0 | 0 | 0 | 0 | 0 | 0 | 0 | 0 | 0 | 0 | 0 | 0 | 0 | 0 | 0 | 0 | 0 | 0 | 0 | 0 | 0 | 0 | 0 | 0 | 0 | 0 | 0 | 0 | 0 | 0 | 0 | 0 | 0 | 0 | 0 | 0 | 0 | 0 | 0 | 0 | 0 | 0 | 0 | 0 | 0 | 0 | 0 | 0
Commercial_School_Existing_Food Preparation_Natural Gas_Fryer_E4_Codes & Standards Forecast | Commercial | School | Existing | Food Preparation | Natural Gas | Fryer | E4 |  | Codes & Standards Forecast | 0 | 0 | 0 | 0 | 0 | 0 | 0 | 0 | 0 | 0 | 0 | 0 | 0 | 0 | 0 | 0 | 0 | 0 | 0 | 0 | 0 | 0 | 0 | 0 | 0 | 0 | 0 | 0 | 0 | 0 | 0 | 0 | 0 | 0 | 0 | 0 | 0 | 0 | 0 | 0 | 0 | 0 | 0 | 0 | 0 | 0 | 0 | 0 | 0 | 0 | 0
Commercial_School_Existing_Food Preparation_Natural Gas_Fryer_E5_Codes & Standards Forecast | Commercial | School | Existing | Food Preparation | Natural Gas | Fryer | E5 |  | Codes & Standards Forecast | 0 | 0 | 0 | 0 | 0 | 0 | 0 | 0 | 0 | 0 | 0 | 0 | 0 | 0 | 0 | 0 | 0 | 0 | 0 | 0 | 0 | 0 | 0 | 0 | 0 | 0 | 0 | 0 | 0 | 0 | 0 | 0 | 0 | 0 | 0 | 0 | 0 | 0 | 0 | 0 | 0 | 0 | 0 | 0 | 0 | 0 | 0 | 0 | 0 | 0 | 0
Commercial_School_Existing_Food Preparation_Natural Gas_Fryer_E6_Codes & Standards Forecast | Commercial | School | Existing | Food Preparation | Natural Gas | Fryer | E6 |  | Codes & Standards Forecast | 0 | 0 | 0 | 0 | 0 | 0 | 0 | 0 | 0 | 0 | 0 | 0 | 0 | 0 | 0 | 0 | 0 | 0 | 0 | 0 | 0 | 0 | 0 | 0 | 0 | 0 | 0 | 0 | 0 | 0 | 0 | 0 | 0 | 0 | 0 | 0 | 0 | 0 | 0 | 0 | 0 | 0 | 0 | 0 | 0 | 0 | 0 | 0 | 0 | 0 | 0
Commercial_School_Existing_Food Preparation_Natural Gas_Fryer_E7_Codes & Standards Forecast | Commercial | School | Existing | Food Preparation | Natural Gas | Fryer | E7 |  | Codes & Standards Forecast | 0 | 0 | 0 | 0 | 0 | 0 | 0 | 0 | 0 | 0 | 0 | 0 | 0 | 0 | 0 | 0 | 0 | 0 | 0 | 0 | 0 | 0 | 0 | 0 | 0 | 0 | 0 | 0 | 0 | 0 | 0 | 0 | 0 | 0 | 0 | 0 | 0 | 0 | 0 | 0 | 0 | 0 | 0 | 0 | 0 | 0 | 0 | 0 | 0 | 0 | 0
Commercial_School_Existing_Food Preparation_Natural Gas_Fryer_E8_Codes & Standards Forecast | Commercial | School | Existing | Food Preparation | Natural Gas | Fryer | E8 |  | Codes & Standards Forecast | 0 | 0 | 0 | 0 | 0 | 0 | 0 | 0 | 0 | 0 | 0 | 0 | 0 | 0 | 0 | 0 | 0 | 0 | 0 | 0 | 0 | 0 | 0 | 0 | 0 | 0 | 0 | 0 | 0 | 0 | 0 | 0 | 0 | 0 | 0 | 0 | 0 | 0 | 0 | 0 | 0 | 0 | 0 | 0 | 0 | 0 | 0 | 0 | 0 | 0 | 0
Commercial_School_Existing_Food Preparation_Natural Gas_Fryer_E9_Codes & Standards Forecast | Commercial | School | Existing | Food Preparation | Natural Gas | Fryer | E9 |  | Codes & Standards Forecast | 0 | 0 | 0 | 0 | 0 | 0 | 0 | 0 | 0 | 0 | 0 | 0 | 0 | 0 | 0 | 0 | 0 | 0 | 0 | 0 | 0 | 0 | 0 | 0 | 0 | 0 | 0 | 0 | 0 | 0 | 0 | 0 | 0 | 0 | 0 | 0 | 0 | 0 | 0 | 0 | 0 | 0 | 0 | 0 | 0 | 0 | 0 | 0 | 0 | 0 | 0
Commercial_School_Existing_Food Preparation_Natural Gas_Fryer_E10_Codes & Standards Forecast | Commercial | School | Existing | Food Preparation | Natural Gas | Fryer | E10 |  | Codes & Standards Forecast | 0 | 0 | 0 | 0 | 0 | 0 | 0 | 0 | 0 | 0 | 0 | 0 | 0 | 0 | 0 | 0 | 0 | 0 | 0 | 0 | 0 | 0 | 0 | 0 | 0 | 0 | 0 | 0 | 0 | 0 | 0 | 0 | 0 | 0 | 0 | 0 | 0 | 0 | 0 | 0 | 0 | 0 | 0 | 0 | 0 | 0 | 0 | 0 | 0 | 0 | 0
Commercial_School_Existing_Food Preparation_Natural Gas_Fryer_Vintage_Codes & Standards Forecast | Commercial | School | Existing | Food Preparation | Natural Gas | Fryer | Vintage |  | Codes & Standards Forecast | 451258.983 | 418351.9601 | 373068.6067 | 318418.687 | 257331.3128 | 191633.7202 | 142769.0403 | 106441.7277 | 79403.329 | 59242.6842 | 44202.7137 | 32981.7858 | 24608.8288 | 18360.7125 | 13698.1557 | 10219.2318 | 7623.6239 | 5687.1579 | 4242.479 | 3164.7154 | 2360.6758 | 1760.8593 | 1313.4175 | 979.6495 | 730.6819 | 544.9696 | 406.4454 | 303.1224 | 226.0578 | 168.5802 | 125.7127 | 93.7426 | 69.9028 | 0 | 0 | 0 | 0 | 0 | 0 | 0 | 0 | 0 | 0 | 0 | 0 | 0 | 0 | 0 | 0 | 0 | 0
Commercial_School_Existing_Food Preparation_Natural Gas_Broiler_E1_Codes & Standards Forecast | Commercial | School | Existing | Food Preparation | Natural Gas | Broiler | E1 |  | Codes & Standards Forecast | 0 | 23128.401 | 52923.2926 | 87810.4159 | 126600.0309 | 168244.0915 | 212134.7187 | 257809.575 | 304851.4202 | 352824.2812 | 401410.2171 | 450375.127 | 488664.1719 | 518444.5257 | 541439.3984 | 559040.1598 | 572350.6265 | 582251.0204 | 589438.4063 | 594467.621 | 597775.1028 | 599712.146 | 600563.0761 | 600550.5866 | 599851.9211 | 598603.3759 | 596917.1282 | 594882.4559 | 592570.4092 | 590037.5309 | 587328.8171 | 584480.0739 | 581539.8272 | 0 | 0 | 0 | 0 | 0 | 0 | 0 | 0 | 0 | 0 | 0 | 0 | 0 | 0 | 0 | 0 | 0 | 0
Commercial_School_Existing_Food Preparation_Natural Gas_Broiler_E2_Codes & Standards Forecast | Commercial | School | Existing | Food Preparation | Natural Gas | Broiler | E2 |  | Codes & Standards Forecast | 0 | 0 | 0 | 0 | 0 | 0 | 0 | 0 | 0 | 0 | 0 | 0 | 0 | 0 | 0 | 0 | 0 | 0 | 0 | 0 | 0 | 0 | 0 | 0 | 0 | 0 | 0 | 0 | 0 | 0 | 0 | 0 | 0 | 0 | 0 | 0 | 0 | 0 | 0 | 0 | 0 | 0 | 0 | 0 | 0 | 0 | 0 | 0 | 0 | 0 | 0
Commercial_School_Existing_Food Preparation_Natural Gas_Broiler_E3_Codes & Standards Forecast | Commercial | School | Existing | Food Preparation | Natural Gas | Broiler | E3 |  | Codes & Standards Forecast | 0 | 0 | 0 | 0 | 0 | 0 | 0 | 0 | 0 | 0 | 0 | 0 | 0 | 0 | 0 | 0 | 0 | 0 | 0 | 0 | 0 | 0 | 0 | 0 | 0 | 0 | 0 | 0 | 0 | 0 | 0 | 0 | 0 | 0 | 0 | 0 | 0 | 0 | 0 | 0 | 0 | 0 | 0 | 0 | 0 | 0 | 0 | 0 | 0 | 0 | 0
Commercial_School_Existing_Food Preparation_Natural Gas_Broiler_E4_Codes & Standards Forecast | Commercial | School | Existing | Food Preparation | Natural Gas | Broiler | E4 |  | Codes & Standards Forecast | 0 | 0 | 0 | 0 | 0 | 0 | 0 | 0 | 0 | 0 | 0 | 0 | 0 | 0 | 0 | 0 | 0 | 0 | 0 | 0 | 0 | 0 | 0 | 0 | 0 | 0 | 0 | 0 | 0 | 0 | 0 | 0 | 0 | 0 | 0 | 0 | 0 | 0 | 0 | 0 | 0 | 0 | 0 | 0 | 0 | 0 | 0 | 0 | 0 | 0 | 0
Commercial_School_Existing_Food Preparation_Natural Gas_Broiler_E5_Codes & Standards Forecast | Commercial | School | Existing | Food Preparation | Natural Gas | Broiler | E5 |  | Codes & Standards Forecast | 0 | 0 | 0 | 0 | 0 | 0 | 0 | 0 | 0 | 0 | 0 | 0 | 0 | 0 | 0 | 0 | 0 | 0 | 0 | 0 | 0 | 0 | 0 | 0 | 0 | 0 | 0 | 0 | 0 | 0 | 0 | 0 | 0 | 0 | 0 | 0 | 0 | 0 | 0 | 0 | 0 | 0 | 0 | 0 | 0 | 0 | 0 | 0 | 0 | 0 | 0
Commercial_School_Existing_Food Preparation_Natural Gas_Broiler_E6_Codes & Standards Forecast | Commercial | School | Existing | Food Preparation | Natural Gas | Broiler | E6 |  | Codes & Standards Forecast | 0 | 0 | 0 | 0 | 0 | 0 | 0 | 0 | 0 | 0 | 0 | 0 | 0 | 0 | 0 | 0 | 0 | 0 | 0 | 0 | 0 | 0 | 0 | 0 | 0 | 0 | 0 | 0 | 0 | 0 | 0 | 0 | 0 | 0 | 0 | 0 | 0 | 0 | 0 | 0 | 0 | 0 | 0 | 0 | 0 | 0 | 0 | 0 | 0 | 0 | 0
Commercial_School_Existing_Food Preparation_Natural Gas_Broiler_E7_Codes & Standards Forecast | Commercial | School | Existing | Food Preparation | Natural Gas | Broiler | E7 |  | Codes & Standards Forecast | 0 | 0 | 0 | 0 | 0 | 0 | 0 | 0 | 0 | 0 | 0 | 0 | 0 | 0 | 0 | 0 | 0 | 0 | 0 | 0 | 0 | 0 | 0 | 0 | 0 | 0 | 0 | 0 | 0 | 0 | 0 | 0 | 0 | 0 | 0 | 0 | 0 | 0 | 0 | 0 | 0 | 0 | 0 | 0 | 0 | 0 | 0 | 0 | 0 | 0 | 0
Commercial_School_Existing_Food Preparation_Natural Gas_Broiler_E8_Codes & Standards Forecast | Commercial | School | Existing | Food Preparation | Natural Gas | Broiler | E8 |  | Codes & Standards Forecast | 0 | 0 | 0 | 0 | 0 | 0 | 0 | 0 | 0 | 0 | 0 | 0 | 0 | 0 | 0 | 0 | 0 | 0 | 0 | 0 | 0 | 0 | 0 | 0 | 0 | 0 | 0 | 0 | 0 | 0 | 0 | 0 | 0 | 0 | 0 | 0 | 0 | 0 | 0 | 0 | 0 | 0 | 0 | 0 | 0 | 0 | 0 | 0 | 0 | 0 | 0
Commercial_School_Existing_Food Preparation_Natural Gas_Broiler_E9_Codes & Standards Forecast | Commercial | School | Existing | Food Preparation | Natural Gas | Broiler | E9 |  | Codes & Standards Forecast | 0 | 0 | 0 | 0 | 0 | 0 | 0 | 0 | 0 | 0 | 0 | 0 | 0 | 0 | 0 | 0 | 0 | 0 | 0 | 0 | 0 | 0 | 0 | 0 | 0 | 0 | 0 | 0 | 0 | 0 | 0 | 0 | 0 | 0 | 0 | 0 | 0 | 0 | 0 | 0 | 0 | 0 | 0 | 0 | 0 | 0 | 0 | 0 | 0 | 0 | 0
Commercial_School_Existing_Food Preparation_Natural Gas_Broiler_E10_Codes & Standards Forecast | Commercial | School | Existing | Food Preparation | Natural Gas | Broiler | E10 |  | Codes & Standards Forecast | 0 | 0 | 0 | 0 | 0 | 0 | 0 | 0 | 0 | 0 | 0 | 0 | 0 | 0 | 0 | 0 | 0 | 0 | 0 | 0 | 0 | 0 | 0 | 0 | 0 | 0 | 0 | 0 | 0 | 0 | 0 | 0 | 0 | 0 | 0 | 0 | 0 | 0 | 0 | 0 | 0 | 0 | 0 | 0 | 0 | 0 | 0 | 0 | 0 | 0 | 0
Commercial_School_Existing_Food Preparation_Natural Gas_Broiler_Vintage_Codes & Standards Forecast | Commercial | School | Existing | Food Preparation | Natural Gas | Broiler | Vintage |  | Codes & Standards Forecast | 697400.2465 | 670723.6304 | 637380.5238 | 598208.4583 | 555022.5334 | 508558.4651 | 460164.8564 | 410502.7157 | 359878.1217 | 308447.1094 | 256448.5628 | 204105.2741 | 162442.5245 | 129278.7182 | 102879.378 | 81867.8161 | 65145.6077 | 51837.9349 | 41247.8034 | 32820.448 | 26114.0919 | 20777.4356 | 16530.9879 | 13152.1108 | 10463.6171 | 8324.4286 | 6622.3645 | 5268.1438 | 4190.7126 | 3333.5249 | 2651.5811 | 2109.0717 | 1677.5589 | 0 | 0 | 0 | 0 | 0 | 0 | 0 | 0 | 0 | 0 | 0 | 0 | 0 | 0 | 0 | 0 | 0 | 0
Commercial_School_Existing_Food Preparation_Natural Gas_Griddle_E1_Codes & Standards Forecast | Commercial | School | Existing | Food Preparation | Natural Gas | Griddle | E1 |  | Codes & Standards Forecast | 0 | 32651.8603 | 74715.2366 | 123967.646 | 178729.4554 | 237521.0704 | 299484.3088 | 363966.4588 | 430378.4756 | 498104.8676 | 566696.777 | 635823.7087 | 689878.8309 | 731921.6833 | 764385.033 | 789233.1668 | 808024.4139 | 822001.4405 | 832148.3383 | 839248.4062 | 843917.7921 | 846652.4415 | 847853.7545 | 847836.1223 | 846849.771 | 845087.1189 | 842706.534 | 839834.0554 | 836569.9894 | 832994.1613 | 829170.0948 | 825148.3396 | 820997.4031 | 0 | 0 | 0 | 0 | 0 | 0 | 0 | 0 | 0 | 0 | 0 | 0 | 0 | 0 | 0 | 0 | 0 | 0
Commercial_School_Existing_Food Preparation_Natural Gas_Griddle_E2_Codes & Standards Forecast | Commercial | School | Existing | Food Preparation | Natural Gas | Griddle | E2 |  | Codes & Standards Forecast | 0 | 0 | 0 | 0 | 0 | 0 | 0 | 0 | 0 | 0 | 0 | 0 | 0 | 0 | 0 | 0 | 0 | 0 | 0 | 0 | 0 | 0 | 0 | 0 | 0 | 0 | 0 | 0 | 0 | 0 | 0 | 0 | 0 | 0 | 0 | 0 | 0 | 0 | 0 | 0 | 0 | 0 | 0 | 0 | 0 | 0 | 0 | 0 | 0 | 0 | 0
Commercial_School_Existing_Food Preparation_Natural Gas_Griddle_E3_Codes & Standards Forecast | Commercial | School | Existing | Food Preparation | Natural Gas | Griddle | E3 |  | Codes & Standards Forecast | 0 | 0 | 0 | 0 | 0 | 0 | 0 | 0 | 0 | 0 | 0 | 0 | 0 | 0 | 0 | 0 | 0 | 0 | 0 | 0 | 0 | 0 | 0 | 0 | 0 | 0 | 0 | 0 | 0 | 0 | 0 | 0 | 0 | 0 | 0 | 0 | 0 | 0 | 0 | 0 | 0 | 0 | 0 | 0 | 0 | 0 | 0 | 0 | 0 | 0 | 0
Commercial_School_Existing_Food Preparation_Natural Gas_Griddle_E4_Codes & Standards Forecast | Commercial | School | Existing | Food Preparation | Natural Gas | Griddle | E4 |  | Codes & Standards Forecast | 0 | 0 | 0 | 0 | 0 | 0 | 0 | 0 | 0 | 0 | 0 | 0 | 0 | 0 | 0 | 0 | 0 | 0 | 0 | 0 | 0 | 0 | 0 | 0 | 0 | 0 | 0 | 0 | 0 | 0 | 0 | 0 | 0 | 0 | 0 | 0 | 0 | 0 | 0 | 0 | 0 | 0 | 0 | 0 | 0 | 0 | 0 | 0 | 0 | 0 | 0
Commercial_School_Existing_Food Preparation_Natural Gas_Griddle_E5_Codes & Standards Forecast | Commercial | School | Existing | Food Preparation | Natural Gas | Griddle | E5 |  | Codes & Standards Forecast | 0 | 0 | 0 | 0 | 0 | 0 | 0 | 0 | 0 | 0 | 0 | 0 | 0 | 0 | 0 | 0 | 0 | 0 | 0 | 0 | 0 | 0 | 0 | 0 | 0 | 0 | 0 | 0 | 0 | 0 | 0 | 0 | 0 | 0 | 0 | 0 | 0 | 0 | 0 | 0 | 0 | 0 | 0 | 0 | 0 | 0 | 0 | 0 | 0 | 0 | 0
Commercial_School_Existing_Food Preparation_Natural Gas_Griddle_E6_Codes & Standards Forecast | Commercial | School | Existing | Food Preparation | Natural Gas | Griddle | E6 |  | Codes & Standards Forecast | 0 | 0 | 0 | 0 | 0 | 0 | 0 | 0 | 0 | 0 | 0 | 0 | 0 | 0 | 0 | 0 | 0 | 0 | 0 | 0 | 0 | 0 | 0 | 0 | 0 | 0 | 0 | 0 | 0 | 0 | 0 | 0 | 0 | 0 | 0 | 0 | 0 | 0 | 0 | 0 | 0 | 0 | 0 | 0 | 0 | 0 | 0 | 0 | 0 | 0 | 0
Commercial_School_Existing_Food Preparation_Natural Gas_Griddle_E7_Codes & Standards Forecast | Commercial | School | Existing | Food Preparation | Natural Gas | Griddle | E7 |  | Codes & Standards Forecast | 0 | 0 | 0 | 0 | 0 | 0 | 0 | 0 | 0 | 0 | 0 | 0 | 0 | 0 | 0 | 0 | 0 | 0 | 0 | 0 | 0 | 0 | 0 | 0 | 0 | 0 | 0 | 0 | 0 | 0 | 0 | 0 | 0 | 0 | 0 | 0 | 0 | 0 | 0 | 0 | 0 | 0 | 0 | 0 | 0 | 0 | 0 | 0 | 0 | 0 | 0
Commercial_School_Existing_Food Preparation_Natural Gas_Griddle_E8_Codes & Standards Forecast | Commercial | School | Existing | Food Preparation | Natural Gas | Griddle | E8 |  | Codes & Standards Forecast | 0 | 0 | 0 | 0 | 0 | 0 | 0 | 0 | 0 | 0 | 0 | 0 | 0 | 0 | 0 | 0 | 0 | 0 | 0 | 0 | 0 | 0 | 0 | 0 | 0 | 0 | 0 | 0 | 0 | 0 | 0 | 0 | 0 | 0 | 0 | 0 | 0 | 0 | 0 | 0 | 0 | 0 | 0 | 0 | 0 | 0 | 0 | 0 | 0 | 0 | 0
Commercial_School_Existing_Food Preparation_Natural Gas_Griddle_E9_Codes & Standards Forecast | Commercial | School | Existing | Food Preparation | Natural Gas | Griddle | E9 |  | Codes & Standards Forecast | 0 | 0 | 0 | 0 | 0 | 0 | 0 | 0 | 0 | 0 | 0 | 0 | 0 | 0 | 0 | 0 | 0 | 0 | 0 | 0 | 0 | 0 | 0 | 0 | 0 | 0 | 0 | 0 | 0 | 0 | 0 | 0 | 0 | 0 | 0 | 0 | 0 | 0 | 0 | 0 | 0 | 0 | 0 | 0 | 0 | 0 | 0 | 0 | 0 | 0 | 0
Commercial_School_Existing_Food Preparation_Natural Gas_Griddle_E10_Codes & Standards Forecast | Commercial | School | Existing | Food Preparation | Natural Gas | Griddle | E10 |  | Codes & Standards Forecast | 0 | 0 | 0 | 0 | 0 | 0 | 0 | 0 | 0 | 0 | 0 | 0 | 0 | 0 | 0 | 0 | 0 | 0 | 0 | 0 | 0 | 0 | 0 | 0 | 0 | 0 | 0 | 0 | 0 | 0 | 0 | 0 | 0 | 0 | 0 | 0 | 0 | 0 | 0 | 0 | 0 | 0 | 0 | 0 | 0 | 0 | 0 | 0 | 0 | 0 | 0
Commercial_School_Existing_Food Preparation_Natural Gas_Griddle_Vintage_Codes & Standards Forecast | Commercial | School | Existing | Food Preparation | Natural Gas | Griddle | Vintage |  | Codes & Standards Forecast | 984565.0538 | 946903.9488 | 899831.3277 | 844529.5882 | 783561.2236 | 717964.8919 | 649644.5032 | 579533.2456 | 508063.2306 | 435454.7426 | 362045.0298 | 288148.6223 | 229330.6228 | 182511.1316 | 145241.4748 | 115578.0934 | 91970.2698 | 73182.9669 | 58232.193 | 46334.7501 | 36866.9533 | 29332.8503 | 23337.8652 | 18567.6858 | 14772.1653 | 11752.1345 | 9349.2204 | 7437.3794 | 5916.3002 | 4706.1528 | 3743.4086 | 2977.513 | 2368.3184 | 0 | 0 | 0 | 0 | 0 | 0 | 0 | 0 | 0 | 0 | 0 | 0 | 0 | 0 | 0 | 0 | 0 | 0
Commercial_School_Existing_Food Preparation_Natural Gas_Range_E1_Codes & Standards Forecast | Commercial | School | Existing | Food Preparation | Natural Gas | Range | E1 |  | Codes & Standards Forecast | 0 | 48433.5928 | 110827.601 | 183885.3415 | 265115.3589 | 352322.9211 | 444235.0581 | 539883.5805 | 638394.7389 | 738855.5536 | 817639.6579 | 879179.0832 | 926966.6882 | 963787.9039 | 991857.6338 | 1012975.1168 | 1028564.8876 | 1039763.4237 | 1047468.8019 | 1052395.8634 | 1055104.4427 | 1056047.1181 | 1055592.4003 | 1054027.2159 | 1051579.9375 | 1048423.9743 | 1044703.8453 | 1040534.5675 | 1036007.6749 | 1031196.0115 | 1026157.545 | 1020938.4036 | 1015610.2804 | 0 | 0 | 0 | 0 | 0 | 0 | 0 | 0 | 0 | 0 | 0 | 0 | 0 | 0 | 0 | 0 | 0 | 0
Commercial_School_Existing_Food Preparation_Natural Gas_Range_E2_Codes & Standards Forecast | Commercial | School | Existing | Food Preparation | Natural Gas | Range | E2 |  | Codes & Standards Forecast | 0 | 0 | 0 | 0 | 0 | 0 | 0 | 0 | 0 | 0 | 0 | 0 | 0 | 0 | 0 | 0 | 0 | 0 | 0 | 0 | 0 | 0 | 0 | 0 | 0 | 0 | 0 | 0 | 0 | 0 | 0 | 0 | 0 | 0 | 0 | 0 | 0 | 0 | 0 | 0 | 0 | 0 | 0 | 0 | 0 | 0 | 0 | 0 | 0 | 0 | 0
Commercial_School_Existing_Food Preparation_Natural Gas_Range_E3_Codes & Standards Forecast | Commercial | School | Existing | Food Preparation | Natural Gas | Range | E3 |  | Codes & Standards Forecast | 0 | 0 | 0 | 0 | 0 | 0 | 0 | 0 | 0 | 0 | 0 | 0 | 0 | 0 | 0 | 0 | 0 | 0 | 0 | 0 | 0 | 0 | 0 | 0 | 0 | 0 | 0 | 0 | 0 | 0 | 0 | 0 | 0 | 0 | 0 | 0 | 0 | 0 | 0 | 0 | 0 | 0 | 0 | 0 | 0 | 0 | 0 | 0 | 0 | 0 | 0
Commercial_School_Existing_Food Preparation_Natural Gas_Range_E4_Codes & Standards Forecast | Commercial | School | Existing | Food Preparation | Natural Gas | Range | E4 |  | Codes & Standards Forecast | 0 | 0 | 0 | 0 | 0 | 0 | 0 | 0 | 0 | 0 | 0 | 0 | 0 | 0 | 0 | 0 | 0 | 0 | 0 | 0 | 0 | 0 | 0 | 0 | 0 | 0 | 0 | 0 | 0 | 0 | 0 | 0 | 0 | 0 | 0 | 0 | 0 | 0 | 0 | 0 | 0 | 0 | 0 | 0 | 0 | 0 | 0 | 0 | 0 | 0 | 0
Commercial_School_Existing_Food Preparation_Natural Gas_Range_E5_Codes & Standards Forecast | Commercial | School | Existing | Food Preparation | Natural Gas | Range | E5 |  | Codes & Standards Forecast | 0 | 0 | 0 | 0 | 0 | 0 | 0 | 0 | 0 | 0 | 0 | 0 | 0 | 0 | 0 | 0 | 0 | 0 | 0 | 0 | 0 | 0 | 0 | 0 | 0 | 0 | 0 | 0 | 0 | 0 | 0 | 0 | 0 | 0 | 0 | 0 | 0 | 0 | 0 | 0 | 0 | 0 | 0 | 0 | 0 | 0 | 0 | 0 | 0 | 0 | 0
Commercial_School_Existing_Food Preparation_Natural Gas_Range_E6_Codes & Standards Forecast | Commercial | School | Existing | Food Preparation | Natural Gas | Range | E6 |  | Codes & Standards Forecast | 0 | 0 | 0 | 0 | 0 | 0 | 0 | 0 | 0 | 0 | 0 | 0 | 0 | 0 | 0 | 0 | 0 | 0 | 0 | 0 | 0 | 0 | 0 | 0 | 0 | 0 | 0 | 0 | 0 | 0 | 0 | 0 | 0 | 0 | 0 | 0 | 0 | 0 | 0 | 0 | 0 | 0 | 0 | 0 | 0 | 0 | 0 | 0 | 0 | 0 | 0
Commercial_School_Existing_Food Preparation_Natural Gas_Range_E7_Codes & Standards Forecast | Commercial | School | Existing | Food Preparation | Natural Gas | Range | E7 |  | Codes & Standards Forecast | 0 | 0 | 0 | 0 | 0 | 0 | 0 | 0 | 0 | 0 | 0 | 0 | 0 | 0 | 0 | 0 | 0 | 0 | 0 | 0 | 0 | 0 | 0 | 0 | 0 | 0 | 0 | 0 | 0 | 0 | 0 | 0 | 0 | 0 | 0 | 0 | 0 | 0 | 0 | 0 | 0 | 0 | 0 | 0 | 0 | 0 | 0 | 0 | 0 | 0 | 0
Commercial_School_Existing_Food Preparation_Natural Gas_Range_E8_Codes & Standards Forecast | Commercial | School | Existing | Food Preparation | Natural Gas | Range | E8 |  | Codes & Standards Forecast | 0 | 0 | 0 | 0 | 0 | 0 | 0 | 0 | 0 | 0 | 0 | 0 | 0 | 0 | 0 | 0 | 0 | 0 | 0 | 0 | 0 | 0 | 0 | 0 | 0 | 0 | 0 | 0 | 0 | 0 | 0 | 0 | 0 | 0 | 0 | 0 | 0 | 0 | 0 | 0 | 0 | 0 | 0 | 0 | 0 | 0 | 0 | 0 | 0 | 0 | 0
Commercial_School_Existing_Food Preparation_Natural Gas_Range_E9_Codes & Standards Forecast | Commercial | School | Existing | Food Preparation | Natural Gas | Range | E9 |  | Codes & Standards Forecast | 0 | 0 | 0 | 0 | 0 | 0 | 0 | 0 | 0 | 0 | 0 | 0 | 0 | 0 | 0 | 0 | 0 | 0 | 0 | 0 | 0 | 0 | 0 | 0 | 0 | 0 | 0 | 0 | 0 | 0 | 0 | 0 | 0 | 0 | 0 | 0 | 0 | 0 | 0 | 0 | 0 | 0 | 0 | 0 | 0 | 0 | 0 | 0 | 0 | 0 | 0
Commercial_School_Existing_Food Preparation_Natural Gas_Range_E10_Codes & Standards Forecast | Commercial | School | Existing | Food Preparation | Natural Gas | Range | E10 |  | Codes & Standards Forecast | 0 | 0 | 0 | 0 | 0 | 0 | 0 | 0 | 0 | 0 | 0 | 0 | 0 | 0 | 0 | 0 | 0 | 0 | 0 | 0 | 0 | 0 | 0 | 0 | 0 | 0 | 0 | 0 | 0 | 0 | 0 | 0 | 0 | 0 | 0 | 0 | 0 | 0 | 0 | 0 | 0 | 0 | 0 | 0 | 0 | 0 | 0 | 0 | 0 | 0 | 0
Commercial_School_Existing_Food Preparation_Natural Gas_Range_Vintage_Codes & Standards Forecast | Commercial | School | Existing | Food Preparation | Natural Gas | Range | Vintage |  | Codes & Standards Forecast | 1217031.8026 | 1162406.2268 | 1093820.2355 | 1013284.8507 | 924382.8415 | 828763.8934 | 728993.6123 | 626386.8874 | 521623.4814 | 415127.8535 | 330388.4089 | 262953.3815 | 209278.331 | 166552.6589 | 132541.7995 | 105472.1353 | 83928.5409 | 66783.9688 | 53140.466 | 42283.3159 | 33643.3676 | 26768.0342 | 21297.2407 | 16944.1579 | 13480.5115 | 10724.5472 | 8531.74 | 6787.0672 | 5398.9887 | 4294.6546 | 3416.0911 | 2717.1642 | 2161.2365 | 0 | 0 | 0 | 0 | 0 | 0 | 0 | 0 | 0 | 0 | 0 | 0 | 0 | 0 | 0 | 0 | 0 | 0
Commercial_School_Existing_Food Preparation_Natural Gas_Steamer_E1_Codes & Standards Forecast | Commercial | School | Existing | Food Preparation | Natural Gas | Steamer | E1 |  | Codes & Standards Forecast | 0 | 16124.3755 | 34311.8818 | 34098.8967 | 33880.376 | 33640.7952 | 33416.9723 | 33218.7825 | 33040.7002 | 32868.8112 | 31000.5267 | 27414.5121 | 24242.8411 | 21437.2125 | 18955.1443 | 16759.8243 | 14818.3172 | 13101.4369 | 11583.2266 | 5751.6403 | 0 | 0 | 0 | 0 | 0 | 0 | 0 | 0 | 0 | 0 | 0 | 0 | 0 | 0 | 0 | 0 | 0 | 0 | 0 | 0 | 0 | 0 | 0 | 0 | 0 | 0 | 0 | 0 | 0 | 0 | 0
Commercial_School_Existing_Food Preparation_Natural Gas_Steamer_E2_Codes & Standards Forecast | Commercial | School | Existing | Food Preparation | Natural Gas | Steamer | E2 |  | Codes & Standards Forecast | 0 | 0 | 0 | 20124.7457 | 41729.8458 | 64549.3583 | 88435.3807 | 113279.183 | 138962.5165 | 165329.2508 | 190130.1329 | 213764.917 | 234426.8418 | 252453.7548 | 268143.6894 | 281770.2416 | 293573.3337 | 303765.9689 | 312534.6119 | 324533.2966 | 335491.3948 | 339848.1154 | 343455.9041 | 346401.7039 | 348762.4201 | 350603.2833 | 351984.3484 | 352958.7383 | 353573.4425 | 353870.0244 | 353885.2469 | 353651.6259 | 353210.0882 | 0 | 0 | 0 | 0 | 0 | 0 | 0 | 0 | 0 | 0 | 0 | 0 | 0 | 0 | 0 | 0 | 0 | 0
Commercial_School_Existing_Food Preparation_Natural Gas_Steamer_E3_Codes & Standards Forecast | Commercial | School | Existing | Food Preparation | Natural Gas | Steamer | E3 |  | Codes & Standards Forecast | 0 | 0 | 0 | 0 | 0 | 0 | 0 | 0 | 0 | 0 | 0 | 0 | 0 | 0 | 0 | 0 | 0 | 0 | 0 | 0 | 0 | 0 | 0 | 0 | 0 | 0 | 0 | 0 | 0 | 0 | 0 | 0 | 0 | 0 | 0 | 0 | 0 | 0 | 0 | 0 | 0 | 0 | 0 | 0 | 0 | 0 | 0 | 0 | 0 | 0 | 0
Commercial_School_Existing_Food Preparation_Natural Gas_Steamer_E4_Codes & Standards Forecast | Commercial | School | Existing | Food Preparation | Natural Gas | Steamer | E4 |  | Codes & Standards Forecast | 0 | 0 | 0 | 0 | 0 | 0 | 0 | 0 | 0 | 0 | 0 | 0 | 0 | 0 | 0 | 0 | 0 | 0 | 0 | 0 | 0 | 0 | 0 | 0 | 0 | 0 | 0 | 0 | 0 | 0 | 0 | 0 | 0 | 0 | 0 | 0 | 0 | 0 | 0 | 0 | 0 | 0 | 0 | 0 | 0 | 0 | 0 | 0 | 0 | 0 | 0
Commercial_School_Existing_Food Preparation_Natural Gas_Steamer_E5_Codes & Standards Forecast | Commercial | School | Existing | Food Preparation | Natural Gas | Steamer | E5 |  | Codes & Standards Forecast | 0 | 0 | 0 | 0 | 0 | 0 | 0 | 0 | 0 | 0 | 0 | 0 | 0 | 0 | 0 | 0 | 0 | 0 | 0 | 0 | 0 | 0 | 0 | 0 | 0 | 0 | 0 | 0 | 0 | 0 | 0 | 0 | 0 | 0 | 0 | 0 | 0 | 0 | 0 | 0 | 0 | 0 | 0 | 0 | 0 | 0 | 0 | 0 | 0 | 0 | 0
Commercial_School_Existing_Food Preparation_Natural Gas_Steamer_E6_Codes & Standards Forecast | Commercial | School | Existing | Food Preparation | Natural Gas | Steamer | E6 |  | Codes & Standards Forecast | 0 | 0 | 0 | 0 | 0 | 0 | 0 | 0 | 0 | 0 | 0 | 0 | 0 | 0 | 0 | 0 | 0 | 0 | 0 | 0 | 0 | 0 | 0 | 0 | 0 | 0 | 0 | 0 | 0 | 0 | 0 | 0 | 0 | 0 | 0 | 0 | 0 | 0 | 0 | 0 | 0 | 0 | 0 | 0 | 0 | 0 | 0 | 0 | 0 | 0 | 0
Commercial_School_Existing_Food Preparation_Natural Gas_Steamer_E7_Codes & Standards Forecast | Commercial | School | Existing | Food Preparation | Natural Gas | Steamer | E7 |  | Codes & Standards Forecast | 0 | 0 | 0 | 0 | 0 | 0 | 0 | 0 | 0 | 0 | 0 | 0 | 0 | 0 | 0 | 0 | 0 | 0 | 0 | 0 | 0 | 0 | 0 | 0 | 0 | 0 | 0 | 0 | 0 | 0 | 0 | 0 | 0 | 0 | 0 | 0 | 0 | 0 | 0 | 0 | 0 | 0 | 0 | 0 | 0 | 0 | 0 | 0 | 0 | 0 | 0
Commercial_School_Existing_Food Preparation_Natural Gas_Steamer_E8_Codes & Standards Forecast | Commercial | School | Existing | Food Preparation | Natural Gas | Steamer | E8 |  | Codes & Standards Forecast | 0 | 0 | 0 | 0 | 0 | 0 | 0 | 0 | 0 | 0 | 0 | 0 | 0 | 0 | 0 | 0 | 0 | 0 | 0 | 0 | 0 | 0 | 0 | 0 | 0 | 0 | 0 | 0 | 0 | 0 | 0 | 0 | 0 | 0 | 0 | 0 | 0 | 0 | 0 | 0 | 0 | 0 | 0 | 0 | 0 | 0 | 0 | 0 | 0 | 0 | 0
Commercial_School_Existing_Food Preparation_Natural Gas_Steamer_E9_Codes & Standards Forecast | Commercial | School | Existing | Food Preparation | Natural Gas | Steamer | E9 |  | Codes & Standards Forecast | 0 | 0 | 0 | 0 | 0 | 0 | 0 | 0 | 0 | 0 | 0 | 0 | 0 | 0 | 0 | 0 | 0 | 0 | 0 | 0 | 0 | 0 | 0 | 0 | 0 | 0 | 0 | 0 | 0 | 0 | 0 | 0 | 0 | 0 | 0 | 0 | 0 | 0 | 0 | 0 | 0 | 0 | 0 | 0 | 0 | 0 | 0 | 0 | 0 | 0 | 0
Commercial_School_Existing_Food Preparation_Natural Gas_Steamer_E10_Codes & Standards Forecast | Commercial | School | Existing | Food Preparation | Natural Gas | Steamer | E10 |  | Codes & Standards Forecast | 0 | 0 | 0 | 0 | 0 | 0 | 0 | 0 | 0 | 0 | 0 | 0 | 0 | 0 | 0 | 0 | 0 | 0 | 0 | 0 | 0 | 0 | 0 | 0 | 0 | 0 | 0 | 0 | 0 | 0 | 0 | 0 | 0 | 0 | 0 | 0 | 0 | 0 | 0 | 0 | 0 | 0 | 0 | 0 | 0 | 0 | 0 | 0 | 0 | 0 | 0
Commercial_School_Existing_Food Preparation_Natural Gas_Steamer_Vintage_Codes & Standards Forecast | Commercial | School | Existing | Food Preparation | Natural Gas | Steamer | Vintage |  | Codes & Standards Forecast | 437584.4684 | 419233.7619 | 398819.9246 | 376219.5729 | 352074.5244 | 326470.2742 | 299982.6745 | 272835.2365 | 245081.9861 | 216717.3204 | 191643.4768 | 169474.9402 | 149867.8521 | 132523.6171 | 117179.6142 | 103608.2719 | 91605.9863 | 80992.3308 | 71606.8421 | 63307.5769 | 55968.492 | 49478.6809 | 43740.3713 | 38666.6553 | 34180.6627 | 30214.1627 | 26707.098 | 23606.3439 | 20864.9085 | 18441.2263 | 16298.5324 | 14404.3086 | 12730.2325 | 0 | 0 | 0 | 0 | 0 | 0 | 0 | 0 | 0 | 0 | 0 | 0 | 0 | 0 | 0 | 0 | 0 | 0
Commercial_School_Existing_Food Preparation_Natural Gas_Food Prep Other_E1_Codes & Standards Forecast | Commercial | School | Existing | Food Preparation | Natural Gas | Food Prep Other | E1 |  | Codes & Standards Forecast | 0 | 2176.7907 | 4981.0158 | 8264.5097 | 11915.297 | 15834.738 | 19965.6206 | 24264.4306 | 28691.8984 | 33206.9912 | 36747.8498 | 39513.6667 | 41661.4242 | 43316.3103 | 44577.8712 | 45526.9715 | 46227.6354 | 46730.9404 | 47077.2495 | 47298.6905 | 47420.4244 | 47462.7918 | 47442.3551 | 47372.0097 | 47262.0197 | 47120.1786 | 46952.9818 | 46765.5985 | 46562.1427 | 46345.8882 | 46119.4402 | 45884.8721 | 45645.4059 | 0 | 0 | 0 | 0 | 0 | 0 | 0 | 0 | 0 | 0 | 0 | 0 | 0 | 0 | 0 | 0 | 0 | 0
Commercial_School_Existing_Food Preparation_Natural Gas_Food Prep Other_E2_Codes & Standards Forecast | Commercial | School | Existing | Food Preparation | Natural Gas | Food Prep Other | E2 |  | Codes & Standards Forecast | 0 | 0 | 0 | 0 | 0 | 0 | 0 | 0 | 0 | 0 | 0 | 0 | 0 | 0 | 0 | 0 | 0 | 0 | 0 | 0 | 0 | 0 | 0 | 0 | 0 | 0 | 0 | 0 | 0 | 0 | 0 | 0 | 0 | 0 | 0 | 0 | 0 | 0 | 0 | 0 | 0 | 0 | 0 | 0 | 0 | 0 | 0 | 0 | 0 | 0 | 0
Commercial_School_Existing_Food Preparation_Natural Gas_Food Prep Other_E3_Codes & Standards Forecast | Commercial | School | Existing | Food Preparation | Natural Gas | Food Prep Other | E3 |  | Codes & Standards Forecast | 0 | 0 | 0 | 0 | 0 | 0 | 0 | 0 | 0 | 0 | 0 | 0 | 0 | 0 | 0 | 0 | 0 | 0 | 0 | 0 | 0 | 0 | 0 | 0 | 0 | 0 | 0 | 0 | 0 | 0 | 0 | 0 | 0 | 0 | 0 | 0 | 0 | 0 | 0 | 0 | 0 | 0 | 0 | 0 | 0 | 0 | 0 | 0 | 0 | 0 | 0
Commercial_School_Existing_Food Preparation_Natural Gas_Food Prep Other_E4_Codes & Standards Forecast | Commercial | School | Existing | Food Preparation | Natural Gas | Food Prep Other | E4 |  | Codes & Standards Forecast | 0 | 0 | 0 | 0 | 0 | 0 | 0 | 0 | 0 | 0 | 0 | 0 | 0 | 0 | 0 | 0 | 0 | 0 | 0 | 0 | 0 | 0 | 0 | 0 | 0 | 0 | 0 | 0 | 0 | 0 | 0 | 0 | 0 | 0 | 0 | 0 | 0 | 0 | 0 | 0 | 0 | 0 | 0 | 0 | 0 | 0 | 0 | 0 | 0 | 0 | 0
Commercial_School_Existing_Food Preparation_Natural Gas_Food Prep Other_E5_Codes & Standards Forecast | Commercial | School | Existing | Food Preparation | Natural Gas | Food Prep Other | E5 |  | Codes & Standards Forecast | 0 | 0 | 0 | 0 | 0 | 0 | 0 | 0 | 0 | 0 | 0 | 0 | 0 | 0 | 0 | 0 | 0 | 0 | 0 | 0 | 0 | 0 | 0 | 0 | 0 | 0 | 0 | 0 | 0 | 0 | 0 | 0 | 0 | 0 | 0 | 0 | 0 | 0 | 0 | 0 | 0 | 0 | 0 | 0 | 0 | 0 | 0 | 0 | 0 | 0 | 0
Commercial_School_Existing_Food Preparation_Natural Gas_Food Prep Other_E6_Codes & Standards Forecast | Commercial | School | Existing | Food Preparation | Natural Gas | Food Prep Other | E6 |  | Codes & Standards Forecast | 0 | 0 | 0 | 0 | 0 | 0 | 0 | 0 | 0 | 0 | 0 | 0 | 0 | 0 | 0 | 0 | 0 | 0 | 0 | 0 | 0 | 0 | 0 | 0 | 0 | 0 | 0 | 0 | 0 | 0 | 0 | 0 | 0 | 0 | 0 | 0 | 0 | 0 | 0 | 0 | 0 | 0 | 0 | 0 | 0 | 0 | 0 | 0 | 0 | 0 | 0
Commercial_School_Existing_Food Preparation_Natural Gas_Food Prep Other_E7_Codes & Standards Forecast | Commercial | School | Existing | Food Preparation | Natural Gas | Food Prep Other | E7 |  | Codes & Standards Forecast | 0 | 0 | 0 | 0 | 0 | 0 | 0 | 0 | 0 | 0 | 0 | 0 | 0 | 0 | 0 | 0 | 0 | 0 | 0 | 0 | 0 | 0 | 0 | 0 | 0 | 0 | 0 | 0 | 0 | 0 | 0 | 0 | 0 | 0 | 0 | 0 | 0 | 0 | 0 | 0 | 0 | 0 | 0 | 0 | 0 | 0 | 0 | 0 | 0 | 0 | 0
Commercial_School_Existing_Food Preparation_Natural Gas_Food Prep Other_E8_Codes & Standards Forecast | Commercial | School | Existing | Food Preparation | Natural Gas | Food Prep Other | E8 |  | Codes & Standards Forecast | 0 | 0 | 0 | 0 | 0 | 0 | 0 | 0 | 0 | 0 | 0 | 0 | 0 | 0 | 0 | 0 | 0 | 0 | 0 | 0 | 0 | 0 | 0 | 0 | 0 | 0 | 0 | 0 | 0 | 0 | 0 | 0 | 0 | 0 | 0 | 0 | 0 | 0 | 0 | 0 | 0 | 0 | 0 | 0 | 0 | 0 | 0 | 0 | 0 | 0 | 0
Commercial_School_Existing_Food Preparation_Natural Gas_Food Prep Other_E9_Codes & Standards Forecast | Commercial | School | Existing | Food Preparation | Natural Gas | Food Prep Other | E9 |  | Codes & Standards Forecast | 0 | 0 | 0 | 0 | 0 | 0 | 0 | 0 | 0 | 0 | 0 | 0 | 0 | 0 | 0 | 0 | 0 | 0 | 0 | 0 | 0 | 0 | 0 | 0 | 0 | 0 | 0 | 0 | 0 | 0 | 0 | 0 | 0 | 0 | 0 | 0 | 0 | 0 | 0 | 0 | 0 | 0 | 0 | 0 | 0 | 0 | 0 | 0 | 0 | 0 | 0
Commercial_School_Existing_Food Preparation_Natural Gas_Food Prep Other_E10_Codes & Standards Forecast | Commercial | School | Existing | Food Preparation | Natural Gas | Food Prep Other | E10 |  | Codes & Standards Forecast | 0 | 0 | 0 | 0 | 0 | 0 | 0 | 0 | 0 | 0 | 0 | 0 | 0 | 0 | 0 | 0 | 0 | 0 | 0 | 0 | 0 | 0 | 0 | 0 | 0 | 0 | 0 | 0 | 0 | 0 | 0 | 0 | 0 | 0 | 0 | 0 | 0 | 0 | 0 | 0 | 0 | 0 | 0 | 0 | 0 | 0 | 0 | 0 | 0 | 0 | 0
Commercial_School_Existing_Food Preparation_Natural Gas_Food Prep Other_Vintage_Codes & Standards Forecast | Commercial | School | Existing | Food Preparation | Natural Gas | Food Prep Other | Vintage |  | Codes & Standards Forecast | 54698.0585 | 52242.9765 | 49160.46 | 45540.8922 | 41545.2962 | 37247.8154 | 32763.7579 | 28152.2197 | 23443.752 | 18657.4316 | 14848.9173 | 11818.1295 | 9405.7677 | 7485.5128 | 5956.9348 | 4740.3207 | 3772.0693 | 3001.5267 | 2388.3355 | 1900.3737 | 1512.0615 | 1203.0577 | 957.1794 | 761.5352 | 605.8657 | 482.0021 | 383.449 | 305.0367 | 242.6512 | 193.0182 | 153.5322 | 122.1197 | 97.1342 | 0 | 0 | 0 | 0 | 0 | 0 | 0 | 0 | 0 | 0 | 0 | 0 | 0 | 0 | 0 | 0 | 0 | 0
Commercial_School_Existing_Miscellaneous_Natural Gas_Pool Heater_E1_Codes & Standards Forecast | Commercial | School | Existing | Miscellaneous | Natural Gas | Pool Heater | E1 |  | Codes & Standards Forecast | 0 | 840.1962 | 1922.5692 | 3189.93 | 4599.0585 | 6111.8818 | 7299.2681 | 8232.5913 | 8965.5599 | 9537.3659 | 9980.3517 | 10320.8403 | 10579.4166 | 10772.5674 | 10913.4039 | 11012.7621 | 11079.1727 | 11119.4501 | 11138.9467 | 11141.9227 | 11131.6728 | 11110.894 | 11081.8198 | 11046.1604 | 11005.2772 | 10960.1664 | 10911.6892 | 10860.5309 | 10807.237 | 10752.2416 | 10695.8901 | 10638.4572 | 10580.5263 | 0 | 0 | 0 | 0 | 0 | 0 | 0 | 0 | 0 | 0 | 0 | 0 | 0 | 0 | 0 | 0 | 0 | 0
Commercial_School_Existing_Miscellaneous_Natural Gas_Pool Heater_E2_Codes & Standards Forecast | Commercial | School | Existing | Miscellaneous | Natural Gas | Pool Heater | E2 |  | Codes & Standards Forecast | 0 | 0 | 0 | 0 | 0 | 0 | 0 | 0 | 0 | 0 | 0 | 0 | 0 | 0 | 0 | 0 | 0 | 0 | 0 | 0 | 0 | 0 | 0 | 0 | 0 | 0 | 0 | 0 | 0 | 0 | 0 | 0 | 0 | 0 | 0 | 0 | 0 | 0 | 0 | 0 | 0 | 0 | 0 | 0 | 0 | 0 | 0 | 0 | 0 | 0 | 0
Commercial_School_Existing_Miscellaneous_Natural Gas_Pool Heater_E3_Codes & Standards Forecast | Commercial | School | Existing | Miscellaneous | Natural Gas | Pool Heater | E3 |  | Codes & Standards Forecast | 0 | 0 | 0 | 0 | 0 | 0 | 0 | 0 | 0 | 0 | 0 | 0 | 0 | 0 | 0 | 0 | 0 | 0 | 0 | 0 | 0 | 0 | 0 | 0 | 0 | 0 | 0 | 0 | 0 | 0 | 0 | 0 | 0 | 0 | 0 | 0 | 0 | 0 | 0 | 0 | 0 | 0 | 0 | 0 | 0 | 0 | 0 | 0 | 0 | 0 | 0
Commercial_School_Existing_Miscellaneous_Natural Gas_Pool Heater_E4_Codes & Standards Forecast | Commercial | School | Existing | Miscellaneous | Natural Gas | Pool Heater | E4 |  | Codes & Standards Forecast | 0 | 0 | 0 | 0 | 0 | 0 | 0 | 0 | 0 | 0 | 0 | 0 | 0 | 0 | 0 | 0 | 0 | 0 | 0 | 0 | 0 | 0 | 0 | 0 | 0 | 0 | 0 | 0 | 0 | 0 | 0 | 0 | 0 | 0 | 0 | 0 | 0 | 0 | 0 | 0 | 0 | 0 | 0 | 0 | 0 | 0 | 0 | 0 | 0 | 0 | 0
Commercial_School_Existing_Miscellaneous_Natural Gas_Pool Heater_E5_Codes & Standards Forecast | Commercial | School | Existing | Miscellaneous | Natural Gas | Pool Heater | E5 |  | Codes & Standards Forecast | 0 | 0 | 0 | 0 | 0 | 0 | 0 | 0 | 0 | 0 | 0 | 0 | 0 | 0 | 0 | 0 | 0 | 0 | 0 | 0 | 0 | 0 | 0 | 0 | 0 | 0 | 0 | 0 | 0 | 0 | 0 | 0 | 0 | 0 | 0 | 0 | 0 | 0 | 0 | 0 | 0 | 0 | 0 | 0 | 0 | 0 | 0 | 0 | 0 | 0 | 0
Commercial_School_Existing_Miscellaneous_Natural Gas_Pool Heater_E6_Codes & Standards Forecast | Commercial | School | Existing | Miscellaneous | Natural Gas | Pool Heater | E6 |  | Codes & Standards Forecast | 0 | 0 | 0 | 0 | 0 | 0 | 0 | 0 | 0 | 0 | 0 | 0 | 0 | 0 | 0 | 0 | 0 | 0 | 0 | 0 | 0 | 0 | 0 | 0 | 0 | 0 | 0 | 0 | 0 | 0 | 0 | 0 | 0 | 0 | 0 | 0 | 0 | 0 | 0 | 0 | 0 | 0 | 0 | 0 | 0 | 0 | 0 | 0 | 0 | 0 | 0
Commercial_School_Existing_Miscellaneous_Natural Gas_Pool Heater_E7_Codes & Standards Forecast | Commercial | School | Existing | Miscellaneous | Natural Gas | Pool Heater | E7 |  | Codes & Standards Forecast | 0 | 0 | 0 | 0 | 0 | 0 | 0 | 0 | 0 | 0 | 0 | 0 | 0 | 0 | 0 | 0 | 0 | 0 | 0 | 0 | 0 | 0 | 0 | 0 | 0 | 0 | 0 | 0 | 0 | 0 | 0 | 0 | 0 | 0 | 0 | 0 | 0 | 0 | 0 | 0 | 0 | 0 | 0 | 0 | 0 | 0 | 0 | 0 | 0 | 0 | 0
Commercial_School_Existing_Miscellaneous_Natural Gas_Pool Heater_E8_Codes & Standards Forecast | Commercial | School | Existing | Miscellaneous | Natural Gas | Pool Heater | E8 |  | Codes & Standards Forecast | 0 | 0 | 0 | 0 | 0 | 0 | 0 | 0 | 0 | 0 | 0 | 0 | 0 | 0 | 0 | 0 | 0 | 0 | 0 | 0 | 0 | 0 | 0 | 0 | 0 | 0 | 0 | 0 | 0 | 0 | 0 | 0 | 0 | 0 | 0 | 0 | 0 | 0 | 0 | 0 | 0 | 0 | 0 | 0 | 0 | 0 | 0 | 0 | 0 | 0 | 0
Commercial_School_Existing_Miscellaneous_Natural Gas_Pool Heater_E9_Codes & Standards Forecast | Commercial | School | Existing | Miscellaneous | Natural Gas | Pool Heater | E9 |  | Codes & Standards Forecast | 0 | 0 | 0 | 0 | 0 | 0 | 0 | 0 | 0 | 0 | 0 | 0 | 0 | 0 | 0 | 0 | 0 | 0 | 0 | 0 | 0 | 0 | 0 | 0 | 0 | 0 | 0 | 0 | 0 | 0 | 0 | 0 | 0 | 0 | 0 | 0 | 0 | 0 | 0 | 0 | 0 | 0 | 0 | 0 | 0 | 0 | 0 | 0 | 0 | 0 | 0
Commercial_School_Existing_Miscellaneous_Natural Gas_Pool Heater_E10_Codes & Standards Forecast | Commercial | School | Existing | Miscellaneous | Natural Gas | Pool Heater | E10 |  | Codes & Standards Forecast | 0 | 0 | 0 | 0 | 0 | 0 | 0 | 0 | 0 | 0 | 0 | 0 | 0 | 0 | 0 | 0 | 0 | 0 | 0 | 0 | 0 | 0 | 0 | 0 | 0 | 0 | 0 | 0 | 0 | 0 | 0 | 0 | 0 | 0 | 0 | 0 | 0 | 0 | 0 | 0 | 0 | 0 | 0 | 0 | 0 | 0 | 0 | 0 | 0 | 0 | 0
Commercial_School_Existing_Miscellaneous_Natural Gas_Pool Heater_Vintage_Codes & Standards Forecast | Commercial | School | Existing | Miscellaneous | Natural Gas | Pool Heater | Vintage |  | Codes & Standards Forecast | 12667.3925 | 11762.7474 | 10615.9256 | 9270.7342 | 7781.7523 | 6181.3797 | 4912.2024 | 3906.4552 | 3108.4105 | 2473.7916 | 1968.8201 | 1566.9675 | 1247.1121 | 992.5052 | 789.8309 | 628.5198 | 500.1392 | 397.9729 | 316.6698 | 251.9708 | 200.4845 | 159.5136 | 126.9126 | 100.9721 | 80.3318 | 63.9087 | 50.8416 | 40.4449 | 32.1732 | 25.5923 | 20.3569 | 16.1919 | 12.879 | 0 | 0 | 0 | 0 | 0 | 0 | 0 | 0 | 0 | 0 | 0 | 0 | 0 | 0 | 0 | 0 | 0 | 0
Commercial_School_Existing_Miscellaneous_Natural Gas_Miscellaneous_E1_Codes & Standards Forecast | Commercial | School | Existing | Miscellaneous | Natural Gas | Miscellaneous | E1 |  | Codes & Standards Forecast | 0 | 355672.0497 | 775107.0463 | 1246348.0159 | 1643790.7805 | 1977220.8905 | 2257858.5705 | 2494796.479 | 2694839.4623 | 2862797.447 | 3003199.1803 | 3120101.21 | 3216854.2808 | 3296352.441 | 3361062.6842 | 3413214.7611 | 3454678.3957 | 3487054.8502 | 3511686.1921 | 3529717.1283 | 3542093.2983 | 3549646.3185 | 3553113.3718 | 3553100.2662 | 3550123.6913 | 3544596.0671 | 3536892.5995 | 3527333.2803 | 3516191.0052 | 3503698.4983 | 3490054.2201 | 3475427.4067 | 3460081.5685 | 0 | 0 | 0 | 0 | 0 | 0 | 0 | 0 | 0 | 0 | 0 | 0 | 0 | 0 | 0 | 0 | 0 | 0
Commercial_School_Existing_Miscellaneous_Natural Gas_Miscellaneous_E2_Codes & Standards Forecast | Commercial | School | Existing | Miscellaneous | Natural Gas | Miscellaneous | E2 |  | Codes & Standards Forecast | 0 | 0 | 0 | 0 | 0 | 0 | 0 | 0 | 0 | 0 | 0 | 0 | 0 | 0 | 0 | 0 | 0 | 0 | 0 | 0 | 0 | 0 | 0 | 0 | 0 | 0 | 0 | 0 | 0 | 0 | 0 | 0 | 0 | 0 | 0 | 0 | 0 | 0 | 0 | 0 | 0 | 0 | 0 | 0 | 0 | 0 | 0 | 0 | 0 | 0 | 0
Commercial_School_Existing_Miscellaneous_Natural Gas_Miscellaneous_E3_Codes & Standards Forecast | Commercial | School | Existing | Miscellaneous | Natural Gas | Miscellaneous | E3 |  | Codes & Standards Forecast | 0 | 0 | 0 | 0 | 0 | 0 | 0 | 0 | 0 | 0 | 0 | 0 | 0 | 0 | 0 | 0 | 0 | 0 | 0 | 0 | 0 | 0 | 0 | 0 | 0 | 0 | 0 | 0 | 0 | 0 | 0 | 0 | 0 | 0 | 0 | 0 | 0 | 0 | 0 | 0 | 0 | 0 | 0 | 0 | 0 | 0 | 0 | 0 | 0 | 0 | 0
Commercial_School_Existing_Miscellaneous_Natural Gas_Miscellaneous_E4_Codes & Standards Forecast | Commercial | School | Existing | Miscellaneous | Natural Gas | Miscellaneous | E4 |  | Codes & Standards Forecast | 0 | 0 | 0 | 0 | 0 | 0 | 0 | 0 | 0 | 0 | 0 | 0 | 0 | 0 | 0 | 0 | 0 | 0 | 0 | 0 | 0 | 0 | 0 | 0 | 0 | 0 | 0 | 0 | 0 | 0 | 0 | 0 | 0 | 0 | 0 | 0 | 0 | 0 | 0 | 0 | 0 | 0 | 0 | 0 | 0 | 0 | 0 | 0 | 0 | 0 | 0
Commercial_School_Existing_Miscellaneous_Natural Gas_Miscellaneous_E5_Codes & Standards Forecast | Commercial | School | Existing | Miscellaneous | Natural Gas | Miscellaneous | E5 |  | Codes & Standards Forecast | 0 | 0 | 0 | 0 | 0 | 0 | 0 | 0 | 0 | 0 | 0 | 0 | 0 | 0 | 0 | 0 | 0 | 0 | 0 | 0 | 0 | 0 | 0 | 0 | 0 | 0 | 0 | 0 | 0 | 0 | 0 | 0 | 0 | 0 | 0 | 0 | 0 | 0 | 0 | 0 | 0 | 0 | 0 | 0 | 0 | 0 | 0 | 0 | 0 | 0 | 0
Commercial_School_Existing_Miscellaneous_Natural Gas_Miscellaneous_E6_Codes & Standards Forecast | Commercial | School | Existing | Miscellaneous | Natural Gas | Miscellaneous | E6 |  | Codes & Standards Forecast | 0 | 0 | 0 | 0 | 0 | 0 | 0 | 0 | 0 | 0 | 0 | 0 | 0 | 0 | 0 | 0 | 0 | 0 | 0 | 0 | 0 | 0 | 0 | 0 | 0 | 0 | 0 | 0 | 0 | 0 | 0 | 0 | 0 | 0 | 0 | 0 | 0 | 0 | 0 | 0 | 0 | 0 | 0 | 0 | 0 | 0 | 0 | 0 | 0 | 0 | 0
Commercial_School_Existing_Miscellaneous_Natural Gas_Miscellaneous_E7_Codes & Standards Forecast | Commercial | School | Existing | Miscellaneous | Natural Gas | Miscellaneous | E7 |  | Codes & Standards Forecast | 0 | 0 | 0 | 0 | 0 | 0 | 0 | 0 | 0 | 0 | 0 | 0 | 0 | 0 | 0 | 0 | 0 | 0 | 0 | 0 | 0 | 0 | 0 | 0 | 0 | 0 | 0 | 0 | 0 | 0 | 0 | 0 | 0 | 0 | 0 | 0 | 0 | 0 | 0 | 0 | 0 | 0 | 0 | 0 | 0 | 0 | 0 | 0 | 0 | 0 | 0
Commercial_School_Existing_Miscellaneous_Natural Gas_Miscellaneous_E8_Codes & Standards Forecast | Commercial | School | Existing | Miscellaneous | Natural Gas | Miscellaneous | E8 |  | Codes & Standards Forecast | 0 | 0 | 0 | 0 | 0 | 0 | 0 | 0 | 0 | 0 | 0 | 0 | 0 | 0 | 0 | 0 | 0 | 0 | 0 | 0 | 0 | 0 | 0 | 0 | 0 | 0 | 0 | 0 | 0 | 0 | 0 | 0 | 0 | 0 | 0 | 0 | 0 | 0 | 0 | 0 | 0 | 0 | 0 | 0 | 0 | 0 | 0 | 0 | 0 | 0 | 0
Commercial_School_Existing_Miscellaneous_Natural Gas_Miscellaneous_E9_Codes & Standards Forecast | Commercial | School | Existing | Miscellaneous | Natural Gas | Miscellaneous | E9 |  | Codes & Standards Forecast | 0 | 0 | 0 | 0 | 0 | 0 | 0 | 0 | 0 | 0 | 0 | 0 | 0 | 0 | 0 | 0 | 0 | 0 | 0 | 0 | 0 | 0 | 0 | 0 | 0 | 0 | 0 | 0 | 0 | 0 | 0 | 0 | 0 | 0 | 0 | 0 | 0 | 0 | 0 | 0 | 0 | 0 | 0 | 0 | 0 | 0 | 0 | 0 | 0 | 0 | 0
Commercial_School_Existing_Miscellaneous_Natural Gas_Miscellaneous_E10_Codes & Standards Forecast | Commercial | School | Existing | Miscellaneous | Natural Gas | Miscellaneous | E10 |  | Codes & Standards Forecast | 0 | 0 | 0 | 0 | 0 | 0 | 0 | 0 | 0 | 0 | 0 | 0 | 0 | 0 | 0 | 0 | 0 | 0 | 0 | 0 | 0 | 0 | 0 | 0 | 0 | 0 | 0 | 0 | 0 | 0 | 0 | 0 | 0 | 0 | 0 | 0 | 0 | 0 | 0 | 0 | 0 | 0 | 0 | 0 | 0 | 0 | 0 | 0 | 0 | 0 | 0
Commercial_School_Existing_Miscellaneous_Natural Gas_Miscellaneous_Vintage_Codes & Standards Forecast | Commercial | School | Existing | Miscellaneous | Natural Gas | Miscellaneous | Vintage |  | Codes & Standards Forecast | 4170726.9641 | 3793835.197 | 3353180.4831 | 2856313.879 | 2432579.457 | 2070323.8108 | 1762756.5357 | 1501973.1022 | 1280503.8768 | 1091864.7907 | 931054.307 | 793948.2475 | 677019.0997 | 577286.5665 | 492216.2725 | 419666.2714 | 357799.0838 | 305045.7646 | 260064.6695 | 221711.5198 | 189008.7483 | 161124.7091 | 137351.1283 | 117082.5318 | 99802.5667 | 85070.2144 | 72510.2492 | 61802.6588 | 52674.5273 | 44893.1101 | 38259.9262 | 32605.7188 | 27787.1131 | 0 | 0 | 0 | 0 | 0 | 0 | 0 | 0 | 0 | 0 | 0 | 0 | 0 | 0 | 0 | 0 | 0 | 0
Commercial_School_New_Space Heating_Natural Gas_Furnace_E1_Codes & Standards Forecast | Commercial | School | New | Space Heating | Natural Gas | Furnace | E1 |  | Codes & Standards Forecast | 0 | 8022.965 | 46720.7049 | 71451.271 | 103346.3135 | 146631.3834 | 187088.8574 | 222946.7668 | 255196.5715 | 286335.0775 | 317067.4009 | 347494.405 | 377879.7206 | 408351.9785 | 439011.6714 | 469727.8487 | 500452.4205 | 531137.1897 | 561781.525 | 592384.7877 | 622994.5947 | 653610.9898 | 684190.8583 | 714733.7026 | 745239.0203 | 775749.4629 | 806265.0605 | 836785.8433 | 867311.8414 | 897843.0855 | 928379.6062 | 958921.4344 | 972677.8512 | 0 | 0 | 0 | 0 | 0 | 0 | 0 | 0 | 0 | 0 | 0 | 0 | 0 | 0 | 0 | 0 | 0 | 0
Commercial_School_New_Space Heating_Natural Gas_Furnace_E2_Codes & Standards Forecast | Commercial | School | New | Space Heating | Natural Gas | Furnace | E2 |  | Codes & Standards Forecast | 0 | 0 | 0 | 0 | 0 | 0 | 0 | 0 | 0 | 0 | 0 | 0 | 0 | 0 | 0 | 0 | 0 | 0 | 0 | 0 | 0 | 0 | 0 | 0 | 0 | 0 | 0 | 0 | 0 | 0 | 0 | 0 | 0 | 0 | 0 | 0 | 0 | 0 | 0 | 0 | 0 | 0 | 0 | 0 | 0 | 0 | 0 | 0 | 0 | 0 | 0
Commercial_School_New_Space Heating_Natural Gas_Furnace_E3_Codes & Standards Forecast | Commercial | School | New | Space Heating | Natural Gas | Furnace | E3 |  | Codes & Standards Forecast | 0 | 0 | 0 | 0 | 0 | 0 | 0 | 0 | 0 | 0 | 0 | 0 | 0 | 0 | 0 | 0 | 0 | 0 | 0 | 0 | 0 | 0 | 0 | 0 | 0 | 0 | 0 | 0 | 0 | 0 | 0 | 0 | 0 | 0 | 0 | 0 | 0 | 0 | 0 | 0 | 0 | 0 | 0 | 0 | 0 | 0 | 0 | 0 | 0 | 0 | 0
Commercial_School_New_Space Heating_Natural Gas_Furnace_E4_Codes & Standards Forecast | Commercial | School | New | Space Heating | Natural Gas | Furnace | E4 |  | Codes & Standards Forecast | 0 | 0 | 0 | 0 | 0 | 0 | 0 | 0 | 0 | 0 | 0 | 0 | 0 | 0 | 0 | 0 | 0 | 0 | 0 | 0 | 0 | 0 | 0 | 0 | 0 | 0 | 0 | 0 | 0 | 0 | 0 | 0 | 0 | 0 | 0 | 0 | 0 | 0 | 0 | 0 | 0 | 0 | 0 | 0 | 0 | 0 | 0 | 0 | 0 | 0 | 0
Commercial_School_New_Space Heating_Natural Gas_Furnace_E5_Codes & Standards Forecast | Commercial | School | New | Space Heating | Natural Gas | Furnace | E5 |  | Codes & Standards Forecast | 0 | 0 | 0 | 0 | 0 | 0 | 0 | 0 | 0 | 0 | 0 | 0 | 0 | 0 | 0 | 0 | 0 | 0 | 0 | 0 | 0 | 0 | 0 | 0 | 0 | 0 | 0 | 0 | 0 | 0 | 0 | 0 | 0 | 0 | 0 | 0 | 0 | 0 | 0 | 0 | 0 | 0 | 0 | 0 | 0 | 0 | 0 | 0 | 0 | 0 | 0
Commercial_School_New_Space Heating_Natural Gas_Furnace_E6_Codes & Standards Forecast | Commercial | School | New | Space Heating | Natural Gas | Furnace | E6 |  | Codes & Standards Forecast | 0 | 0 | 0 | 0 | 0 | 0 | 0 | 0 | 0 | 0 | 0 | 0 | 0 | 0 | 0 | 0 | 0 | 0 | 0 | 0 | 0 | 0 | 0 | 0 | 0 | 0 | 0 | 0 | 0 | 0 | 0 | 0 | 0 | 0 | 0 | 0 | 0 | 0 | 0 | 0 | 0 | 0 | 0 | 0 | 0 | 0 | 0 | 0 | 0 | 0 | 0
Commercial_School_New_Space Heating_Natural Gas_Furnace_E7_Codes & Standards Forecast | Commercial | School | New | Space Heating | Natural Gas | Furnace | E7 |  | Codes & Standards Forecast | 0 | 0 | 0 | 0 | 0 | 0 | 0 | 0 | 0 | 0 | 0 | 0 | 0 | 0 | 0 | 0 | 0 | 0 | 0 | 0 | 0 | 0 | 0 | 0 | 0 | 0 | 0 | 0 | 0 | 0 | 0 | 0 | 0 | 0 | 0 | 0 | 0 | 0 | 0 | 0 | 0 | 0 | 0 | 0 | 0 | 0 | 0 | 0 | 0 | 0 | 0
Commercial_School_New_Space Heating_Natural Gas_Furnace_E8_Codes & Standards Forecast | Commercial | School | New | Space Heating | Natural Gas | Furnace | E8 |  | Codes & Standards Forecast | 0 | 0 | 0 | 0 | 0 | 0 | 0 | 0 | 0 | 0 | 0 | 0 | 0 | 0 | 0 | 0 | 0 | 0 | 0 | 0 | 0 | 0 | 0 | 0 | 0 | 0 | 0 | 0 | 0 | 0 | 0 | 0 | 0 | 0 | 0 | 0 | 0 | 0 | 0 | 0 | 0 | 0 | 0 | 0 | 0 | 0 | 0 | 0 | 0 | 0 | 0
Commercial_School_New_Space Heating_Natural Gas_Furnace_E9_Codes & Standards Forecast | Commercial | School | New | Space Heating | Natural Gas | Furnace | E9 |  | Codes & Standards Forecast | 0 | 0 | 0 | 0 | 0 | 0 | 0 | 0 | 0 | 0 | 0 | 0 | 0 | 0 | 0 | 0 | 0 | 0 | 0 | 0 | 0 | 0 | 0 | 0 | 0 | 0 | 0 | 0 | 0 | 0 | 0 | 0 | 0 | 0 | 0 | 0 | 0 | 0 | 0 | 0 | 0 | 0 | 0 | 0 | 0 | 0 | 0 | 0 | 0 | 0 | 0
Commercial_School_New_Space Heating_Natural Gas_Furnace_E10_Codes & Standards Forecast | Commercial | School | New | Space Heating | Natural Gas | Furnace | E10 |  | Codes & Standards Forecast | 0 | 0 | 0 | 0 | 0 | 0 | 0 | 0 | 0 | 0 | 0 | 0 | 0 | 0 | 0 | 0 | 0 | 0 | 0 | 0 | 0 | 0 | 0 | 0 | 0 | 0 | 0 | 0 | 0 | 0 | 0 | 0 | 0 | 0 | 0 | 0 | 0 | 0 | 0 | 0 | 0 | 0 | 0 | 0 | 0 | 0 | 0 | 0 | 0 | 0 | 0
Commercial_School_New_Space Heating_Natural Gas_Furnace_Vintage_Codes & Standards Forecast | Commercial | School | New | Space Heating | Natural Gas | Furnace | Vintage |  | Codes & Standards Forecast | 0 | 0 | 0 | 0 | 0 | 0 | 0 | 0 | 0 | 0 | 0 | 0 | 0 | 0 | 0 | 0 | 0 | 0 | 0 | 0 | 0 | 0 | 0 | 0 | 0 | 0 | 0 | 0 | 0 | 0 | 0 | 0 | 0 | 0 | 0 | 0 | 0 | 0 | 0 | 0 | 0 | 0 | 0 | 0 | 0 | 0 | 0 | 0 | 0 | 0 | 0
Commercial_School_New_Space Heating_Natural Gas_Boiler_E1_Codes & Standards Forecast | Commercial | School | New | Space Heating | Natural Gas | Boiler | E1 |  | Codes & Standards Forecast | 0 | 19700.426 | 114722.8969 | 175448.911 | 253767.3285 | 360054.0084 | 459397.5141 | 547446.7689 | 626636.3064 | 703097.0452 | 778560.4007 | 853274.0435 | 927885.3198 | 1002710.0834 | 1077995.0947 | 1153418.8032 | 1228863.1249 | 1304209.711 | 1379457.0112 | 1454603.4579 | 1529765.9739 | 1604944.667 | 1680033.6689 | 1755031.7578 | 1829937.6997 | 1904856.2261 | 1979787.4106 | 2054731.3272 | 2129688.0503 | 2204657.6548 | 2279640.216 | 2354635.8096 | 2388414.7517 | 0 | 0 | 0 | 0 | 0 | 0 | 0 | 0 | 0 | 0 | 0 | 0 | 0 | 0 | 0 | 0 | 0 | 0
Commercial_School_New_Space Heating_Natural Gas_Boiler_E2_Codes & Standards Forecast | Commercial | School | New | Space Heating | Natural Gas | Boiler | E2 |  | Codes & Standards Forecast | 0 | 0 | 0 | 0 | 0 | 0 | 0 | 0 | 0 | 0 | 0 | 0 | 0 | 0 | 0 | 0 | 0 | 0 | 0 | 0 | 0 | 0 | 0 | 0 | 0 | 0 | 0 | 0 | 0 | 0 | 0 | 0 | 0 | 0 | 0 | 0 | 0 | 0 | 0 | 0 | 0 | 0 | 0 | 0 | 0 | 0 | 0 | 0 | 0 | 0 | 0
Commercial_School_New_Space Heating_Natural Gas_Boiler_E3_Codes & Standards Forecast | Commercial | School | New | Space Heating | Natural Gas | Boiler | E3 |  | Codes & Standards Forecast | 0 | 0 | 0 | 0 | 0 | 0 | 0 | 0 | 0 | 0 | 0 | 0 | 0 | 0 | 0 | 0 | 0 | 0 | 0 | 0 | 0 | 0 | 0 | 0 | 0 | 0 | 0 | 0 | 0 | 0 | 0 | 0 | 0 | 0 | 0 | 0 | 0 | 0 | 0 | 0 | 0 | 0 | 0 | 0 | 0 | 0 | 0 | 0 | 0 | 0 | 0
Commercial_School_New_Space Heating_Natural Gas_Boiler_E4_Codes & Standards Forecast | Commercial | School | New | Space Heating | Natural Gas | Boiler | E4 |  | Codes & Standards Forecast | 0 | 0 | 0 | 0 | 0 | 0 | 0 | 0 | 0 | 0 | 0 | 0 | 0 | 0 | 0 | 0 | 0 | 0 | 0 | 0 | 0 | 0 | 0 | 0 | 0 | 0 | 0 | 0 | 0 | 0 | 0 | 0 | 0 | 0 | 0 | 0 | 0 | 0 | 0 | 0 | 0 | 0 | 0 | 0 | 0 | 0 | 0 | 0 | 0 | 0 | 0
Commercial_School_New_Space Heating_Natural Gas_Boiler_E5_Codes & Standards Forecast | Commercial | School | New | Space Heating | Natural Gas | Boiler | E5 |  | Codes & Standards Forecast | 0 | 0 | 0 | 0 | 0 | 0 | 0 | 0 | 0 | 0 | 0 | 0 | 0 | 0 | 0 | 0 | 0 | 0 | 0 | 0 | 0 | 0 | 0 | 0 | 0 | 0 | 0 | 0 | 0 | 0 | 0 | 0 | 0 | 0 | 0 | 0 | 0 | 0 | 0 | 0 | 0 | 0 | 0 | 0 | 0 | 0 | 0 | 0 | 0 | 0 | 0
Commercial_School_New_Space Heating_Natural Gas_Boiler_E6_Codes & Standards Forecast | Commercial | School | New | Space Heating | Natural Gas | Boiler | E6 |  | Codes & Standards Forecast | 0 | 0 | 0 | 0 | 0 | 0 | 0 | 0 | 0 | 0 | 0 | 0 | 0 | 0 | 0 | 0 | 0 | 0 | 0 | 0 | 0 | 0 | 0 | 0 | 0 | 0 | 0 | 0 | 0 | 0 | 0 | 0 | 0 | 0 | 0 | 0 | 0 | 0 | 0 | 0 | 0 | 0 | 0 | 0 | 0 | 0 | 0 | 0 | 0 | 0 | 0
Commercial_School_New_Space Heating_Natural Gas_Boiler_E7_Codes & Standards Forecast | Commercial | School | New | Space Heating | Natural Gas | Boiler | E7 |  | Codes & Standards Forecast | 0 | 0 | 0 | 0 | 0 | 0 | 0 | 0 | 0 | 0 | 0 | 0 | 0 | 0 | 0 | 0 | 0 | 0 | 0 | 0 | 0 | 0 | 0 | 0 | 0 | 0 | 0 | 0 | 0 | 0 | 0 | 0 | 0 | 0 | 0 | 0 | 0 | 0 | 0 | 0 | 0 | 0 | 0 | 0 | 0 | 0 | 0 | 0 | 0 | 0 | 0
Commercial_School_New_Space Heating_Natural Gas_Boiler_E8_Codes & Standards Forecast | Commercial | School | New | Space Heating | Natural Gas | Boiler | E8 |  | Codes & Standards Forecast | 0 | 0 | 0 | 0 | 0 | 0 | 0 | 0 | 0 | 0 | 0 | 0 | 0 | 0 | 0 | 0 | 0 | 0 | 0 | 0 | 0 | 0 | 0 | 0 | 0 | 0 | 0 | 0 | 0 | 0 | 0 | 0 | 0 | 0 | 0 | 0 | 0 | 0 | 0 | 0 | 0 | 0 | 0 | 0 | 0 | 0 | 0 | 0 | 0 | 0 | 0
Commercial_School_New_Space Heating_Natural Gas_Boiler_E9_Codes & Standards Forecast | Commercial | School | New | Space Heating | Natural Gas | Boiler | E9 |  | Codes & Standards Forecast | 0 | 0 | 0 | 0 | 0 | 0 | 0 | 0 | 0 | 0 | 0 | 0 | 0 | 0 | 0 | 0 | 0 | 0 | 0 | 0 | 0 | 0 | 0 | 0 | 0 | 0 | 0 | 0 | 0 | 0 | 0 | 0 | 0 | 0 | 0 | 0 | 0 | 0 | 0 | 0 | 0 | 0 | 0 | 0 | 0 | 0 | 0 | 0 | 0 | 0 | 0
Commercial_School_New_Space Heating_Natural Gas_Boiler_E10_Codes & Standards Forecast | Commercial | School | New | Space Heating | Natural Gas | Boiler | E10 |  | Codes & Standards Forecast | 0 | 0 | 0 | 0 | 0 | 0 | 0 | 0 | 0 | 0 | 0 | 0 | 0 | 0 | 0 | 0 | 0 | 0 | 0 | 0 | 0 | 0 | 0 | 0 | 0 | 0 | 0 | 0 | 0 | 0 | 0 | 0 | 0 | 0 | 0 | 0 | 0 | 0 | 0 | 0 | 0 | 0 | 0 | 0 | 0 | 0 | 0 | 0 | 0 | 0 | 0
Commercial_School_New_Space Heating_Natural Gas_Boiler_Vintage_Codes & Standards Forecast | Commercial | School | New | Space Heating | Natural Gas | Boiler | Vintage |  | Codes & Standards Forecast | 0 | 0 | 0 | 0 | 0 | 0 | 0 | 0 | 0 | 0 | 0 | 0 | 0 | 0 | 0 | 0 | 0 | 0 | 0 | 0 | 0 | 0 | 0 | 0 | 0 | 0 | 0 | 0 | 0 | 0 | 0 | 0 | 0 | 0 | 0 | 0 | 0 | 0 | 0 | 0 | 0 | 0 | 0 | 0 | 0 | 0 | 0 | 0 | 0 | 0 | 0
Commercial_School_New_Space Heating_Natural Gas_Unit Heater_E1_Codes & Standards Forecast | Commercial | School | New | Space Heating | Natural Gas | Unit Heater | E1 |  | Codes & Standards Forecast | 0 | 1409.2744 | 8206.7284 | 12550.7776 | 18153.3033 | 25756.545 | 32863.1052 | 39161.7286 | 44826.5701 | 50296.2063 | 55694.4946 | 61039.1519 | 66376.4865 | 71729.0929 | 77114.6232 | 82510.0753 | 87907.0019 | 93296.937 | 98679.7697 | 104055.3877 | 109432.1553 | 114810.0802 | 120181.5889 | 125546.5942 | 130905.0077 | 136264.3215 | 141624.5407 | 146985.6708 | 152347.7169 | 157710.6846 | 163074.5791 | 168439.4058 | 170855.7901 | 0 | 0 | 0 | 0 | 0 | 0 | 0 | 0 | 0 | 0 | 0 | 0 | 0 | 0 | 0 | 0 | 0 | 0
Commercial_School_New_Space Heating_Natural Gas_Unit Heater_E2_Codes & Standards Forecast | Commercial | School | New | Space Heating | Natural Gas | Unit Heater | E2 |  | Codes & Standards Forecast | 0 | 0 | 0 | 0 | 0 | 0 | 0 | 0 | 0 | 0 | 0 | 0 | 0 | 0 | 0 | 0 | 0 | 0 | 0 | 0 | 0 | 0 | 0 | 0 | 0 | 0 | 0 | 0 | 0 | 0 | 0 | 0 | 0 | 0 | 0 | 0 | 0 | 0 | 0 | 0 | 0 | 0 | 0 | 0 | 0 | 0 | 0 | 0 | 0 | 0 | 0
Commercial_School_New_Space Heating_Natural Gas_Unit Heater_E3_Codes & Standards Forecast | Commercial | School | New | Space Heating | Natural Gas | Unit Heater | E3 |  | Codes & Standards Forecast | 0 | 0 | 0 | 0 | 0 | 0 | 0 | 0 | 0 | 0 | 0 | 0 | 0 | 0 | 0 | 0 | 0 | 0 | 0 | 0 | 0 | 0 | 0 | 0 | 0 | 0 | 0 | 0 | 0 | 0 | 0 | 0 | 0 | 0 | 0 | 0 | 0 | 0 | 0 | 0 | 0 | 0 | 0 | 0 | 0 | 0 | 0 | 0 | 0 | 0 | 0
Commercial_School_New_Space Heating_Natural Gas_Unit Heater_E4_Codes & Standards Forecast | Commercial | School | New | Space Heating | Natural Gas | Unit Heater | E4 |  | Codes & Standards Forecast | 0 | 0 | 0 | 0 | 0 | 0 | 0 | 0 | 0 | 0 | 0 | 0 | 0 | 0 | 0 | 0 | 0 | 0 | 0 | 0 | 0 | 0 | 0 | 0 | 0 | 0 | 0 | 0 | 0 | 0 | 0 | 0 | 0 | 0 | 0 | 0 | 0 | 0 | 0 | 0 | 0 | 0 | 0 | 0 | 0 | 0 | 0 | 0 | 0 | 0 | 0
Commercial_School_New_Space Heating_Natural Gas_Unit Heater_E5_Codes & Standards Forecast | Commercial | School | New | Space Heating | Natural Gas | Unit Heater | E5 |  | Codes & Standards Forecast | 0 | 0 | 0 | 0 | 0 | 0 | 0 | 0 | 0 | 0 | 0 | 0 | 0 | 0 | 0 | 0 | 0 | 0 | 0 | 0 | 0 | 0 | 0 | 0 | 0 | 0 | 0 | 0 | 0 | 0 | 0 | 0 | 0 | 0 | 0 | 0 | 0 | 0 | 0 | 0 | 0 | 0 | 0 | 0 | 0 | 0 | 0 | 0 | 0 | 0 | 0
Commercial_School_New_Space Heating_Natural Gas_Unit Heater_E6_Codes & Standards Forecast | Commercial | School | New | Space Heating | Natural Gas | Unit Heater | E6 |  | Codes & Standards Forecast | 0 | 0 | 0 | 0 | 0 | 0 | 0 | 0 | 0 | 0 | 0 | 0 | 0 | 0 | 0 | 0 | 0 | 0 | 0 | 0 | 0 | 0 | 0 | 0 | 0 | 0 | 0 | 0 | 0 | 0 | 0 | 0 | 0 | 0 | 0 | 0 | 0 | 0 | 0 | 0 | 0 | 0 | 0 | 0 | 0 | 0 | 0 | 0 | 0 | 0 | 0
Commercial_School_New_Space Heating_Natural Gas_Unit Heater_E7_Codes & Standards Forecast | Commercial | School | New | Space Heating | Natural Gas | Unit Heater | E7 |  | Codes & Standards Forecast | 0 | 0 | 0 | 0 | 0 | 0 | 0 | 0 | 0 | 0 | 0 | 0 | 0 | 0 | 0 | 0 | 0 | 0 | 0 | 0 | 0 | 0 | 0 | 0 | 0 | 0 | 0 | 0 | 0 | 0 | 0 | 0 | 0 | 0 | 0 | 0 | 0 | 0 | 0 | 0 | 0 | 0 | 0 | 0 | 0 | 0 | 0 | 0 | 0 | 0 | 0
Commercial_School_New_Space Heating_Natural Gas_Unit Heater_E8_Codes & Standards Forecast | Commercial | School | New | Space Heating | Natural Gas | Unit Heater | E8 |  | Codes & Standards Forecast | 0 | 0 | 0 | 0 | 0 | 0 | 0 | 0 | 0 | 0 | 0 | 0 | 0 | 0 | 0 | 0 | 0 | 0 | 0 | 0 | 0 | 0 | 0 | 0 | 0 | 0 | 0 | 0 | 0 | 0 | 0 | 0 | 0 | 0 | 0 | 0 | 0 | 0 | 0 | 0 | 0 | 0 | 0 | 0 | 0 | 0 | 0 | 0 | 0 | 0 | 0
Commercial_School_New_Space Heating_Natural Gas_Unit Heater_E9_Codes & Standards Forecast | Commercial | School | New | Space Heating | Natural Gas | Unit Heater | E9 |  | Codes & Standards Forecast | 0 | 0 | 0 | 0 | 0 | 0 | 0 | 0 | 0 | 0 | 0 | 0 | 0 | 0 | 0 | 0 | 0 | 0 | 0 | 0 | 0 | 0 | 0 | 0 | 0 | 0 | 0 | 0 | 0 | 0 | 0 | 0 | 0 | 0 | 0 | 0 | 0 | 0 | 0 | 0 | 0 | 0 | 0 | 0 | 0 | 0 | 0 | 0 | 0 | 0 | 0
Commercial_School_New_Space Heating_Natural Gas_Unit Heater_E10_Codes & Standards Forecast | Commercial | School | New | Space Heating | Natural Gas | Unit Heater | E10 |  | Codes & Standards Forecast | 0 | 0 | 0 | 0 | 0 | 0 | 0 | 0 | 0 | 0 | 0 | 0 | 0 | 0 | 0 | 0 | 0 | 0 | 0 | 0 | 0 | 0 | 0 | 0 | 0 | 0 | 0 | 0 | 0 | 0 | 0 | 0 | 0 | 0 | 0 | 0 | 0 | 0 | 0 | 0 | 0 | 0 | 0 | 0 | 0 | 0 | 0 | 0 | 0 | 0 | 0
Commercial_School_New_Space Heating_Natural Gas_Unit Heater_Vintage_Codes & Standards Forecast | Commercial | School | New | Space Heating | Natural Gas | Unit Heater | Vintage |  | Codes & Standards Forecast | 0 | 0 | 0 | 0 | 0 | 0 | 0 | 0 | 0 | 0 | 0 | 0 | 0 | 0 | 0 | 0 | 0 | 0 | 0 | 0 | 0 | 0 | 0 | 0 | 0 | 0 | 0 | 0 | 0 | 0 | 0 | 0 | 0 | 0 | 0 | 0 | 0 | 0 | 0 | 0 | 0 | 0 | 0 | 0 | 0 | 0 | 0 | 0 | 0 | 0 | 0
Commercial_School_New_Water Heating_Natural Gas_Water Heater_E1_Codes & Standards Forecast | Commercial | School | New | Water Heating | Natural Gas | Water Heater | E1 |  | Codes & Standards Forecast | 0 | 28806.706 | 167752.147 | 256548.0153 | 371068.1592 | 526484.5515 | 671748.3725 | 800497.3139 | 916291.2426 | 1028095.0188 | 1138440.3835 | 1247689.4901 | 1356788.9124 | 1466200.504 | 1576285.0871 | 1686572.4785 | 1796890.0112 | 1907064.6313 | 2017094.0719 | 2126976.0406 | 2236881.5064 | 2346810.6271 | 2456608.5979 | 2566273.6321 | 2675803.9257 | 2785352.6209 | 2894919.8251 | 3004505.6466 | 3114110.1943 | 3223733.5777 | 3333375.9068 | 3443037.2925 | 3492430.1357 | 0 | 0 | 0 | 0 | 0 | 0 | 0 | 0 | 0 | 0 | 0 | 0 | 0 | 0 | 0 | 0 | 0 | 0
Commercial_School_New_Water Heating_Natural Gas_Water Heater_E2_Codes & Standards Forecast | Commercial | School | New | Water Heating | Natural Gas | Water Heater | E2 |  | Codes & Standards Forecast | 0 | 0 | 0 | 0 | 0 | 0 | 0 | 0 | 0 | 0 | 0 | 0 | 0 | 0 | 0 | 0 | 0 | 0 | 0 | 0 | 0 | 0 | 0 | 0 | 0 | 0 | 0 | 0 | 0 | 0 | 0 | 0 | 0 | 0 | 0 | 0 | 0 | 0 | 0 | 0 | 0 | 0 | 0 | 0 | 0 | 0 | 0 | 0 | 0 | 0 | 0
Commercial_School_New_Water Heating_Natural Gas_Water Heater_E3_Codes & Standards Forecast | Commercial | School | New | Water Heating | Natural Gas | Water Heater | E3 |  | Codes & Standards Forecast | 0 | 0 | 0 | 0 | 0 | 0 | 0 | 0 | 0 | 0 | 0 | 0 | 0 | 0 | 0 | 0 | 0 | 0 | 0 | 0 | 0 | 0 | 0 | 0 | 0 | 0 | 0 | 0 | 0 | 0 | 0 | 0 | 0 | 0 | 0 | 0 | 0 | 0 | 0 | 0 | 0 | 0 | 0 | 0 | 0 | 0 | 0 | 0 | 0 | 0 | 0
Commercial_School_New_Water Heating_Natural Gas_Water Heater_E4_Codes & Standards Forecast | Commercial | School | New | Water Heating | Natural Gas | Water Heater | E4 |  | Codes & Standards Forecast | 0 | 0 | 0 | 0 | 0 | 0 | 0 | 0 | 0 | 0 | 0 | 0 | 0 | 0 | 0 | 0 | 0 | 0 | 0 | 0 | 0 | 0 | 0 | 0 | 0 | 0 | 0 | 0 | 0 | 0 | 0 | 0 | 0 | 0 | 0 | 0 | 0 | 0 | 0 | 0 | 0 | 0 | 0 | 0 | 0 | 0 | 0 | 0 | 0 | 0 | 0
Commercial_School_New_Water Heating_Natural Gas_Water Heater_E5_Codes & Standards Forecast | Commercial | School | New | Water Heating | Natural Gas | Water Heater | E5 |  | Codes & Standards Forecast | 0 | 0 | 0 | 0 | 0 | 0 | 0 | 0 | 0 | 0 | 0 | 0 | 0 | 0 | 0 | 0 | 0 | 0 | 0 | 0 | 0 | 0 | 0 | 0 | 0 | 0 | 0 | 0 | 0 | 0 | 0 | 0 | 0 | 0 | 0 | 0 | 0 | 0 | 0 | 0 | 0 | 0 | 0 | 0 | 0 | 0 | 0 | 0 | 0 | 0 | 0
Commercial_School_New_Water Heating_Natural Gas_Water Heater_E6_Codes & Standards Forecast | Commercial | School | New | Water Heating | Natural Gas | Water Heater | E6 |  | Codes & Standards Forecast | 0 | 0 | 0 | 0 | 0 | 0 | 0 | 0 | 0 | 0 | 0 | 0 | 0 | 0 | 0 | 0 | 0 | 0 | 0 | 0 | 0 | 0 | 0 | 0 | 0 | 0 | 0 | 0 | 0 | 0 | 0 | 0 | 0 | 0 | 0 | 0 | 0 | 0 | 0 | 0 | 0 | 0 | 0 | 0 | 0 | 0 | 0 | 0 | 0 | 0 | 0
Commercial_School_New_Water Heating_Natural Gas_Water Heater_E7_Codes & Standards Forecast | Commercial | School | New | Water Heating | Natural Gas | Water Heater | E7 |  | Codes & Standards Forecast | 0 | 0 | 0 | 0 | 0 | 0 | 0 | 0 | 0 | 0 | 0 | 0 | 0 | 0 | 0 | 0 | 0 | 0 | 0 | 0 | 0 | 0 | 0 | 0 | 0 | 0 | 0 | 0 | 0 | 0 | 0 | 0 | 0 | 0 | 0 | 0 | 0 | 0 | 0 | 0 | 0 | 0 | 0 | 0 | 0 | 0 | 0 | 0 | 0 | 0 | 0
Commercial_School_New_Water Heating_Natural Gas_Water Heater_E8_Codes & Standards Forecast | Commercial | School | New | Water Heating | Natural Gas | Water Heater | E8 |  | Codes & Standards Forecast | 0 | 0 | 0 | 0 | 0 | 0 | 0 | 0 | 0 | 0 | 0 | 0 | 0 | 0 | 0 | 0 | 0 | 0 | 0 | 0 | 0 | 0 | 0 | 0 | 0 | 0 | 0 | 0 | 0 | 0 | 0 | 0 | 0 | 0 | 0 | 0 | 0 | 0 | 0 | 0 | 0 | 0 | 0 | 0 | 0 | 0 | 0 | 0 | 0 | 0 | 0
Commercial_School_New_Water Heating_Natural Gas_Water Heater_E9_Codes & Standards Forecast | Commercial | School | New | Water Heating | Natural Gas | Water Heater | E9 |  | Codes & Standards Forecast | 0 | 0 | 0 | 0 | 0 | 0 | 0 | 0 | 0 | 0 | 0 | 0 | 0 | 0 | 0 | 0 | 0 | 0 | 0 | 0 | 0 | 0 | 0 | 0 | 0 | 0 | 0 | 0 | 0 | 0 | 0 | 0 | 0 | 0 | 0 | 0 | 0 | 0 | 0 | 0 | 0 | 0 | 0 | 0 | 0 | 0 | 0 | 0 | 0 | 0 | 0
Commercial_School_New_Water Heating_Natural Gas_Water Heater_E10_Codes & Standards Forecast | Commercial | School | New | Water Heating | Natural Gas | Water Heater | E10 |  | Codes & Standards Forecast | 0 | 0 | 0 | 0 | 0 | 0 | 0 | 0 | 0 | 0 | 0 | 0 | 0 | 0 | 0 | 0 | 0 | 0 | 0 | 0 | 0 | 0 | 0 | 0 | 0 | 0 | 0 | 0 | 0 | 0 | 0 | 0 | 0 | 0 | 0 | 0 | 0 | 0 | 0 | 0 | 0 | 0 | 0 | 0 | 0 | 0 | 0 | 0 | 0 | 0 | 0
Commercial_School_New_Water Heating_Natural Gas_Water Heater_Vintage_Codes & Standards Forecast | Commercial | School | New | Water Heating | Natural Gas | Water Heater | Vintage |  | Codes & Standards Forecast | 0 | 0 | 0 | 0 | 0 | 0 | 0 | 0 | 0 | 0 | 0 | 0 | 0 | 0 | 0 | 0 | 0 | 0 | 0 | 0 | 0 | 0 | 0 | 0 | 0 | 0 | 0 | 0 | 0 | 0 | 0 | 0 | 0 | 0 | 0 | 0 | 0 | 0 | 0 | 0 | 0 | 0 | 0 | 0 | 0 | 0 | 0 | 0 | 0 | 0 | 0
Commercial_School_New_Food Preparation_Natural Gas_Oven_E1_Codes & Standards Forecast | Commercial | School | New | Food Preparation | Natural Gas | Oven | E1 |  | Codes & Standards Forecast | 0 | 2761.0969 | 16078.8924 | 24589.8965 | 35566.5493 | 50463.0707 | 64386.4772 | 76726.9475 | 87825.6914 | 98541.9827 | 109118.4867 | 119589.9153 | 130046.9968 | 140533.9994 | 151085.5077 | 161656.4549 | 172230.2912 | 182790.4294 | 193336.6523 | 203868.7402 | 214403.0802 | 224939.6876 | 235463.7243 | 245975.0192 | 256473.3993 | 266973.5432 | 277475.4611 | 287979.1636 | 298484.6609 | 308991.9635 | 319501.0822 | 330012.0273 | 334746.2869 | 0 | 0 | 0 | 0 | 0 | 0 | 0 | 0 | 0 | 0 | 0 | 0 | 0 | 0 | 0 | 0 | 0 | 0
Commercial_School_New_Food Preparation_Natural Gas_Oven_E2_Codes & Standards Forecast | Commercial | School | New | Food Preparation | Natural Gas | Oven | E2 |  | Codes & Standards Forecast | 0 | 0 | 0 | 0 | 0 | 0 | 0 | 0 | 0 | 0 | 0 | 0 | 0 | 0 | 0 | 0 | 0 | 0 | 0 | 0 | 0 | 0 | 0 | 0 | 0 | 0 | 0 | 0 | 0 | 0 | 0 | 0 | 0 | 0 | 0 | 0 | 0 | 0 | 0 | 0 | 0 | 0 | 0 | 0 | 0 | 0 | 0 | 0 | 0 | 0 | 0
Commercial_School_New_Food Preparation_Natural Gas_Oven_E3_Codes & Standards Forecast | Commercial | School | New | Food Preparation | Natural Gas | Oven | E3 |  | Codes & Standards Forecast | 0 | 0 | 0 | 0 | 0 | 0 | 0 | 0 | 0 | 0 | 0 | 0 | 0 | 0 | 0 | 0 | 0 | 0 | 0 | 0 | 0 | 0 | 0 | 0 | 0 | 0 | 0 | 0 | 0 | 0 | 0 | 0 | 0 | 0 | 0 | 0 | 0 | 0 | 0 | 0 | 0 | 0 | 0 | 0 | 0 | 0 | 0 | 0 | 0 | 0 | 0
Commercial_School_New_Food Preparation_Natural Gas_Oven_E4_Codes & Standards Forecast | Commercial | School | New | Food Preparation | Natural Gas | Oven | E4 |  | Codes & Standards Forecast | 0 | 0 | 0 | 0 | 0 | 0 | 0 | 0 | 0 | 0 | 0 | 0 | 0 | 0 | 0 | 0 | 0 | 0 | 0 | 0 | 0 | 0 | 0 | 0 | 0 | 0 | 0 | 0 | 0 | 0 | 0 | 0 | 0 | 0 | 0 | 0 | 0 | 0 | 0 | 0 | 0 | 0 | 0 | 0 | 0 | 0 | 0 | 0 | 0 | 0 | 0
Commercial_School_New_Food Preparation_Natural Gas_Oven_E5_Codes & Standards Forecast | Commercial | School | New | Food Preparation | Natural Gas | Oven | E5 |  | Codes & Standards Forecast | 0 | 0 | 0 | 0 | 0 | 0 | 0 | 0 | 0 | 0 | 0 | 0 | 0 | 0 | 0 | 0 | 0 | 0 | 0 | 0 | 0 | 0 | 0 | 0 | 0 | 0 | 0 | 0 | 0 | 0 | 0 | 0 | 0 | 0 | 0 | 0 | 0 | 0 | 0 | 0 | 0 | 0 | 0 | 0 | 0 | 0 | 0 | 0 | 0 | 0 | 0
Commercial_School_New_Food Preparation_Natural Gas_Oven_E6_Codes & Standards Forecast | Commercial | School | New | Food Preparation | Natural Gas | Oven | E6 |  | Codes & Standards Forecast | 0 | 0 | 0 | 0 | 0 | 0 | 0 | 0 | 0 | 0 | 0 | 0 | 0 | 0 | 0 | 0 | 0 | 0 | 0 | 0 | 0 | 0 | 0 | 0 | 0 | 0 | 0 | 0 | 0 | 0 | 0 | 0 | 0 | 0 | 0 | 0 | 0 | 0 | 0 | 0 | 0 | 0 | 0 | 0 | 0 | 0 | 0 | 0 | 0 | 0 | 0
Commercial_School_New_Food Preparation_Natural Gas_Oven_E7_Codes & Standards Forecast | Commercial | School | New | Food Preparation | Natural Gas | Oven | E7 |  | Codes & Standards Forecast | 0 | 0 | 0 | 0 | 0 | 0 | 0 | 0 | 0 | 0 | 0 | 0 | 0 | 0 | 0 | 0 | 0 | 0 | 0 | 0 | 0 | 0 | 0 | 0 | 0 | 0 | 0 | 0 | 0 | 0 | 0 | 0 | 0 | 0 | 0 | 0 | 0 | 0 | 0 | 0 | 0 | 0 | 0 | 0 | 0 | 0 | 0 | 0 | 0 | 0 | 0
Commercial_School_New_Food Preparation_Natural Gas_Oven_E8_Codes & Standards Forecast | Commercial | School | New | Food Preparation | Natural Gas | Oven | E8 |  | Codes & Standards Forecast | 0 | 0 | 0 | 0 | 0 | 0 | 0 | 0 | 0 | 0 | 0 | 0 | 0 | 0 | 0 | 0 | 0 | 0 | 0 | 0 | 0 | 0 | 0 | 0 | 0 | 0 | 0 | 0 | 0 | 0 | 0 | 0 | 0 | 0 | 0 | 0 | 0 | 0 | 0 | 0 | 0 | 0 | 0 | 0 | 0 | 0 | 0 | 0 | 0 | 0 | 0
Commercial_School_New_Food Preparation_Natural Gas_Oven_E9_Codes & Standards Forecast | Commercial | School | New | Food Preparation | Natural Gas | Oven | E9 |  | Codes & Standards Forecast | 0 | 0 | 0 | 0 | 0 | 0 | 0 | 0 | 0 | 0 | 0 | 0 | 0 | 0 | 0 | 0 | 0 | 0 | 0 | 0 | 0 | 0 | 0 | 0 | 0 | 0 | 0 | 0 | 0 | 0 | 0 | 0 | 0 | 0 | 0 | 0 | 0 | 0 | 0 | 0 | 0 | 0 | 0 | 0 | 0 | 0 | 0 | 0 | 0 | 0 | 0
Commercial_School_New_Food Preparation_Natural Gas_Oven_E10_Codes & Standards Forecast | Commercial | School | New | Food Preparation | Natural Gas | Oven | E10 |  | Codes & Standards Forecast | 0 | 0 | 0 | 0 | 0 | 0 | 0 | 0 | 0 | 0 | 0 | 0 | 0 | 0 | 0 | 0 | 0 | 0 | 0 | 0 | 0 | 0 | 0 | 0 | 0 | 0 | 0 | 0 | 0 | 0 | 0 | 0 | 0 | 0 | 0 | 0 | 0 | 0 | 0 | 0 | 0 | 0 | 0 | 0 | 0 | 0 | 0 | 0 | 0 | 0 | 0
Commercial_School_New_Food Preparation_Natural Gas_Oven_Vintage_Codes & Standards Forecast | Commercial | School | New | Food Preparation | Natural Gas | Oven | Vintage |  | Codes & Standards Forecast | 0 | 0 | 0 | 0 | 0 | 0 | 0 | 0 | 0 | 0 | 0 | 0 | 0 | 0 | 0 | 0 | 0 | 0 | 0 | 0 | 0 | 0 | 0 | 0 | 0 | 0 | 0 | 0 | 0 | 0 | 0 | 0 | 0 | 0 | 0 | 0 | 0 | 0 | 0 | 0 | 0 | 0 | 0 | 0 | 0 | 0 | 0 | 0 | 0 | 0 | 0
Commercial_School_New_Food Preparation_Natural Gas_Conveyor Oven_E1_Codes & Standards Forecast | Commercial | School | New | Food Preparation | Natural Gas | Conveyor Oven | E1 |  | Codes & Standards Forecast | 0 | 1380.5484 | 8039.4462 | 12294.9482 | 17783.2746 | 25231.5353 | 32193.2386 | 38363.4737 | 43912.8457 | 49270.9914 | 54559.2433 | 59794.9576 | 65023.4984 | 70266.9997 | 75542.7538 | 80828.2275 | 86115.1456 | 91395.2147 | 96668.3262 | 101934.3701 | 107201.5401 | 112469.8438 | 117731.8621 | 122987.5096 | 128236.6996 | 133486.7716 | 138737.7306 | 143989.5818 | 149242.3304 | 154495.9818 | 159750.5411 | 165006.0137 | 167373.1435 | 0 | 0 | 0 | 0 | 0 | 0 | 0 | 0 | 0 | 0 | 0 | 0 | 0 | 0 | 0 | 0 | 0 | 0
Commercial_School_New_Food Preparation_Natural Gas_Conveyor Oven_E2_Codes & Standards Forecast | Commercial | School | New | Food Preparation | Natural Gas | Conveyor Oven | E2 |  | Codes & Standards Forecast | 0 | 0 | 0 | 0 | 0 | 0 | 0 | 0 | 0 | 0 | 0 | 0 | 0 | 0 | 0 | 0 | 0 | 0 | 0 | 0 | 0 | 0 | 0 | 0 | 0 | 0 | 0 | 0 | 0 | 0 | 0 | 0 | 0 | 0 | 0 | 0 | 0 | 0 | 0 | 0 | 0 | 0 | 0 | 0 | 0 | 0 | 0 | 0 | 0 | 0 | 0
Commercial_School_New_Food Preparation_Natural Gas_Conveyor Oven_E3_Codes & Standards Forecast | Commercial | School | New | Food Preparation | Natural Gas | Conveyor Oven | E3 |  | Codes & Standards Forecast | 0 | 0 | 0 | 0 | 0 | 0 | 0 | 0 | 0 | 0 | 0 | 0 | 0 | 0 | 0 | 0 | 0 | 0 | 0 | 0 | 0 | 0 | 0 | 0 | 0 | 0 | 0 | 0 | 0 | 0 | 0 | 0 | 0 | 0 | 0 | 0 | 0 | 0 | 0 | 0 | 0 | 0 | 0 | 0 | 0 | 0 | 0 | 0 | 0 | 0 | 0
Commercial_School_New_Food Preparation_Natural Gas_Conveyor Oven_E4_Codes & Standards Forecast | Commercial | School | New | Food Preparation | Natural Gas | Conveyor Oven | E4 |  | Codes & Standards Forecast | 0 | 0 | 0 | 0 | 0 | 0 | 0 | 0 | 0 | 0 | 0 | 0 | 0 | 0 | 0 | 0 | 0 | 0 | 0 | 0 | 0 | 0 | 0 | 0 | 0 | 0 | 0 | 0 | 0 | 0 | 0 | 0 | 0 | 0 | 0 | 0 | 0 | 0 | 0 | 0 | 0 | 0 | 0 | 0 | 0 | 0 | 0 | 0 | 0 | 0 | 0
Commercial_School_New_Food Preparation_Natural Gas_Conveyor Oven_E5_Codes & Standards Forecast | Commercial | School | New | Food Preparation | Natural Gas | Conveyor Oven | E5 |  | Codes & Standards Forecast | 0 | 0 | 0 | 0 | 0 | 0 | 0 | 0 | 0 | 0 | 0 | 0 | 0 | 0 | 0 | 0 | 0 | 0 | 0 | 0 | 0 | 0 | 0 | 0 | 0 | 0 | 0 | 0 | 0 | 0 | 0 | 0 | 0 | 0 | 0 | 0 | 0 | 0 | 0 | 0 | 0 | 0 | 0 | 0 | 0 | 0 | 0 | 0 | 0 | 0 | 0
Commercial_School_New_Food Preparation_Natural Gas_Conveyor Oven_E6_Codes & Standards Forecast | Commercial | School | New | Food Preparation | Natural Gas | Conveyor Oven | E6 |  | Codes & Standards Forecast | 0 | 0 | 0 | 0 | 0 | 0 | 0 | 0 | 0 | 0 | 0 | 0 | 0 | 0 | 0 | 0 | 0 | 0 | 0 | 0 | 0 | 0 | 0 | 0 | 0 | 0 | 0 | 0 | 0 | 0 | 0 | 0 | 0 | 0 | 0 | 0 | 0 | 0 | 0 | 0 | 0 | 0 | 0 | 0 | 0 | 0 | 0 | 0 | 0 | 0 | 0
Commercial_School_New_Food Preparation_Natural Gas_Conveyor Oven_E7_Codes & Standards Forecast | Commercial | School | New | Food Preparation | Natural Gas | Conveyor Oven | E7 |  | Codes & Standards Forecast | 0 | 0 | 0 | 0 | 0 | 0 | 0 | 0 | 0 | 0 | 0 | 0 | 0 | 0 | 0 | 0 | 0 | 0 | 0 | 0 | 0 | 0 | 0 | 0 | 0 | 0 | 0 | 0 | 0 | 0 | 0 | 0 | 0 | 0 | 0 | 0 | 0 | 0 | 0 | 0 | 0 | 0 | 0 | 0 | 0 | 0 | 0 | 0 | 0 | 0 | 0
Commercial_School_New_Food Preparation_Natural Gas_Conveyor Oven_E8_Codes & Standards Forecast | Commercial | School | New | Food Preparation | Natural Gas | Conveyor Oven | E8 |  | Codes & Standards Forecast | 0 | 0 | 0 | 0 | 0 | 0 | 0 | 0 | 0 | 0 | 0 | 0 | 0 | 0 | 0 | 0 | 0 | 0 | 0 | 0 | 0 | 0 | 0 | 0 | 0 | 0 | 0 | 0 | 0 | 0 | 0 | 0 | 0 | 0 | 0 | 0 | 0 | 0 | 0 | 0 | 0 | 0 | 0 | 0 | 0 | 0 | 0 | 0 | 0 | 0 | 0
Commercial_School_New_Food Preparation_Natural Gas_Conveyor Oven_E9_Codes & Standards Forecast | Commercial | School | New | Food Preparation | Natural Gas | Conveyor Oven | E9 |  | Codes & Standards Forecast | 0 | 0 | 0 | 0 | 0 | 0 | 0 | 0 | 0 | 0 | 0 | 0 | 0 | 0 | 0 | 0 | 0 | 0 | 0 | 0 | 0 | 0 | 0 | 0 | 0 | 0 | 0 | 0 | 0 | 0 | 0 | 0 | 0 | 0 | 0 | 0 | 0 | 0 | 0 | 0 | 0 | 0 | 0 | 0 | 0 | 0 | 0 | 0 | 0 | 0 | 0
Commercial_School_New_Food Preparation_Natural Gas_Conveyor Oven_E10_Codes & Standards Forecast | Commercial | School | New | Food Preparation | Natural Gas | Conveyor Oven | E10 |  | Codes & Standards Forecast | 0 | 0 | 0 | 0 | 0 | 0 | 0 | 0 | 0 | 0 | 0 | 0 | 0 | 0 | 0 | 0 | 0 | 0 | 0 | 0 | 0 | 0 | 0 | 0 | 0 | 0 | 0 | 0 | 0 | 0 | 0 | 0 | 0 | 0 | 0 | 0 | 0 | 0 | 0 | 0 | 0 | 0 | 0 | 0 | 0 | 0 | 0 | 0 | 0 | 0 | 0
Commercial_School_New_Food Preparation_Natural Gas_Conveyor Oven_Vintage_Codes & Standards Forecast | Commercial | School | New | Food Preparation | Natural Gas | Conveyor Oven | Vintage |  | Codes & Standards Forecast | 0 | 0 | 0 | 0 | 0 | 0 | 0 | 0 | 0 | 0 | 0 | 0 | 0 | 0 | 0 | 0 | 0 | 0 | 0 | 0 | 0 | 0 | 0 | 0 | 0 | 0 | 0 | 0 | 0 | 0 | 0 | 0 | 0 | 0 | 0 | 0 | 0 | 0 | 0 | 0 | 0 | 0 | 0 | 0 | 0 | 0 | 0 | 0 | 0 | 0 | 0
Commercial_School_New_Food Preparation_Natural Gas_Double Rack Oven_E1_Codes & Standards Forecast | Commercial | School | New | Food Preparation | Natural Gas | Double Rack Oven | E1 |  | Codes & Standards Forecast | 0 | 1380.5484 | 8039.4462 | 12294.9482 | 17783.2746 | 25231.5353 | 32193.2386 | 38363.4737 | 43912.8457 | 49270.9914 | 54559.2433 | 59794.9576 | 65023.4984 | 70266.9997 | 75542.7538 | 80828.2275 | 86115.1456 | 91395.2147 | 96668.3262 | 101934.3701 | 107201.5401 | 112469.8438 | 117731.8621 | 122987.5096 | 128236.6996 | 133486.7716 | 138737.7306 | 143989.5818 | 149242.3304 | 154495.9818 | 159750.5411 | 165006.0137 | 167373.1435 | 0 | 0 | 0 | 0 | 0 | 0 | 0 | 0 | 0 | 0 | 0 | 0 | 0 | 0 | 0 | 0 | 0 | 0
Commercial_School_New_Food Preparation_Natural Gas_Double Rack Oven_E2_Codes & Standards Forecast | Commercial | School | New | Food Preparation | Natural Gas | Double Rack Oven | E2 |  | Codes & Standards Forecast | 0 | 0 | 0 | 0 | 0 | 0 | 0 | 0 | 0 | 0 | 0 | 0 | 0 | 0 | 0 | 0 | 0 | 0 | 0 | 0 | 0 | 0 | 0 | 0 | 0 | 0 | 0 | 0 | 0 | 0 | 0 | 0 | 0 | 0 | 0 | 0 | 0 | 0 | 0 | 0 | 0 | 0 | 0 | 0 | 0 | 0 | 0 | 0 | 0 | 0 | 0
Commercial_School_New_Food Preparation_Natural Gas_Double Rack Oven_E3_Codes & Standards Forecast | Commercial | School | New | Food Preparation | Natural Gas | Double Rack Oven | E3 |  | Codes & Standards Forecast | 0 | 0 | 0 | 0 | 0 | 0 | 0 | 0 | 0 | 0 | 0 | 0 | 0 | 0 | 0 | 0 | 0 | 0 | 0 | 0 | 0 | 0 | 0 | 0 | 0 | 0 | 0 | 0 | 0 | 0 | 0 | 0 | 0 | 0 | 0 | 0 | 0 | 0 | 0 | 0 | 0 | 0 | 0 | 0 | 0 | 0 | 0 | 0 | 0 | 0 | 0
Commercial_School_New_Food Preparation_Natural Gas_Double Rack Oven_E4_Codes & Standards Forecast | Commercial | School | New | Food Preparation | Natural Gas | Double Rack Oven | E4 |  | Codes & Standards Forecast | 0 | 0 | 0 | 0 | 0 | 0 | 0 | 0 | 0 | 0 | 0 | 0 | 0 | 0 | 0 | 0 | 0 | 0 | 0 | 0 | 0 | 0 | 0 | 0 | 0 | 0 | 0 | 0 | 0 | 0 | 0 | 0 | 0 | 0 | 0 | 0 | 0 | 0 | 0 | 0 | 0 | 0 | 0 | 0 | 0 | 0 | 0 | 0 | 0 | 0 | 0
Commercial_School_New_Food Preparation_Natural Gas_Double Rack Oven_E5_Codes & Standards Forecast | Commercial | School | New | Food Preparation | Natural Gas | Double Rack Oven | E5 |  | Codes & Standards Forecast | 0 | 0 | 0 | 0 | 0 | 0 | 0 | 0 | 0 | 0 | 0 | 0 | 0 | 0 | 0 | 0 | 0 | 0 | 0 | 0 | 0 | 0 | 0 | 0 | 0 | 0 | 0 | 0 | 0 | 0 | 0 | 0 | 0 | 0 | 0 | 0 | 0 | 0 | 0 | 0 | 0 | 0 | 0 | 0 | 0 | 0 | 0 | 0 | 0 | 0 | 0
Commercial_School_New_Food Preparation_Natural Gas_Double Rack Oven_E6_Codes & Standards Forecast | Commercial | School | New | Food Preparation | Natural Gas | Double Rack Oven | E6 |  | Codes & Standards Forecast | 0 | 0 | 0 | 0 | 0 | 0 | 0 | 0 | 0 | 0 | 0 | 0 | 0 | 0 | 0 | 0 | 0 | 0 | 0 | 0 | 0 | 0 | 0 | 0 | 0 | 0 | 0 | 0 | 0 | 0 | 0 | 0 | 0 | 0 | 0 | 0 | 0 | 0 | 0 | 0 | 0 | 0 | 0 | 0 | 0 | 0 | 0 | 0 | 0 | 0 | 0
Commercial_School_New_Food Preparation_Natural Gas_Double Rack Oven_E7_Codes & Standards Forecast | Commercial | School | New | Food Preparation | Natural Gas | Double Rack Oven | E7 |  | Codes & Standards Forecast | 0 | 0 | 0 | 0 | 0 | 0 | 0 | 0 | 0 | 0 | 0 | 0 | 0 | 0 | 0 | 0 | 0 | 0 | 0 | 0 | 0 | 0 | 0 | 0 | 0 | 0 | 0 | 0 | 0 | 0 | 0 | 0 | 0 | 0 | 0 | 0 | 0 | 0 | 0 | 0 | 0 | 0 | 0 | 0 | 0 | 0 | 0 | 0 | 0 | 0 | 0
Commercial_School_New_Food Preparation_Natural Gas_Double Rack Oven_E8_Codes & Standards Forecast | Commercial | School | New | Food Preparation | Natural Gas | Double Rack Oven | E8 |  | Codes & Standards Forecast | 0 | 0 | 0 | 0 | 0 | 0 | 0 | 0 | 0 | 0 | 0 | 0 | 0 | 0 | 0 | 0 | 0 | 0 | 0 | 0 | 0 | 0 | 0 | 0 | 0 | 0 | 0 | 0 | 0 | 0 | 0 | 0 | 0 | 0 | 0 | 0 | 0 | 0 | 0 | 0 | 0 | 0 | 0 | 0 | 0 | 0 | 0 | 0 | 0 | 0 | 0
Commercial_School_New_Food Preparation_Natural Gas_Double Rack Oven_E9_Codes & Standards Forecast | Commercial | School | New | Food Preparation | Natural Gas | Double Rack Oven | E9 |  | Codes & Standards Forecast | 0 | 0 | 0 | 0 | 0 | 0 | 0 | 0 | 0 | 0 | 0 | 0 | 0 | 0 | 0 | 0 | 0 | 0 | 0 | 0 | 0 | 0 | 0 | 0 | 0 | 0 | 0 | 0 | 0 | 0 | 0 | 0 | 0 | 0 | 0 | 0 | 0 | 0 | 0 | 0 | 0 | 0 | 0 | 0 | 0 | 0 | 0 | 0 | 0 | 0 | 0
Commercial_School_New_Food Preparation_Natural Gas_Double Rack Oven_E10_Codes & Standards Forecast | Commercial | School | New | Food Preparation | Natural Gas | Double Rack Oven | E10 |  | Codes & Standards Forecast | 0 | 0 | 0 | 0 | 0 | 0 | 0 | 0 | 0 | 0 | 0 | 0 | 0 | 0 | 0 | 0 | 0 | 0 | 0 | 0 | 0 | 0 | 0 | 0 | 0 | 0 | 0 | 0 | 0 | 0 | 0 | 0 | 0 | 0 | 0 | 0 | 0 | 0 | 0 | 0 | 0 | 0 | 0 | 0 | 0 | 0 | 0 | 0 | 0 | 0 | 0
Commercial_School_New_Food Preparation_Natural Gas_Double Rack Oven_Vintage_Codes & Standards Forecast | Commercial | School | New | Food Preparation | Natural Gas | Double Rack Oven | Vintage |  | Codes & Standards Forecast | 0 | 0 | 0 | 0 | 0 | 0 | 0 | 0 | 0 | 0 | 0 | 0 | 0 | 0 | 0 | 0 | 0 | 0 | 0 | 0 | 0 | 0 | 0 | 0 | 0 | 0 | 0 | 0 | 0 | 0 | 0 | 0 | 0 | 0 | 0 | 0 | 0 | 0 | 0 | 0 | 0 | 0 | 0 | 0 | 0 | 0 | 0 | 0 | 0 | 0 | 0
Commercial_School_New_Food Preparation_Natural Gas_Fryer_E1_Codes & Standards Forecast | Commercial | School | New | Food Preparation | Natural Gas | Fryer | E1 |  | Codes & Standards Forecast | 0 | 3573.1842 | 20807.9784 | 20807.9784 | 20807.9784 | 20807.9784 | 19914.6823 | 14936.0118 | 11202.0088 | 8401.5066 | 5453.1966 | 0 | 0 | 0 | 0 | 0 | 0 | 0 | 0 | 0 | 0 | 0 | 0 | 0 | 0 | 0 | 0 | 0 | 0 | 0 | 0 | 0 | 0 | 0 | 0 | 0 | 0 | 0 | 0 | 0 | 0 | 0 | 0 | 0 | 0 | 0 | 0 | 0 | 0 | 0 | 0
Commercial_School_New_Food Preparation_Natural Gas_Fryer_E2_Codes & Standards Forecast | Commercial | School | New | Food Preparation | Natural Gas | Fryer | E2 |  | Codes & Standards Forecast | 0 | 0 | 0 | 11014.2406 | 25219.3207 | 44497.1719 | 63408.9941 | 84357.685 | 102454.7682 | 119123.4122 | 135758.9626 | 154763.4198 | 168296.1135 | 181867.5286 | 195522.4217 | 209202.4711 | 222886.2592 | 236552.3204 | 250200.3736 | 263830.1344 | 277462.8097 | 291098.4192 | 304717.7609 | 318320.6131 | 331906.752 | 345495.1735 | 359085.8909 | 372678.9175 | 386274.267 | 399871.9528 | 413471.9887 | 427074.3883 | 433201.0772 | 0 | 0 | 0 | 0 | 0 | 0 | 0 | 0 | 0 | 0 | 0 | 0 | 0 | 0 | 0 | 0 | 0 | 0
Commercial_School_New_Food Preparation_Natural Gas_Fryer_E3_Codes & Standards Forecast | Commercial | School | New | Food Preparation | Natural Gas | Fryer | E3 |  | Codes & Standards Forecast | 0 | 0 | 0 | 0 | 0 | 0 | 0 | 0 | 0 | 0 | 0 | 0 | 0 | 0 | 0 | 0 | 0 | 0 | 0 | 0 | 0 | 0 | 0 | 0 | 0 | 0 | 0 | 0 | 0 | 0 | 0 | 0 | 0 | 0 | 0 | 0 | 0 | 0 | 0 | 0 | 0 | 0 | 0 | 0 | 0 | 0 | 0 | 0 | 0 | 0 | 0
Commercial_School_New_Food Preparation_Natural Gas_Fryer_E4_Codes & Standards Forecast | Commercial | School | New | Food Preparation | Natural Gas | Fryer | E4 |  | Codes & Standards Forecast | 0 | 0 | 0 | 0 | 0 | 0 | 0 | 0 | 0 | 0 | 0 | 0 | 0 | 0 | 0 | 0 | 0 | 0 | 0 | 0 | 0 | 0 | 0 | 0 | 0 | 0 | 0 | 0 | 0 | 0 | 0 | 0 | 0 | 0 | 0 | 0 | 0 | 0 | 0 | 0 | 0 | 0 | 0 | 0 | 0 | 0 | 0 | 0 | 0 | 0 | 0
Commercial_School_New_Food Preparation_Natural Gas_Fryer_E5_Codes & Standards Forecast | Commercial | School | New | Food Preparation | Natural Gas | Fryer | E5 |  | Codes & Standards Forecast | 0 | 0 | 0 | 0 | 0 | 0 | 0 | 0 | 0 | 0 | 0 | 0 | 0 | 0 | 0 | 0 | 0 | 0 | 0 | 0 | 0 | 0 | 0 | 0 | 0 | 0 | 0 | 0 | 0 | 0 | 0 | 0 | 0 | 0 | 0 | 0 | 0 | 0 | 0 | 0 | 0 | 0 | 0 | 0 | 0 | 0 | 0 | 0 | 0 | 0 | 0
Commercial_School_New_Food Preparation_Natural Gas_Fryer_E6_Codes & Standards Forecast | Commercial | School | New | Food Preparation | Natural Gas | Fryer | E6 |  | Codes & Standards Forecast | 0 | 0 | 0 | 0 | 0 | 0 | 0 | 0 | 0 | 0 | 0 | 0 | 0 | 0 | 0 | 0 | 0 | 0 | 0 | 0 | 0 | 0 | 0 | 0 | 0 | 0 | 0 | 0 | 0 | 0 | 0 | 0 | 0 | 0 | 0 | 0 | 0 | 0 | 0 | 0 | 0 | 0 | 0 | 0 | 0 | 0 | 0 | 0 | 0 | 0 | 0
Commercial_School_New_Food Preparation_Natural Gas_Fryer_E7_Codes & Standards Forecast | Commercial | School | New | Food Preparation | Natural Gas | Fryer | E7 |  | Codes & Standards Forecast | 0 | 0 | 0 | 0 | 0 | 0 | 0 | 0 | 0 | 0 | 0 | 0 | 0 | 0 | 0 | 0 | 0 | 0 | 0 | 0 | 0 | 0 | 0 | 0 | 0 | 0 | 0 | 0 | 0 | 0 | 0 | 0 | 0 | 0 | 0 | 0 | 0 | 0 | 0 | 0 | 0 | 0 | 0 | 0 | 0 | 0 | 0 | 0 | 0 | 0 | 0
Commercial_School_New_Food Preparation_Natural Gas_Fryer_E8_Codes & Standards Forecast | Commercial | School | New | Food Preparation | Natural Gas | Fryer | E8 |  | Codes & Standards Forecast | 0 | 0 | 0 | 0 | 0 | 0 | 0 | 0 | 0 | 0 | 0 | 0 | 0 | 0 | 0 | 0 | 0 | 0 | 0 | 0 | 0 | 0 | 0 | 0 | 0 | 0 | 0 | 0 | 0 | 0 | 0 | 0 | 0 | 0 | 0 | 0 | 0 | 0 | 0 | 0 | 0 | 0 | 0 | 0 | 0 | 0 | 0 | 0 | 0 | 0 | 0
Commercial_School_New_Food Preparation_Natural Gas_Fryer_E9_Codes & Standards Forecast | Commercial | School | New | Food Preparation | Natural Gas | Fryer | E9 |  | Codes & Standards Forecast | 0 | 0 | 0 | 0 | 0 | 0 | 0 | 0 | 0 | 0 | 0 | 0 | 0 | 0 | 0 | 0 | 0 | 0 | 0 | 0 | 0 | 0 | 0 | 0 | 0 | 0 | 0 | 0 | 0 | 0 | 0 | 0 | 0 | 0 | 0 | 0 | 0 | 0 | 0 | 0 | 0 | 0 | 0 | 0 | 0 | 0 | 0 | 0 | 0 | 0 | 0
Commercial_School_New_Food Preparation_Natural Gas_Fryer_E10_Codes & Standards Forecast | Commercial | School | New | Food Preparation | Natural Gas | Fryer | E10 |  | Codes & Standards Forecast | 0 | 0 | 0 | 0 | 0 | 0 | 0 | 0 | 0 | 0 | 0 | 0 | 0 | 0 | 0 | 0 | 0 | 0 | 0 | 0 | 0 | 0 | 0 | 0 | 0 | 0 | 0 | 0 | 0 | 0 | 0 | 0 | 0 | 0 | 0 | 0 | 0 | 0 | 0 | 0 | 0 | 0 | 0 | 0 | 0 | 0 | 0 | 0 | 0 | 0 | 0
Commercial_School_New_Food Preparation_Natural Gas_Fryer_Vintage_Codes & Standards Forecast | Commercial | School | New | Food Preparation | Natural Gas | Fryer | Vintage |  | Codes & Standards Forecast | 0 | 0 | 0 | 0 | 0 | 0 | 0 | 0 | 0 | 0 | 0 | 0 | 0 | 0 | 0 | 0 | 0 | 0 | 0 | 0 | 0 | 0 | 0 | 0 | 0 | 0 | 0 | 0 | 0 | 0 | 0 | 0 | 0 | 0 | 0 | 0 | 0 | 0 | 0 | 0 | 0 | 0 | 0 | 0 | 0 | 0 | 0 | 0 | 0 | 0 | 0
Commercial_School_New_Food Preparation_Natural Gas_Broiler_E1_Codes & Standards Forecast | Commercial | School | New | Food Preparation | Natural Gas | Broiler | E1 |  | Codes & Standards Forecast | 0 | 5522.1937 | 32157.7848 | 49179.793 | 71133.0985 | 100926.1413 | 128772.9545 | 153453.8949 | 175651.3827 | 197083.9655 | 218236.9734 | 239179.8306 | 260093.9935 | 281067.9988 | 302171.0153 | 323312.9099 | 344460.5824 | 365580.8589 | 386673.3047 | 407737.4804 | 428806.1605 | 449879.3751 | 470927.4486 | 491950.0384 | 512946.7986 | 533947.0864 | 554950.9223 | 575958.3271 | 596969.3217 | 617983.9271 | 639002.1643 | 660024.0547 | 669492.5739 | 0 | 0 | 0 | 0 | 0 | 0 | 0 | 0 | 0 | 0 | 0 | 0 | 0 | 0 | 0 | 0 | 0 | 0
Commercial_School_New_Food Preparation_Natural Gas_Broiler_E2_Codes & Standards Forecast | Commercial | School | New | Food Preparation | Natural Gas | Broiler | E2 |  | Codes & Standards Forecast | 0 | 0 | 0 | 0 | 0 | 0 | 0 | 0 | 0 | 0 | 0 | 0 | 0 | 0 | 0 | 0 | 0 | 0 | 0 | 0 | 0 | 0 | 0 | 0 | 0 | 0 | 0 | 0 | 0 | 0 | 0 | 0 | 0 | 0 | 0 | 0 | 0 | 0 | 0 | 0 | 0 | 0 | 0 | 0 | 0 | 0 | 0 | 0 | 0 | 0 | 0
Commercial_School_New_Food Preparation_Natural Gas_Broiler_E3_Codes & Standards Forecast | Commercial | School | New | Food Preparation | Natural Gas | Broiler | E3 |  | Codes & Standards Forecast | 0 | 0 | 0 | 0 | 0 | 0 | 0 | 0 | 0 | 0 | 0 | 0 | 0 | 0 | 0 | 0 | 0 | 0 | 0 | 0 | 0 | 0 | 0 | 0 | 0 | 0 | 0 | 0 | 0 | 0 | 0 | 0 | 0 | 0 | 0 | 0 | 0 | 0 | 0 | 0 | 0 | 0 | 0 | 0 | 0 | 0 | 0 | 0 | 0 | 0 | 0
Commercial_School_New_Food Preparation_Natural Gas_Broiler_E4_Codes & Standards Forecast | Commercial | School | New | Food Preparation | Natural Gas | Broiler | E4 |  | Codes & Standards Forecast | 0 | 0 | 0 | 0 | 0 | 0 | 0 | 0 | 0 | 0 | 0 | 0 | 0 | 0 | 0 | 0 | 0 | 0 | 0 | 0 | 0 | 0 | 0 | 0 | 0 | 0 | 0 | 0 | 0 | 0 | 0 | 0 | 0 | 0 | 0 | 0 | 0 | 0 | 0 | 0 | 0 | 0 | 0 | 0 | 0 | 0 | 0 | 0 | 0 | 0 | 0
Commercial_School_New_Food Preparation_Natural Gas_Broiler_E5_Codes & Standards Forecast | Commercial | School | New | Food Preparation | Natural Gas | Broiler | E5 |  | Codes & Standards Forecast | 0 | 0 | 0 | 0 | 0 | 0 | 0 | 0 | 0 | 0 | 0 | 0 | 0 | 0 | 0 | 0 | 0 | 0 | 0 | 0 | 0 | 0 | 0 | 0 | 0 | 0 | 0 | 0 | 0 | 0 | 0 | 0 | 0 | 0 | 0 | 0 | 0 | 0 | 0 | 0 | 0 | 0 | 0 | 0 | 0 | 0 | 0 | 0 | 0 | 0 | 0
Commercial_School_New_Food Preparation_Natural Gas_Broiler_E6_Codes & Standards Forecast | Commercial | School | New | Food Preparation | Natural Gas | Broiler | E6 |  | Codes & Standards Forecast | 0 | 0 | 0 | 0 | 0 | 0 | 0 | 0 | 0 | 0 | 0 | 0 | 0 | 0 | 0 | 0 | 0 | 0 | 0 | 0 | 0 | 0 | 0 | 0 | 0 | 0 | 0 | 0 | 0 | 0 | 0 | 0 | 0 | 0 | 0 | 0 | 0 | 0 | 0 | 0 | 0 | 0 | 0 | 0 | 0 | 0 | 0 | 0 | 0 | 0 | 0
Commercial_School_New_Food Preparation_Natural Gas_Broiler_E7_Codes & Standards Forecast | Commercial | School | New | Food Preparation | Natural Gas | Broiler | E7 |  | Codes & Standards Forecast | 0 | 0 | 0 | 0 | 0 | 0 | 0 | 0 | 0 | 0 | 0 | 0 | 0 | 0 | 0 | 0 | 0 | 0 | 0 | 0 | 0 | 0 | 0 | 0 | 0 | 0 | 0 | 0 | 0 | 0 | 0 | 0 | 0 | 0 | 0 | 0 | 0 | 0 | 0 | 0 | 0 | 0 | 0 | 0 | 0 | 0 | 0 | 0 | 0 | 0 | 0
Commercial_School_New_Food Preparation_Natural Gas_Broiler_E8_Codes & Standards Forecast | Commercial | School | New | Food Preparation | Natural Gas | Broiler | E8 |  | Codes & Standards Forecast | 0 | 0 | 0 | 0 | 0 | 0 | 0 | 0 | 0 | 0 | 0 | 0 | 0 | 0 | 0 | 0 | 0 | 0 | 0 | 0 | 0 | 0 | 0 | 0 | 0 | 0 | 0 | 0 | 0 | 0 | 0 | 0 | 0 | 0 | 0 | 0 | 0 | 0 | 0 | 0 | 0 | 0 | 0 | 0 | 0 | 0 | 0 | 0 | 0 | 0 | 0
Commercial_School_New_Food Preparation_Natural Gas_Broiler_E9_Codes & Standards Forecast | Commercial | School | New | Food Preparation | Natural Gas | Broiler | E9 |  | Codes & Standards Forecast | 0 | 0 | 0 | 0 | 0 | 0 | 0 | 0 | 0 | 0 | 0 | 0 | 0 | 0 | 0 | 0 | 0 | 0 | 0 | 0 | 0 | 0 | 0 | 0 | 0 | 0 | 0 | 0 | 0 | 0 | 0 | 0 | 0 | 0 | 0 | 0 | 0 | 0 | 0 | 0 | 0 | 0 | 0 | 0 | 0 | 0 | 0 | 0 | 0 | 0 | 0
Commercial_School_New_Food Preparation_Natural Gas_Broiler_E10_Codes & Standards Forecast | Commercial | School | New | Food Preparation | Natural Gas | Broiler | E10 |  | Codes & Standards Forecast | 0 | 0 | 0 | 0 | 0 | 0 | 0 | 0 | 0 | 0 | 0 | 0 | 0 | 0 | 0 | 0 | 0 | 0 | 0 | 0 | 0 | 0 | 0 | 0 | 0 | 0 | 0 | 0 | 0 | 0 | 0 | 0 | 0 | 0 | 0 | 0 | 0 | 0 | 0 | 0 | 0 | 0 | 0 | 0 | 0 | 0 | 0 | 0 | 0 | 0 | 0
Commercial_School_New_Food Preparation_Natural Gas_Broiler_Vintage_Codes & Standards Forecast | Commercial | School | New | Food Preparation | Natural Gas | Broiler | Vintage |  | Codes & Standards Forecast | 0 | 0 | 0 | 0 | 0 | 0 | 0 | 0 | 0 | 0 | 0 | 0 | 0 | 0 | 0 | 0 | 0 | 0 | 0 | 0 | 0 | 0 | 0 | 0 | 0 | 0 | 0 | 0 | 0 | 0 | 0 | 0 | 0 | 0 | 0 | 0 | 0 | 0 | 0 | 0 | 0 | 0 | 0 | 0 | 0 | 0 | 0 | 0 | 0 | 0 | 0
Commercial_School_New_Food Preparation_Natural Gas_Griddle_E1_Codes & Standards Forecast | Commercial | School | New | Food Preparation | Natural Gas | Griddle | E1 |  | Codes & Standards Forecast | 0 | 7796.0382 | 45399.2256 | 69430.296 | 100423.1979 | 142483.9642 | 181797.1122 | 216640.7928 | 247978.4227 | 278236.1866 | 308099.2565 | 337665.6431 | 367191.5203 | 396801.8807 | 426594.3746 | 456441.7551 | 486297.2928 | 516114.1537 | 545891.7242 | 575629.3841 | 605373.403 | 635123.8237 | 664838.7509 | 694517.7012 | 724160.1862 | 753807.6513 | 783460.1256 | 813117.6383 | 842780.2189 | 872447.8971 | 902120.7026 | 931798.6654 | 945165.9866 | 0 | 0 | 0 | 0 | 0 | 0 | 0 | 0 | 0 | 0 | 0 | 0 | 0 | 0 | 0 | 0 | 0 | 0
Commercial_School_New_Food Preparation_Natural Gas_Griddle_E2_Codes & Standards Forecast | Commercial | School | New | Food Preparation | Natural Gas | Griddle | E2 |  | Codes & Standards Forecast | 0 | 0 | 0 | 0 | 0 | 0 | 0 | 0 | 0 | 0 | 0 | 0 | 0 | 0 | 0 | 0 | 0 | 0 | 0 | 0 | 0 | 0 | 0 | 0 | 0 | 0 | 0 | 0 | 0 | 0 | 0 | 0 | 0 | 0 | 0 | 0 | 0 | 0 | 0 | 0 | 0 | 0 | 0 | 0 | 0 | 0 | 0 | 0 | 0 | 0 | 0
Commercial_School_New_Food Preparation_Natural Gas_Griddle_E3_Codes & Standards Forecast | Commercial | School | New | Food Preparation | Natural Gas | Griddle | E3 |  | Codes & Standards Forecast | 0 | 0 | 0 | 0 | 0 | 0 | 0 | 0 | 0 | 0 | 0 | 0 | 0 | 0 | 0 | 0 | 0 | 0 | 0 | 0 | 0 | 0 | 0 | 0 | 0 | 0 | 0 | 0 | 0 | 0 | 0 | 0 | 0 | 0 | 0 | 0 | 0 | 0 | 0 | 0 | 0 | 0 | 0 | 0 | 0 | 0 | 0 | 0 | 0 | 0 | 0
Commercial_School_New_Food Preparation_Natural Gas_Griddle_E4_Codes & Standards Forecast | Commercial | School | New | Food Preparation | Natural Gas | Griddle | E4 |  | Codes & Standards Forecast | 0 | 0 | 0 | 0 | 0 | 0 | 0 | 0 | 0 | 0 | 0 | 0 | 0 | 0 | 0 | 0 | 0 | 0 | 0 | 0 | 0 | 0 | 0 | 0 | 0 | 0 | 0 | 0 | 0 | 0 | 0 | 0 | 0 | 0 | 0 | 0 | 0 | 0 | 0 | 0 | 0 | 0 | 0 | 0 | 0 | 0 | 0 | 0 | 0 | 0 | 0
Commercial_School_New_Food Preparation_Natural Gas_Griddle_E5_Codes & Standards Forecast | Commercial | School | New | Food Preparation | Natural Gas | Griddle | E5 |  | Codes & Standards Forecast | 0 | 0 | 0 | 0 | 0 | 0 | 0 | 0 | 0 | 0 | 0 | 0 | 0 | 0 | 0 | 0 | 0 | 0 | 0 | 0 | 0 | 0 | 0 | 0 | 0 | 0 | 0 | 0 | 0 | 0 | 0 | 0 | 0 | 0 | 0 | 0 | 0 | 0 | 0 | 0 | 0 | 0 | 0 | 0 | 0 | 0 | 0 | 0 | 0 | 0 | 0
Commercial_School_New_Food Preparation_Natural Gas_Griddle_E6_Codes & Standards Forecast | Commercial | School | New | Food Preparation | Natural Gas | Griddle | E6 |  | Codes & Standards Forecast | 0 | 0 | 0 | 0 | 0 | 0 | 0 | 0 | 0 | 0 | 0 | 0 | 0 | 0 | 0 | 0 | 0 | 0 | 0 | 0 | 0 | 0 | 0 | 0 | 0 | 0 | 0 | 0 | 0 | 0 | 0 | 0 | 0 | 0 | 0 | 0 | 0 | 0 | 0 | 0 | 0 | 0 | 0 | 0 | 0 | 0 | 0 | 0 | 0 | 0 | 0
Commercial_School_New_Food Preparation_Natural Gas_Griddle_E7_Codes & Standards Forecast | Commercial | School | New | Food Preparation | Natural Gas | Griddle | E7 |  | Codes & Standards Forecast | 0 | 0 | 0 | 0 | 0 | 0 | 0 | 0 | 0 | 0 | 0 | 0 | 0 | 0 | 0 | 0 | 0 | 0 | 0 | 0 | 0 | 0 | 0 | 0 | 0 | 0 | 0 | 0 | 0 | 0 | 0 | 0 | 0 | 0 | 0 | 0 | 0 | 0 | 0 | 0 | 0 | 0 | 0 | 0 | 0 | 0 | 0 | 0 | 0 | 0 | 0
Commercial_School_New_Food Preparation_Natural Gas_Griddle_E8_Codes & Standards Forecast | Commercial | School | New | Food Preparation | Natural Gas | Griddle | E8 |  | Codes & Standards Forecast | 0 | 0 | 0 | 0 | 0 | 0 | 0 | 0 | 0 | 0 | 0 | 0 | 0 | 0 | 0 | 0 | 0 | 0 | 0 | 0 | 0 | 0 | 0 | 0 | 0 | 0 | 0 | 0 | 0 | 0 | 0 | 0 | 0 | 0 | 0 | 0 | 0 | 0 | 0 | 0 | 0 | 0 | 0 | 0 | 0 | 0 | 0 | 0 | 0 | 0 | 0
Commercial_School_New_Food Preparation_Natural Gas_Griddle_E9_Codes & Standards Forecast | Commercial | School | New | Food Preparation | Natural Gas | Griddle | E9 |  | Codes & Standards Forecast | 0 | 0 | 0 | 0 | 0 | 0 | 0 | 0 | 0 | 0 | 0 | 0 | 0 | 0 | 0 | 0 | 0 | 0 | 0 | 0 | 0 | 0 | 0 | 0 | 0 | 0 | 0 | 0 | 0 | 0 | 0 | 0 | 0 | 0 | 0 | 0 | 0 | 0 | 0 | 0 | 0 | 0 | 0 | 0 | 0 | 0 | 0 | 0 | 0 | 0 | 0
Commercial_School_New_Food Preparation_Natural Gas_Griddle_E10_Codes & Standards Forecast | Commercial | School | New | Food Preparation | Natural Gas | Griddle | E10 |  | Codes & Standards Forecast | 0 | 0 | 0 | 0 | 0 | 0 | 0 | 0 | 0 | 0 | 0 | 0 | 0 | 0 | 0 | 0 | 0 | 0 | 0 | 0 | 0 | 0 | 0 | 0 | 0 | 0 | 0 | 0 | 0 | 0 | 0 | 0 | 0 | 0 | 0 | 0 | 0 | 0 | 0 | 0 | 0 | 0 | 0 | 0 | 0 | 0 | 0 | 0 | 0 | 0 | 0
Commercial_School_New_Food Preparation_Natural Gas_Griddle_Vintage_Codes & Standards Forecast | Commercial | School | New | Food Preparation | Natural Gas | Griddle | Vintage |  | Codes & Standards Forecast | 0 | 0 | 0 | 0 | 0 | 0 | 0 | 0 | 0 | 0 | 0 | 0 | 0 | 0 | 0 | 0 | 0 | 0 | 0 | 0 | 0 | 0 | 0 | 0 | 0 | 0 | 0 | 0 | 0 | 0 | 0 | 0 | 0 | 0 | 0 | 0 | 0 | 0 | 0 | 0 | 0 | 0 | 0 | 0 | 0 | 0 | 0 | 0 | 0 | 0 | 0
Commercial_School_New_Food Preparation_Natural Gas_Range_E1_Codes & Standards Forecast | Commercial | School | New | Food Preparation | Natural Gas | Range | E1 |  | Codes & Standards Forecast | 0 | 9636.7694 | 56118.4872 | 85823.5603 | 124134.2308 | 176126.0113 | 224721.4304 | 267792.0911 | 306528.8836 | 343930.8417 | 380844.9143 | 417392.2533 | 453889.5181 | 490491.2136 | 527318.0464 | 564212.725 | 601117.4869 | 637974.44 | 674782.8258 | 711541.8775 | 748308.7898 | 785083.6154 | 821814.5671 | 858501.0473 | 895142.4524 | 931790.0134 | 968443.7663 | 1005103.7473 | 1041769.9928 | 1078442.5394 | 1115121.424 | 1151806.6836 | 1168330.1779 | 0 | 0 | 0 | 0 | 0 | 0 | 0 | 0 | 0 | 0 | 0 | 0 | 0 | 0 | 0 | 0 | 0 | 0
Commercial_School_New_Food Preparation_Natural Gas_Range_E2_Codes & Standards Forecast | Commercial | School | New | Food Preparation | Natural Gas | Range | E2 |  | Codes & Standards Forecast | 0 | 0 | 0 | 0 | 0 | 0 | 0 | 0 | 0 | 0 | 0 | 0 | 0 | 0 | 0 | 0 | 0 | 0 | 0 | 0 | 0 | 0 | 0 | 0 | 0 | 0 | 0 | 0 | 0 | 0 | 0 | 0 | 0 | 0 | 0 | 0 | 0 | 0 | 0 | 0 | 0 | 0 | 0 | 0 | 0 | 0 | 0 | 0 | 0 | 0 | 0
Commercial_School_New_Food Preparation_Natural Gas_Range_E3_Codes & Standards Forecast | Commercial | School | New | Food Preparation | Natural Gas | Range | E3 |  | Codes & Standards Forecast | 0 | 0 | 0 | 0 | 0 | 0 | 0 | 0 | 0 | 0 | 0 | 0 | 0 | 0 | 0 | 0 | 0 | 0 | 0 | 0 | 0 | 0 | 0 | 0 | 0 | 0 | 0 | 0 | 0 | 0 | 0 | 0 | 0 | 0 | 0 | 0 | 0 | 0 | 0 | 0 | 0 | 0 | 0 | 0 | 0 | 0 | 0 | 0 | 0 | 0 | 0
Commercial_School_New_Food Preparation_Natural Gas_Range_E4_Codes & Standards Forecast | Commercial | School | New | Food Preparation | Natural Gas | Range | E4 |  | Codes & Standards Forecast | 0 | 0 | 0 | 0 | 0 | 0 | 0 | 0 | 0 | 0 | 0 | 0 | 0 | 0 | 0 | 0 | 0 | 0 | 0 | 0 | 0 | 0 | 0 | 0 | 0 | 0 | 0 | 0 | 0 | 0 | 0 | 0 | 0 | 0 | 0 | 0 | 0 | 0 | 0 | 0 | 0 | 0 | 0 | 0 | 0 | 0 | 0 | 0 | 0 | 0 | 0
Commercial_School_New_Food Preparation_Natural Gas_Range_E5_Codes & Standards Forecast | Commercial | School | New | Food Preparation | Natural Gas | Range | E5 |  | Codes & Standards Forecast | 0 | 0 | 0 | 0 | 0 | 0 | 0 | 0 | 0 | 0 | 0 | 0 | 0 | 0 | 0 | 0 | 0 | 0 | 0 | 0 | 0 | 0 | 0 | 0 | 0 | 0 | 0 | 0 | 0 | 0 | 0 | 0 | 0 | 0 | 0 | 0 | 0 | 0 | 0 | 0 | 0 | 0 | 0 | 0 | 0 | 0 | 0 | 0 | 0 | 0 | 0
Commercial_School_New_Food Preparation_Natural Gas_Range_E6_Codes & Standards Forecast | Commercial | School | New | Food Preparation | Natural Gas | Range | E6 |  | Codes & Standards Forecast | 0 | 0 | 0 | 0 | 0 | 0 | 0 | 0 | 0 | 0 | 0 | 0 | 0 | 0 | 0 | 0 | 0 | 0 | 0 | 0 | 0 | 0 | 0 | 0 | 0 | 0 | 0 | 0 | 0 | 0 | 0 | 0 | 0 | 0 | 0 | 0 | 0 | 0 | 0 | 0 | 0 | 0 | 0 | 0 | 0 | 0 | 0 | 0 | 0 | 0 | 0
Commercial_School_New_Food Preparation_Natural Gas_Range_E7_Codes & Standards Forecast | Commercial | School | New | Food Preparation | Natural Gas | Range | E7 |  | Codes & Standards Forecast | 0 | 0 | 0 | 0 | 0 | 0 | 0 | 0 | 0 | 0 | 0 | 0 | 0 | 0 | 0 | 0 | 0 | 0 | 0 | 0 | 0 | 0 | 0 | 0 | 0 | 0 | 0 | 0 | 0 | 0 | 0 | 0 | 0 | 0 | 0 | 0 | 0 | 0 | 0 | 0 | 0 | 0 | 0 | 0 | 0 | 0 | 0 | 0 | 0 | 0 | 0
Commercial_School_New_Food Preparation_Natural Gas_Range_E8_Codes & Standards Forecast | Commercial | School | New | Food Preparation | Natural Gas | Range | E8 |  | Codes & Standards Forecast | 0 | 0 | 0 | 0 | 0 | 0 | 0 | 0 | 0 | 0 | 0 | 0 | 0 | 0 | 0 | 0 | 0 | 0 | 0 | 0 | 0 | 0 | 0 | 0 | 0 | 0 | 0 | 0 | 0 | 0 | 0 | 0 | 0 | 0 | 0 | 0 | 0 | 0 | 0 | 0 | 0 | 0 | 0 | 0 | 0 | 0 | 0 | 0 | 0 | 0 | 0
Commercial_School_New_Food Preparation_Natural Gas_Range_E9_Codes & Standards Forecast | Commercial | School | New | Food Preparation | Natural Gas | Range | E9 |  | Codes & Standards Forecast | 0 | 0 | 0 | 0 | 0 | 0 | 0 | 0 | 0 | 0 | 0 | 0 | 0 | 0 | 0 | 0 | 0 | 0 | 0 | 0 | 0 | 0 | 0 | 0 | 0 | 0 | 0 | 0 | 0 | 0 | 0 | 0 | 0 | 0 | 0 | 0 | 0 | 0 | 0 | 0 | 0 | 0 | 0 | 0 | 0 | 0 | 0 | 0 | 0 | 0 | 0
Commercial_School_New_Food Preparation_Natural Gas_Range_E10_Codes & Standards Forecast | Commercial | School | New | Food Preparation | Natural Gas | Range | E10 |  | Codes & Standards Forecast | 0 | 0 | 0 | 0 | 0 | 0 | 0 | 0 | 0 | 0 | 0 | 0 | 0 | 0 | 0 | 0 | 0 | 0 | 0 | 0 | 0 | 0 | 0 | 0 | 0 | 0 | 0 | 0 | 0 | 0 | 0 | 0 | 0 | 0 | 0 | 0 | 0 | 0 | 0 | 0 | 0 | 0 | 0 | 0 | 0 | 0 | 0 | 0 | 0 | 0 | 0
Commercial_School_New_Food Preparation_Natural Gas_Range_Vintage_Codes & Standards Forecast | Commercial | School | New | Food Preparation | Natural Gas | Range | Vintage |  | Codes & Standards Forecast | 0 | 0 | 0 | 0 | 0 | 0 | 0 | 0 | 0 | 0 | 0 | 0 | 0 | 0 | 0 | 0 | 0 | 0 | 0 | 0 | 0 | 0 | 0 | 0 | 0 | 0 | 0 | 0 | 0 | 0 | 0 | 0 | 0 | 0 | 0 | 0 | 0 | 0 | 0 | 0 | 0 | 0 | 0 | 0 | 0 | 0 | 0 | 0 | 0 | 0 | 0
Commercial_School_New_Food Preparation_Natural Gas_Steamer_E1_Codes & Standards Forecast | Commercial | School | New | Food Preparation | Natural Gas | Steamer | E1 |  | Codes & Standards Forecast | 0 | 3464.9059 | 20177.4336 | 20177.4336 | 20177.4336 | 20177.4336 | 20177.4336 | 20177.4336 | 20177.4336 | 20177.4336 | 19792.444 | 17593.2836 | 15638.4743 | 13900.8661 | 12356.3254 | 10983.4003 | 9763.0225 | 8678.2422 | 7713.9931 | 5789.8783 | 0 | 0 | 0 | 0 | 0 | 0 | 0 | 0 | 0 | 0 | 0 | 0 | 0 | 0 | 0 | 0 | 0 | 0 | 0 | 0 | 0 | 0 | 0 | 0 | 0 | 0 | 0 | 0 | 0 | 0 | 0
Commercial_School_New_Food Preparation_Natural Gas_Steamer_E2_Codes & Standards Forecast | Commercial | School | New | Food Preparation | Natural Gas | Steamer | E2 |  | Codes & Standards Forecast | 0 | 0 | 0 | 10680.4757 | 24455.0988 | 43148.7727 | 60621.283 | 76107.3632 | 90035.1987 | 103483.0938 | 117140.5589 | 132480.3356 | 147557.7569 | 162455.5254 | 177241.1744 | 191879.6019 | 206369.1076 | 220705.8261 | 234904.551 | 250045.4035 | 269054.8458 | 282277.255 | 295483.8893 | 308674.5339 | 321848.9717 | 335025.6228 | 348204.5003 | 361385.617 | 374568.9862 | 387754.6209 | 400942.5345 | 414132.7402 | 420073.7718 | 0 | 0 | 0 | 0 | 0 | 0 | 0 | 0 | 0 | 0 | 0 | 0 | 0 | 0 | 0 | 0 | 0 | 0
Commercial_School_New_Food Preparation_Natural Gas_Steamer_E3_Codes & Standards Forecast | Commercial | School | New | Food Preparation | Natural Gas | Steamer | E3 |  | Codes & Standards Forecast | 0 | 0 | 0 | 0 | 0 | 0 | 0 | 0 | 0 | 0 | 0 | 0 | 0 | 0 | 0 | 0 | 0 | 0 | 0 | 0 | 0 | 0 | 0 | 0 | 0 | 0 | 0 | 0 | 0 | 0 | 0 | 0 | 0 | 0 | 0 | 0 | 0 | 0 | 0 | 0 | 0 | 0 | 0 | 0 | 0 | 0 | 0 | 0 | 0 | 0 | 0
Commercial_School_New_Food Preparation_Natural Gas_Steamer_E4_Codes & Standards Forecast | Commercial | School | New | Food Preparation | Natural Gas | Steamer | E4 |  | Codes & Standards Forecast | 0 | 0 | 0 | 0 | 0 | 0 | 0 | 0 | 0 | 0 | 0 | 0 | 0 | 0 | 0 | 0 | 0 | 0 | 0 | 0 | 0 | 0 | 0 | 0 | 0 | 0 | 0 | 0 | 0 | 0 | 0 | 0 | 0 | 0 | 0 | 0 | 0 | 0 | 0 | 0 | 0 | 0 | 0 | 0 | 0 | 0 | 0 | 0 | 0 | 0 | 0
Commercial_School_New_Food Preparation_Natural Gas_Steamer_E5_Codes & Standards Forecast | Commercial | School | New | Food Preparation | Natural Gas | Steamer | E5 |  | Codes & Standards Forecast | 0 | 0 | 0 | 0 | 0 | 0 | 0 | 0 | 0 | 0 | 0 | 0 | 0 | 0 | 0 | 0 | 0 | 0 | 0 | 0 | 0 | 0 | 0 | 0 | 0 | 0 | 0 | 0 | 0 | 0 | 0 | 0 | 0 | 0 | 0 | 0 | 0 | 0 | 0 | 0 | 0 | 0 | 0 | 0 | 0 | 0 | 0 | 0 | 0 | 0 | 0
Commercial_School_New_Food Preparation_Natural Gas_Steamer_E6_Codes & Standards Forecast | Commercial | School | New | Food Preparation | Natural Gas | Steamer | E6 |  | Codes & Standards Forecast | 0 | 0 | 0 | 0 | 0 | 0 | 0 | 0 | 0 | 0 | 0 | 0 | 0 | 0 | 0 | 0 | 0 | 0 | 0 | 0 | 0 | 0 | 0 | 0 | 0 | 0 | 0 | 0 | 0 | 0 | 0 | 0 | 0 | 0 | 0 | 0 | 0 | 0 | 0 | 0 | 0 | 0 | 0 | 0 | 0 | 0 | 0 | 0 | 0 | 0 | 0
Commercial_School_New_Food Preparation_Natural Gas_Steamer_E7_Codes & Standards Forecast | Commercial | School | New | Food Preparation | Natural Gas | Steamer | E7 |  | Codes & Standards Forecast | 0 | 0 | 0 | 0 | 0 | 0 | 0 | 0 | 0 | 0 | 0 | 0 | 0 | 0 | 0 | 0 | 0 | 0 | 0 | 0 | 0 | 0 | 0 | 0 | 0 | 0 | 0 | 0 | 0 | 0 | 0 | 0 | 0 | 0 | 0 | 0 | 0 | 0 | 0 | 0 | 0 | 0 | 0 | 0 | 0 | 0 | 0 | 0 | 0 | 0 | 0
Commercial_School_New_Food Preparation_Natural Gas_Steamer_E8_Codes & Standards Forecast | Commercial | School | New | Food Preparation | Natural Gas | Steamer | E8 |  | Codes & Standards Forecast | 0 | 0 | 0 | 0 | 0 | 0 | 0 | 0 | 0 | 0 | 0 | 0 | 0 | 0 | 0 | 0 | 0 | 0 | 0 | 0 | 0 | 0 | 0 | 0 | 0 | 0 | 0 | 0 | 0 | 0 | 0 | 0 | 0 | 0 | 0 | 0 | 0 | 0 | 0 | 0 | 0 | 0 | 0 | 0 | 0 | 0 | 0 | 0 | 0 | 0 | 0
Commercial_School_New_Food Preparation_Natural Gas_Steamer_E9_Codes & Standards Forecast | Commercial | School | New | Food Preparation | Natural Gas | Steamer | E9 |  | Codes & Standards Forecast | 0 | 0 | 0 | 0 | 0 | 0 | 0 | 0 | 0 | 0 | 0 | 0 | 0 | 0 | 0 | 0 | 0 | 0 | 0 | 0 | 0 | 0 | 0 | 0 | 0 | 0 | 0 | 0 | 0 | 0 | 0 | 0 | 0 | 0 | 0 | 0 | 0 | 0 | 0 | 0 | 0 | 0 | 0 | 0 | 0 | 0 | 0 | 0 | 0 | 0 | 0
Commercial_School_New_Food Preparation_Natural Gas_Steamer_E10_Codes & Standards Forecast | Commercial | School | New | Food Preparation | Natural Gas | Steamer | E10 |  | Codes & Standards Forecast | 0 | 0 | 0 | 0 | 0 | 0 | 0 | 0 | 0 | 0 | 0 | 0 | 0 | 0 | 0 | 0 | 0 | 0 | 0 | 0 | 0 | 0 | 0 | 0 | 0 | 0 | 0 | 0 | 0 | 0 | 0 | 0 | 0 | 0 | 0 | 0 | 0 | 0 | 0 | 0 | 0 | 0 | 0 | 0 | 0 | 0 | 0 | 0 | 0 | 0 | 0
Commercial_School_New_Food Preparation_Natural Gas_Steamer_Vintage_Codes & Standards Forecast | Commercial | School | New | Food Preparation | Natural Gas | Steamer | Vintage |  | Codes & Standards Forecast | 0 | 0 | 0 | 0 | 0 | 0 | 0 | 0 | 0 | 0 | 0 | 0 | 0 | 0 | 0 | 0 | 0 | 0 | 0 | 0 | 0 | 0 | 0 | 0 | 0 | 0 | 0 | 0 | 0 | 0 | 0 | 0 | 0 | 0 | 0 | 0 | 0 | 0 | 0 | 0 | 0 | 0 | 0 | 0 | 0 | 0 | 0 | 0 | 0 | 0 | 0
Commercial_School_New_Food Preparation_Natural Gas_Food Prep Other_E1_Codes & Standards Forecast | Commercial | School | New | Food Preparation | Natural Gas | Food Prep Other | E1 |  | Codes & Standards Forecast | 0 | 433.1132 | 2522.1792 | 3857.2387 | 5579.0666 | 7915.7758 | 10099.8396 | 12035.5996 | 13776.579 | 15457.5659 | 17116.6254 | 18759.2024 | 20399.5289 | 22044.5489 | 23699.6875 | 25357.8753 | 27016.5163 | 28673.0085 | 30327.318 | 31979.4102 | 33631.8557 | 35284.6569 | 36935.4862 | 38584.3167 | 40231.1215 | 41878.2029 | 43525.5625 | 45173.2021 | 46821.1233 | 48469.3276 | 50117.8168 | 51766.5925 | 52509.2215 | 0 | 0 | 0 | 0 | 0 | 0 | 0 | 0 | 0 | 0 | 0 | 0 | 0 | 0 | 0 | 0 | 0 | 0
Commercial_School_New_Food Preparation_Natural Gas_Food Prep Other_E2_Codes & Standards Forecast | Commercial | School | New | Food Preparation | Natural Gas | Food Prep Other | E2 |  | Codes & Standards Forecast | 0 | 0 | 0 | 0 | 0 | 0 | 0 | 0 | 0 | 0 | 0 | 0 | 0 | 0 | 0 | 0 | 0 | 0 | 0 | 0 | 0 | 0 | 0 | 0 | 0 | 0 | 0 | 0 | 0 | 0 | 0 | 0 | 0 | 0 | 0 | 0 | 0 | 0 | 0 | 0 | 0 | 0 | 0 | 0 | 0 | 0 | 0 | 0 | 0 | 0 | 0
Commercial_School_New_Food Preparation_Natural Gas_Food Prep Other_E3_Codes & Standards Forecast | Commercial | School | New | Food Preparation | Natural Gas | Food Prep Other | E3 |  | Codes & Standards Forecast | 0 | 0 | 0 | 0 | 0 | 0 | 0 | 0 | 0 | 0 | 0 | 0 | 0 | 0 | 0 | 0 | 0 | 0 | 0 | 0 | 0 | 0 | 0 | 0 | 0 | 0 | 0 | 0 | 0 | 0 | 0 | 0 | 0 | 0 | 0 | 0 | 0 | 0 | 0 | 0 | 0 | 0 | 0 | 0 | 0 | 0 | 0 | 0 | 0 | 0 | 0
Commercial_School_New_Food Preparation_Natural Gas_Food Prep Other_E4_Codes & Standards Forecast | Commercial | School | New | Food Preparation | Natural Gas | Food Prep Other | E4 |  | Codes & Standards Forecast | 0 | 0 | 0 | 0 | 0 | 0 | 0 | 0 | 0 | 0 | 0 | 0 | 0 | 0 | 0 | 0 | 0 | 0 | 0 | 0 | 0 | 0 | 0 | 0 | 0 | 0 | 0 | 0 | 0 | 0 | 0 | 0 | 0 | 0 | 0 | 0 | 0 | 0 | 0 | 0 | 0 | 0 | 0 | 0 | 0 | 0 | 0 | 0 | 0 | 0 | 0
Commercial_School_New_Food Preparation_Natural Gas_Food Prep Other_E5_Codes & Standards Forecast | Commercial | School | New | Food Preparation | Natural Gas | Food Prep Other | E5 |  | Codes & Standards Forecast | 0 | 0 | 0 | 0 | 0 | 0 | 0 | 0 | 0 | 0 | 0 | 0 | 0 | 0 | 0 | 0 | 0 | 0 | 0 | 0 | 0 | 0 | 0 | 0 | 0 | 0 | 0 | 0 | 0 | 0 | 0 | 0 | 0 | 0 | 0 | 0 | 0 | 0 | 0 | 0 | 0 | 0 | 0 | 0 | 0 | 0 | 0 | 0 | 0 | 0 | 0
Commercial_School_New_Food Preparation_Natural Gas_Food Prep Other_E6_Codes & Standards Forecast | Commercial | School | New | Food Preparation | Natural Gas | Food Prep Other | E6 |  | Codes & Standards Forecast | 0 | 0 | 0 | 0 | 0 | 0 | 0 | 0 | 0 | 0 | 0 | 0 | 0 | 0 | 0 | 0 | 0 | 0 | 0 | 0 | 0 | 0 | 0 | 0 | 0 | 0 | 0 | 0 | 0 | 0 | 0 | 0 | 0 | 0 | 0 | 0 | 0 | 0 | 0 | 0 | 0 | 0 | 0 | 0 | 0 | 0 | 0 | 0 | 0 | 0 | 0
Commercial_School_New_Food Preparation_Natural Gas_Food Prep Other_E7_Codes & Standards Forecast | Commercial | School | New | Food Preparation | Natural Gas | Food Prep Other | E7 |  | Codes & Standards Forecast | 0 | 0 | 0 | 0 | 0 | 0 | 0 | 0 | 0 | 0 | 0 | 0 | 0 | 0 | 0 | 0 | 0 | 0 | 0 | 0 | 0 | 0 | 0 | 0 | 0 | 0 | 0 | 0 | 0 | 0 | 0 | 0 | 0 | 0 | 0 | 0 | 0 | 0 | 0 | 0 | 0 | 0 | 0 | 0 | 0 | 0 | 0 | 0 | 0 | 0 | 0
Commercial_School_New_Food Preparation_Natural Gas_Food Prep Other_E8_Codes & Standards Forecast | Commercial | School | New | Food Preparation | Natural Gas | Food Prep Other | E8 |  | Codes & Standards Forecast | 0 | 0 | 0 | 0 | 0 | 0 | 0 | 0 | 0 | 0 | 0 | 0 | 0 | 0 | 0 | 0 | 0 | 0 | 0 | 0 | 0 | 0 | 0 | 0 | 0 | 0 | 0 | 0 | 0 | 0 | 0 | 0 | 0 | 0 | 0 | 0 | 0 | 0 | 0 | 0 | 0 | 0 | 0 | 0 | 0 | 0 | 0 | 0 | 0 | 0 | 0
Commercial_School_New_Food Preparation_Natural Gas_Food Prep Other_E9_Codes & Standards Forecast | Commercial | School | New | Food Preparation | Natural Gas | Food Prep Other | E9 |  | Codes & Standards Forecast | 0 | 0 | 0 | 0 | 0 | 0 | 0 | 0 | 0 | 0 | 0 | 0 | 0 | 0 | 0 | 0 | 0 | 0 | 0 | 0 | 0 | 0 | 0 | 0 | 0 | 0 | 0 | 0 | 0 | 0 | 0 | 0 | 0 | 0 | 0 | 0 | 0 | 0 | 0 | 0 | 0 | 0 | 0 | 0 | 0 | 0 | 0 | 0 | 0 | 0 | 0
Commercial_School_New_Food Preparation_Natural Gas_Food Prep Other_E10_Codes & Standards Forecast | Commercial | School | New | Food Preparation | Natural Gas | Food Prep Other | E10 |  | Codes & Standards Forecast | 0 | 0 | 0 | 0 | 0 | 0 | 0 | 0 | 0 | 0 | 0 | 0 | 0 | 0 | 0 | 0 | 0 | 0 | 0 | 0 | 0 | 0 | 0 | 0 | 0 | 0 | 0 | 0 | 0 | 0 | 0 | 0 | 0 | 0 | 0 | 0 | 0 | 0 | 0 | 0 | 0 | 0 | 0 | 0 | 0 | 0 | 0 | 0 | 0 | 0 | 0
Commercial_School_New_Food Preparation_Natural Gas_Food Prep Other_Vintage_Codes & Standards Forecast | Commercial | School | New | Food Preparation | Natural Gas | Food Prep Other | Vintage |  | Codes & Standards Forecast | 0 | 0 | 0 | 0 | 0 | 0 | 0 | 0 | 0 | 0 | 0 | 0 | 0 | 0 | 0 | 0 | 0 | 0 | 0 | 0 | 0 | 0 | 0 | 0 | 0 | 0 | 0 | 0 | 0 | 0 | 0 | 0 | 0 | 0 | 0 | 0 | 0 | 0 | 0 | 0 | 0 | 0 | 0 | 0 | 0 | 0 | 0 | 0 | 0 | 0 | 0
Commercial_School_New_Miscellaneous_Natural Gas_Pool Heater_E1_Codes & Standards Forecast | Commercial | School | New | Miscellaneous | Natural Gas | Pool Heater | E1 |  | Codes & Standards Forecast | 0 | 100.3037 | 584.1054 | 893.2887 | 1292.0427 | 1833.1956 | 2338.9977 | 2787.2957 | 3190.485 | 3579.7807 | 3963.9983 | 4344.3988 | 4724.2781 | 5105.2443 | 5488.5539 | 5872.5696 | 6256.6903 | 6640.3134 | 7023.431 | 7406.0351 | 7788.721 | 8171.4892 | 8553.8008 | 8935.6496 | 9317.0291 | 9698.4728 | 10079.9808 | 10461.5538 | 10843.1919 | 11224.8956 | 11606.6652 | 11988.5013 | 12160.4849 | 0 | 0 | 0 | 0 | 0 | 0 | 0 | 0 | 0 | 0 | 0 | 0 | 0 | 0 | 0 | 0 | 0 | 0
Commercial_School_New_Miscellaneous_Natural Gas_Pool Heater_E2_Codes & Standards Forecast | Commercial | School | New | Miscellaneous | Natural Gas | Pool Heater | E2 |  | Codes & Standards Forecast | 0 | 0 | 0 | 0 | 0 | 0 | 0 | 0 | 0 | 0 | 0 | 0 | 0 | 0 | 0 | 0 | 0 | 0 | 0 | 0 | 0 | 0 | 0 | 0 | 0 | 0 | 0 | 0 | 0 | 0 | 0 | 0 | 0 | 0 | 0 | 0 | 0 | 0 | 0 | 0 | 0 | 0 | 0 | 0 | 0 | 0 | 0 | 0 | 0 | 0 | 0
Commercial_School_New_Miscellaneous_Natural Gas_Pool Heater_E3_Codes & Standards Forecast | Commercial | School | New | Miscellaneous | Natural Gas | Pool Heater | E3 |  | Codes & Standards Forecast | 0 | 0 | 0 | 0 | 0 | 0 | 0 | 0 | 0 | 0 | 0 | 0 | 0 | 0 | 0 | 0 | 0 | 0 | 0 | 0 | 0 | 0 | 0 | 0 | 0 | 0 | 0 | 0 | 0 | 0 | 0 | 0 | 0 | 0 | 0 | 0 | 0 | 0 | 0 | 0 | 0 | 0 | 0 | 0 | 0 | 0 | 0 | 0 | 0 | 0 | 0
Commercial_School_New_Miscellaneous_Natural Gas_Pool Heater_E4_Codes & Standards Forecast | Commercial | School | New | Miscellaneous | Natural Gas | Pool Heater | E4 |  | Codes & Standards Forecast | 0 | 0 | 0 | 0 | 0 | 0 | 0 | 0 | 0 | 0 | 0 | 0 | 0 | 0 | 0 | 0 | 0 | 0 | 0 | 0 | 0 | 0 | 0 | 0 | 0 | 0 | 0 | 0 | 0 | 0 | 0 | 0 | 0 | 0 | 0 | 0 | 0 | 0 | 0 | 0 | 0 | 0 | 0 | 0 | 0 | 0 | 0 | 0 | 0 | 0 | 0
Commercial_School_New_Miscellaneous_Natural Gas_Pool Heater_E5_Codes & Standards Forecast | Commercial | School | New | Miscellaneous | Natural Gas | Pool Heater | E5 |  | Codes & Standards Forecast | 0 | 0 | 0 | 0 | 0 | 0 | 0 | 0 | 0 | 0 | 0 | 0 | 0 | 0 | 0 | 0 | 0 | 0 | 0 | 0 | 0 | 0 | 0 | 0 | 0 | 0 | 0 | 0 | 0 | 0 | 0 | 0 | 0 | 0 | 0 | 0 | 0 | 0 | 0 | 0 | 0 | 0 | 0 | 0 | 0 | 0 | 0 | 0 | 0 | 0 | 0
Commercial_School_New_Miscellaneous_Natural Gas_Pool Heater_E6_Codes & Standards Forecast | Commercial | School | New | Miscellaneous | Natural Gas | Pool Heater | E6 |  | Codes & Standards Forecast | 0 | 0 | 0 | 0 | 0 | 0 | 0 | 0 | 0 | 0 | 0 | 0 | 0 | 0 | 0 | 0 | 0 | 0 | 0 | 0 | 0 | 0 | 0 | 0 | 0 | 0 | 0 | 0 | 0 | 0 | 0 | 0 | 0 | 0 | 0 | 0 | 0 | 0 | 0 | 0 | 0 | 0 | 0 | 0 | 0 | 0 | 0 | 0 | 0 | 0 | 0
Commercial_School_New_Miscellaneous_Natural Gas_Pool Heater_E7_Codes & Standards Forecast | Commercial | School | New | Miscellaneous | Natural Gas | Pool Heater | E7 |  | Codes & Standards Forecast | 0 | 0 | 0 | 0 | 0 | 0 | 0 | 0 | 0 | 0 | 0 | 0 | 0 | 0 | 0 | 0 | 0 | 0 | 0 | 0 | 0 | 0 | 0 | 0 | 0 | 0 | 0 | 0 | 0 | 0 | 0 | 0 | 0 | 0 | 0 | 0 | 0 | 0 | 0 | 0 | 0 | 0 | 0 | 0 | 0 | 0 | 0 | 0 | 0 | 0 | 0
Commercial_School_New_Miscellaneous_Natural Gas_Pool Heater_E8_Codes & Standards Forecast | Commercial | School | New | Miscellaneous | Natural Gas | Pool Heater | E8 |  | Codes & Standards Forecast | 0 | 0 | 0 | 0 | 0 | 0 | 0 | 0 | 0 | 0 | 0 | 0 | 0 | 0 | 0 | 0 | 0 | 0 | 0 | 0 | 0 | 0 | 0 | 0 | 0 | 0 | 0 | 0 | 0 | 0 | 0 | 0 | 0 | 0 | 0 | 0 | 0 | 0 | 0 | 0 | 0 | 0 | 0 | 0 | 0 | 0 | 0 | 0 | 0 | 0 | 0
Commercial_School_New_Miscellaneous_Natural Gas_Pool Heater_E9_Codes & Standards Forecast | Commercial | School | New | Miscellaneous | Natural Gas | Pool Heater | E9 |  | Codes & Standards Forecast | 0 | 0 | 0 | 0 | 0 | 0 | 0 | 0 | 0 | 0 | 0 | 0 | 0 | 0 | 0 | 0 | 0 | 0 | 0 | 0 | 0 | 0 | 0 | 0 | 0 | 0 | 0 | 0 | 0 | 0 | 0 | 0 | 0 | 0 | 0 | 0 | 0 | 0 | 0 | 0 | 0 | 0 | 0 | 0 | 0 | 0 | 0 | 0 | 0 | 0 | 0
Commercial_School_New_Miscellaneous_Natural Gas_Pool Heater_E10_Codes & Standards Forecast | Commercial | School | New | Miscellaneous | Natural Gas | Pool Heater | E10 |  | Codes & Standards Forecast | 0 | 0 | 0 | 0 | 0 | 0 | 0 | 0 | 0 | 0 | 0 | 0 | 0 | 0 | 0 | 0 | 0 | 0 | 0 | 0 | 0 | 0 | 0 | 0 | 0 | 0 | 0 | 0 | 0 | 0 | 0 | 0 | 0 | 0 | 0 | 0 | 0 | 0 | 0 | 0 | 0 | 0 | 0 | 0 | 0 | 0 | 0 | 0 | 0 | 0 | 0
Commercial_School_New_Miscellaneous_Natural Gas_Pool Heater_Vintage_Codes & Standards Forecast | Commercial | School | New | Miscellaneous | Natural Gas | Pool Heater | Vintage |  | Codes & Standards Forecast | 0 | 0 | 0 | 0 | 0 | 0 | 0 | 0 | 0 | 0 | 0 | 0 | 0 | 0 | 0 | 0 | 0 | 0 | 0 | 0 | 0 | 0 | 0 | 0 | 0 | 0 | 0 | 0 | 0 | 0 | 0 | 0 | 0 | 0 | 0 | 0 | 0 | 0 | 0 | 0 | 0 | 0 | 0 | 0 | 0 | 0 | 0 | 0 | 0 | 0 | 0
Commercial_School_New_Miscellaneous_Natural Gas_Miscellaneous_E1_Codes & Standards Forecast | Commercial | School | New | Miscellaneous | Natural Gas | Miscellaneous | E1 |  | Codes & Standards Forecast | 0 | 33024.884 | 192316.1639 | 294114.4482 | 425403.8246 | 603577.9041 | 770112.767 | 917714.4696 | 1050464.1516 | 1178639.4014 | 1305142.6839 | 1430389.1827 | 1555464.079 | 1680896.8556 | 1807101.1701 | 1933537.9903 | 2060009.3654 | 2186316.9011 | 2312457.9985 | 2438430.0298 | 2564428.9988 | 2690455.0865 | 2816330.82 | 2942054.1509 | 3067623.0111 | 3193212.9674 | 3318824.1431 | 3444456.6622 | 3570110.6495 | 3695786.2306 | 3821483.5318 | 3947202.6799 | 4003828.1378 | 0 | 0 | 0 | 0 | 0 | 0 | 0 | 0 | 0 | 0 | 0 | 0 | 0 | 0 | 0 | 0 | 0 | 0
Commercial_School_New_Miscellaneous_Natural Gas_Miscellaneous_E2_Codes & Standards Forecast | Commercial | School | New | Miscellaneous | Natural Gas | Miscellaneous | E2 |  | Codes & Standards Forecast | 0 | 0 | 0 | 0 | 0 | 0 | 0 | 0 | 0 | 0 | 0 | 0 | 0 | 0 | 0 | 0 | 0 | 0 | 0 | 0 | 0 | 0 | 0 | 0 | 0 | 0 | 0 | 0 | 0 | 0 | 0 | 0 | 0 | 0 | 0 | 0 | 0 | 0 | 0 | 0 | 0 | 0 | 0 | 0 | 0 | 0 | 0 | 0 | 0 | 0 | 0
Commercial_School_New_Miscellaneous_Natural Gas_Miscellaneous_E3_Codes & Standards Forecast | Commercial | School | New | Miscellaneous | Natural Gas | Miscellaneous | E3 |  | Codes & Standards Forecast | 0 | 0 | 0 | 0 | 0 | 0 | 0 | 0 | 0 | 0 | 0 | 0 | 0 | 0 | 0 | 0 | 0 | 0 | 0 | 0 | 0 | 0 | 0 | 0 | 0 | 0 | 0 | 0 | 0 | 0 | 0 | 0 | 0 | 0 | 0 | 0 | 0 | 0 | 0 | 0 | 0 | 0 | 0 | 0 | 0 | 0 | 0 | 0 | 0 | 0 | 0
Commercial_School_New_Miscellaneous_Natural Gas_Miscellaneous_E4_Codes & Standards Forecast | Commercial | School | New | Miscellaneous | Natural Gas | Miscellaneous | E4 |  | Codes & Standards Forecast | 0 | 0 | 0 | 0 | 0 | 0 | 0 | 0 | 0 | 0 | 0 | 0 | 0 | 0 | 0 | 0 | 0 | 0 | 0 | 0 | 0 | 0 | 0 | 0 | 0 | 0 | 0 | 0 | 0 | 0 | 0 | 0 | 0 | 0 | 0 | 0 | 0 | 0 | 0 | 0 | 0 | 0 | 0 | 0 | 0 | 0 | 0 | 0 | 0 | 0 | 0
Commercial_School_New_Miscellaneous_Natural Gas_Miscellaneous_E5_Codes & Standards Forecast | Commercial | School | New | Miscellaneous | Natural Gas | Miscellaneous | E5 |  | Codes & Standards Forecast | 0 | 0 | 0 | 0 | 0 | 0 | 0 | 0 | 0 | 0 | 0 | 0 | 0 | 0 | 0 | 0 | 0 | 0 | 0 | 0 | 0 | 0 | 0 | 0 | 0 | 0 | 0 | 0 | 0 | 0 | 0 | 0 | 0 | 0 | 0 | 0 | 0 | 0 | 0 | 0 | 0 | 0 | 0 | 0 | 0 | 0 | 0 | 0 | 0 | 0 | 0
Commercial_School_New_Miscellaneous_Natural Gas_Miscellaneous_E6_Codes & Standards Forecast | Commercial | School | New | Miscellaneous | Natural Gas | Miscellaneous | E6 |  | Codes & Standards Forecast | 0 | 0 | 0 | 0 | 0 | 0 | 0 | 0 | 0 | 0 | 0 | 0 | 0 | 0 | 0 | 0 | 0 | 0 | 0 | 0 | 0 | 0 | 0 | 0 | 0 | 0 | 0 | 0 | 0 | 0 | 0 | 0 | 0 | 0 | 0 | 0 | 0 | 0 | 0 | 0 | 0 | 0 | 0 | 0 | 0 | 0 | 0 | 0 | 0 | 0 | 0
Commercial_School_New_Miscellaneous_Natural Gas_Miscellaneous_E7_Codes & Standards Forecast | Commercial | School | New | Miscellaneous | Natural Gas | Miscellaneous | E7 |  | Codes & Standards Forecast | 0 | 0 | 0 | 0 | 0 | 0 | 0 | 0 | 0 | 0 | 0 | 0 | 0 | 0 | 0 | 0 | 0 | 0 | 0 | 0 | 0 | 0 | 0 | 0 | 0 | 0 | 0 | 0 | 0 | 0 | 0 | 0 | 0 | 0 | 0 | 0 | 0 | 0 | 0 | 0 | 0 | 0 | 0 | 0 | 0 | 0 | 0 | 0 | 0 | 0 | 0
Commercial_School_New_Miscellaneous_Natural Gas_Miscellaneous_E8_Codes & Standards Forecast | Commercial | School | New | Miscellaneous | Natural Gas | Miscellaneous | E8 |  | Codes & Standards Forecast | 0 | 0 | 0 | 0 | 0 | 0 | 0 | 0 | 0 | 0 | 0 | 0 | 0 | 0 | 0 | 0 | 0 | 0 | 0 | 0 | 0 | 0 | 0 | 0 | 0 | 0 | 0 | 0 | 0 | 0 | 0 | 0 | 0 | 0 | 0 | 0 | 0 | 0 | 0 | 0 | 0 | 0 | 0 | 0 | 0 | 0 | 0 | 0 | 0 | 0 | 0
Commercial_School_New_Miscellaneous_Natural Gas_Miscellaneous_E9_Codes & Standards Forecast | Commercial | School | New | Miscellaneous | Natural Gas | Miscellaneous | E9 |  | Codes & Standards Forecast | 0 | 0 | 0 | 0 | 0 | 0 | 0 | 0 | 0 | 0 | 0 | 0 | 0 | 0 | 0 | 0 | 0 | 0 | 0 | 0 | 0 | 0 | 0 | 0 | 0 | 0 | 0 | 0 | 0 | 0 | 0 | 0 | 0 | 0 | 0 | 0 | 0 | 0 | 0 | 0 | 0 | 0 | 0 | 0 | 0 | 0 | 0 | 0 | 0 | 0 | 0
Commercial_School_New_Miscellaneous_Natural Gas_Miscellaneous_E10_Codes & Standards Forecast | Commercial | School | New | Miscellaneous | Natural Gas | Miscellaneous | E10 |  | Codes & Standards Forecast | 0 | 0 | 0 | 0 | 0 | 0 | 0 | 0 | 0 | 0 | 0 | 0 | 0 | 0 | 0 | 0 | 0 | 0 | 0 | 0 | 0 | 0 | 0 | 0 | 0 | 0 | 0 | 0 | 0 | 0 | 0 | 0 | 0 | 0 | 0 | 0 | 0 | 0 | 0 | 0 | 0 | 0 | 0 | 0 | 0 | 0 | 0 | 0 | 0 | 0 | 0
Commercial_School_New_Miscellaneous_Natural Gas_Miscellaneous_Vintage_Codes & Standards Forecast | Commercial | School | New | Miscellaneous | Natural Gas | Miscellaneous | Vintage |  | Codes & Standards Forecast | 0 | 0 | 0 | 0 | 0 | 0 | 0 | 0 | 0 | 0 | 0 | 0 | 0 | 0 | 0 | 0 | 0 | 0 | 0 | 0 | 0 | 0 | 0 | 0 | 0 | 0 | 0 | 0 | 0 | 0 | 0 | 0 | 0 | 0 | 0 | 0 | 0 | 0 | 0 | 0 | 0 | 0 | 0 | 0 | 0 | 0 | 0 | 0 | 0 | 0 | 0
Commercial_College_Existing_Space Heating_Natural Gas_Furnace_E1_Codes & Standards Forecast | Commercial | College | Existing | Space Heating | Natural Gas | Furnace | E1 |  | Codes & Standards Forecast | 0 | 1084.3255 | 2254.3746 | 3497.4894 | 4805.583 | 6167.3567 | 7581.2486 | 9045.3972 | 10555.5998 | 12104.2301 | 13685.666 | 15295.5058 | 16929.1351 | 18582.4008 | 20251.3982 | 21933.2627 | 23625.2045 | 25324.7328 | 27029.4095 | 28573.616 | 29970.1953 | 31231.1452 | 32367.745 | 33390.1577 | 34307.7208 | 35128.7331 | 35861.0503 | 36511.8908 | 37087.8868 | 37595.1322 | 38039.2259 | 38425.3119 | 38759.4517 | 0 | 0 | 0 | 0 | 0 | 0 | 0 | 0 | 0 | 0 | 0 | 0 | 0 | 0 | 0 | 0 | 0 | 0
Commercial_College_Existing_Space Heating_Natural Gas_Furnace_E2_Codes & Standards Forecast | Commercial | College | Existing | Space Heating | Natural Gas | Furnace | E2 |  | Codes & Standards Forecast | 0 | 0 | 0 | 0 | 0 | 0 | 0 | 0 | 0 | 0 | 0 | 0 | 0 | 0 | 0 | 0 | 0 | 0 | 0 | 0 | 0 | 0 | 0 | 0 | 0 | 0 | 0 | 0 | 0 | 0 | 0 | 0 | 0 | 0 | 0 | 0 | 0 | 0 | 0 | 0 | 0 | 0 | 0 | 0 | 0 | 0 | 0 | 0 | 0 | 0 | 0
Commercial_College_Existing_Space Heating_Natural Gas_Furnace_E3_Codes & Standards Forecast | Commercial | College | Existing | Space Heating | Natural Gas | Furnace | E3 |  | Codes & Standards Forecast | 0 | 0 | 0 | 0 | 0 | 0 | 0 | 0 | 0 | 0 | 0 | 0 | 0 | 0 | 0 | 0 | 0 | 0 | 0 | 0 | 0 | 0 | 0 | 0 | 0 | 0 | 0 | 0 | 0 | 0 | 0 | 0 | 0 | 0 | 0 | 0 | 0 | 0 | 0 | 0 | 0 | 0 | 0 | 0 | 0 | 0 | 0 | 0 | 0 | 0 | 0
Commercial_College_Existing_Space Heating_Natural Gas_Furnace_E4_Codes & Standards Forecast | Commercial | College | Existing | Space Heating | Natural Gas | Furnace | E4 |  | Codes & Standards Forecast | 0 | 0 | 0 | 0 | 0 | 0 | 0 | 0 | 0 | 0 | 0 | 0 | 0 | 0 | 0 | 0 | 0 | 0 | 0 | 0 | 0 | 0 | 0 | 0 | 0 | 0 | 0 | 0 | 0 | 0 | 0 | 0 | 0 | 0 | 0 | 0 | 0 | 0 | 0 | 0 | 0 | 0 | 0 | 0 | 0 | 0 | 0 | 0 | 0 | 0 | 0
Commercial_College_Existing_Space Heating_Natural Gas_Furnace_E5_Codes & Standards Forecast | Commercial | College | Existing | Space Heating | Natural Gas | Furnace | E5 |  | Codes & Standards Forecast | 0 | 0 | 0 | 0 | 0 | 0 | 0 | 0 | 0 | 0 | 0 | 0 | 0 | 0 | 0 | 0 | 0 | 0 | 0 | 0 | 0 | 0 | 0 | 0 | 0 | 0 | 0 | 0 | 0 | 0 | 0 | 0 | 0 | 0 | 0 | 0 | 0 | 0 | 0 | 0 | 0 | 0 | 0 | 0 | 0 | 0 | 0 | 0 | 0 | 0 | 0
Commercial_College_Existing_Space Heating_Natural Gas_Furnace_E6_Codes & Standards Forecast | Commercial | College | Existing | Space Heating | Natural Gas | Furnace | E6 |  | Codes & Standards Forecast | 0 | 0 | 0 | 0 | 0 | 0 | 0 | 0 | 0 | 0 | 0 | 0 | 0 | 0 | 0 | 0 | 0 | 0 | 0 | 0 | 0 | 0 | 0 | 0 | 0 | 0 | 0 | 0 | 0 | 0 | 0 | 0 | 0 | 0 | 0 | 0 | 0 | 0 | 0 | 0 | 0 | 0 | 0 | 0 | 0 | 0 | 0 | 0 | 0 | 0 | 0
Commercial_College_Existing_Space Heating_Natural Gas_Furnace_E7_Codes & Standards Forecast | Commercial | College | Existing | Space Heating | Natural Gas | Furnace | E7 |  | Codes & Standards Forecast | 0 | 0 | 0 | 0 | 0 | 0 | 0 | 0 | 0 | 0 | 0 | 0 | 0 | 0 | 0 | 0 | 0 | 0 | 0 | 0 | 0 | 0 | 0 | 0 | 0 | 0 | 0 | 0 | 0 | 0 | 0 | 0 | 0 | 0 | 0 | 0 | 0 | 0 | 0 | 0 | 0 | 0 | 0 | 0 | 0 | 0 | 0 | 0 | 0 | 0 | 0
Commercial_College_Existing_Space Heating_Natural Gas_Furnace_E8_Codes & Standards Forecast | Commercial | College | Existing | Space Heating | Natural Gas | Furnace | E8 |  | Codes & Standards Forecast | 0 | 0 | 0 | 0 | 0 | 0 | 0 | 0 | 0 | 0 | 0 | 0 | 0 | 0 | 0 | 0 | 0 | 0 | 0 | 0 | 0 | 0 | 0 | 0 | 0 | 0 | 0 | 0 | 0 | 0 | 0 | 0 | 0 | 0 | 0 | 0 | 0 | 0 | 0 | 0 | 0 | 0 | 0 | 0 | 0 | 0 | 0 | 0 | 0 | 0 | 0
Commercial_College_Existing_Space Heating_Natural Gas_Furnace_E9_Codes & Standards Forecast | Commercial | College | Existing | Space Heating | Natural Gas | Furnace | E9 |  | Codes & Standards Forecast | 0 | 0 | 0 | 0 | 0 | 0 | 0 | 0 | 0 | 0 | 0 | 0 | 0 | 0 | 0 | 0 | 0 | 0 | 0 | 0 | 0 | 0 | 0 | 0 | 0 | 0 | 0 | 0 | 0 | 0 | 0 | 0 | 0 | 0 | 0 | 0 | 0 | 0 | 0 | 0 | 0 | 0 | 0 | 0 | 0 | 0 | 0 | 0 | 0 | 0 | 0
Commercial_College_Existing_Space Heating_Natural Gas_Furnace_E10_Codes & Standards Forecast | Commercial | College | Existing | Space Heating | Natural Gas | Furnace | E10 |  | Codes & Standards Forecast | 0 | 0 | 0 | 0 | 0 | 0 | 0 | 0 | 0 | 0 | 0 | 0 | 0 | 0 | 0 | 0 | 0 | 0 | 0 | 0 | 0 | 0 | 0 | 0 | 0 | 0 | 0 | 0 | 0 | 0 | 0 | 0 | 0 | 0 | 0 | 0 | 0 | 0 | 0 | 0 | 0 | 0 | 0 | 0 | 0 | 0 | 0 | 0 | 0 | 0 | 0
Commercial_College_Existing_Space Heating_Natural Gas_Furnace_Vintage_Codes & Standards Forecast | Commercial | College | Existing | Space Heating | Natural Gas | Furnace | Vintage |  | Codes & Standards Forecast | 54311.8795 | 52951.2275 | 51504.8518 | 49928.0358 | 48277.568 | 46540.4235 | 44775.8501 | 43001.1812 | 41211.9627 | 39394.0197 | 37546.8178 | 35673.8778 | 33777.5124 | 31860.7514 | 29926.6221 | 27979.1326 | 26021.4924 | 24056.6133 | 22086.9388 | 20278.0932 | 18616.8176 | 17091.1139 | 15690.0792 | 14403.555 | 13222.2079 | 12137.367 | 11141.176 | 10226.4166 | 9386.4561 | 8615.2004 | 7907.0503 | 7256.8615 | 6660.1371 | 0 | 0 | 0 | 0 | 0 | 0 | 0 | 0 | 0 | 0 | 0 | 0 | 0 | 0 | 0 | 0 | 0 | 0
Commercial_College_Existing_Space Heating_Natural Gas_Boiler_E1_Codes & Standards Forecast | Commercial | College | Existing | Space Heating | Natural Gas | Boiler | E1 |  | Codes & Standards Forecast | 0 | 8379.8396 | 17583.4632 | 27485.0737 | 37997.7323 | 49012.1951 | 60499.1818 | 72430.1221 | 84760.0613 | 97418.2581 | 110351.4025 | 123517.2879 | 136873.1173 | 150380.7911 | 164005.0632 | 177719.8475 | 191500.3092 | 205324.5824 | 219171.6975 | 233022.7252 | 246858.4427 | 260663.0114 | 272933.6821 | 283817.1983 | 293446.3238 | 301938.7648 | 309402.9377 | 315936.9376 | 321629.5196 | 326560.9856 | 330803.9881 | 334424.257 | 337492.8844 | 0 | 0 | 0 | 0 | 0 | 0 | 0 | 0 | 0 | 0 | 0 | 0 | 0 | 0 | 0 | 0 | 0 | 0
Commercial_College_Existing_Space Heating_Natural Gas_Boiler_E2_Codes & Standards Forecast | Commercial | College | Existing | Space Heating | Natural Gas | Boiler | E2 |  | Codes & Standards Forecast | 0 | 0 | 0 | 0 | 0 | 0 | 0 | 0 | 0 | 0 | 0 | 0 | 0 | 0 | 0 | 0 | 0 | 0 | 0 | 0 | 0 | 0 | 0 | 0 | 0 | 0 | 0 | 0 | 0 | 0 | 0 | 0 | 0 | 0 | 0 | 0 | 0 | 0 | 0 | 0 | 0 | 0 | 0 | 0 | 0 | 0 | 0 | 0 | 0 | 0 | 0
Commercial_College_Existing_Space Heating_Natural Gas_Boiler_E3_Codes & Standards Forecast | Commercial | College | Existing | Space Heating | Natural Gas | Boiler | E3 |  | Codes & Standards Forecast | 0 | 0 | 0 | 0 | 0 | 0 | 0 | 0 | 0 | 0 | 0 | 0 | 0 | 0 | 0 | 0 | 0 | 0 | 0 | 0 | 0 | 0 | 0 | 0 | 0 | 0 | 0 | 0 | 0 | 0 | 0 | 0 | 0 | 0 | 0 | 0 | 0 | 0 | 0 | 0 | 0 | 0 | 0 | 0 | 0 | 0 | 0 | 0 | 0 | 0 | 0
Commercial_College_Existing_Space Heating_Natural Gas_Boiler_E4_Codes & Standards Forecast | Commercial | College | Existing | Space Heating | Natural Gas | Boiler | E4 |  | Codes & Standards Forecast | 0 | 0 | 0 | 0 | 0 | 0 | 0 | 0 | 0 | 0 | 0 | 0 | 0 | 0 | 0 | 0 | 0 | 0 | 0 | 0 | 0 | 0 | 0 | 0 | 0 | 0 | 0 | 0 | 0 | 0 | 0 | 0 | 0 | 0 | 0 | 0 | 0 | 0 | 0 | 0 | 0 | 0 | 0 | 0 | 0 | 0 | 0 | 0 | 0 | 0 | 0
Commercial_College_Existing_Space Heating_Natural Gas_Boiler_E5_Codes & Standards Forecast | Commercial | College | Existing | Space Heating | Natural Gas | Boiler | E5 |  | Codes & Standards Forecast | 0 | 0 | 0 | 0 | 0 | 0 | 0 | 0 | 0 | 0 | 0 | 0 | 0 | 0 | 0 | 0 | 0 | 0 | 0 | 0 | 0 | 0 | 0 | 0 | 0 | 0 | 0 | 0 | 0 | 0 | 0 | 0 | 0 | 0 | 0 | 0 | 0 | 0 | 0 | 0 | 0 | 0 | 0 | 0 | 0 | 0 | 0 | 0 | 0 | 0 | 0
Commercial_College_Existing_Space Heating_Natural Gas_Boiler_E6_Codes & Standards Forecast | Commercial | College | Existing | Space Heating | Natural Gas | Boiler | E6 |  | Codes & Standards Forecast | 0 | 0 | 0 | 0 | 0 | 0 | 0 | 0 | 0 | 0 | 0 | 0 | 0 | 0 | 0 | 0 | 0 | 0 | 0 | 0 | 0 | 0 | 0 | 0 | 0 | 0 | 0 | 0 | 0 | 0 | 0 | 0 | 0 | 0 | 0 | 0 | 0 | 0 | 0 | 0 | 0 | 0 | 0 | 0 | 0 | 0 | 0 | 0 | 0 | 0 | 0
Commercial_College_Existing_Space Heating_Natural Gas_Boiler_E7_Codes & Standards Forecast | Commercial | College | Existing | Space Heating | Natural Gas | Boiler | E7 |  | Codes & Standards Forecast | 0 | 0 | 0 | 0 | 0 | 0 | 0 | 0 | 0 | 0 | 0 | 0 | 0 | 0 | 0 | 0 | 0 | 0 | 0 | 0 | 0 | 0 | 0 | 0 | 0 | 0 | 0 | 0 | 0 | 0 | 0 | 0 | 0 | 0 | 0 | 0 | 0 | 0 | 0 | 0 | 0 | 0 | 0 | 0 | 0 | 0 | 0 | 0 | 0 | 0 | 0
Commercial_College_Existing_Space Heating_Natural Gas_Boiler_E8_Codes & Standards Forecast | Commercial | College | Existing | Space Heating | Natural Gas | Boiler | E8 |  | Codes & Standards Forecast | 0 | 0 | 0 | 0 | 0 | 0 | 0 | 0 | 0 | 0 | 0 | 0 | 0 | 0 | 0 | 0 | 0 | 0 | 0 | 0 | 0 | 0 | 0 | 0 | 0 | 0 | 0 | 0 | 0 | 0 | 0 | 0 | 0 | 0 | 0 | 0 | 0 | 0 | 0 | 0 | 0 | 0 | 0 | 0 | 0 | 0 | 0 | 0 | 0 | 0 | 0
Commercial_College_Existing_Space Heating_Natural Gas_Boiler_E9_Codes & Standards Forecast | Commercial | College | Existing | Space Heating | Natural Gas | Boiler | E9 |  | Codes & Standards Forecast | 0 | 0 | 0 | 0 | 0 | 0 | 0 | 0 | 0 | 0 | 0 | 0 | 0 | 0 | 0 | 0 | 0 | 0 | 0 | 0 | 0 | 0 | 0 | 0 | 0 | 0 | 0 | 0 | 0 | 0 | 0 | 0 | 0 | 0 | 0 | 0 | 0 | 0 | 0 | 0 | 0 | 0 | 0 | 0 | 0 | 0 | 0 | 0 | 0 | 0 | 0
Commercial_College_Existing_Space Heating_Natural Gas_Boiler_E10_Codes & Standards Forecast | Commercial | College | Existing | Space Heating | Natural Gas | Boiler | E10 |  | Codes & Standards Forecast | 0 | 0 | 0 | 0 | 0 | 0 | 0 | 0 | 0 | 0 | 0 | 0 | 0 | 0 | 0 | 0 | 0 | 0 | 0 | 0 | 0 | 0 | 0 | 0 | 0 | 0 | 0 | 0 | 0 | 0 | 0 | 0 | 0 | 0 | 0 | 0 | 0 | 0 | 0 | 0 | 0 | 0 | 0 | 0 | 0 | 0 | 0 | 0 | 0 | 0 | 0
Commercial_College_Existing_Space Heating_Natural Gas_Boiler_Vintage_Codes & Standards Forecast | Commercial | College | Existing | Space Heating | Natural Gas | Boiler | Vintage |  | Codes & Standards Forecast | 463248.082 | 452511.3407 | 440950.8154 | 428202.9323 | 414770.025 | 400553.8724 | 386075.7805 | 371496.2866 | 356786.5067 | 341831.2331 | 326631.2621 | 311221.2888 | 295624.4762 | 279869.3442 | 263983.6548 | 248003.2463 | 231956.5355 | 215868.9774 | 199761.5886 | 183653.3461 | 167559.9265 | 151497.165 | 136971.0218 | 123834.7905 | 111955.7448 | 101213.0017 | 91498.1429 | 82713.0709 | 74769.0285 | 67585.7113 | 61090.4646 | 55217.5563 | 49909.2378 | 0 | 0 | 0 | 0 | 0 | 0 | 0 | 0 | 0 | 0 | 0 | 0 | 0 | 0 | 0 | 0 | 0 | 0
Commercial_College_Existing_Space Heating_Natural Gas_Unit Heater_E1_Codes & Standards Forecast | Commercial | College | Existing | Space Heating | Natural Gas | Unit Heater | E1 |  | Codes & Standards Forecast | 0 | 0 | 0 | 0 | 0 | 0 | 0 | 0 | 0 | 0 | 0 | 0 | 0 | 0 | 0 | 0 | 0 | 0 | 0 | 0 | 0 | 0 | 0 | 0 | 0 | 0 | 0 | 0 | 0 | 0 | 0 | 0 | 0 | 0 | 0 | 0 | 0 | 0 | 0 | 0 | 0 | 0 | 0 | 0 | 0 | 0 | 0 | 0 | 0 | 0 | 0
Commercial_College_Existing_Space Heating_Natural Gas_Unit Heater_E2_Codes & Standards Forecast | Commercial | College | Existing | Space Heating | Natural Gas | Unit Heater | E2 |  | Codes & Standards Forecast | 0 | 0 | 0 | 0 | 0 | 0 | 0 | 0 | 0 | 0 | 0 | 0 | 0 | 0 | 0 | 0 | 0 | 0 | 0 | 0 | 0 | 0 | 0 | 0 | 0 | 0 | 0 | 0 | 0 | 0 | 0 | 0 | 0 | 0 | 0 | 0 | 0 | 0 | 0 | 0 | 0 | 0 | 0 | 0 | 0 | 0 | 0 | 0 | 0 | 0 | 0
Commercial_College_Existing_Space Heating_Natural Gas_Unit Heater_E3_Codes & Standards Forecast | Commercial | College | Existing | Space Heating | Natural Gas | Unit Heater | E3 |  | Codes & Standards Forecast | 0 | 0 | 0 | 0 | 0 | 0 | 0 | 0 | 0 | 0 | 0 | 0 | 0 | 0 | 0 | 0 | 0 | 0 | 0 | 0 | 0 | 0 | 0 | 0 | 0 | 0 | 0 | 0 | 0 | 0 | 0 | 0 | 0 | 0 | 0 | 0 | 0 | 0 | 0 | 0 | 0 | 0 | 0 | 0 | 0 | 0 | 0 | 0 | 0 | 0 | 0
Commercial_College_Existing_Space Heating_Natural Gas_Unit Heater_E4_Codes & Standards Forecast | Commercial | College | Existing | Space Heating | Natural Gas | Unit Heater | E4 |  | Codes & Standards Forecast | 0 | 0 | 0 | 0 | 0 | 0 | 0 | 0 | 0 | 0 | 0 | 0 | 0 | 0 | 0 | 0 | 0 | 0 | 0 | 0 | 0 | 0 | 0 | 0 | 0 | 0 | 0 | 0 | 0 | 0 | 0 | 0 | 0 | 0 | 0 | 0 | 0 | 0 | 0 | 0 | 0 | 0 | 0 | 0 | 0 | 0 | 0 | 0 | 0 | 0 | 0
Commercial_College_Existing_Space Heating_Natural Gas_Unit Heater_E5_Codes & Standards Forecast | Commercial | College | Existing | Space Heating | Natural Gas | Unit Heater | E5 |  | Codes & Standards Forecast | 0 | 0 | 0 | 0 | 0 | 0 | 0 | 0 | 0 | 0 | 0 | 0 | 0 | 0 | 0 | 0 | 0 | 0 | 0 | 0 | 0 | 0 | 0 | 0 | 0 | 0 | 0 | 0 | 0 | 0 | 0 | 0 | 0 | 0 | 0 | 0 | 0 | 0 | 0 | 0 | 0 | 0 | 0 | 0 | 0 | 0 | 0 | 0 | 0 | 0 | 0
Commercial_College_Existing_Space Heating_Natural Gas_Unit Heater_E6_Codes & Standards Forecast | Commercial | College | Existing | Space Heating | Natural Gas | Unit Heater | E6 |  | Codes & Standards Forecast | 0 | 0 | 0 | 0 | 0 | 0 | 0 | 0 | 0 | 0 | 0 | 0 | 0 | 0 | 0 | 0 | 0 | 0 | 0 | 0 | 0 | 0 | 0 | 0 | 0 | 0 | 0 | 0 | 0 | 0 | 0 | 0 | 0 | 0 | 0 | 0 | 0 | 0 | 0 | 0 | 0 | 0 | 0 | 0 | 0 | 0 | 0 | 0 | 0 | 0 | 0
Commercial_College_Existing_Space Heating_Natural Gas_Unit Heater_E7_Codes & Standards Forecast | Commercial | College | Existing | Space Heating | Natural Gas | Unit Heater | E7 |  | Codes & Standards Forecast | 0 | 0 | 0 | 0 | 0 | 0 | 0 | 0 | 0 | 0 | 0 | 0 | 0 | 0 | 0 | 0 | 0 | 0 | 0 | 0 | 0 | 0 | 0 | 0 | 0 | 0 | 0 | 0 | 0 | 0 | 0 | 0 | 0 | 0 | 0 | 0 | 0 | 0 | 0 | 0 | 0 | 0 | 0 | 0 | 0 | 0 | 0 | 0 | 0 | 0 | 0
Commercial_College_Existing_Space Heating_Natural Gas_Unit Heater_E8_Codes & Standards Forecast | Commercial | College | Existing | Space Heating | Natural Gas | Unit Heater | E8 |  | Codes & Standards Forecast | 0 | 0 | 0 | 0 | 0 | 0 | 0 | 0 | 0 | 0 | 0 | 0 | 0 | 0 | 0 | 0 | 0 | 0 | 0 | 0 | 0 | 0 | 0 | 0 | 0 | 0 | 0 | 0 | 0 | 0 | 0 | 0 | 0 | 0 | 0 | 0 | 0 | 0 | 0 | 0 | 0 | 0 | 0 | 0 | 0 | 0 | 0 | 0 | 0 | 0 | 0
Commercial_College_Existing_Space Heating_Natural Gas_Unit Heater_E9_Codes & Standards Forecast | Commercial | College | Existing | Space Heating | Natural Gas | Unit Heater | E9 |  | Codes & Standards Forecast | 0 | 0 | 0 | 0 | 0 | 0 | 0 | 0 | 0 | 0 | 0 | 0 | 0 | 0 | 0 | 0 | 0 | 0 | 0 | 0 | 0 | 0 | 0 | 0 | 0 | 0 | 0 | 0 | 0 | 0 | 0 | 0 | 0 | 0 | 0 | 0 | 0 | 0 | 0 | 0 | 0 | 0 | 0 | 0 | 0 | 0 | 0 | 0 | 0 | 0 | 0
Commercial_College_Existing_Space Heating_Natural Gas_Unit Heater_E10_Codes & Standards Forecast | Commercial | College | Existing | Space Heating | Natural Gas | Unit Heater | E10 |  | Codes & Standards Forecast | 0 | 0 | 0 | 0 | 0 | 0 | 0 | 0 | 0 | 0 | 0 | 0 | 0 | 0 | 0 | 0 | 0 | 0 | 0 | 0 | 0 | 0 | 0 | 0 | 0 | 0 | 0 | 0 | 0 | 0 | 0 | 0 | 0 | 0 | 0 | 0 | 0 | 0 | 0 | 0 | 0 | 0 | 0 | 0 | 0 | 0 | 0 | 0 | 0 | 0 | 0
Commercial_College_Existing_Space Heating_Natural Gas_Unit Heater_Vintage_Codes & Standards Forecast | Commercial | College | Existing | Space Heating | Natural Gas | Unit Heater | Vintage |  | Codes & Standards Forecast | 0 | 0 | 0 | 0 | 0 | 0 | 0 | 0 | 0 | 0 | 0 | 0 | 0 | 0 | 0 | 0 | 0 | 0 | 0 | 0 | 0 | 0 | 0 | 0 | 0 | 0 | 0 | 0 | 0 | 0 | 0 | 0 | 0 | 0 | 0 | 0 | 0 | 0 | 0 | 0 | 0 | 0 | 0 | 0 | 0 | 0 | 0 | 0 | 0 | 0 | 0
Commercial_College_Existing_Water Heating_Natural Gas_Water Heater_E1_Codes & Standards Forecast | Commercial | College | Existing | Water Heating | Natural Gas | Water Heater | E1 |  | Codes & Standards Forecast | 0 | 20366.6129 | 46603.6632 | 77324.8762 | 111482.58 | 148153.8769 | 186803.4754 | 227024.2461 | 268448.7721 | 310693.1403 | 343822.3232 | 369700.0163 | 389794.9875 | 405278.527 | 417082.0148 | 425962.0416 | 432517.6326 | 437226.6835 | 440466.8407 | 442538.6992 | 443677.6729 | 444074.0735 | 443882.862 | 443224.6927 | 442195.5976 | 440868.4963 | 439304.16 | 437550.954 | 435647.3688 | 433624.0358 | 431505.3308 | 429310.6509 | 427070.1435 | 0 | 0 | 0 | 0 | 0 | 0 | 0 | 0 | 0 | 0 | 0 | 0 | 0 | 0 | 0 | 0 | 0 | 0
Commercial_College_Existing_Water Heating_Natural Gas_Water Heater_E2_Codes & Standards Forecast | Commercial | College | Existing | Water Heating | Natural Gas | Water Heater | E2 |  | Codes & Standards Forecast | 0 | 0 | 0 | 0 | 0 | 0 | 0 | 0 | 0 | 0 | 0 | 0 | 0 | 0 | 0 | 0 | 0 | 0 | 0 | 0 | 0 | 0 | 0 | 0 | 0 | 0 | 0 | 0 | 0 | 0 | 0 | 0 | 0 | 0 | 0 | 0 | 0 | 0 | 0 | 0 | 0 | 0 | 0 | 0 | 0 | 0 | 0 | 0 | 0 | 0 | 0
Commercial_College_Existing_Water Heating_Natural Gas_Water Heater_E3_Codes & Standards Forecast | Commercial | College | Existing | Water Heating | Natural Gas | Water Heater | E3 |  | Codes & Standards Forecast | 0 | 0 | 0 | 0 | 0 | 0 | 0 | 0 | 0 | 0 | 0 | 0 | 0 | 0 | 0 | 0 | 0 | 0 | 0 | 0 | 0 | 0 | 0 | 0 | 0 | 0 | 0 | 0 | 0 | 0 | 0 | 0 | 0 | 0 | 0 | 0 | 0 | 0 | 0 | 0 | 0 | 0 | 0 | 0 | 0 | 0 | 0 | 0 | 0 | 0 | 0
Commercial_College_Existing_Water Heating_Natural Gas_Water Heater_E4_Codes & Standards Forecast | Commercial | College | Existing | Water Heating | Natural Gas | Water Heater | E4 |  | Codes & Standards Forecast | 0 | 0 | 0 | 0 | 0 | 0 | 0 | 0 | 0 | 0 | 0 | 0 | 0 | 0 | 0 | 0 | 0 | 0 | 0 | 0 | 0 | 0 | 0 | 0 | 0 | 0 | 0 | 0 | 0 | 0 | 0 | 0 | 0 | 0 | 0 | 0 | 0 | 0 | 0 | 0 | 0 | 0 | 0 | 0 | 0 | 0 | 0 | 0 | 0 | 0 | 0
Commercial_College_Existing_Water Heating_Natural Gas_Water Heater_E5_Codes & Standards Forecast | Commercial | College | Existing | Water Heating | Natural Gas | Water Heater | E5 |  | Codes & Standards Forecast | 0 | 0 | 0 | 0 | 0 | 0 | 0 | 0 | 0 | 0 | 0 | 0 | 0 | 0 | 0 | 0 | 0 | 0 | 0 | 0 | 0 | 0 | 0 | 0 | 0 | 0 | 0 | 0 | 0 | 0 | 0 | 0 | 0 | 0 | 0 | 0 | 0 | 0 | 0 | 0 | 0 | 0 | 0 | 0 | 0 | 0 | 0 | 0 | 0 | 0 | 0
Commercial_College_Existing_Water Heating_Natural Gas_Water Heater_E6_Codes & Standards Forecast | Commercial | College | Existing | Water Heating | Natural Gas | Water Heater | E6 |  | Codes & Standards Forecast | 0 | 0 | 0 | 0 | 0 | 0 | 0 | 0 | 0 | 0 | 0 | 0 | 0 | 0 | 0 | 0 | 0 | 0 | 0 | 0 | 0 | 0 | 0 | 0 | 0 | 0 | 0 | 0 | 0 | 0 | 0 | 0 | 0 | 0 | 0 | 0 | 0 | 0 | 0 | 0 | 0 | 0 | 0 | 0 | 0 | 0 | 0 | 0 | 0 | 0 | 0
Commercial_College_Existing_Water Heating_Natural Gas_Water Heater_E7_Codes & Standards Forecast | Commercial | College | Existing | Water Heating | Natural Gas | Water Heater | E7 |  | Codes & Standards Forecast | 0 | 0 | 0 | 0 | 0 | 0 | 0 | 0 | 0 | 0 | 0 | 0 | 0 | 0 | 0 | 0 | 0 | 0 | 0 | 0 | 0 | 0 | 0 | 0 | 0 | 0 | 0 | 0 | 0 | 0 | 0 | 0 | 0 | 0 | 0 | 0 | 0 | 0 | 0 | 0 | 0 | 0 | 0 | 0 | 0 | 0 | 0 | 0 | 0 | 0 | 0
Commercial_College_Existing_Water Heating_Natural Gas_Water Heater_E8_Codes & Standards Forecast | Commercial | College | Existing | Water Heating | Natural Gas | Water Heater | E8 |  | Codes & Standards Forecast | 0 | 0 | 0 | 0 | 0 | 0 | 0 | 0 | 0 | 0 | 0 | 0 | 0 | 0 | 0 | 0 | 0 | 0 | 0 | 0 | 0 | 0 | 0 | 0 | 0 | 0 | 0 | 0 | 0 | 0 | 0 | 0 | 0 | 0 | 0 | 0 | 0 | 0 | 0 | 0 | 0 | 0 | 0 | 0 | 0 | 0 | 0 | 0 | 0 | 0 | 0
Commercial_College_Existing_Water Heating_Natural Gas_Water Heater_E9_Codes & Standards Forecast | Commercial | College | Existing | Water Heating | Natural Gas | Water Heater | E9 |  | Codes & Standards Forecast | 0 | 0 | 0 | 0 | 0 | 0 | 0 | 0 | 0 | 0 | 0 | 0 | 0 | 0 | 0 | 0 | 0 | 0 | 0 | 0 | 0 | 0 | 0 | 0 | 0 | 0 | 0 | 0 | 0 | 0 | 0 | 0 | 0 | 0 | 0 | 0 | 0 | 0 | 0 | 0 | 0 | 0 | 0 | 0 | 0 | 0 | 0 | 0 | 0 | 0 | 0
Commercial_College_Existing_Water Heating_Natural Gas_Water Heater_E10_Codes & Standards Forecast | Commercial | College | Existing | Water Heating | Natural Gas | Water Heater | E10 |  | Codes & Standards Forecast | 0 | 0 | 0 | 0 | 0 | 0 | 0 | 0 | 0 | 0 | 0 | 0 | 0 | 0 | 0 | 0 | 0 | 0 | 0 | 0 | 0 | 0 | 0 | 0 | 0 | 0 | 0 | 0 | 0 | 0 | 0 | 0 | 0 | 0 | 0 | 0 | 0 | 0 | 0 | 0 | 0 | 0 | 0 | 0 | 0 | 0 | 0 | 0 | 0 | 0 | 0
Commercial_College_Existing_Water Heating_Natural Gas_Water Heater_Vintage_Codes & Standards Forecast | Commercial | College | Existing | Water Heating | Natural Gas | Water Heater | Vintage |  | Codes & Standards Forecast | 511769.0877 | 488798.7092 | 459957.8933 | 426092.2866 | 388708.4647 | 348500.1301 | 306546.1355 | 263399.3994 | 219345.7662 | 174563.7233 | 138930.2845 | 110573.4557 | 88002.7788 | 70036.3804 | 55734.6124 | 44351.6581 | 35292.449 | 28083.0548 | 22345.881 | 17780.385 | 14147.2355 | 11256.1171 | 8955.616 | 7125.1188 | 5668.635 | 4509.7357 | 3587.6473 | 2854.002 | 2270.3067 | 1805.9277 | 1436.4866 | 1142.5836 | 908.8128 | 0 | 0 | 0 | 0 | 0 | 0 | 0 | 0 | 0 | 0 | 0 | 0 | 0 | 0 | 0 | 0 | 0 | 0
Commercial_College_Existing_Food Preparation_Natural Gas_Oven_E1_Codes & Standards Forecast | Commercial | College | Existing | Food Preparation | Natural Gas | Oven | E1 |  | Codes & Standards Forecast | 0 | 1626.7679 | 3722.4327 | 6176.2665 | 8904.5875 | 11833.6799 | 14920.7876 | 18133.3915 | 21442.1444 | 24816.3817 | 28233.7404 | 31677.7548 | 34370.8675 | 36465.5096 | 38082.8857 | 39320.8595 | 40257.0695 | 40953.4273 | 41458.962 | 41812.6987 | 42045.335 | 42181.5796 | 42241.431 | 42240.5525 | 42191.4109 | 42103.5928 | 41984.9882 | 41841.8767 | 41679.2557 | 41501.1023 | 41310.5811 | 41110.2109 | 40903.4046 | 0 | 0 | 0 | 0 | 0 | 0 | 0 | 0 | 0 | 0 | 0 | 0 | 0 | 0 | 0 | 0 | 0 | 0
Commercial_College_Existing_Food Preparation_Natural Gas_Oven_E2_Codes & Standards Forecast | Commercial | College | Existing | Food Preparation | Natural Gas | Oven | E2 |  | Codes & Standards Forecast | 0 | 0 | 0 | 0 | 0 | 0 | 0 | 0 | 0 | 0 | 0 | 0 | 0 | 0 | 0 | 0 | 0 | 0 | 0 | 0 | 0 | 0 | 0 | 0 | 0 | 0 | 0 | 0 | 0 | 0 | 0 | 0 | 0 | 0 | 0 | 0 | 0 | 0 | 0 | 0 | 0 | 0 | 0 | 0 | 0 | 0 | 0 | 0 | 0 | 0 | 0
Commercial_College_Existing_Food Preparation_Natural Gas_Oven_E3_Codes & Standards Forecast | Commercial | College | Existing | Food Preparation | Natural Gas | Oven | E3 |  | Codes & Standards Forecast | 0 | 0 | 0 | 0 | 0 | 0 | 0 | 0 | 0 | 0 | 0 | 0 | 0 | 0 | 0 | 0 | 0 | 0 | 0 | 0 | 0 | 0 | 0 | 0 | 0 | 0 | 0 | 0 | 0 | 0 | 0 | 0 | 0 | 0 | 0 | 0 | 0 | 0 | 0 | 0 | 0 | 0 | 0 | 0 | 0 | 0 | 0 | 0 | 0 | 0 | 0
Commercial_College_Existing_Food Preparation_Natural Gas_Oven_E4_Codes & Standards Forecast | Commercial | College | Existing | Food Preparation | Natural Gas | Oven | E4 |  | Codes & Standards Forecast | 0 | 0 | 0 | 0 | 0 | 0 | 0 | 0 | 0 | 0 | 0 | 0 | 0 | 0 | 0 | 0 | 0 | 0 | 0 | 0 | 0 | 0 | 0 | 0 | 0 | 0 | 0 | 0 | 0 | 0 | 0 | 0 | 0 | 0 | 0 | 0 | 0 | 0 | 0 | 0 | 0 | 0 | 0 | 0 | 0 | 0 | 0 | 0 | 0 | 0 | 0
Commercial_College_Existing_Food Preparation_Natural Gas_Oven_E5_Codes & Standards Forecast | Commercial | College | Existing | Food Preparation | Natural Gas | Oven | E5 |  | Codes & Standards Forecast | 0 | 0 | 0 | 0 | 0 | 0 | 0 | 0 | 0 | 0 | 0 | 0 | 0 | 0 | 0 | 0 | 0 | 0 | 0 | 0 | 0 | 0 | 0 | 0 | 0 | 0 | 0 | 0 | 0 | 0 | 0 | 0 | 0 | 0 | 0 | 0 | 0 | 0 | 0 | 0 | 0 | 0 | 0 | 0 | 0 | 0 | 0 | 0 | 0 | 0 | 0
Commercial_College_Existing_Food Preparation_Natural Gas_Oven_E6_Codes & Standards Forecast | Commercial | College | Existing | Food Preparation | Natural Gas | Oven | E6 |  | Codes & Standards Forecast | 0 | 0 | 0 | 0 | 0 | 0 | 0 | 0 | 0 | 0 | 0 | 0 | 0 | 0 | 0 | 0 | 0 | 0 | 0 | 0 | 0 | 0 | 0 | 0 | 0 | 0 | 0 | 0 | 0 | 0 | 0 | 0 | 0 | 0 | 0 | 0 | 0 | 0 | 0 | 0 | 0 | 0 | 0 | 0 | 0 | 0 | 0 | 0 | 0 | 0 | 0
Commercial_College_Existing_Food Preparation_Natural Gas_Oven_E7_Codes & Standards Forecast | Commercial | College | Existing | Food Preparation | Natural Gas | Oven | E7 |  | Codes & Standards Forecast | 0 | 0 | 0 | 0 | 0 | 0 | 0 | 0 | 0 | 0 | 0 | 0 | 0 | 0 | 0 | 0 | 0 | 0 | 0 | 0 | 0 | 0 | 0 | 0 | 0 | 0 | 0 | 0 | 0 | 0 | 0 | 0 | 0 | 0 | 0 | 0 | 0 | 0 | 0 | 0 | 0 | 0 | 0 | 0 | 0 | 0 | 0 | 0 | 0 | 0 | 0
Commercial_College_Existing_Food Preparation_Natural Gas_Oven_E8_Codes & Standards Forecast | Commercial | College | Existing | Food Preparation | Natural Gas | Oven | E8 |  | Codes & Standards Forecast | 0 | 0 | 0 | 0 | 0 | 0 | 0 | 0 | 0 | 0 | 0 | 0 | 0 | 0 | 0 | 0 | 0 | 0 | 0 | 0 | 0 | 0 | 0 | 0 | 0 | 0 | 0 | 0 | 0 | 0 | 0 | 0 | 0 | 0 | 0 | 0 | 0 | 0 | 0 | 0 | 0 | 0 | 0 | 0 | 0 | 0 | 0 | 0 | 0 | 0 | 0
Commercial_College_Existing_Food Preparation_Natural Gas_Oven_E9_Codes & Standards Forecast | Commercial | College | Existing | Food Preparation | Natural Gas | Oven | E9 |  | Codes & Standards Forecast | 0 | 0 | 0 | 0 | 0 | 0 | 0 | 0 | 0 | 0 | 0 | 0 | 0 | 0 | 0 | 0 | 0 | 0 | 0 | 0 | 0 | 0 | 0 | 0 | 0 | 0 | 0 | 0 | 0 | 0 | 0 | 0 | 0 | 0 | 0 | 0 | 0 | 0 | 0 | 0 | 0 | 0 | 0 | 0 | 0 | 0 | 0 | 0 | 0 | 0 | 0
Commercial_College_Existing_Food Preparation_Natural Gas_Oven_E10_Codes & Standards Forecast | Commercial | College | Existing | Food Preparation | Natural Gas | Oven | E10 |  | Codes & Standards Forecast | 0 | 0 | 0 | 0 | 0 | 0 | 0 | 0 | 0 | 0 | 0 | 0 | 0 | 0 | 0 | 0 | 0 | 0 | 0 | 0 | 0 | 0 | 0 | 0 | 0 | 0 | 0 | 0 | 0 | 0 | 0 | 0 | 0 | 0 | 0 | 0 | 0 | 0 | 0 | 0 | 0 | 0 | 0 | 0 | 0 | 0 | 0 | 0 | 0 | 0 | 0
Commercial_College_Existing_Food Preparation_Natural Gas_Oven_Vintage_Codes & Standards Forecast | Commercial | College | Existing | Food Preparation | Natural Gas | Oven | Vintage |  | Codes & Standards Forecast | 49052.6067 | 47176.2702 | 44831.0369 | 42075.8157 | 39038.2742 | 35770.16 | 32366.3288 | 28873.2738 | 25312.5233 | 21695.0522 | 18037.6628 | 14356.0255 | 11425.6187 | 9092.9967 | 7236.1627 | 5758.2856 | 4582.106 | 3646.0925 | 2901.221 | 2308.4714 | 1836.7706 | 1461.4095 | 1162.7298 | 925.0718 | 735.9729 | 585.5101 | 465.7931 | 370.5421 | 294.7595 | 234.4681 | 186.5026 | 148.3445 | 117.9934 | 0 | 0 | 0 | 0 | 0 | 0 | 0 | 0 | 0 | 0 | 0 | 0 | 0 | 0 | 0 | 0 | 0 | 0
Commercial_College_Existing_Food Preparation_Natural Gas_Conveyor Oven_E1_Codes & Standards Forecast | Commercial | College | Existing | Food Preparation | Natural Gas | Conveyor Oven | E1 |  | Codes & Standards Forecast | 0 | 574.1534 | 1313.7998 | 2179.8588 | 3142.7956 | 4176.5929 | 5266.1603 | 6400.0205 | 7567.8157 | 8758.7229 | 9964.8495 | 11180.384 | 12400.2855 | 13620.5553 | 14837.9115 | 16050.2349 | 17255.7533 | 18190.772 | 18910.5414 | 19459.0381 | 19871.0921 | 20174.5495 | 20391.7344 | 20540.2964 | 20634.2824 | 20684.707 | 20700.4621 | 20688.6245 | 20654.8264 | 20603.5498 | 20538.3615 | 20462.0999 | 20377.7255 | 0 | 0 | 0 | 0 | 0 | 0 | 0 | 0 | 0 | 0 | 0 | 0 | 0 | 0 | 0 | 0 | 0 | 0
Commercial_College_Existing_Food Preparation_Natural Gas_Conveyor Oven_E2_Codes & Standards Forecast | Commercial | College | Existing | Food Preparation | Natural Gas | Conveyor Oven | E2 |  | Codes & Standards Forecast | 0 | 0 | 0 | 0 | 0 | 0 | 0 | 0 | 0 | 0 | 0 | 0 | 0 | 0 | 0 | 0 | 0 | 0 | 0 | 0 | 0 | 0 | 0 | 0 | 0 | 0 | 0 | 0 | 0 | 0 | 0 | 0 | 0 | 0 | 0 | 0 | 0 | 0 | 0 | 0 | 0 | 0 | 0 | 0 | 0 | 0 | 0 | 0 | 0 | 0 | 0
Commercial_College_Existing_Food Preparation_Natural Gas_Conveyor Oven_E3_Codes & Standards Forecast | Commercial | College | Existing | Food Preparation | Natural Gas | Conveyor Oven | E3 |  | Codes & Standards Forecast | 0 | 0 | 0 | 0 | 0 | 0 | 0 | 0 | 0 | 0 | 0 | 0 | 0 | 0 | 0 | 0 | 0 | 0 | 0 | 0 | 0 | 0 | 0 | 0 | 0 | 0 | 0 | 0 | 0 | 0 | 0 | 0 | 0 | 0 | 0 | 0 | 0 | 0 | 0 | 0 | 0 | 0 | 0 | 0 | 0 | 0 | 0 | 0 | 0 | 0 | 0
Commercial_College_Existing_Food Preparation_Natural Gas_Conveyor Oven_E4_Codes & Standards Forecast | Commercial | College | Existing | Food Preparation | Natural Gas | Conveyor Oven | E4 |  | Codes & Standards Forecast | 0 | 0 | 0 | 0 | 0 | 0 | 0 | 0 | 0 | 0 | 0 | 0 | 0 | 0 | 0 | 0 | 0 | 0 | 0 | 0 | 0 | 0 | 0 | 0 | 0 | 0 | 0 | 0 | 0 | 0 | 0 | 0 | 0 | 0 | 0 | 0 | 0 | 0 | 0 | 0 | 0 | 0 | 0 | 0 | 0 | 0 | 0 | 0 | 0 | 0 | 0
Commercial_College_Existing_Food Preparation_Natural Gas_Conveyor Oven_E5_Codes & Standards Forecast | Commercial | College | Existing | Food Preparation | Natural Gas | Conveyor Oven | E5 |  | Codes & Standards Forecast | 0 | 0 | 0 | 0 | 0 | 0 | 0 | 0 | 0 | 0 | 0 | 0 | 0 | 0 | 0 | 0 | 0 | 0 | 0 | 0 | 0 | 0 | 0 | 0 | 0 | 0 | 0 | 0 | 0 | 0 | 0 | 0 | 0 | 0 | 0 | 0 | 0 | 0 | 0 | 0 | 0 | 0 | 0 | 0 | 0 | 0 | 0 | 0 | 0 | 0 | 0
Commercial_College_Existing_Food Preparation_Natural Gas_Conveyor Oven_E6_Codes & Standards Forecast | Commercial | College | Existing | Food Preparation | Natural Gas | Conveyor Oven | E6 |  | Codes & Standards Forecast | 0 | 0 | 0 | 0 | 0 | 0 | 0 | 0 | 0 | 0 | 0 | 0 | 0 | 0 | 0 | 0 | 0 | 0 | 0 | 0 | 0 | 0 | 0 | 0 | 0 | 0 | 0 | 0 | 0 | 0 | 0 | 0 | 0 | 0 | 0 | 0 | 0 | 0 | 0 | 0 | 0 | 0 | 0 | 0 | 0 | 0 | 0 | 0 | 0 | 0 | 0
Commercial_College_Existing_Food Preparation_Natural Gas_Conveyor Oven_E7_Codes & Standards Forecast | Commercial | College | Existing | Food Preparation | Natural Gas | Conveyor Oven | E7 |  | Codes & Standards Forecast | 0 | 0 | 0 | 0 | 0 | 0 | 0 | 0 | 0 | 0 | 0 | 0 | 0 | 0 | 0 | 0 | 0 | 0 | 0 | 0 | 0 | 0 | 0 | 0 | 0 | 0 | 0 | 0 | 0 | 0 | 0 | 0 | 0 | 0 | 0 | 0 | 0 | 0 | 0 | 0 | 0 | 0 | 0 | 0 | 0 | 0 | 0 | 0 | 0 | 0 | 0
Commercial_College_Existing_Food Preparation_Natural Gas_Conveyor Oven_E8_Codes & Standards Forecast | Commercial | College | Existing | Food Preparation | Natural Gas | Conveyor Oven | E8 |  | Codes & Standards Forecast | 0 | 0 | 0 | 0 | 0 | 0 | 0 | 0 | 0 | 0 | 0 | 0 | 0 | 0 | 0 | 0 | 0 | 0 | 0 | 0 | 0 | 0 | 0 | 0 | 0 | 0 | 0 | 0 | 0 | 0 | 0 | 0 | 0 | 0 | 0 | 0 | 0 | 0 | 0 | 0 | 0 | 0 | 0 | 0 | 0 | 0 | 0 | 0 | 0 | 0 | 0
Commercial_College_Existing_Food Preparation_Natural Gas_Conveyor Oven_E9_Codes & Standards Forecast | Commercial | College | Existing | Food Preparation | Natural Gas | Conveyor Oven | E9 |  | Codes & Standards Forecast | 0 | 0 | 0 | 0 | 0 | 0 | 0 | 0 | 0 | 0 | 0 | 0 | 0 | 0 | 0 | 0 | 0 | 0 | 0 | 0 | 0 | 0 | 0 | 0 | 0 | 0 | 0 | 0 | 0 | 0 | 0 | 0 | 0 | 0 | 0 | 0 | 0 | 0 | 0 | 0 | 0 | 0 | 0 | 0 | 0 | 0 | 0 | 0 | 0 | 0 | 0
Commercial_College_Existing_Food Preparation_Natural Gas_Conveyor Oven_E10_Codes & Standards Forecast | Commercial | College | Existing | Food Preparation | Natural Gas | Conveyor Oven | E10 |  | Codes & Standards Forecast | 0 | 0 | 0 | 0 | 0 | 0 | 0 | 0 | 0 | 0 | 0 | 0 | 0 | 0 | 0 | 0 | 0 | 0 | 0 | 0 | 0 | 0 | 0 | 0 | 0 | 0 | 0 | 0 | 0 | 0 | 0 | 0 | 0 | 0 | 0 | 0 | 0 | 0 | 0 | 0 | 0 | 0 | 0 | 0 | 0 | 0 | 0 | 0 | 0 | 0 | 0
Commercial_College_Existing_Food Preparation_Natural Gas_Conveyor Oven_Vintage_Codes & Standards Forecast | Commercial | College | Existing | Food Preparation | Natural Gas | Conveyor Oven | Vintage |  | Codes & Standards Forecast | 24526.3033 | 23827.3657 | 22962.935 | 21946.1823 | 20828.6353 | 19625.327 | 18377.3979 | 17103.3121 | 15809.5182 | 14496.994 | 13170.852 | 11836.5061 | 10497.9576 | 9158.6979 | 7821.6127 | 6489.3377 | 5163.8344 | 4108.9879 | 3269.5501 | 2601.547 | 2069.9607 | 1646.9451 | 1310.346 | 1042.5158 | 829.4095 | 659.8445 | 524.9286 | 417.5849 | 332.1812 | 264.2353 | 210.1803 | 167.1778 | 132.9735 | 0 | 0 | 0 | 0 | 0 | 0 | 0 | 0 | 0 | 0 | 0 | 0 | 0 | 0 | 0 | 0 | 0 | 0
Commercial_College_Existing_Food Preparation_Natural Gas_Double Rack Oven_E1_Codes & Standards Forecast | Commercial | College | Existing | Food Preparation | Natural Gas | Double Rack Oven | E1 |  | Codes & Standards Forecast | 0 | 813.384 | 1861.2163 | 3088.1333 | 4452.2938 | 5916.8399 | 7460.3938 | 9066.6957 | 10721.0722 | 12408.1908 | 14116.8702 | 15838.8774 | 17185.4337 | 18232.7548 | 19041.4428 | 19660.4297 | 20128.5347 | 20476.7137 | 20729.481 | 20906.3494 | 21022.6675 | 21090.7898 | 21120.7155 | 21120.2763 | 21095.7055 | 21051.7964 | 20992.4941 | 20920.9384 | 20839.6279 | 20750.5511 | 20655.2906 | 20555.1054 | 20451.7023 | 0 | 0 | 0 | 0 | 0 | 0 | 0 | 0 | 0 | 0 | 0 | 0 | 0 | 0 | 0 | 0 | 0 | 0
Commercial_College_Existing_Food Preparation_Natural Gas_Double Rack Oven_E2_Codes & Standards Forecast | Commercial | College | Existing | Food Preparation | Natural Gas | Double Rack Oven | E2 |  | Codes & Standards Forecast | 0 | 0 | 0 | 0 | 0 | 0 | 0 | 0 | 0 | 0 | 0 | 0 | 0 | 0 | 0 | 0 | 0 | 0 | 0 | 0 | 0 | 0 | 0 | 0 | 0 | 0 | 0 | 0 | 0 | 0 | 0 | 0 | 0 | 0 | 0 | 0 | 0 | 0 | 0 | 0 | 0 | 0 | 0 | 0 | 0 | 0 | 0 | 0 | 0 | 0 | 0
Commercial_College_Existing_Food Preparation_Natural Gas_Double Rack Oven_E3_Codes & Standards Forecast | Commercial | College | Existing | Food Preparation | Natural Gas | Double Rack Oven | E3 |  | Codes & Standards Forecast | 0 | 0 | 0 | 0 | 0 | 0 | 0 | 0 | 0 | 0 | 0 | 0 | 0 | 0 | 0 | 0 | 0 | 0 | 0 | 0 | 0 | 0 | 0 | 0 | 0 | 0 | 0 | 0 | 0 | 0 | 0 | 0 | 0 | 0 | 0 | 0 | 0 | 0 | 0 | 0 | 0 | 0 | 0 | 0 | 0 | 0 | 0 | 0 | 0 | 0 | 0
Commercial_College_Existing_Food Preparation_Natural Gas_Double Rack Oven_E4_Codes & Standards Forecast | Commercial | College | Existing | Food Preparation | Natural Gas | Double Rack Oven | E4 |  | Codes & Standards Forecast | 0 | 0 | 0 | 0 | 0 | 0 | 0 | 0 | 0 | 0 | 0 | 0 | 0 | 0 | 0 | 0 | 0 | 0 | 0 | 0 | 0 | 0 | 0 | 0 | 0 | 0 | 0 | 0 | 0 | 0 | 0 | 0 | 0 | 0 | 0 | 0 | 0 | 0 | 0 | 0 | 0 | 0 | 0 | 0 | 0 | 0 | 0 | 0 | 0 | 0 | 0
Commercial_College_Existing_Food Preparation_Natural Gas_Double Rack Oven_E5_Codes & Standards Forecast | Commercial | College | Existing | Food Preparation | Natural Gas | Double Rack Oven | E5 |  | Codes & Standards Forecast | 0 | 0 | 0 | 0 | 0 | 0 | 0 | 0 | 0 | 0 | 0 | 0 | 0 | 0 | 0 | 0 | 0 | 0 | 0 | 0 | 0 | 0 | 0 | 0 | 0 | 0 | 0 | 0 | 0 | 0 | 0 | 0 | 0 | 0 | 0 | 0 | 0 | 0 | 0 | 0 | 0 | 0 | 0 | 0 | 0 | 0 | 0 | 0 | 0 | 0 | 0
Commercial_College_Existing_Food Preparation_Natural Gas_Double Rack Oven_E6_Codes & Standards Forecast | Commercial | College | Existing | Food Preparation | Natural Gas | Double Rack Oven | E6 |  | Codes & Standards Forecast | 0 | 0 | 0 | 0 | 0 | 0 | 0 | 0 | 0 | 0 | 0 | 0 | 0 | 0 | 0 | 0 | 0 | 0 | 0 | 0 | 0 | 0 | 0 | 0 | 0 | 0 | 0 | 0 | 0 | 0 | 0 | 0 | 0 | 0 | 0 | 0 | 0 | 0 | 0 | 0 | 0 | 0 | 0 | 0 | 0 | 0 | 0 | 0 | 0 | 0 | 0
Commercial_College_Existing_Food Preparation_Natural Gas_Double Rack Oven_E7_Codes & Standards Forecast | Commercial | College | Existing | Food Preparation | Natural Gas | Double Rack Oven | E7 |  | Codes & Standards Forecast | 0 | 0 | 0 | 0 | 0 | 0 | 0 | 0 | 0 | 0 | 0 | 0 | 0 | 0 | 0 | 0 | 0 | 0 | 0 | 0 | 0 | 0 | 0 | 0 | 0 | 0 | 0 | 0 | 0 | 0 | 0 | 0 | 0 | 0 | 0 | 0 | 0 | 0 | 0 | 0 | 0 | 0 | 0 | 0 | 0 | 0 | 0 | 0 | 0 | 0 | 0
Commercial_College_Existing_Food Preparation_Natural Gas_Double Rack Oven_E8_Codes & Standards Forecast | Commercial | College | Existing | Food Preparation | Natural Gas | Double Rack Oven | E8 |  | Codes & Standards Forecast | 0 | 0 | 0 | 0 | 0 | 0 | 0 | 0 | 0 | 0 | 0 | 0 | 0 | 0 | 0 | 0 | 0 | 0 | 0 | 0 | 0 | 0 | 0 | 0 | 0 | 0 | 0 | 0 | 0 | 0 | 0 | 0 | 0 | 0 | 0 | 0 | 0 | 0 | 0 | 0 | 0 | 0 | 0 | 0 | 0 | 0 | 0 | 0 | 0 | 0 | 0
Commercial_College_Existing_Food Preparation_Natural Gas_Double Rack Oven_E9_Codes & Standards Forecast | Commercial | College | Existing | Food Preparation | Natural Gas | Double Rack Oven | E9 |  | Codes & Standards Forecast | 0 | 0 | 0 | 0 | 0 | 0 | 0 | 0 | 0 | 0 | 0 | 0 | 0 | 0 | 0 | 0 | 0 | 0 | 0 | 0 | 0 | 0 | 0 | 0 | 0 | 0 | 0 | 0 | 0 | 0 | 0 | 0 | 0 | 0 | 0 | 0 | 0 | 0 | 0 | 0 | 0 | 0 | 0 | 0 | 0 | 0 | 0 | 0 | 0 | 0 | 0
Commercial_College_Existing_Food Preparation_Natural Gas_Double Rack Oven_E10_Codes & Standards Forecast | Commercial | College | Existing | Food Preparation | Natural Gas | Double Rack Oven | E10 |  | Codes & Standards Forecast | 0 | 0 | 0 | 0 | 0 | 0 | 0 | 0 | 0 | 0 | 0 | 0 | 0 | 0 | 0 | 0 | 0 | 0 | 0 | 0 | 0 | 0 | 0 | 0 | 0 | 0 | 0 | 0 | 0 | 0 | 0 | 0 | 0 | 0 | 0 | 0 | 0 | 0 | 0 | 0 | 0 | 0 | 0 | 0 | 0 | 0 | 0 | 0 | 0 | 0 | 0
Commercial_College_Existing_Food Preparation_Natural Gas_Double Rack Oven_Vintage_Codes & Standards Forecast | Commercial | College | Existing | Food Preparation | Natural Gas | Double Rack Oven | Vintage |  | Codes & Standards Forecast | 24526.3033 | 23588.1351 | 22415.5184 | 21037.9078 | 19519.1371 | 17885.08 | 16183.1644 | 14436.6369 | 12656.2616 | 10847.5261 | 9018.8314 | 7178.0128 | 5712.8093 | 4546.4983 | 3618.0814 | 2879.1428 | 2291.053 | 1823.0463 | 1450.6105 | 1154.2357 | 918.3853 | 730.7048 | 581.3649 | 462.5359 | 367.9865 | 292.7551 | 232.8966 | 185.2711 | 147.3798 | 117.234 | 93.2513 | 74.1722 | 58.9967 | 0 | 0 | 0 | 0 | 0 | 0 | 0 | 0 | 0 | 0 | 0 | 0 | 0 | 0 | 0 | 0 | 0 | 0
Commercial_College_Existing_Food Preparation_Natural Gas_Fryer_E1_Codes & Standards Forecast | Commercial | College | Existing | Food Preparation | Natural Gas | Fryer | E1 |  | Codes & Standards Forecast | 0 | 4306.1504 | 10353.3134 | 10289.0469 | 10223.1102 | 10150.8188 | 9040.184 | 6739.9263 | 5027.8457 | 3751.2668 | 1830.0701 | 0 | 0 | 0 | 0 | 0 | 0 | 0 | 0 | 0 | 0 | 0 | 0 | 0 | 0 | 0 | 0 | 0 | 0 | 0 | 0 | 0 | 0 | 0 | 0 | 0 | 0 | 0 | 0 | 0 | 0 | 0 | 0 | 0 | 0 | 0 | 0 | 0 | 0 | 0 | 0
Commercial_College_Existing_Food Preparation_Natural Gas_Fryer_E2_Codes & Standards Forecast | Commercial | College | Existing | Food Preparation | Natural Gas | Fryer | E2 |  | Codes & Standards Forecast | 0 | 0 | 0 | 7361.9905 | 15621.0887 | 24496.5072 | 32071.1937 | 39118.7778 | 44308.3099 | 48106.169 | 51832.4518 | 54933.4888 | 55804.2491 | 56375.215 | 56721.223 | 56900.1496 | 56954.7321 | 56916.9975 | 56810.4945 | 56652.7957 | 56456.5245 | 56231.4575 | 55985.3283 | 55723.5862 | 55450.2979 | 55168.059 | 54879.1295 | 54585.1951 | 54287.5137 | 53987.0234 | 53684.424 | 53380.2375 | 53076.6816 | 0 | 0 | 0 | 0 | 0 | 0 | 0 | 0 | 0 | 0 | 0 | 0 | 0 | 0 | 0 | 0 | 0 | 0
Commercial_College_Existing_Food Preparation_Natural Gas_Fryer_E3_Codes & Standards Forecast | Commercial | College | Existing | Food Preparation | Natural Gas | Fryer | E3 |  | Codes & Standards Forecast | 0 | 0 | 0 | 0 | 0 | 0 | 0 | 0 | 0 | 0 | 0 | 0 | 0 | 0 | 0 | 0 | 0 | 0 | 0 | 0 | 0 | 0 | 0 | 0 | 0 | 0 | 0 | 0 | 0 | 0 | 0 | 0 | 0 | 0 | 0 | 0 | 0 | 0 | 0 | 0 | 0 | 0 | 0 | 0 | 0 | 0 | 0 | 0 | 0 | 0 | 0
Commercial_College_Existing_Food Preparation_Natural Gas_Fryer_E4_Codes & Standards Forecast | Commercial | College | Existing | Food Preparation | Natural Gas | Fryer | E4 |  | Codes & Standards Forecast | 0 | 0 | 0 | 0 | 0 | 0 | 0 | 0 | 0 | 0 | 0 | 0 | 0 | 0 | 0 | 0 | 0 | 0 | 0 | 0 | 0 | 0 | 0 | 0 | 0 | 0 | 0 | 0 | 0 | 0 | 0 | 0 | 0 | 0 | 0 | 0 | 0 | 0 | 0 | 0 | 0 | 0 | 0 | 0 | 0 | 0 | 0 | 0 | 0 | 0 | 0
Commercial_College_Existing_Food Preparation_Natural Gas_Fryer_E5_Codes & Standards Forecast | Commercial | College | Existing | Food Preparation | Natural Gas | Fryer | E5 |  | Codes & Standards Forecast | 0 | 0 | 0 | 0 | 0 | 0 | 0 | 0 | 0 | 0 | 0 | 0 | 0 | 0 | 0 | 0 | 0 | 0 | 0 | 0 | 0 | 0 | 0 | 0 | 0 | 0 | 0 | 0 | 0 | 0 | 0 | 0 | 0 | 0 | 0 | 0 | 0 | 0 | 0 | 0 | 0 | 0 | 0 | 0 | 0 | 0 | 0 | 0 | 0 | 0 | 0
Commercial_College_Existing_Food Preparation_Natural Gas_Fryer_E6_Codes & Standards Forecast | Commercial | College | Existing | Food Preparation | Natural Gas | Fryer | E6 |  | Codes & Standards Forecast | 0 | 0 | 0 | 0 | 0 | 0 | 0 | 0 | 0 | 0 | 0 | 0 | 0 | 0 | 0 | 0 | 0 | 0 | 0 | 0 | 0 | 0 | 0 | 0 | 0 | 0 | 0 | 0 | 0 | 0 | 0 | 0 | 0 | 0 | 0 | 0 | 0 | 0 | 0 | 0 | 0 | 0 | 0 | 0 | 0 | 0 | 0 | 0 | 0 | 0 | 0
Commercial_College_Existing_Food Preparation_Natural Gas_Fryer_E7_Codes & Standards Forecast | Commercial | College | Existing | Food Preparation | Natural Gas | Fryer | E7 |  | Codes & Standards Forecast | 0 | 0 | 0 | 0 | 0 | 0 | 0 | 0 | 0 | 0 | 0 | 0 | 0 | 0 | 0 | 0 | 0 | 0 | 0 | 0 | 0 | 0 | 0 | 0 | 0 | 0 | 0 | 0 | 0 | 0 | 0 | 0 | 0 | 0 | 0 | 0 | 0 | 0 | 0 | 0 | 0 | 0 | 0 | 0 | 0 | 0 | 0 | 0 | 0 | 0 | 0
Commercial_College_Existing_Food Preparation_Natural Gas_Fryer_E8_Codes & Standards Forecast | Commercial | College | Existing | Food Preparation | Natural Gas | Fryer | E8 |  | Codes & Standards Forecast | 0 | 0 | 0 | 0 | 0 | 0 | 0 | 0 | 0 | 0 | 0 | 0 | 0 | 0 | 0 | 0 | 0 | 0 | 0 | 0 | 0 | 0 | 0 | 0 | 0 | 0 | 0 | 0 | 0 | 0 | 0 | 0 | 0 | 0 | 0 | 0 | 0 | 0 | 0 | 0 | 0 | 0 | 0 | 0 | 0 | 0 | 0 | 0 | 0 | 0 | 0
Commercial_College_Existing_Food Preparation_Natural Gas_Fryer_E9_Codes & Standards Forecast | Commercial | College | Existing | Food Preparation | Natural Gas | Fryer | E9 |  | Codes & Standards Forecast | 0 | 0 | 0 | 0 | 0 | 0 | 0 | 0 | 0 | 0 | 0 | 0 | 0 | 0 | 0 | 0 | 0 | 0 | 0 | 0 | 0 | 0 | 0 | 0 | 0 | 0 | 0 | 0 | 0 | 0 | 0 | 0 | 0 | 0 | 0 | 0 | 0 | 0 | 0 | 0 | 0 | 0 | 0 | 0 | 0 | 0 | 0 | 0 | 0 | 0 | 0
Commercial_College_Existing_Food Preparation_Natural Gas_Fryer_E10_Codes & Standards Forecast | Commercial | College | Existing | Food Preparation | Natural Gas | Fryer | E10 |  | Codes & Standards Forecast | 0 | 0 | 0 | 0 | 0 | 0 | 0 | 0 | 0 | 0 | 0 | 0 | 0 | 0 | 0 | 0 | 0 | 0 | 0 | 0 | 0 | 0 | 0 | 0 | 0 | 0 | 0 | 0 | 0 | 0 | 0 | 0 | 0 | 0 | 0 | 0 | 0 | 0 | 0 | 0 | 0 | 0 | 0 | 0 | 0 | 0 | 0 | 0 | 0 | 0 | 0
Commercial_College_Existing_Food Preparation_Natural Gas_Fryer_Vintage_Codes & Standards Forecast | Commercial | College | Existing | Food Preparation | Natural Gas | Fryer | Vintage |  | Codes & Standards Forecast | 63479.844 | 58850.7224 | 52480.5884 | 44792.8337 | 36199.5045 | 26957.6432 | 20083.7141 | 14973.451 | 11169.885 | 8333.8315 | 6218.1175 | 4639.6386 | 3461.7917 | 2582.852 | 1926.9573 | 1437.5675 | 1072.4362 | 800.0282 | 596.8012 | 445.1892 | 332.0828 | 247.7049 | 184.7621 | 137.81 | 102.787 | 76.6624 | 57.1758 | 42.6411 | 31.8002 | 23.7146 | 17.6843 | 13.187 | 9.8334 | 0 | 0 | 0 | 0 | 0 | 0 | 0 | 0 | 0 | 0 | 0 | 0 | 0 | 0 | 0 | 0 | 0 | 0
Commercial_College_Existing_Food Preparation_Natural Gas_Broiler_E1_Codes & Standards Forecast | Commercial | College | Existing | Food Preparation | Natural Gas | Broiler | E1 |  | Codes & Standards Forecast | 0 | 3253.5359 | 7444.8653 | 12352.533 | 17809.175 | 23667.3597 | 29841.5751 | 36266.7829 | 42884.2889 | 49632.7634 | 56467.4808 | 63355.5095 | 68741.7349 | 72931.0193 | 76165.7714 | 78641.7189 | 80514.139 | 81906.8546 | 82917.924 | 83625.3975 | 84090.67 | 84363.1593 | 84482.8619 | 84481.105 | 84382.8218 | 84207.1855 | 83969.9764 | 83683.7534 | 83358.5115 | 83002.2045 | 82621.1623 | 82220.4217 | 81806.8091 | 0 | 0 | 0 | 0 | 0 | 0 | 0 | 0 | 0 | 0 | 0 | 0 | 0 | 0 | 0 | 0 | 0 | 0
Commercial_College_Existing_Food Preparation_Natural Gas_Broiler_E2_Codes & Standards Forecast | Commercial | College | Existing | Food Preparation | Natural Gas | Broiler | E2 |  | Codes & Standards Forecast | 0 | 0 | 0 | 0 | 0 | 0 | 0 | 0 | 0 | 0 | 0 | 0 | 0 | 0 | 0 | 0 | 0 | 0 | 0 | 0 | 0 | 0 | 0 | 0 | 0 | 0 | 0 | 0 | 0 | 0 | 0 | 0 | 0 | 0 | 0 | 0 | 0 | 0 | 0 | 0 | 0 | 0 | 0 | 0 | 0 | 0 | 0 | 0 | 0 | 0 | 0
Commercial_College_Existing_Food Preparation_Natural Gas_Broiler_E3_Codes & Standards Forecast | Commercial | College | Existing | Food Preparation | Natural Gas | Broiler | E3 |  | Codes & Standards Forecast | 0 | 0 | 0 | 0 | 0 | 0 | 0 | 0 | 0 | 0 | 0 | 0 | 0 | 0 | 0 | 0 | 0 | 0 | 0 | 0 | 0 | 0 | 0 | 0 | 0 | 0 | 0 | 0 | 0 | 0 | 0 | 0 | 0 | 0 | 0 | 0 | 0 | 0 | 0 | 0 | 0 | 0 | 0 | 0 | 0 | 0 | 0 | 0 | 0 | 0 | 0
Commercial_College_Existing_Food Preparation_Natural Gas_Broiler_E4_Codes & Standards Forecast | Commercial | College | Existing | Food Preparation | Natural Gas | Broiler | E4 |  | Codes & Standards Forecast | 0 | 0 | 0 | 0 | 0 | 0 | 0 | 0 | 0 | 0 | 0 | 0 | 0 | 0 | 0 | 0 | 0 | 0 | 0 | 0 | 0 | 0 | 0 | 0 | 0 | 0 | 0 | 0 | 0 | 0 | 0 | 0 | 0 | 0 | 0 | 0 | 0 | 0 | 0 | 0 | 0 | 0 | 0 | 0 | 0 | 0 | 0 | 0 | 0 | 0 | 0
Commercial_College_Existing_Food Preparation_Natural Gas_Broiler_E5_Codes & Standards Forecast | Commercial | College | Existing | Food Preparation | Natural Gas | Broiler | E5 |  | Codes & Standards Forecast | 0 | 0 | 0 | 0 | 0 | 0 | 0 | 0 | 0 | 0 | 0 | 0 | 0 | 0 | 0 | 0 | 0 | 0 | 0 | 0 | 0 | 0 | 0 | 0 | 0 | 0 | 0 | 0 | 0 | 0 | 0 | 0 | 0 | 0 | 0 | 0 | 0 | 0 | 0 | 0 | 0 | 0 | 0 | 0 | 0 | 0 | 0 | 0 | 0 | 0 | 0
Commercial_College_Existing_Food Preparation_Natural Gas_Broiler_E6_Codes & Standards Forecast | Commercial | College | Existing | Food Preparation | Natural Gas | Broiler | E6 |  | Codes & Standards Forecast | 0 | 0 | 0 | 0 | 0 | 0 | 0 | 0 | 0 | 0 | 0 | 0 | 0 | 0 | 0 | 0 | 0 | 0 | 0 | 0 | 0 | 0 | 0 | 0 | 0 | 0 | 0 | 0 | 0 | 0 | 0 | 0 | 0 | 0 | 0 | 0 | 0 | 0 | 0 | 0 | 0 | 0 | 0 | 0 | 0 | 0 | 0 | 0 | 0 | 0 | 0
Commercial_College_Existing_Food Preparation_Natural Gas_Broiler_E7_Codes & Standards Forecast | Commercial | College | Existing | Food Preparation | Natural Gas | Broiler | E7 |  | Codes & Standards Forecast | 0 | 0 | 0 | 0 | 0 | 0 | 0 | 0 | 0 | 0 | 0 | 0 | 0 | 0 | 0 | 0 | 0 | 0 | 0 | 0 | 0 | 0 | 0 | 0 | 0 | 0 | 0 | 0 | 0 | 0 | 0 | 0 | 0 | 0 | 0 | 0 | 0 | 0 | 0 | 0 | 0 | 0 | 0 | 0 | 0 | 0 | 0 | 0 | 0 | 0 | 0
Commercial_College_Existing_Food Preparation_Natural Gas_Broiler_E8_Codes & Standards Forecast | Commercial | College | Existing | Food Preparation | Natural Gas | Broiler | E8 |  | Codes & Standards Forecast | 0 | 0 | 0 | 0 | 0 | 0 | 0 | 0 | 0 | 0 | 0 | 0 | 0 | 0 | 0 | 0 | 0 | 0 | 0 | 0 | 0 | 0 | 0 | 0 | 0 | 0 | 0 | 0 | 0 | 0 | 0 | 0 | 0 | 0 | 0 | 0 | 0 | 0 | 0 | 0 | 0 | 0 | 0 | 0 | 0 | 0 | 0 | 0 | 0 | 0 | 0
Commercial_College_Existing_Food Preparation_Natural Gas_Broiler_E9_Codes & Standards Forecast | Commercial | College | Existing | Food Preparation | Natural Gas | Broiler | E9 |  | Codes & Standards Forecast | 0 | 0 | 0 | 0 | 0 | 0 | 0 | 0 | 0 | 0 | 0 | 0 | 0 | 0 | 0 | 0 | 0 | 0 | 0 | 0 | 0 | 0 | 0 | 0 | 0 | 0 | 0 | 0 | 0 | 0 | 0 | 0 | 0 | 0 | 0 | 0 | 0 | 0 | 0 | 0 | 0 | 0 | 0 | 0 | 0 | 0 | 0 | 0 | 0 | 0 | 0
Commercial_College_Existing_Food Preparation_Natural Gas_Broiler_E10_Codes & Standards Forecast | Commercial | College | Existing | Food Preparation | Natural Gas | Broiler | E10 |  | Codes & Standards Forecast | 0 | 0 | 0 | 0 | 0 | 0 | 0 | 0 | 0 | 0 | 0 | 0 | 0 | 0 | 0 | 0 | 0 | 0 | 0 | 0 | 0 | 0 | 0 | 0 | 0 | 0 | 0 | 0 | 0 | 0 | 0 | 0 | 0 | 0 | 0 | 0 | 0 | 0 | 0 | 0 | 0 | 0 | 0 | 0 | 0 | 0 | 0 | 0 | 0 | 0 | 0
Commercial_College_Existing_Food Preparation_Natural Gas_Broiler_Vintage_Codes & Standards Forecast | Commercial | College | Existing | Food Preparation | Natural Gas | Broiler | Vintage |  | Codes & Standards Forecast | 98105.2134 | 94352.5403 | 89662.0737 | 84151.6314 | 78076.5484 | 71540.3199 | 64732.6577 | 57746.5476 | 50625.0465 | 43390.1044 | 36075.3256 | 28712.051 | 22851.2373 | 18185.9933 | 14472.3254 | 11516.5712 | 9164.2121 | 7292.1851 | 5802.4421 | 4616.9428 | 3673.5412 | 2922.8191 | 2325.4596 | 1850.1436 | 1471.9458 | 1171.0203 | 931.5863 | 741.0843 | 589.5191 | 468.9361 | 373.0052 | 296.6889 | 235.9868 | 0 | 0 | 0 | 0 | 0 | 0 | 0 | 0 | 0 | 0 | 0 | 0 | 0 | 0 | 0 | 0 | 0 | 0
Commercial_College_Existing_Food Preparation_Natural Gas_Griddle_E1_Codes & Standards Forecast | Commercial | College | Existing | Food Preparation | Natural Gas | Griddle | E1 |  | Codes & Standards Forecast | 0 | 4593.2271 | 10510.3981 | 17438.8702 | 25142.3647 | 33412.7431 | 42129.2825 | 51200.1642 | 60542.5255 | 70069.7836 | 79718.7964 | 89443.0722 | 97047.1552 | 102961.439 | 107528.1478 | 111023.6032 | 113667.0197 | 115633.2065 | 117060.5986 | 118059.3847 | 118716.2401 | 119100.9307 | 119269.9227 | 119267.4424 | 119128.6896 | 118880.7325 | 118545.8491 | 118141.7696 | 117682.6044 | 117179.5828 | 116641.6409 | 116075.8895 | 115491.9658 | 0 | 0 | 0 | 0 | 0 | 0 | 0 | 0 | 0 | 0 | 0 | 0 | 0 | 0 | 0 | 0 | 0 | 0
Commercial_College_Existing_Food Preparation_Natural Gas_Griddle_E2_Codes & Standards Forecast | Commercial | College | Existing | Food Preparation | Natural Gas | Griddle | E2 |  | Codes & Standards Forecast | 0 | 0 | 0 | 0 | 0 | 0 | 0 | 0 | 0 | 0 | 0 | 0 | 0 | 0 | 0 | 0 | 0 | 0 | 0 | 0 | 0 | 0 | 0 | 0 | 0 | 0 | 0 | 0 | 0 | 0 | 0 | 0 | 0 | 0 | 0 | 0 | 0 | 0 | 0 | 0 | 0 | 0 | 0 | 0 | 0 | 0 | 0 | 0 | 0 | 0 | 0
Commercial_College_Existing_Food Preparation_Natural Gas_Griddle_E3_Codes & Standards Forecast | Commercial | College | Existing | Food Preparation | Natural Gas | Griddle | E3 |  | Codes & Standards Forecast | 0 | 0 | 0 | 0 | 0 | 0 | 0 | 0 | 0 | 0 | 0 | 0 | 0 | 0 | 0 | 0 | 0 | 0 | 0 | 0 | 0 | 0 | 0 | 0 | 0 | 0 | 0 | 0 | 0 | 0 | 0 | 0 | 0 | 0 | 0 | 0 | 0 | 0 | 0 | 0 | 0 | 0 | 0 | 0 | 0 | 0 | 0 | 0 | 0 | 0 | 0
Commercial_College_Existing_Food Preparation_Natural Gas_Griddle_E4_Codes & Standards Forecast | Commercial | College | Existing | Food Preparation | Natural Gas | Griddle | E4 |  | Codes & Standards Forecast | 0 | 0 | 0 | 0 | 0 | 0 | 0 | 0 | 0 | 0 | 0 | 0 | 0 | 0 | 0 | 0 | 0 | 0 | 0 | 0 | 0 | 0 | 0 | 0 | 0 | 0 | 0 | 0 | 0 | 0 | 0 | 0 | 0 | 0 | 0 | 0 | 0 | 0 | 0 | 0 | 0 | 0 | 0 | 0 | 0 | 0 | 0 | 0 | 0 | 0 | 0
Commercial_College_Existing_Food Preparation_Natural Gas_Griddle_E5_Codes & Standards Forecast | Commercial | College | Existing | Food Preparation | Natural Gas | Griddle | E5 |  | Codes & Standards Forecast | 0 | 0 | 0 | 0 | 0 | 0 | 0 | 0 | 0 | 0 | 0 | 0 | 0 | 0 | 0 | 0 | 0 | 0 | 0 | 0 | 0 | 0 | 0 | 0 | 0 | 0 | 0 | 0 | 0 | 0 | 0 | 0 | 0 | 0 | 0 | 0 | 0 | 0 | 0 | 0 | 0 | 0 | 0 | 0 | 0 | 0 | 0 | 0 | 0 | 0 | 0
Commercial_College_Existing_Food Preparation_Natural Gas_Griddle_E6_Codes & Standards Forecast | Commercial | College | Existing | Food Preparation | Natural Gas | Griddle | E6 |  | Codes & Standards Forecast | 0 | 0 | 0 | 0 | 0 | 0 | 0 | 0 | 0 | 0 | 0 | 0 | 0 | 0 | 0 | 0 | 0 | 0 | 0 | 0 | 0 | 0 | 0 | 0 | 0 | 0 | 0 | 0 | 0 | 0 | 0 | 0 | 0 | 0 | 0 | 0 | 0 | 0 | 0 | 0 | 0 | 0 | 0 | 0 | 0 | 0 | 0 | 0 | 0 | 0 | 0
Commercial_College_Existing_Food Preparation_Natural Gas_Griddle_E7_Codes & Standards Forecast | Commercial | College | Existing | Food Preparation | Natural Gas | Griddle | E7 |  | Codes & Standards Forecast | 0 | 0 | 0 | 0 | 0 | 0 | 0 | 0 | 0 | 0 | 0 | 0 | 0 | 0 | 0 | 0 | 0 | 0 | 0 | 0 | 0 | 0 | 0 | 0 | 0 | 0 | 0 | 0 | 0 | 0 | 0 | 0 | 0 | 0 | 0 | 0 | 0 | 0 | 0 | 0 | 0 | 0 | 0 | 0 | 0 | 0 | 0 | 0 | 0 | 0 | 0
Commercial_College_Existing_Food Preparation_Natural Gas_Griddle_E8_Codes & Standards Forecast | Commercial | College | Existing | Food Preparation | Natural Gas | Griddle | E8 |  | Codes & Standards Forecast | 0 | 0 | 0 | 0 | 0 | 0 | 0 | 0 | 0 | 0 | 0 | 0 | 0 | 0 | 0 | 0 | 0 | 0 | 0 | 0 | 0 | 0 | 0 | 0 | 0 | 0 | 0 | 0 | 0 | 0 | 0 | 0 | 0 | 0 | 0 | 0 | 0 | 0 | 0 | 0 | 0 | 0 | 0 | 0 | 0 | 0 | 0 | 0 | 0 | 0 | 0
Commercial_College_Existing_Food Preparation_Natural Gas_Griddle_E9_Codes & Standards Forecast | Commercial | College | Existing | Food Preparation | Natural Gas | Griddle | E9 |  | Codes & Standards Forecast | 0 | 0 | 0 | 0 | 0 | 0 | 0 | 0 | 0 | 0 | 0 | 0 | 0 | 0 | 0 | 0 | 0 | 0 | 0 | 0 | 0 | 0 | 0 | 0 | 0 | 0 | 0 | 0 | 0 | 0 | 0 | 0 | 0 | 0 | 0 | 0 | 0 | 0 | 0 | 0 | 0 | 0 | 0 | 0 | 0 | 0 | 0 | 0 | 0 | 0 | 0
Commercial_College_Existing_Food Preparation_Natural Gas_Griddle_E10_Codes & Standards Forecast | Commercial | College | Existing | Food Preparation | Natural Gas | Griddle | E10 |  | Codes & Standards Forecast | 0 | 0 | 0 | 0 | 0 | 0 | 0 | 0 | 0 | 0 | 0 | 0 | 0 | 0 | 0 | 0 | 0 | 0 | 0 | 0 | 0 | 0 | 0 | 0 | 0 | 0 | 0 | 0 | 0 | 0 | 0 | 0 | 0 | 0 | 0 | 0 | 0 | 0 | 0 | 0 | 0 | 0 | 0 | 0 | 0 | 0 | 0 | 0 | 0 | 0 | 0
Commercial_College_Existing_Food Preparation_Natural Gas_Griddle_Vintage_Codes & Standards Forecast | Commercial | College | Existing | Food Preparation | Natural Gas | Griddle | Vintage |  | Codes & Standards Forecast | 138501.4777 | 133203.5864 | 126581.7511 | 118802.3031 | 110225.7153 | 100998.0987 | 91387.2815 | 81524.5378 | 71470.6539 | 61256.6179 | 50929.8715 | 40534.6603 | 32260.5703 | 25674.3435 | 20431.5183 | 16258.6887 | 12937.7111 | 10294.8495 | 8191.683 | 6518.0369 | 5186.1759 | 4126.3328 | 3283.0018 | 2611.9675 | 2078.0412 | 1653.2051 | 1315.1806 | 1046.2366 | 832.2622 | 662.0275 | 526.5956 | 418.855 | 333.1579 | 0 | 0 | 0 | 0 | 0 | 0 | 0 | 0 | 0 | 0 | 0 | 0 | 0 | 0 | 0 | 0 | 0 | 0
Commercial_College_Existing_Food Preparation_Natural Gas_Range_E1_Codes & Standards Forecast | Commercial | College | Existing | Food Preparation | Natural Gas | Range | E1 |  | Codes & Standards Forecast | 0 | 6813.2869 | 15590.4239 | 25867.6574 | 37294.5077 | 49562.2357 | 62491.7691 | 75946.9102 | 89804.7461 | 103936.8456 | 115019.6226 | 123676.543 | 130398.957 | 135578.6988 | 139527.345 | 142497.9995 | 144691.0555 | 146266.3844 | 147350.3212 | 148043.4245 | 148424.4478 | 148557.0566 | 148493.0902 | 148272.9114 | 147928.646 | 147484.6879 | 146961.3672 | 146374.8634 | 145738.0529 | 145061.183 | 144352.408 | 143618.217 | 142868.6953 | 0 | 0 | 0 | 0 | 0 | 0 | 0 | 0 | 0 | 0 | 0 | 0 | 0 | 0 | 0 | 0 | 0 | 0
Commercial_College_Existing_Food Preparation_Natural Gas_Range_E2_Codes & Standards Forecast | Commercial | College | Existing | Food Preparation | Natural Gas | Range | E2 |  | Codes & Standards Forecast | 0 | 0 | 0 | 0 | 0 | 0 | 0 | 0 | 0 | 0 | 0 | 0 | 0 | 0 | 0 | 0 | 0 | 0 | 0 | 0 | 0 | 0 | 0 | 0 | 0 | 0 | 0 | 0 | 0 | 0 | 0 | 0 | 0 | 0 | 0 | 0 | 0 | 0 | 0 | 0 | 0 | 0 | 0 | 0 | 0 | 0 | 0 | 0 | 0 | 0 | 0
Commercial_College_Existing_Food Preparation_Natural Gas_Range_E3_Codes & Standards Forecast | Commercial | College | Existing | Food Preparation | Natural Gas | Range | E3 |  | Codes & Standards Forecast | 0 | 0 | 0 | 0 | 0 | 0 | 0 | 0 | 0 | 0 | 0 | 0 | 0 | 0 | 0 | 0 | 0 | 0 | 0 | 0 | 0 | 0 | 0 | 0 | 0 | 0 | 0 | 0 | 0 | 0 | 0 | 0 | 0 | 0 | 0 | 0 | 0 | 0 | 0 | 0 | 0 | 0 | 0 | 0 | 0 | 0 | 0 | 0 | 0 | 0 | 0
Commercial_College_Existing_Food Preparation_Natural Gas_Range_E4_Codes & Standards Forecast | Commercial | College | Existing | Food Preparation | Natural Gas | Range | E4 |  | Codes & Standards Forecast | 0 | 0 | 0 | 0 | 0 | 0 | 0 | 0 | 0 | 0 | 0 | 0 | 0 | 0 | 0 | 0 | 0 | 0 | 0 | 0 | 0 | 0 | 0 | 0 | 0 | 0 | 0 | 0 | 0 | 0 | 0 | 0 | 0 | 0 | 0 | 0 | 0 | 0 | 0 | 0 | 0 | 0 | 0 | 0 | 0 | 0 | 0 | 0 | 0 | 0 | 0
Commercial_College_Existing_Food Preparation_Natural Gas_Range_E5_Codes & Standards Forecast | Commercial | College | Existing | Food Preparation | Natural Gas | Range | E5 |  | Codes & Standards Forecast | 0 | 0 | 0 | 0 | 0 | 0 | 0 | 0 | 0 | 0 | 0 | 0 | 0 | 0 | 0 | 0 | 0 | 0 | 0 | 0 | 0 | 0 | 0 | 0 | 0 | 0 | 0 | 0 | 0 | 0 | 0 | 0 | 0 | 0 | 0 | 0 | 0 | 0 | 0 | 0 | 0 | 0 | 0 | 0 | 0 | 0 | 0 | 0 | 0 | 0 | 0
Commercial_College_Existing_Food Preparation_Natural Gas_Range_E6_Codes & Standards Forecast | Commercial | College | Existing | Food Preparation | Natural Gas | Range | E6 |  | Codes & Standards Forecast | 0 | 0 | 0 | 0 | 0 | 0 | 0 | 0 | 0 | 0 | 0 | 0 | 0 | 0 | 0 | 0 | 0 | 0 | 0 | 0 | 0 | 0 | 0 | 0 | 0 | 0 | 0 | 0 | 0 | 0 | 0 | 0 | 0 | 0 | 0 | 0 | 0 | 0 | 0 | 0 | 0 | 0 | 0 | 0 | 0 | 0 | 0 | 0 | 0 | 0 | 0
Commercial_College_Existing_Food Preparation_Natural Gas_Range_E7_Codes & Standards Forecast | Commercial | College | Existing | Food Preparation | Natural Gas | Range | E7 |  | Codes & Standards Forecast | 0 | 0 | 0 | 0 | 0 | 0 | 0 | 0 | 0 | 0 | 0 | 0 | 0 | 0 | 0 | 0 | 0 | 0 | 0 | 0 | 0 | 0 | 0 | 0 | 0 | 0 | 0 | 0 | 0 | 0 | 0 | 0 | 0 | 0 | 0 | 0 | 0 | 0 | 0 | 0 | 0 | 0 | 0 | 0 | 0 | 0 | 0 | 0 | 0 | 0 | 0
Commercial_College_Existing_Food Preparation_Natural Gas_Range_E8_Codes & Standards Forecast | Commercial | College | Existing | Food Preparation | Natural Gas | Range | E8 |  | Codes & Standards Forecast | 0 | 0 | 0 | 0 | 0 | 0 | 0 | 0 | 0 | 0 | 0 | 0 | 0 | 0 | 0 | 0 | 0 | 0 | 0 | 0 | 0 | 0 | 0 | 0 | 0 | 0 | 0 | 0 | 0 | 0 | 0 | 0 | 0 | 0 | 0 | 0 | 0 | 0 | 0 | 0 | 0 | 0 | 0 | 0 | 0 | 0 | 0 | 0 | 0 | 0 | 0
Commercial_College_Existing_Food Preparation_Natural Gas_Range_E9_Codes & Standards Forecast | Commercial | College | Existing | Food Preparation | Natural Gas | Range | E9 |  | Codes & Standards Forecast | 0 | 0 | 0 | 0 | 0 | 0 | 0 | 0 | 0 | 0 | 0 | 0 | 0 | 0 | 0 | 0 | 0 | 0 | 0 | 0 | 0 | 0 | 0 | 0 | 0 | 0 | 0 | 0 | 0 | 0 | 0 | 0 | 0 | 0 | 0 | 0 | 0 | 0 | 0 | 0 | 0 | 0 | 0 | 0 | 0 | 0 | 0 | 0 | 0 | 0 | 0
Commercial_College_Existing_Food Preparation_Natural Gas_Range_E10_Codes & Standards Forecast | Commercial | College | Existing | Food Preparation | Natural Gas | Range | E10 |  | Codes & Standards Forecast | 0 | 0 | 0 | 0 | 0 | 0 | 0 | 0 | 0 | 0 | 0 | 0 | 0 | 0 | 0 | 0 | 0 | 0 | 0 | 0 | 0 | 0 | 0 | 0 | 0 | 0 | 0 | 0 | 0 | 0 | 0 | 0 | 0 | 0 | 0 | 0 | 0 | 0 | 0 | 0 | 0 | 0 | 0 | 0 | 0 | 0 | 0 | 0 | 0 | 0 | 0
Commercial_College_Existing_Food Preparation_Natural Gas_Range_Vintage_Codes & Standards Forecast | Commercial | College | Existing | Food Preparation | Natural Gas | Range | Vintage |  | Codes & Standards Forecast | 171203.2155 | 163518.8853 | 153870.705 | 142541.5707 | 130035.4802 | 116584.4994 | 102549.5392 | 88115.5686 | 73378.2117 | 58397.1785 | 46476.6474 | 36990.3764 | 29439.7592 | 23429.4212 | 18645.02 | 14837.0558 | 11806.459 | 9394.6848 | 7475.4157 | 5948.1105 | 4732.7052 | 3765.5331 | 2995.9415 | 2383.5814 | 1896.3407 | 1508.6516 | 1200.1834 | 954.7554 | 759.4906 | 604.1409 | 480.5509 | 382.231 | 304.0271 | 0 | 0 | 0 | 0 | 0 | 0 | 0 | 0 | 0 | 0 | 0 | 0 | 0 | 0 | 0 | 0 | 0 | 0
Commercial_College_Existing_Food Preparation_Natural Gas_Steamer_E1_Codes & Standards Forecast | Commercial | College | Existing | Food Preparation | Natural Gas | Steamer | E1 |  | Codes & Standards Forecast | 0 | 2268.2603 | 4826.7469 | 4796.7857 | 4766.0458 | 4732.3433 | 4700.8575 | 4672.9776 | 4647.9263 | 4623.7462 | 4360.9295 | 3856.4749 | 3410.3072 | 3015.6317 | 2666.4724 | 2357.6506 | 2084.5335 | 1843.0152 | 1629.4444 | 809.0991 | 0 | 0 | 0 | 0 | 0 | 0 | 0 | 0 | 0 | 0 | 0 | 0 | 0 | 0 | 0 | 0 | 0 | 0 | 0 | 0 | 0 | 0 | 0 | 0 | 0 | 0 | 0 | 0 | 0 | 0 | 0
Commercial_College_Existing_Food Preparation_Natural Gas_Steamer_E2_Codes & Standards Forecast | Commercial | College | Existing | Food Preparation | Natural Gas | Steamer | E2 |  | Codes & Standards Forecast | 0 | 0 | 0 | 2831.0034 | 5870.2523 | 9080.336 | 12440.4486 | 15935.2947 | 19548.2399 | 23257.321 | 26746.1294 | 30070.8996 | 32977.4695 | 35513.365 | 37720.5113 | 39637.3959 | 41297.7694 | 42731.5955 | 43965.1046 | 45652.9926 | 47194.4985 | 47807.3704 | 48314.8879 | 48729.2817 | 49061.3702 | 49320.3295 | 49514.6077 | 49651.6778 | 49738.1499 | 49779.8709 | 49782.0123 | 49749.1482 | 49687.0359 | 0 | 0 | 0 | 0 | 0 | 0 | 0 | 0 | 0 | 0 | 0 | 0 | 0 | 0 | 0 | 0 | 0 | 0
Commercial_College_Existing_Food Preparation_Natural Gas_Steamer_E3_Codes & Standards Forecast | Commercial | College | Existing | Food Preparation | Natural Gas | Steamer | E3 |  | Codes & Standards Forecast | 0 | 0 | 0 | 0 | 0 | 0 | 0 | 0 | 0 | 0 | 0 | 0 | 0 | 0 | 0 | 0 | 0 | 0 | 0 | 0 | 0 | 0 | 0 | 0 | 0 | 0 | 0 | 0 | 0 | 0 | 0 | 0 | 0 | 0 | 0 | 0 | 0 | 0 | 0 | 0 | 0 | 0 | 0 | 0 | 0 | 0 | 0 | 0 | 0 | 0 | 0
Commercial_College_Existing_Food Preparation_Natural Gas_Steamer_E4_Codes & Standards Forecast | Commercial | College | Existing | Food Preparation | Natural Gas | Steamer | E4 |  | Codes & Standards Forecast | 0 | 0 | 0 | 0 | 0 | 0 | 0 | 0 | 0 | 0 | 0 | 0 | 0 | 0 | 0 | 0 | 0 | 0 | 0 | 0 | 0 | 0 | 0 | 0 | 0 | 0 | 0 | 0 | 0 | 0 | 0 | 0 | 0 | 0 | 0 | 0 | 0 | 0 | 0 | 0 | 0 | 0 | 0 | 0 | 0 | 0 | 0 | 0 | 0 | 0 | 0
Commercial_College_Existing_Food Preparation_Natural Gas_Steamer_E5_Codes & Standards Forecast | Commercial | College | Existing | Food Preparation | Natural Gas | Steamer | E5 |  | Codes & Standards Forecast | 0 | 0 | 0 | 0 | 0 | 0 | 0 | 0 | 0 | 0 | 0 | 0 | 0 | 0 | 0 | 0 | 0 | 0 | 0 | 0 | 0 | 0 | 0 | 0 | 0 | 0 | 0 | 0 | 0 | 0 | 0 | 0 | 0 | 0 | 0 | 0 | 0 | 0 | 0 | 0 | 0 | 0 | 0 | 0 | 0 | 0 | 0 | 0 | 0 | 0 | 0
Commercial_College_Existing_Food Preparation_Natural Gas_Steamer_E6_Codes & Standards Forecast | Commercial | College | Existing | Food Preparation | Natural Gas | Steamer | E6 |  | Codes & Standards Forecast | 0 | 0 | 0 | 0 | 0 | 0 | 0 | 0 | 0 | 0 | 0 | 0 | 0 | 0 | 0 | 0 | 0 | 0 | 0 | 0 | 0 | 0 | 0 | 0 | 0 | 0 | 0 | 0 | 0 | 0 | 0 | 0 | 0 | 0 | 0 | 0 | 0 | 0 | 0 | 0 | 0 | 0 | 0 | 0 | 0 | 0 | 0 | 0 | 0 | 0 | 0
Commercial_College_Existing_Food Preparation_Natural Gas_Steamer_E7_Codes & Standards Forecast | Commercial | College | Existing | Food Preparation | Natural Gas | Steamer | E7 |  | Codes & Standards Forecast | 0 | 0 | 0 | 0 | 0 | 0 | 0 | 0 | 0 | 0 | 0 | 0 | 0 | 0 | 0 | 0 | 0 | 0 | 0 | 0 | 0 | 0 | 0 | 0 | 0 | 0 | 0 | 0 | 0 | 0 | 0 | 0 | 0 | 0 | 0 | 0 | 0 | 0 | 0 | 0 | 0 | 0 | 0 | 0 | 0 | 0 | 0 | 0 | 0 | 0 | 0
Commercial_College_Existing_Food Preparation_Natural Gas_Steamer_E8_Codes & Standards Forecast | Commercial | College | Existing | Food Preparation | Natural Gas | Steamer | E8 |  | Codes & Standards Forecast | 0 | 0 | 0 | 0 | 0 | 0 | 0 | 0 | 0 | 0 | 0 | 0 | 0 | 0 | 0 | 0 | 0 | 0 | 0 | 0 | 0 | 0 | 0 | 0 | 0 | 0 | 0 | 0 | 0 | 0 | 0 | 0 | 0 | 0 | 0 | 0 | 0 | 0 | 0 | 0 | 0 | 0 | 0 | 0 | 0 | 0 | 0 | 0 | 0 | 0 | 0
Commercial_College_Existing_Food Preparation_Natural Gas_Steamer_E9_Codes & Standards Forecast | Commercial | College | Existing | Food Preparation | Natural Gas | Steamer | E9 |  | Codes & Standards Forecast | 0 | 0 | 0 | 0 | 0 | 0 | 0 | 0 | 0 | 0 | 0 | 0 | 0 | 0 | 0 | 0 | 0 | 0 | 0 | 0 | 0 | 0 | 0 | 0 | 0 | 0 | 0 | 0 | 0 | 0 | 0 | 0 | 0 | 0 | 0 | 0 | 0 | 0 | 0 | 0 | 0 | 0 | 0 | 0 | 0 | 0 | 0 | 0 | 0 | 0 | 0
Commercial_College_Existing_Food Preparation_Natural Gas_Steamer_E10_Codes & Standards Forecast | Commercial | College | Existing | Food Preparation | Natural Gas | Steamer | E10 |  | Codes & Standards Forecast | 0 | 0 | 0 | 0 | 0 | 0 | 0 | 0 | 0 | 0 | 0 | 0 | 0 | 0 | 0 | 0 | 0 | 0 | 0 | 0 | 0 | 0 | 0 | 0 | 0 | 0 | 0 | 0 | 0 | 0 | 0 | 0 | 0 | 0 | 0 | 0 | 0 | 0 | 0 | 0 | 0 | 0 | 0 | 0 | 0 | 0 | 0 | 0 | 0 | 0 | 0
Commercial_College_Existing_Food Preparation_Natural Gas_Steamer_Vintage_Codes & Standards Forecast | Commercial | College | Existing | Food Preparation | Natural Gas | Steamer | Vintage |  | Codes & Standards Forecast | 61556.2123 | 58974.7679 | 56103.0972 | 52923.8435 | 49527.293 | 45925.4726 | 42199.389 | 38380.4841 | 34476.358 | 30486.2223 | 26959.0157 | 23840.5066 | 21082.3235 | 18642.4622 | 16483.9791 | 14574.861 | 12886.4664 | 11393.4142 | 10073.1317 | 8905.6512 | 7873.2419 | 6960.3023 | 6153.0785 | 5439.3449 | 4808.288 | 4250.3095 | 3756.961 | 3320.7694 | 2935.1241 | 2594.1781 | 2292.7594 | 2026.2938 | 1790.7969 | 0 | 0 | 0 | 0 | 0 | 0 | 0 | 0 | 0 | 0 | 0 | 0 | 0 | 0 | 0 | 0 | 0 | 0
Commercial_College_Existing_Food Preparation_Natural Gas_Food Prep Other_E1_Codes & Standards Forecast | Commercial | College | Existing | Food Preparation | Natural Gas | Food Prep Other | E1 |  | Codes & Standards Forecast | 0 | 306.2151 | 700.6932 | 1162.5913 | 1676.1576 | 2227.5162 | 2808.6188 | 3413.3443 | 4036.1684 | 4671.3189 | 5169.4212 | 5558.4963 | 5860.6273 | 6093.4247 | 6270.8919 | 6404.4045 | 6502.9688 | 6573.7701 | 6622.4863 | 6653.6371 | 6670.7617 | 6676.7216 | 6673.8467 | 6663.9511 | 6648.4785 | 6628.5253 | 6605.0053 | 6578.6455 | 6550.0249 | 6519.6037 | 6487.7487 | 6454.7513 | 6421.065 | 0 | 0 | 0 | 0 | 0 | 0 | 0 | 0 | 0 | 0 | 0 | 0 | 0 | 0 | 0 | 0 | 0 | 0
Commercial_College_Existing_Food Preparation_Natural Gas_Food Prep Other_E2_Codes & Standards Forecast | Commercial | College | Existing | Food Preparation | Natural Gas | Food Prep Other | E2 |  | Codes & Standards Forecast | 0 | 0 | 0 | 0 | 0 | 0 | 0 | 0 | 0 | 0 | 0 | 0 | 0 | 0 | 0 | 0 | 0 | 0 | 0 | 0 | 0 | 0 | 0 | 0 | 0 | 0 | 0 | 0 | 0 | 0 | 0 | 0 | 0 | 0 | 0 | 0 | 0 | 0 | 0 | 0 | 0 | 0 | 0 | 0 | 0 | 0 | 0 | 0 | 0 | 0 | 0
Commercial_College_Existing_Food Preparation_Natural Gas_Food Prep Other_E3_Codes & Standards Forecast | Commercial | College | Existing | Food Preparation | Natural Gas | Food Prep Other | E3 |  | Codes & Standards Forecast | 0 | 0 | 0 | 0 | 0 | 0 | 0 | 0 | 0 | 0 | 0 | 0 | 0 | 0 | 0 | 0 | 0 | 0 | 0 | 0 | 0 | 0 | 0 | 0 | 0 | 0 | 0 | 0 | 0 | 0 | 0 | 0 | 0 | 0 | 0 | 0 | 0 | 0 | 0 | 0 | 0 | 0 | 0 | 0 | 0 | 0 | 0 | 0 | 0 | 0 | 0
Commercial_College_Existing_Food Preparation_Natural Gas_Food Prep Other_E4_Codes & Standards Forecast | Commercial | College | Existing | Food Preparation | Natural Gas | Food Prep Other | E4 |  | Codes & Standards Forecast | 0 | 0 | 0 | 0 | 0 | 0 | 0 | 0 | 0 | 0 | 0 | 0 | 0 | 0 | 0 | 0 | 0 | 0 | 0 | 0 | 0 | 0 | 0 | 0 | 0 | 0 | 0 | 0 | 0 | 0 | 0 | 0 | 0 | 0 | 0 | 0 | 0 | 0 | 0 | 0 | 0 | 0 | 0 | 0 | 0 | 0 | 0 | 0 | 0 | 0 | 0
Commercial_College_Existing_Food Preparation_Natural Gas_Food Prep Other_E5_Codes & Standards Forecast | Commercial | College | Existing | Food Preparation | Natural Gas | Food Prep Other | E5 |  | Codes & Standards Forecast | 0 | 0 | 0 | 0 | 0 | 0 | 0 | 0 | 0 | 0 | 0 | 0 | 0 | 0 | 0 | 0 | 0 | 0 | 0 | 0 | 0 | 0 | 0 | 0 | 0 | 0 | 0 | 0 | 0 | 0 | 0 | 0 | 0 | 0 | 0 | 0 | 0 | 0 | 0 | 0 | 0 | 0 | 0 | 0 | 0 | 0 | 0 | 0 | 0 | 0 | 0
Commercial_College_Existing_Food Preparation_Natural Gas_Food Prep Other_E6_Codes & Standards Forecast | Commercial | College | Existing | Food Preparation | Natural Gas | Food Prep Other | E6 |  | Codes & Standards Forecast | 0 | 0 | 0 | 0 | 0 | 0 | 0 | 0 | 0 | 0 | 0 | 0 | 0 | 0 | 0 | 0 | 0 | 0 | 0 | 0 | 0 | 0 | 0 | 0 | 0 | 0 | 0 | 0 | 0 | 0 | 0 | 0 | 0 | 0 | 0 | 0 | 0 | 0 | 0 | 0 | 0 | 0 | 0 | 0 | 0 | 0 | 0 | 0 | 0 | 0 | 0
Commercial_College_Existing_Food Preparation_Natural Gas_Food Prep Other_E7_Codes & Standards Forecast | Commercial | College | Existing | Food Preparation | Natural Gas | Food Prep Other | E7 |  | Codes & Standards Forecast | 0 | 0 | 0 | 0 | 0 | 0 | 0 | 0 | 0 | 0 | 0 | 0 | 0 | 0 | 0 | 0 | 0 | 0 | 0 | 0 | 0 | 0 | 0 | 0 | 0 | 0 | 0 | 0 | 0 | 0 | 0 | 0 | 0 | 0 | 0 | 0 | 0 | 0 | 0 | 0 | 0 | 0 | 0 | 0 | 0 | 0 | 0 | 0 | 0 | 0 | 0
Commercial_College_Existing_Food Preparation_Natural Gas_Food Prep Other_E8_Codes & Standards Forecast | Commercial | College | Existing | Food Preparation | Natural Gas | Food Prep Other | E8 |  | Codes & Standards Forecast | 0 | 0 | 0 | 0 | 0 | 0 | 0 | 0 | 0 | 0 | 0 | 0 | 0 | 0 | 0 | 0 | 0 | 0 | 0 | 0 | 0 | 0 | 0 | 0 | 0 | 0 | 0 | 0 | 0 | 0 | 0 | 0 | 0 | 0 | 0 | 0 | 0 | 0 | 0 | 0 | 0 | 0 | 0 | 0 | 0 | 0 | 0 | 0 | 0 | 0 | 0
Commercial_College_Existing_Food Preparation_Natural Gas_Food Prep Other_E9_Codes & Standards Forecast | Commercial | College | Existing | Food Preparation | Natural Gas | Food Prep Other | E9 |  | Codes & Standards Forecast | 0 | 0 | 0 | 0 | 0 | 0 | 0 | 0 | 0 | 0 | 0 | 0 | 0 | 0 | 0 | 0 | 0 | 0 | 0 | 0 | 0 | 0 | 0 | 0 | 0 | 0 | 0 | 0 | 0 | 0 | 0 | 0 | 0 | 0 | 0 | 0 | 0 | 0 | 0 | 0 | 0 | 0 | 0 | 0 | 0 | 0 | 0 | 0 | 0 | 0 | 0
Commercial_College_Existing_Food Preparation_Natural Gas_Food Prep Other_E10_Codes & Standards Forecast | Commercial | College | Existing | Food Preparation | Natural Gas | Food Prep Other | E10 |  | Codes & Standards Forecast | 0 | 0 | 0 | 0 | 0 | 0 | 0 | 0 | 0 | 0 | 0 | 0 | 0 | 0 | 0 | 0 | 0 | 0 | 0 | 0 | 0 | 0 | 0 | 0 | 0 | 0 | 0 | 0 | 0 | 0 | 0 | 0 | 0 | 0 | 0 | 0 | 0 | 0 | 0 | 0 | 0 | 0 | 0 | 0 | 0 | 0 | 0 | 0 | 0 | 0 | 0
Commercial_College_Existing_Food Preparation_Natural Gas_Food Prep Other_Vintage_Codes & Standards Forecast | Commercial | College | Existing | Food Preparation | Natural Gas | Food Prep Other | Vintage |  | Codes & Standards Forecast | 7694.5265 | 7349.1634 | 6915.5373 | 6406.3627 | 5844.2912 | 5239.7528 | 4608.9681 | 3960.2503 | 3297.8972 | 2624.5923 | 2088.8381 | 1662.4888 | 1323.1352 | 1053.0077 | 837.9784 | 666.834 | 530.6274 | 422.233 | 335.9737 | 267.3308 | 212.7059 | 169.2374 | 134.6491 | 107.1273 | 85.2288 | 67.8046 | 53.9408 | 42.9104 | 34.1344 | 27.1524 | 21.5978 | 17.1789 | 13.6641 | 0 | 0 | 0 | 0 | 0 | 0 | 0 | 0 | 0 | 0 | 0 | 0 | 0 | 0 | 0 | 0 | 0 | 0
Commercial_College_Existing_Miscellaneous_Natural Gas_Pool Heater_E1_Codes & Standards Forecast | Commercial | College | Existing | Miscellaneous | Natural Gas | Pool Heater | E1 |  | Codes & Standards Forecast | 0 | 472.7709 | 1081.8124 | 1794.945 | 2587.8489 | 3439.101 | 4107.2326 | 4632.4052 | 5044.84 | 5366.5901 | 5615.8542 | 5807.4441 | 5952.9427 | 6061.6269 | 6140.8743 | 6196.7823 | 6234.151 | 6256.8147 | 6267.7852 | 6269.4598 | 6263.6923 | 6252.0002 | 6235.6404 | 6215.5752 | 6192.5706 | 6167.1872 | 6139.9095 | 6111.1232 | 6081.1352 | 6050.1898 | 6018.4813 | 5986.1643 | 5953.5671 | 0 | 0 | 0 | 0 | 0 | 0 | 0 | 0 | 0 | 0 | 0 | 0 | 0 | 0 | 0 | 0 | 0 | 0
Commercial_College_Existing_Miscellaneous_Natural Gas_Pool Heater_E2_Codes & Standards Forecast | Commercial | College | Existing | Miscellaneous | Natural Gas | Pool Heater | E2 |  | Codes & Standards Forecast | 0 | 0 | 0 | 0 | 0 | 0 | 0 | 0 | 0 | 0 | 0 | 0 | 0 | 0 | 0 | 0 | 0 | 0 | 0 | 0 | 0 | 0 | 0 | 0 | 0 | 0 | 0 | 0 | 0 | 0 | 0 | 0 | 0 | 0 | 0 | 0 | 0 | 0 | 0 | 0 | 0 | 0 | 0 | 0 | 0 | 0 | 0 | 0 | 0 | 0 | 0
Commercial_College_Existing_Miscellaneous_Natural Gas_Pool Heater_E3_Codes & Standards Forecast | Commercial | College | Existing | Miscellaneous | Natural Gas | Pool Heater | E3 |  | Codes & Standards Forecast | 0 | 0 | 0 | 0 | 0 | 0 | 0 | 0 | 0 | 0 | 0 | 0 | 0 | 0 | 0 | 0 | 0 | 0 | 0 | 0 | 0 | 0 | 0 | 0 | 0 | 0 | 0 | 0 | 0 | 0 | 0 | 0 | 0 | 0 | 0 | 0 | 0 | 0 | 0 | 0 | 0 | 0 | 0 | 0 | 0 | 0 | 0 | 0 | 0 | 0 | 0
Commercial_College_Existing_Miscellaneous_Natural Gas_Pool Heater_E4_Codes & Standards Forecast | Commercial | College | Existing | Miscellaneous | Natural Gas | Pool Heater | E4 |  | Codes & Standards Forecast | 0 | 0 | 0 | 0 | 0 | 0 | 0 | 0 | 0 | 0 | 0 | 0 | 0 | 0 | 0 | 0 | 0 | 0 | 0 | 0 | 0 | 0 | 0 | 0 | 0 | 0 | 0 | 0 | 0 | 0 | 0 | 0 | 0 | 0 | 0 | 0 | 0 | 0 | 0 | 0 | 0 | 0 | 0 | 0 | 0 | 0 | 0 | 0 | 0 | 0 | 0
Commercial_College_Existing_Miscellaneous_Natural Gas_Pool Heater_E5_Codes & Standards Forecast | Commercial | College | Existing | Miscellaneous | Natural Gas | Pool Heater | E5 |  | Codes & Standards Forecast | 0 | 0 | 0 | 0 | 0 | 0 | 0 | 0 | 0 | 0 | 0 | 0 | 0 | 0 | 0 | 0 | 0 | 0 | 0 | 0 | 0 | 0 | 0 | 0 | 0 | 0 | 0 | 0 | 0 | 0 | 0 | 0 | 0 | 0 | 0 | 0 | 0 | 0 | 0 | 0 | 0 | 0 | 0 | 0 | 0 | 0 | 0 | 0 | 0 | 0 | 0
Commercial_College_Existing_Miscellaneous_Natural Gas_Pool Heater_E6_Codes & Standards Forecast | Commercial | College | Existing | Miscellaneous | Natural Gas | Pool Heater | E6 |  | Codes & Standards Forecast | 0 | 0 | 0 | 0 | 0 | 0 | 0 | 0 | 0 | 0 | 0 | 0 | 0 | 0 | 0 | 0 | 0 | 0 | 0 | 0 | 0 | 0 | 0 | 0 | 0 | 0 | 0 | 0 | 0 | 0 | 0 | 0 | 0 | 0 | 0 | 0 | 0 | 0 | 0 | 0 | 0 | 0 | 0 | 0 | 0 | 0 | 0 | 0 | 0 | 0 | 0
Commercial_College_Existing_Miscellaneous_Natural Gas_Pool Heater_E7_Codes & Standards Forecast | Commercial | College | Existing | Miscellaneous | Natural Gas | Pool Heater | E7 |  | Codes & Standards Forecast | 0 | 0 | 0 | 0 | 0 | 0 | 0 | 0 | 0 | 0 | 0 | 0 | 0 | 0 | 0 | 0 | 0 | 0 | 0 | 0 | 0 | 0 | 0 | 0 | 0 | 0 | 0 | 0 | 0 | 0 | 0 | 0 | 0 | 0 | 0 | 0 | 0 | 0 | 0 | 0 | 0 | 0 | 0 | 0 | 0 | 0 | 0 | 0 | 0 | 0 | 0
Commercial_College_Existing_Miscellaneous_Natural Gas_Pool Heater_E8_Codes & Standards Forecast | Commercial | College | Existing | Miscellaneous | Natural Gas | Pool Heater | E8 |  | Codes & Standards Forecast | 0 | 0 | 0 | 0 | 0 | 0 | 0 | 0 | 0 | 0 | 0 | 0 | 0 | 0 | 0 | 0 | 0 | 0 | 0 | 0 | 0 | 0 | 0 | 0 | 0 | 0 | 0 | 0 | 0 | 0 | 0 | 0 | 0 | 0 | 0 | 0 | 0 | 0 | 0 | 0 | 0 | 0 | 0 | 0 | 0 | 0 | 0 | 0 | 0 | 0 | 0
Commercial_College_Existing_Miscellaneous_Natural Gas_Pool Heater_E9_Codes & Standards Forecast | Commercial | College | Existing | Miscellaneous | Natural Gas | Pool Heater | E9 |  | Codes & Standards Forecast | 0 | 0 | 0 | 0 | 0 | 0 | 0 | 0 | 0 | 0 | 0 | 0 | 0 | 0 | 0 | 0 | 0 | 0 | 0 | 0 | 0 | 0 | 0 | 0 | 0 | 0 | 0 | 0 | 0 | 0 | 0 | 0 | 0 | 0 | 0 | 0 | 0 | 0 | 0 | 0 | 0 | 0 | 0 | 0 | 0 | 0 | 0 | 0 | 0 | 0 | 0
Commercial_College_Existing_Miscellaneous_Natural Gas_Pool Heater_E10_Codes & Standards Forecast | Commercial | College | Existing | Miscellaneous | Natural Gas | Pool Heater | E10 |  | Codes & Standards Forecast | 0 | 0 | 0 | 0 | 0 | 0 | 0 | 0 | 0 | 0 | 0 | 0 | 0 | 0 | 0 | 0 | 0 | 0 | 0 | 0 | 0 | 0 | 0 | 0 | 0 | 0 | 0 | 0 | 0 | 0 | 0 | 0 | 0 | 0 | 0 | 0 | 0 | 0 | 0 | 0 | 0 | 0 | 0 | 0 | 0 | 0 | 0 | 0 | 0 | 0 | 0
Commercial_College_Existing_Miscellaneous_Natural Gas_Pool Heater_Vintage_Codes & Standards Forecast | Commercial | College | Existing | Miscellaneous | Natural Gas | Pool Heater | Vintage |  | Codes & Standards Forecast | 7127.8279 | 6618.7923 | 5973.486 | 5216.5588 | 4378.7221 | 3478.2068 | 2764.0522 | 2198.1273 | 1749.0747 | 1391.9803 | 1107.8374 | 881.7186 | 701.7388 | 558.4738 | 444.4307 | 353.6625 | 281.4238 | 223.9358 | 178.1872 | 141.7817 | 112.8108 | 89.7569 | 71.4126 | 56.8161 | 45.202 | 35.9609 | 28.6081 | 22.758 | 18.1035 | 14.4006 | 11.4546 | 9.111 | 7.2469 | 0 | 0 | 0 | 0 | 0 | 0 | 0 | 0 | 0 | 0 | 0 | 0 | 0 | 0 | 0 | 0 | 0 | 0
Commercial_College_Existing_Miscellaneous_Natural Gas_Miscellaneous_E1_Codes & Standards Forecast | Commercial | College | Existing | Miscellaneous | Natural Gas | Miscellaneous | E1 |  | Codes & Standards Forecast | 0 | 50033.3668 | 109036.4429 | 175327.208 | 231236.5763 | 278141.1082 | 317619.1835 | 350949.8917 | 379090.4891 | 402717.6014 | 422468.2999 | 438913.2303 | 452523.7513 | 463706.9764 | 472809.9446 | 480146.3208 | 485979.1245 | 490533.6095 | 493998.5682 | 496535.0297 | 498276.0196 | 499338.5238 | 499826.2437 | 499824.4001 | 499405.6771 | 498628.091 | 497544.423 | 496199.6872 | 494632.2727 | 492874.9174 | 490955.5392 | 488897.945 | 486739.2037 | 0 | 0 | 0 | 0 | 0 | 0 | 0 | 0 | 0 | 0 | 0 | 0 | 0 | 0 | 0 | 0 | 0 | 0
Commercial_College_Existing_Miscellaneous_Natural Gas_Miscellaneous_E2_Codes & Standards Forecast | Commercial | College | Existing | Miscellaneous | Natural Gas | Miscellaneous | E2 |  | Codes & Standards Forecast | 0 | 0 | 0 | 0 | 0 | 0 | 0 | 0 | 0 | 0 | 0 | 0 | 0 | 0 | 0 | 0 | 0 | 0 | 0 | 0 | 0 | 0 | 0 | 0 | 0 | 0 | 0 | 0 | 0 | 0 | 0 | 0 | 0 | 0 | 0 | 0 | 0 | 0 | 0 | 0 | 0 | 0 | 0 | 0 | 0 | 0 | 0 | 0 | 0 | 0 | 0
Commercial_College_Existing_Miscellaneous_Natural Gas_Miscellaneous_E3_Codes & Standards Forecast | Commercial | College | Existing | Miscellaneous | Natural Gas | Miscellaneous | E3 |  | Codes & Standards Forecast | 0 | 0 | 0 | 0 | 0 | 0 | 0 | 0 | 0 | 0 | 0 | 0 | 0 | 0 | 0 | 0 | 0 | 0 | 0 | 0 | 0 | 0 | 0 | 0 | 0 | 0 | 0 | 0 | 0 | 0 | 0 | 0 | 0 | 0 | 0 | 0 | 0 | 0 | 0 | 0 | 0 | 0 | 0 | 0 | 0 | 0 | 0 | 0 | 0 | 0 | 0
Commercial_College_Existing_Miscellaneous_Natural Gas_Miscellaneous_E4_Codes & Standards Forecast | Commercial | College | Existing | Miscellaneous | Natural Gas | Miscellaneous | E4 |  | Codes & Standards Forecast | 0 | 0 | 0 | 0 | 0 | 0 | 0 | 0 | 0 | 0 | 0 | 0 | 0 | 0 | 0 | 0 | 0 | 0 | 0 | 0 | 0 | 0 | 0 | 0 | 0 | 0 | 0 | 0 | 0 | 0 | 0 | 0 | 0 | 0 | 0 | 0 | 0 | 0 | 0 | 0 | 0 | 0 | 0 | 0 | 0 | 0 | 0 | 0 | 0 | 0 | 0
Commercial_College_Existing_Miscellaneous_Natural Gas_Miscellaneous_E5_Codes & Standards Forecast | Commercial | College | Existing | Miscellaneous | Natural Gas | Miscellaneous | E5 |  | Codes & Standards Forecast | 0 | 0 | 0 | 0 | 0 | 0 | 0 | 0 | 0 | 0 | 0 | 0 | 0 | 0 | 0 | 0 | 0 | 0 | 0 | 0 | 0 | 0 | 0 | 0 | 0 | 0 | 0 | 0 | 0 | 0 | 0 | 0 | 0 | 0 | 0 | 0 | 0 | 0 | 0 | 0 | 0 | 0 | 0 | 0 | 0 | 0 | 0 | 0 | 0 | 0 | 0
Commercial_College_Existing_Miscellaneous_Natural Gas_Miscellaneous_E6_Codes & Standards Forecast | Commercial | College | Existing | Miscellaneous | Natural Gas | Miscellaneous | E6 |  | Codes & Standards Forecast | 0 | 0 | 0 | 0 | 0 | 0 | 0 | 0 | 0 | 0 | 0 | 0 | 0 | 0 | 0 | 0 | 0 | 0 | 0 | 0 | 0 | 0 | 0 | 0 | 0 | 0 | 0 | 0 | 0 | 0 | 0 | 0 | 0 | 0 | 0 | 0 | 0 | 0 | 0 | 0 | 0 | 0 | 0 | 0 | 0 | 0 | 0 | 0 | 0 | 0 | 0
Commercial_College_Existing_Miscellaneous_Natural Gas_Miscellaneous_E7_Codes & Standards Forecast | Commercial | College | Existing | Miscellaneous | Natural Gas | Miscellaneous | E7 |  | Codes & Standards Forecast | 0 | 0 | 0 | 0 | 0 | 0 | 0 | 0 | 0 | 0 | 0 | 0 | 0 | 0 | 0 | 0 | 0 | 0 | 0 | 0 | 0 | 0 | 0 | 0 | 0 | 0 | 0 | 0 | 0 | 0 | 0 | 0 | 0 | 0 | 0 | 0 | 0 | 0 | 0 | 0 | 0 | 0 | 0 | 0 | 0 | 0 | 0 | 0 | 0 | 0 | 0
Commercial_College_Existing_Miscellaneous_Natural Gas_Miscellaneous_E8_Codes & Standards Forecast | Commercial | College | Existing | Miscellaneous | Natural Gas | Miscellaneous | E8 |  | Codes & Standards Forecast | 0 | 0 | 0 | 0 | 0 | 0 | 0 | 0 | 0 | 0 | 0 | 0 | 0 | 0 | 0 | 0 | 0 | 0 | 0 | 0 | 0 | 0 | 0 | 0 | 0 | 0 | 0 | 0 | 0 | 0 | 0 | 0 | 0 | 0 | 0 | 0 | 0 | 0 | 0 | 0 | 0 | 0 | 0 | 0 | 0 | 0 | 0 | 0 | 0 | 0 | 0
Commercial_College_Existing_Miscellaneous_Natural Gas_Miscellaneous_E9_Codes & Standards Forecast | Commercial | College | Existing | Miscellaneous | Natural Gas | Miscellaneous | E9 |  | Codes & Standards Forecast | 0 | 0 | 0 | 0 | 0 | 0 | 0 | 0 | 0 | 0 | 0 | 0 | 0 | 0 | 0 | 0 | 0 | 0 | 0 | 0 | 0 | 0 | 0 | 0 | 0 | 0 | 0 | 0 | 0 | 0 | 0 | 0 | 0 | 0 | 0 | 0 | 0 | 0 | 0 | 0 | 0 | 0 | 0 | 0 | 0 | 0 | 0 | 0 | 0 | 0 | 0
Commercial_College_Existing_Miscellaneous_Natural Gas_Miscellaneous_E10_Codes & Standards Forecast | Commercial | College | Existing | Miscellaneous | Natural Gas | Miscellaneous | E10 |  | Codes & Standards Forecast | 0 | 0 | 0 | 0 | 0 | 0 | 0 | 0 | 0 | 0 | 0 | 0 | 0 | 0 | 0 | 0 | 0 | 0 | 0 | 0 | 0 | 0 | 0 | 0 | 0 | 0 | 0 | 0 | 0 | 0 | 0 | 0 | 0 | 0 | 0 | 0 | 0 | 0 | 0 | 0 | 0 | 0 | 0 | 0 | 0 | 0 | 0 | 0 | 0 | 0 | 0
Commercial_College_Existing_Miscellaneous_Natural Gas_Miscellaneous_Vintage_Codes & Standards Forecast | Commercial | College | Existing | Miscellaneous | Natural Gas | Miscellaneous | Vintage |  | Codes & Standards Forecast | 586707.6487 | 533689.2458 | 471701.1336 | 401805.54 | 342197.6518 | 291238.1524 | 247971.8167 | 211286.6929 | 180132.007 | 153595.6272 | 130973.9736 | 111686.8866 | 95238.1413 | 81208.4912 | 69241.4187 | 59035.6102 | 50332.5825 | 42911.6278 | 36584.0133 | 31188.7701 | 26588.3812 | 22665.8566 | 19321.5615 | 16470.3222 | 14039.5019 | 11967.0614 | 10200.2165 | 8693.9502 | 7409.8708 | 6315.2374 | 5382.1292 | 4586.7363 | 3908.8897 | 0 | 0 | 0 | 0 | 0 | 0 | 0 | 0 | 0 | 0 | 0 | 0 | 0 | 0 | 0 | 0 | 0 | 0
Commercial_College_New_Space Heating_Natural Gas_Furnace_E1_Codes & Standards Forecast | Commercial | College | New | Space Heating | Natural Gas | Furnace | E1 |  | Codes & Standards Forecast | 0 | 430.0554 | 2504.3721 | 3830.0058 | 5539.6773 | 7859.8889 | 10028.5327 | 11950.6259 | 13679.3137 | 15348.4325 | 16995.7786 | 18626.7588 | 20255.5042 | 21888.9101 | 23532.363 | 25178.8437 | 26825.7744 | 28470.5715 | 30113.2012 | 31753.6293 | 33394.4082 | 35035.5403 | 36674.7144 | 38311.9039 | 39947.0819 | 41582.5345 | 43218.2635 | 44854.2705 | 46490.557 | 48127.1247 | 49763.9752 | 51401.1102 | 52138.4961 | 0 | 0 | 0 | 0 | 0 | 0 | 0 | 0 | 0 | 0 | 0 | 0 | 0 | 0 | 0 | 0 | 0 | 0
Commercial_College_New_Space Heating_Natural Gas_Furnace_E2_Codes & Standards Forecast | Commercial | College | New | Space Heating | Natural Gas | Furnace | E2 |  | Codes & Standards Forecast | 0 | 0 | 0 | 0 | 0 | 0 | 0 | 0 | 0 | 0 | 0 | 0 | 0 | 0 | 0 | 0 | 0 | 0 | 0 | 0 | 0 | 0 | 0 | 0 | 0 | 0 | 0 | 0 | 0 | 0 | 0 | 0 | 0 | 0 | 0 | 0 | 0 | 0 | 0 | 0 | 0 | 0 | 0 | 0 | 0 | 0 | 0 | 0 | 0 | 0 | 0
Commercial_College_New_Space Heating_Natural Gas_Furnace_E3_Codes & Standards Forecast | Commercial | College | New | Space Heating | Natural Gas | Furnace | E3 |  | Codes & Standards Forecast | 0 | 0 | 0 | 0 | 0 | 0 | 0 | 0 | 0 | 0 | 0 | 0 | 0 | 0 | 0 | 0 | 0 | 0 | 0 | 0 | 0 | 0 | 0 | 0 | 0 | 0 | 0 | 0 | 0 | 0 | 0 | 0 | 0 | 0 | 0 | 0 | 0 | 0 | 0 | 0 | 0 | 0 | 0 | 0 | 0 | 0 | 0 | 0 | 0 | 0 | 0
Commercial_College_New_Space Heating_Natural Gas_Furnace_E4_Codes & Standards Forecast | Commercial | College | New | Space Heating | Natural Gas | Furnace | E4 |  | Codes & Standards Forecast | 0 | 0 | 0 | 0 | 0 | 0 | 0 | 0 | 0 | 0 | 0 | 0 | 0 | 0 | 0 | 0 | 0 | 0 | 0 | 0 | 0 | 0 | 0 | 0 | 0 | 0 | 0 | 0 | 0 | 0 | 0 | 0 | 0 | 0 | 0 | 0 | 0 | 0 | 0 | 0 | 0 | 0 | 0 | 0 | 0 | 0 | 0 | 0 | 0 | 0 | 0
Commercial_College_New_Space Heating_Natural Gas_Furnace_E5_Codes & Standards Forecast | Commercial | College | New | Space Heating | Natural Gas | Furnace | E5 |  | Codes & Standards Forecast | 0 | 0 | 0 | 0 | 0 | 0 | 0 | 0 | 0 | 0 | 0 | 0 | 0 | 0 | 0 | 0 | 0 | 0 | 0 | 0 | 0 | 0 | 0 | 0 | 0 | 0 | 0 | 0 | 0 | 0 | 0 | 0 | 0 | 0 | 0 | 0 | 0 | 0 | 0 | 0 | 0 | 0 | 0 | 0 | 0 | 0 | 0 | 0 | 0 | 0 | 0
Commercial_College_New_Space Heating_Natural Gas_Furnace_E6_Codes & Standards Forecast | Commercial | College | New | Space Heating | Natural Gas | Furnace | E6 |  | Codes & Standards Forecast | 0 | 0 | 0 | 0 | 0 | 0 | 0 | 0 | 0 | 0 | 0 | 0 | 0 | 0 | 0 | 0 | 0 | 0 | 0 | 0 | 0 | 0 | 0 | 0 | 0 | 0 | 0 | 0 | 0 | 0 | 0 | 0 | 0 | 0 | 0 | 0 | 0 | 0 | 0 | 0 | 0 | 0 | 0 | 0 | 0 | 0 | 0 | 0 | 0 | 0 | 0
Commercial_College_New_Space Heating_Natural Gas_Furnace_E7_Codes & Standards Forecast | Commercial | College | New | Space Heating | Natural Gas | Furnace | E7 |  | Codes & Standards Forecast | 0 | 0 | 0 | 0 | 0 | 0 | 0 | 0 | 0 | 0 | 0 | 0 | 0 | 0 | 0 | 0 | 0 | 0 | 0 | 0 | 0 | 0 | 0 | 0 | 0 | 0 | 0 | 0 | 0 | 0 | 0 | 0 | 0 | 0 | 0 | 0 | 0 | 0 | 0 | 0 | 0 | 0 | 0 | 0 | 0 | 0 | 0 | 0 | 0 | 0 | 0
Commercial_College_New_Space Heating_Natural Gas_Furnace_E8_Codes & Standards Forecast | Commercial | College | New | Space Heating | Natural Gas | Furnace | E8 |  | Codes & Standards Forecast | 0 | 0 | 0 | 0 | 0 | 0 | 0 | 0 | 0 | 0 | 0 | 0 | 0 | 0 | 0 | 0 | 0 | 0 | 0 | 0 | 0 | 0 | 0 | 0 | 0 | 0 | 0 | 0 | 0 | 0 | 0 | 0 | 0 | 0 | 0 | 0 | 0 | 0 | 0 | 0 | 0 | 0 | 0 | 0 | 0 | 0 | 0 | 0 | 0 | 0 | 0
Commercial_College_New_Space Heating_Natural Gas_Furnace_E9_Codes & Standards Forecast | Commercial | College | New | Space Heating | Natural Gas | Furnace | E9 |  | Codes & Standards Forecast | 0 | 0 | 0 | 0 | 0 | 0 | 0 | 0 | 0 | 0 | 0 | 0 | 0 | 0 | 0 | 0 | 0 | 0 | 0 | 0 | 0 | 0 | 0 | 0 | 0 | 0 | 0 | 0 | 0 | 0 | 0 | 0 | 0 | 0 | 0 | 0 | 0 | 0 | 0 | 0 | 0 | 0 | 0 | 0 | 0 | 0 | 0 | 0 | 0 | 0 | 0
Commercial_College_New_Space Heating_Natural Gas_Furnace_E10_Codes & Standards Forecast | Commercial | College | New | Space Heating | Natural Gas | Furnace | E10 |  | Codes & Standards Forecast | 0 | 0 | 0 | 0 | 0 | 0 | 0 | 0 | 0 | 0 | 0 | 0 | 0 | 0 | 0 | 0 | 0 | 0 | 0 | 0 | 0 | 0 | 0 | 0 | 0 | 0 | 0 | 0 | 0 | 0 | 0 | 0 | 0 | 0 | 0 | 0 | 0 | 0 | 0 | 0 | 0 | 0 | 0 | 0 | 0 | 0 | 0 | 0 | 0 | 0 | 0
Commercial_College_New_Space Heating_Natural Gas_Furnace_Vintage_Codes & Standards Forecast | Commercial | College | New | Space Heating | Natural Gas | Furnace | Vintage |  | Codes & Standards Forecast | 0 | 0 | 0 | 0 | 0 | 0 | 0 | 0 | 0 | 0 | 0 | 0 | 0 | 0 | 0 | 0 | 0 | 0 | 0 | 0 | 0 | 0 | 0 | 0 | 0 | 0 | 0 | 0 | 0 | 0 | 0 | 0 | 0 | 0 | 0 | 0 | 0 | 0 | 0 | 0 | 0 | 0 | 0 | 0 | 0 | 0 | 0 | 0 | 0 | 0 | 0
Commercial_College_New_Space Heating_Natural Gas_Boiler_E1_Codes & Standards Forecast | Commercial | College | New | Space Heating | Natural Gas | Boiler | E1 |  | Codes & Standards Forecast | 0 | 3668.1169 | 21360.8071 | 32667.6753 | 47250.1575 | 67040.1848 | 85537.4292 | 101931.7427 | 116676.423 | 130913.0151 | 144963.8997 | 158875.1916 | 172767.4234 | 186699.4054 | 200717.0832 | 214760.5857 | 228807.9262 | 242837.0689 | 256847.7251 | 270839.6028 | 284834.4726 | 298832.3545 | 312813.5363 | 326777.7906 | 340724.8876 | 354674.3278 | 368626.1249 | 382580.2926 | 396536.8448 | 410495.7955 | 424457.1586 | 438420.9483 | 444710.4118 | 0 | 0 | 0 | 0 | 0 | 0 | 0 | 0 | 0 | 0 | 0 | 0 | 0 | 0 | 0 | 0 | 0 | 0
Commercial_College_New_Space Heating_Natural Gas_Boiler_E2_Codes & Standards Forecast | Commercial | College | New | Space Heating | Natural Gas | Boiler | E2 |  | Codes & Standards Forecast | 0 | 0 | 0 | 0 | 0 | 0 | 0 | 0 | 0 | 0 | 0 | 0 | 0 | 0 | 0 | 0 | 0 | 0 | 0 | 0 | 0 | 0 | 0 | 0 | 0 | 0 | 0 | 0 | 0 | 0 | 0 | 0 | 0 | 0 | 0 | 0 | 0 | 0 | 0 | 0 | 0 | 0 | 0 | 0 | 0 | 0 | 0 | 0 | 0 | 0 | 0
Commercial_College_New_Space Heating_Natural Gas_Boiler_E3_Codes & Standards Forecast | Commercial | College | New | Space Heating | Natural Gas | Boiler | E3 |  | Codes & Standards Forecast | 0 | 0 | 0 | 0 | 0 | 0 | 0 | 0 | 0 | 0 | 0 | 0 | 0 | 0 | 0 | 0 | 0 | 0 | 0 | 0 | 0 | 0 | 0 | 0 | 0 | 0 | 0 | 0 | 0 | 0 | 0 | 0 | 0 | 0 | 0 | 0 | 0 | 0 | 0 | 0 | 0 | 0 | 0 | 0 | 0 | 0 | 0 | 0 | 0 | 0 | 0
Commercial_College_New_Space Heating_Natural Gas_Boiler_E4_Codes & Standards Forecast | Commercial | College | New | Space Heating | Natural Gas | Boiler | E4 |  | Codes & Standards Forecast | 0 | 0 | 0 | 0 | 0 | 0 | 0 | 0 | 0 | 0 | 0 | 0 | 0 | 0 | 0 | 0 | 0 | 0 | 0 | 0 | 0 | 0 | 0 | 0 | 0 | 0 | 0 | 0 | 0 | 0 | 0 | 0 | 0 | 0 | 0 | 0 | 0 | 0 | 0 | 0 | 0 | 0 | 0 | 0 | 0 | 0 | 0 | 0 | 0 | 0 | 0
Commercial_College_New_Space Heating_Natural Gas_Boiler_E5_Codes & Standards Forecast | Commercial | College | New | Space Heating | Natural Gas | Boiler | E5 |  | Codes & Standards Forecast | 0 | 0 | 0 | 0 | 0 | 0 | 0 | 0 | 0 | 0 | 0 | 0 | 0 | 0 | 0 | 0 | 0 | 0 | 0 | 0 | 0 | 0 | 0 | 0 | 0 | 0 | 0 | 0 | 0 | 0 | 0 | 0 | 0 | 0 | 0 | 0 | 0 | 0 | 0 | 0 | 0 | 0 | 0 | 0 | 0 | 0 | 0 | 0 | 0 | 0 | 0
Commercial_College_New_Space Heating_Natural Gas_Boiler_E6_Codes & Standards Forecast | Commercial | College | New | Space Heating | Natural Gas | Boiler | E6 |  | Codes & Standards Forecast | 0 | 0 | 0 | 0 | 0 | 0 | 0 | 0 | 0 | 0 | 0 | 0 | 0 | 0 | 0 | 0 | 0 | 0 | 0 | 0 | 0 | 0 | 0 | 0 | 0 | 0 | 0 | 0 | 0 | 0 | 0 | 0 | 0 | 0 | 0 | 0 | 0 | 0 | 0 | 0 | 0 | 0 | 0 | 0 | 0 | 0 | 0 | 0 | 0 | 0 | 0
Commercial_College_New_Space Heating_Natural Gas_Boiler_E7_Codes & Standards Forecast | Commercial | College | New | Space Heating | Natural Gas | Boiler | E7 |  | Codes & Standards Forecast | 0 | 0 | 0 | 0 | 0 | 0 | 0 | 0 | 0 | 0 | 0 | 0 | 0 | 0 | 0 | 0 | 0 | 0 | 0 | 0 | 0 | 0 | 0 | 0 | 0 | 0 | 0 | 0 | 0 | 0 | 0 | 0 | 0 | 0 | 0 | 0 | 0 | 0 | 0 | 0 | 0 | 0 | 0 | 0 | 0 | 0 | 0 | 0 | 0 | 0 | 0
Commercial_College_New_Space Heating_Natural Gas_Boiler_E8_Codes & Standards Forecast | Commercial | College | New | Space Heating | Natural Gas | Boiler | E8 |  | Codes & Standards Forecast | 0 | 0 | 0 | 0 | 0 | 0 | 0 | 0 | 0 | 0 | 0 | 0 | 0 | 0 | 0 | 0 | 0 | 0 | 0 | 0 | 0 | 0 | 0 | 0 | 0 | 0 | 0 | 0 | 0 | 0 | 0 | 0 | 0 | 0 | 0 | 0 | 0 | 0 | 0 | 0 | 0 | 0 | 0 | 0 | 0 | 0 | 0 | 0 | 0 | 0 | 0
Commercial_College_New_Space Heating_Natural Gas_Boiler_E9_Codes & Standards Forecast | Commercial | College | New | Space Heating | Natural Gas | Boiler | E9 |  | Codes & Standards Forecast | 0 | 0 | 0 | 0 | 0 | 0 | 0 | 0 | 0 | 0 | 0 | 0 | 0 | 0 | 0 | 0 | 0 | 0 | 0 | 0 | 0 | 0 | 0 | 0 | 0 | 0 | 0 | 0 | 0 | 0 | 0 | 0 | 0 | 0 | 0 | 0 | 0 | 0 | 0 | 0 | 0 | 0 | 0 | 0 | 0 | 0 | 0 | 0 | 0 | 0 | 0
Commercial_College_New_Space Heating_Natural Gas_Boiler_E10_Codes & Standards Forecast | Commercial | College | New | Space Heating | Natural Gas | Boiler | E10 |  | Codes & Standards Forecast | 0 | 0 | 0 | 0 | 0 | 0 | 0 | 0 | 0 | 0 | 0 | 0 | 0 | 0 | 0 | 0 | 0 | 0 | 0 | 0 | 0 | 0 | 0 | 0 | 0 | 0 | 0 | 0 | 0 | 0 | 0 | 0 | 0 | 0 | 0 | 0 | 0 | 0 | 0 | 0 | 0 | 0 | 0 | 0 | 0 | 0 | 0 | 0 | 0 | 0 | 0
Commercial_College_New_Space Heating_Natural Gas_Boiler_Vintage_Codes & Standards Forecast | Commercial | College | New | Space Heating | Natural Gas | Boiler | Vintage |  | Codes & Standards Forecast | 0 | 0 | 0 | 0 | 0 | 0 | 0 | 0 | 0 | 0 | 0 | 0 | 0 | 0 | 0 | 0 | 0 | 0 | 0 | 0 | 0 | 0 | 0 | 0 | 0 | 0 | 0 | 0 | 0 | 0 | 0 | 0 | 0 | 0 | 0 | 0 | 0 | 0 | 0 | 0 | 0 | 0 | 0 | 0 | 0 | 0 | 0 | 0 | 0 | 0 | 0
Commercial_College_New_Space Heating_Natural Gas_Unit Heater_E1_Codes & Standards Forecast | Commercial | College | New | Space Heating | Natural Gas | Unit Heater | E1 |  | Codes & Standards Forecast | 0 | 0 | 0 | 0 | 0 | 0 | 0 | 0 | 0 | 0 | 0 | 0 | 0 | 0 | 0 | 0 | 0 | 0 | 0 | 0 | 0 | 0 | 0 | 0 | 0 | 0 | 0 | 0 | 0 | 0 | 0 | 0 | 0 | 0 | 0 | 0 | 0 | 0 | 0 | 0 | 0 | 0 | 0 | 0 | 0 | 0 | 0 | 0 | 0 | 0 | 0
Commercial_College_New_Space Heating_Natural Gas_Unit Heater_E2_Codes & Standards Forecast | Commercial | College | New | Space Heating | Natural Gas | Unit Heater | E2 |  | Codes & Standards Forecast | 0 | 0 | 0 | 0 | 0 | 0 | 0 | 0 | 0 | 0 | 0 | 0 | 0 | 0 | 0 | 0 | 0 | 0 | 0 | 0 | 0 | 0 | 0 | 0 | 0 | 0 | 0 | 0 | 0 | 0 | 0 | 0 | 0 | 0 | 0 | 0 | 0 | 0 | 0 | 0 | 0 | 0 | 0 | 0 | 0 | 0 | 0 | 0 | 0 | 0 | 0
Commercial_College_New_Space Heating_Natural Gas_Unit Heater_E3_Codes & Standards Forecast | Commercial | College | New | Space Heating | Natural Gas | Unit Heater | E3 |  | Codes & Standards Forecast | 0 | 0 | 0 | 0 | 0 | 0 | 0 | 0 | 0 | 0 | 0 | 0 | 0 | 0 | 0 | 0 | 0 | 0 | 0 | 0 | 0 | 0 | 0 | 0 | 0 | 0 | 0 | 0 | 0 | 0 | 0 | 0 | 0 | 0 | 0 | 0 | 0 | 0 | 0 | 0 | 0 | 0 | 0 | 0 | 0 | 0 | 0 | 0 | 0 | 0 | 0
Commercial_College_New_Space Heating_Natural Gas_Unit Heater_E4_Codes & Standards Forecast | Commercial | College | New | Space Heating | Natural Gas | Unit Heater | E4 |  | Codes & Standards Forecast | 0 | 0 | 0 | 0 | 0 | 0 | 0 | 0 | 0 | 0 | 0 | 0 | 0 | 0 | 0 | 0 | 0 | 0 | 0 | 0 | 0 | 0 | 0 | 0 | 0 | 0 | 0 | 0 | 0 | 0 | 0 | 0 | 0 | 0 | 0 | 0 | 0 | 0 | 0 | 0 | 0 | 0 | 0 | 0 | 0 | 0 | 0 | 0 | 0 | 0 | 0
Commercial_College_New_Space Heating_Natural Gas_Unit Heater_E5_Codes & Standards Forecast | Commercial | College | New | Space Heating | Natural Gas | Unit Heater | E5 |  | Codes & Standards Forecast | 0 | 0 | 0 | 0 | 0 | 0 | 0 | 0 | 0 | 0 | 0 | 0 | 0 | 0 | 0 | 0 | 0 | 0 | 0 | 0 | 0 | 0 | 0 | 0 | 0 | 0 | 0 | 0 | 0 | 0 | 0 | 0 | 0 | 0 | 0 | 0 | 0 | 0 | 0 | 0 | 0 | 0 | 0 | 0 | 0 | 0 | 0 | 0 | 0 | 0 | 0
Commercial_College_New_Space Heating_Natural Gas_Unit Heater_E6_Codes & Standards Forecast | Commercial | College | New | Space Heating | Natural Gas | Unit Heater | E6 |  | Codes & Standards Forecast | 0 | 0 | 0 | 0 | 0 | 0 | 0 | 0 | 0 | 0 | 0 | 0 | 0 | 0 | 0 | 0 | 0 | 0 | 0 | 0 | 0 | 0 | 0 | 0 | 0 | 0 | 0 | 0 | 0 | 0 | 0 | 0 | 0 | 0 | 0 | 0 | 0 | 0 | 0 | 0 | 0 | 0 | 0 | 0 | 0 | 0 | 0 | 0 | 0 | 0 | 0
Commercial_College_New_Space Heating_Natural Gas_Unit Heater_E7_Codes & Standards Forecast | Commercial | College | New | Space Heating | Natural Gas | Unit Heater | E7 |  | Codes & Standards Forecast | 0 | 0 | 0 | 0 | 0 | 0 | 0 | 0 | 0 | 0 | 0 | 0 | 0 | 0 | 0 | 0 | 0 | 0 | 0 | 0 | 0 | 0 | 0 | 0 | 0 | 0 | 0 | 0 | 0 | 0 | 0 | 0 | 0 | 0 | 0 | 0 | 0 | 0 | 0 | 0 | 0 | 0 | 0 | 0 | 0 | 0 | 0 | 0 | 0 | 0 | 0
Commercial_College_New_Space Heating_Natural Gas_Unit Heater_E8_Codes & Standards Forecast | Commercial | College | New | Space Heating | Natural Gas | Unit Heater | E8 |  | Codes & Standards Forecast | 0 | 0 | 0 | 0 | 0 | 0 | 0 | 0 | 0 | 0 | 0 | 0 | 0 | 0 | 0 | 0 | 0 | 0 | 0 | 0 | 0 | 0 | 0 | 0 | 0 | 0 | 0 | 0 | 0 | 0 | 0 | 0 | 0 | 0 | 0 | 0 | 0 | 0 | 0 | 0 | 0 | 0 | 0 | 0 | 0 | 0 | 0 | 0 | 0 | 0 | 0
Commercial_College_New_Space Heating_Natural Gas_Unit Heater_E9_Codes & Standards Forecast | Commercial | College | New | Space Heating | Natural Gas | Unit Heater | E9 |  | Codes & Standards Forecast | 0 | 0 | 0 | 0 | 0 | 0 | 0 | 0 | 0 | 0 | 0 | 0 | 0 | 0 | 0 | 0 | 0 | 0 | 0 | 0 | 0 | 0 | 0 | 0 | 0 | 0 | 0 | 0 | 0 | 0 | 0 | 0 | 0 | 0 | 0 | 0 | 0 | 0 | 0 | 0 | 0 | 0 | 0 | 0 | 0 | 0 | 0 | 0 | 0 | 0 | 0
Commercial_College_New_Space Heating_Natural Gas_Unit Heater_E10_Codes & Standards Forecast | Commercial | College | New | Space Heating | Natural Gas | Unit Heater | E10 |  | Codes & Standards Forecast | 0 | 0 | 0 | 0 | 0 | 0 | 0 | 0 | 0 | 0 | 0 | 0 | 0 | 0 | 0 | 0 | 0 | 0 | 0 | 0 | 0 | 0 | 0 | 0 | 0 | 0 | 0 | 0 | 0 | 0 | 0 | 0 | 0 | 0 | 0 | 0 | 0 | 0 | 0 | 0 | 0 | 0 | 0 | 0 | 0 | 0 | 0 | 0 | 0 | 0 | 0
Commercial_College_New_Space Heating_Natural Gas_Unit Heater_Vintage_Codes & Standards Forecast | Commercial | College | New | Space Heating | Natural Gas | Unit Heater | Vintage |  | Codes & Standards Forecast | 0 | 0 | 0 | 0 | 0 | 0 | 0 | 0 | 0 | 0 | 0 | 0 | 0 | 0 | 0 | 0 | 0 | 0 | 0 | 0 | 0 | 0 | 0 | 0 | 0 | 0 | 0 | 0 | 0 | 0 | 0 | 0 | 0 | 0 | 0 | 0 | 0 | 0 | 0 | 0 | 0 | 0 | 0 | 0 | 0 | 0 | 0 | 0 | 0 | 0 | 0
Commercial_College_New_Water Heating_Natural Gas_Water Heater_E1_Codes & Standards Forecast | Commercial | College | New | Water Heating | Natural Gas | Water Heater | E1 |  | Codes & Standards Forecast | 0 | 4052.3187 | 23598.1565 | 36089.3159 | 52199.1799 | 74062.0319 | 94496.6936 | 112608.1618 | 128897.2127 | 144624.9578 | 160147.5442 | 175515.9169 | 190863.2331 | 206254.463 | 221740.3645 | 237254.7956 | 252773.4667 | 268272.034 | 283750.1784 | 299207.5776 | 314668.2822 | 330132.3143 | 345577.8973 | 361004.7797 | 376412.7077 | 391823.2244 | 407236.3448 | 422652.0841 | 438070.4577 | 453491.4809 | 468915.1693 | 484341.5385 | 491289.7658 | 0 | 0 | 0 | 0 | 0 | 0 | 0 | 0 | 0 | 0 | 0 | 0 | 0 | 0 | 0 | 0 | 0 | 0
Commercial_College_New_Water Heating_Natural Gas_Water Heater_E2_Codes & Standards Forecast | Commercial | College | New | Water Heating | Natural Gas | Water Heater | E2 |  | Codes & Standards Forecast | 0 | 0 | 0 | 0 | 0 | 0 | 0 | 0 | 0 | 0 | 0 | 0 | 0 | 0 | 0 | 0 | 0 | 0 | 0 | 0 | 0 | 0 | 0 | 0 | 0 | 0 | 0 | 0 | 0 | 0 | 0 | 0 | 0 | 0 | 0 | 0 | 0 | 0 | 0 | 0 | 0 | 0 | 0 | 0 | 0 | 0 | 0 | 0 | 0 | 0 | 0
Commercial_College_New_Water Heating_Natural Gas_Water Heater_E3_Codes & Standards Forecast | Commercial | College | New | Water Heating | Natural Gas | Water Heater | E3 |  | Codes & Standards Forecast | 0 | 0 | 0 | 0 | 0 | 0 | 0 | 0 | 0 | 0 | 0 | 0 | 0 | 0 | 0 | 0 | 0 | 0 | 0 | 0 | 0 | 0 | 0 | 0 | 0 | 0 | 0 | 0 | 0 | 0 | 0 | 0 | 0 | 0 | 0 | 0 | 0 | 0 | 0 | 0 | 0 | 0 | 0 | 0 | 0 | 0 | 0 | 0 | 0 | 0 | 0
Commercial_College_New_Water Heating_Natural Gas_Water Heater_E4_Codes & Standards Forecast | Commercial | College | New | Water Heating | Natural Gas | Water Heater | E4 |  | Codes & Standards Forecast | 0 | 0 | 0 | 0 | 0 | 0 | 0 | 0 | 0 | 0 | 0 | 0 | 0 | 0 | 0 | 0 | 0 | 0 | 0 | 0 | 0 | 0 | 0 | 0 | 0 | 0 | 0 | 0 | 0 | 0 | 0 | 0 | 0 | 0 | 0 | 0 | 0 | 0 | 0 | 0 | 0 | 0 | 0 | 0 | 0 | 0 | 0 | 0 | 0 | 0 | 0
Commercial_College_New_Water Heating_Natural Gas_Water Heater_E5_Codes & Standards Forecast | Commercial | College | New | Water Heating | Natural Gas | Water Heater | E5 |  | Codes & Standards Forecast | 0 | 0 | 0 | 0 | 0 | 0 | 0 | 0 | 0 | 0 | 0 | 0 | 0 | 0 | 0 | 0 | 0 | 0 | 0 | 0 | 0 | 0 | 0 | 0 | 0 | 0 | 0 | 0 | 0 | 0 | 0 | 0 | 0 | 0 | 0 | 0 | 0 | 0 | 0 | 0 | 0 | 0 | 0 | 0 | 0 | 0 | 0 | 0 | 0 | 0 | 0
Commercial_College_New_Water Heating_Natural Gas_Water Heater_E6_Codes & Standards Forecast | Commercial | College | New | Water Heating | Natural Gas | Water Heater | E6 |  | Codes & Standards Forecast | 0 | 0 | 0 | 0 | 0 | 0 | 0 | 0 | 0 | 0 | 0 | 0 | 0 | 0 | 0 | 0 | 0 | 0 | 0 | 0 | 0 | 0 | 0 | 0 | 0 | 0 | 0 | 0 | 0 | 0 | 0 | 0 | 0 | 0 | 0 | 0 | 0 | 0 | 0 | 0 | 0 | 0 | 0 | 0 | 0 | 0 | 0 | 0 | 0 | 0 | 0
Commercial_College_New_Water Heating_Natural Gas_Water Heater_E7_Codes & Standards Forecast | Commercial | College | New | Water Heating | Natural Gas | Water Heater | E7 |  | Codes & Standards Forecast | 0 | 0 | 0 | 0 | 0 | 0 | 0 | 0 | 0 | 0 | 0 | 0 | 0 | 0 | 0 | 0 | 0 | 0 | 0 | 0 | 0 | 0 | 0 | 0 | 0 | 0 | 0 | 0 | 0 | 0 | 0 | 0 | 0 | 0 | 0 | 0 | 0 | 0 | 0 | 0 | 0 | 0 | 0 | 0 | 0 | 0 | 0 | 0 | 0 | 0 | 0
Commercial_College_New_Water Heating_Natural Gas_Water Heater_E8_Codes & Standards Forecast | Commercial | College | New | Water Heating | Natural Gas | Water Heater | E8 |  | Codes & Standards Forecast | 0 | 0 | 0 | 0 | 0 | 0 | 0 | 0 | 0 | 0 | 0 | 0 | 0 | 0 | 0 | 0 | 0 | 0 | 0 | 0 | 0 | 0 | 0 | 0 | 0 | 0 | 0 | 0 | 0 | 0 | 0 | 0 | 0 | 0 | 0 | 0 | 0 | 0 | 0 | 0 | 0 | 0 | 0 | 0 | 0 | 0 | 0 | 0 | 0 | 0 | 0
Commercial_College_New_Water Heating_Natural Gas_Water Heater_E9_Codes & Standards Forecast | Commercial | College | New | Water Heating | Natural Gas | Water Heater | E9 |  | Codes & Standards Forecast | 0 | 0 | 0 | 0 | 0 | 0 | 0 | 0 | 0 | 0 | 0 | 0 | 0 | 0 | 0 | 0 | 0 | 0 | 0 | 0 | 0 | 0 | 0 | 0 | 0 | 0 | 0 | 0 | 0 | 0 | 0 | 0 | 0 | 0 | 0 | 0 | 0 | 0 | 0 | 0 | 0 | 0 | 0 | 0 | 0 | 0 | 0 | 0 | 0 | 0 | 0
Commercial_College_New_Water Heating_Natural Gas_Water Heater_E10_Codes & Standards Forecast | Commercial | College | New | Water Heating | Natural Gas | Water Heater | E10 |  | Codes & Standards Forecast | 0 | 0 | 0 | 0 | 0 | 0 | 0 | 0 | 0 | 0 | 0 | 0 | 0 | 0 | 0 | 0 | 0 | 0 | 0 | 0 | 0 | 0 | 0 | 0 | 0 | 0 | 0 | 0 | 0 | 0 | 0 | 0 | 0 | 0 | 0 | 0 | 0 | 0 | 0 | 0 | 0 | 0 | 0 | 0 | 0 | 0 | 0 | 0 | 0 | 0 | 0
Commercial_College_New_Water Heating_Natural Gas_Water Heater_Vintage_Codes & Standards Forecast | Commercial | College | New | Water Heating | Natural Gas | Water Heater | Vintage |  | Codes & Standards Forecast | 0 | 0 | 0 | 0 | 0 | 0 | 0 | 0 | 0 | 0 | 0 | 0 | 0 | 0 | 0 | 0 | 0 | 0 | 0 | 0 | 0 | 0 | 0 | 0 | 0 | 0 | 0 | 0 | 0 | 0 | 0 | 0 | 0 | 0 | 0 | 0 | 0 | 0 | 0 | 0 | 0 | 0 | 0 | 0 | 0 | 0 | 0 | 0 | 0 | 0 | 0
Commercial_College_New_Food Preparation_Natural Gas_Oven_E1_Codes & Standards Forecast | Commercial | College | New | Food Preparation | Natural Gas | Oven | E1 |  | Codes & Standards Forecast | 0 | 388.4111 | 2261.8621 | 3459.1285 | 5003.2444 | 7098.7791 | 9057.4231 | 10793.391 | 12354.6819 | 13862.1721 | 15349.998 | 16823.0427 | 18294.0692 | 19769.3047 | 21253.6145 | 22740.6587 | 24228.1094 | 25713.6331 | 27197.1994 | 28678.7772 | 30160.6718 | 31642.8854 | 33123.3306 | 34601.9834 | 36078.8194 | 37555.9036 | 39033.2373 | 40510.8221 | 41988.6593 | 43466.7505 | 44945.0972 | 46423.7008 | 47089.6821 | 0 | 0 | 0 | 0 | 0 | 0 | 0 | 0 | 0 | 0 | 0 | 0 | 0 | 0 | 0 | 0 | 0 | 0
Commercial_College_New_Food Preparation_Natural Gas_Oven_E2_Codes & Standards Forecast | Commercial | College | New | Food Preparation | Natural Gas | Oven | E2 |  | Codes & Standards Forecast | 0 | 0 | 0 | 0 | 0 | 0 | 0 | 0 | 0 | 0 | 0 | 0 | 0 | 0 | 0 | 0 | 0 | 0 | 0 | 0 | 0 | 0 | 0 | 0 | 0 | 0 | 0 | 0 | 0 | 0 | 0 | 0 | 0 | 0 | 0 | 0 | 0 | 0 | 0 | 0 | 0 | 0 | 0 | 0 | 0 | 0 | 0 | 0 | 0 | 0 | 0
Commercial_College_New_Food Preparation_Natural Gas_Oven_E3_Codes & Standards Forecast | Commercial | College | New | Food Preparation | Natural Gas | Oven | E3 |  | Codes & Standards Forecast | 0 | 0 | 0 | 0 | 0 | 0 | 0 | 0 | 0 | 0 | 0 | 0 | 0 | 0 | 0 | 0 | 0 | 0 | 0 | 0 | 0 | 0 | 0 | 0 | 0 | 0 | 0 | 0 | 0 | 0 | 0 | 0 | 0 | 0 | 0 | 0 | 0 | 0 | 0 | 0 | 0 | 0 | 0 | 0 | 0 | 0 | 0 | 0 | 0 | 0 | 0
Commercial_College_New_Food Preparation_Natural Gas_Oven_E4_Codes & Standards Forecast | Commercial | College | New | Food Preparation | Natural Gas | Oven | E4 |  | Codes & Standards Forecast | 0 | 0 | 0 | 0 | 0 | 0 | 0 | 0 | 0 | 0 | 0 | 0 | 0 | 0 | 0 | 0 | 0 | 0 | 0 | 0 | 0 | 0 | 0 | 0 | 0 | 0 | 0 | 0 | 0 | 0 | 0 | 0 | 0 | 0 | 0 | 0 | 0 | 0 | 0 | 0 | 0 | 0 | 0 | 0 | 0 | 0 | 0 | 0 | 0 | 0 | 0
Commercial_College_New_Food Preparation_Natural Gas_Oven_E5_Codes & Standards Forecast | Commercial | College | New | Food Preparation | Natural Gas | Oven | E5 |  | Codes & Standards Forecast | 0 | 0 | 0 | 0 | 0 | 0 | 0 | 0 | 0 | 0 | 0 | 0 | 0 | 0 | 0 | 0 | 0 | 0 | 0 | 0 | 0 | 0 | 0 | 0 | 0 | 0 | 0 | 0 | 0 | 0 | 0 | 0 | 0 | 0 | 0 | 0 | 0 | 0 | 0 | 0 | 0 | 0 | 0 | 0 | 0 | 0 | 0 | 0 | 0 | 0 | 0
Commercial_College_New_Food Preparation_Natural Gas_Oven_E6_Codes & Standards Forecast | Commercial | College | New | Food Preparation | Natural Gas | Oven | E6 |  | Codes & Standards Forecast | 0 | 0 | 0 | 0 | 0 | 0 | 0 | 0 | 0 | 0 | 0 | 0 | 0 | 0 | 0 | 0 | 0 | 0 | 0 | 0 | 0 | 0 | 0 | 0 | 0 | 0 | 0 | 0 | 0 | 0 | 0 | 0 | 0 | 0 | 0 | 0 | 0 | 0 | 0 | 0 | 0 | 0 | 0 | 0 | 0 | 0 | 0 | 0 | 0 | 0 | 0
Commercial_College_New_Food Preparation_Natural Gas_Oven_E7_Codes & Standards Forecast | Commercial | College | New | Food Preparation | Natural Gas | Oven | E7 |  | Codes & Standards Forecast | 0 | 0 | 0 | 0 | 0 | 0 | 0 | 0 | 0 | 0 | 0 | 0 | 0 | 0 | 0 | 0 | 0 | 0 | 0 | 0 | 0 | 0 | 0 | 0 | 0 | 0 | 0 | 0 | 0 | 0 | 0 | 0 | 0 | 0 | 0 | 0 | 0 | 0 | 0 | 0 | 0 | 0 | 0 | 0 | 0 | 0 | 0 | 0 | 0 | 0 | 0
Commercial_College_New_Food Preparation_Natural Gas_Oven_E8_Codes & Standards Forecast | Commercial | College | New | Food Preparation | Natural Gas | Oven | E8 |  | Codes & Standards Forecast | 0 | 0 | 0 | 0 | 0 | 0 | 0 | 0 | 0 | 0 | 0 | 0 | 0 | 0 | 0 | 0 | 0 | 0 | 0 | 0 | 0 | 0 | 0 | 0 | 0 | 0 | 0 | 0 | 0 | 0 | 0 | 0 | 0 | 0 | 0 | 0 | 0 | 0 | 0 | 0 | 0 | 0 | 0 | 0 | 0 | 0 | 0 | 0 | 0 | 0 | 0
Commercial_College_New_Food Preparation_Natural Gas_Oven_E9_Codes & Standards Forecast | Commercial | College | New | Food Preparation | Natural Gas | Oven | E9 |  | Codes & Standards Forecast | 0 | 0 | 0 | 0 | 0 | 0 | 0 | 0 | 0 | 0 | 0 | 0 | 0 | 0 | 0 | 0 | 0 | 0 | 0 | 0 | 0 | 0 | 0 | 0 | 0 | 0 | 0 | 0 | 0 | 0 | 0 | 0 | 0 | 0 | 0 | 0 | 0 | 0 | 0 | 0 | 0 | 0 | 0 | 0 | 0 | 0 | 0 | 0 | 0 | 0 | 0
Commercial_College_New_Food Preparation_Natural Gas_Oven_E10_Codes & Standards Forecast | Commercial | College | New | Food Preparation | Natural Gas | Oven | E10 |  | Codes & Standards Forecast | 0 | 0 | 0 | 0 | 0 | 0 | 0 | 0 | 0 | 0 | 0 | 0 | 0 | 0 | 0 | 0 | 0 | 0 | 0 | 0 | 0 | 0 | 0 | 0 | 0 | 0 | 0 | 0 | 0 | 0 | 0 | 0 | 0 | 0 | 0 | 0 | 0 | 0 | 0 | 0 | 0 | 0 | 0 | 0 | 0 | 0 | 0 | 0 | 0 | 0 | 0
Commercial_College_New_Food Preparation_Natural Gas_Oven_Vintage_Codes & Standards Forecast | Commercial | College | New | Food Preparation | Natural Gas | Oven | Vintage |  | Codes & Standards Forecast | 0 | 0 | 0 | 0 | 0 | 0 | 0 | 0 | 0 | 0 | 0 | 0 | 0 | 0 | 0 | 0 | 0 | 0 | 0 | 0 | 0 | 0 | 0 | 0 | 0 | 0 | 0 | 0 | 0 | 0 | 0 | 0 | 0 | 0 | 0 | 0 | 0 | 0 | 0 | 0 | 0 | 0 | 0 | 0 | 0 | 0 | 0 | 0 | 0 | 0 | 0
Commercial_College_New_Food Preparation_Natural Gas_Conveyor Oven_E1_Codes & Standards Forecast | Commercial | College | New | Food Preparation | Natural Gas | Conveyor Oven | E1 |  | Codes & Standards Forecast | 0 | 194.2055 | 1130.931 | 1729.5642 | 2501.6222 | 3549.3896 | 4528.7115 | 5396.6955 | 6177.3409 | 6931.0861 | 7674.999 | 8411.5214 | 9147.0346 | 9884.6524 | 10626.8072 | 11370.3294 | 12114.0547 | 12856.8166 | 13598.5997 | 14339.3886 | 15080.3359 | 15821.4427 | 16561.6653 | 17300.9917 | 18039.4097 | 18777.9518 | 19516.6187 | 20255.411 | 20994.3297 | 21733.3753 | 22472.5486 | 23211.8504 | 23544.8411 | 0 | 0 | 0 | 0 | 0 | 0 | 0 | 0 | 0 | 0 | 0 | 0 | 0 | 0 | 0 | 0 | 0 | 0
Commercial_College_New_Food Preparation_Natural Gas_Conveyor Oven_E2_Codes & Standards Forecast | Commercial | College | New | Food Preparation | Natural Gas | Conveyor Oven | E2 |  | Codes & Standards Forecast | 0 | 0 | 0 | 0 | 0 | 0 | 0 | 0 | 0 | 0 | 0 | 0 | 0 | 0 | 0 | 0 | 0 | 0 | 0 | 0 | 0 | 0 | 0 | 0 | 0 | 0 | 0 | 0 | 0 | 0 | 0 | 0 | 0 | 0 | 0 | 0 | 0 | 0 | 0 | 0 | 0 | 0 | 0 | 0 | 0 | 0 | 0 | 0 | 0 | 0 | 0
Commercial_College_New_Food Preparation_Natural Gas_Conveyor Oven_E3_Codes & Standards Forecast | Commercial | College | New | Food Preparation | Natural Gas | Conveyor Oven | E3 |  | Codes & Standards Forecast | 0 | 0 | 0 | 0 | 0 | 0 | 0 | 0 | 0 | 0 | 0 | 0 | 0 | 0 | 0 | 0 | 0 | 0 | 0 | 0 | 0 | 0 | 0 | 0 | 0 | 0 | 0 | 0 | 0 | 0 | 0 | 0 | 0 | 0 | 0 | 0 | 0 | 0 | 0 | 0 | 0 | 0 | 0 | 0 | 0 | 0 | 0 | 0 | 0 | 0 | 0
Commercial_College_New_Food Preparation_Natural Gas_Conveyor Oven_E4_Codes & Standards Forecast | Commercial | College | New | Food Preparation | Natural Gas | Conveyor Oven | E4 |  | Codes & Standards Forecast | 0 | 0 | 0 | 0 | 0 | 0 | 0 | 0 | 0 | 0 | 0 | 0 | 0 | 0 | 0 | 0 | 0 | 0 | 0 | 0 | 0 | 0 | 0 | 0 | 0 | 0 | 0 | 0 | 0 | 0 | 0 | 0 | 0 | 0 | 0 | 0 | 0 | 0 | 0 | 0 | 0 | 0 | 0 | 0 | 0 | 0 | 0 | 0 | 0 | 0 | 0
Commercial_College_New_Food Preparation_Natural Gas_Conveyor Oven_E5_Codes & Standards Forecast | Commercial | College | New | Food Preparation | Natural Gas | Conveyor Oven | E5 |  | Codes & Standards Forecast | 0 | 0 | 0 | 0 | 0 | 0 | 0 | 0 | 0 | 0 | 0 | 0 | 0 | 0 | 0 | 0 | 0 | 0 | 0 | 0 | 0 | 0 | 0 | 0 | 0 | 0 | 0 | 0 | 0 | 0 | 0 | 0 | 0 | 0 | 0 | 0 | 0 | 0 | 0 | 0 | 0 | 0 | 0 | 0 | 0 | 0 | 0 | 0 | 0 | 0 | 0
Commercial_College_New_Food Preparation_Natural Gas_Conveyor Oven_E6_Codes & Standards Forecast | Commercial | College | New | Food Preparation | Natural Gas | Conveyor Oven | E6 |  | Codes & Standards Forecast | 0 | 0 | 0 | 0 | 0 | 0 | 0 | 0 | 0 | 0 | 0 | 0 | 0 | 0 | 0 | 0 | 0 | 0 | 0 | 0 | 0 | 0 | 0 | 0 | 0 | 0 | 0 | 0 | 0 | 0 | 0 | 0 | 0 | 0 | 0 | 0 | 0 | 0 | 0 | 0 | 0 | 0 | 0 | 0 | 0 | 0 | 0 | 0 | 0 | 0 | 0
Commercial_College_New_Food Preparation_Natural Gas_Conveyor Oven_E7_Codes & Standards Forecast | Commercial | College | New | Food Preparation | Natural Gas | Conveyor Oven | E7 |  | Codes & Standards Forecast | 0 | 0 | 0 | 0 | 0 | 0 | 0 | 0 | 0 | 0 | 0 | 0 | 0 | 0 | 0 | 0 | 0 | 0 | 0 | 0 | 0 | 0 | 0 | 0 | 0 | 0 | 0 | 0 | 0 | 0 | 0 | 0 | 0 | 0 | 0 | 0 | 0 | 0 | 0 | 0 | 0 | 0 | 0 | 0 | 0 | 0 | 0 | 0 | 0 | 0 | 0
Commercial_College_New_Food Preparation_Natural Gas_Conveyor Oven_E8_Codes & Standards Forecast | Commercial | College | New | Food Preparation | Natural Gas | Conveyor Oven | E8 |  | Codes & Standards Forecast | 0 | 0 | 0 | 0 | 0 | 0 | 0 | 0 | 0 | 0 | 0 | 0 | 0 | 0 | 0 | 0 | 0 | 0 | 0 | 0 | 0 | 0 | 0 | 0 | 0 | 0 | 0 | 0 | 0 | 0 | 0 | 0 | 0 | 0 | 0 | 0 | 0 | 0 | 0 | 0 | 0 | 0 | 0 | 0 | 0 | 0 | 0 | 0 | 0 | 0 | 0
Commercial_College_New_Food Preparation_Natural Gas_Conveyor Oven_E9_Codes & Standards Forecast | Commercial | College | New | Food Preparation | Natural Gas | Conveyor Oven | E9 |  | Codes & Standards Forecast | 0 | 0 | 0 | 0 | 0 | 0 | 0 | 0 | 0 | 0 | 0 | 0 | 0 | 0 | 0 | 0 | 0 | 0 | 0 | 0 | 0 | 0 | 0 | 0 | 0 | 0 | 0 | 0 | 0 | 0 | 0 | 0 | 0 | 0 | 0 | 0 | 0 | 0 | 0 | 0 | 0 | 0 | 0 | 0 | 0 | 0 | 0 | 0 | 0 | 0 | 0
Commercial_College_New_Food Preparation_Natural Gas_Conveyor Oven_E10_Codes & Standards Forecast | Commercial | College | New | Food Preparation | Natural Gas | Conveyor Oven | E10 |  | Codes & Standards Forecast | 0 | 0 | 0 | 0 | 0 | 0 | 0 | 0 | 0 | 0 | 0 | 0 | 0 | 0 | 0 | 0 | 0 | 0 | 0 | 0 | 0 | 0 | 0 | 0 | 0 | 0 | 0 | 0 | 0 | 0 | 0 | 0 | 0 | 0 | 0 | 0 | 0 | 0 | 0 | 0 | 0 | 0 | 0 | 0 | 0 | 0 | 0 | 0 | 0 | 0 | 0
Commercial_College_New_Food Preparation_Natural Gas_Conveyor Oven_Vintage_Codes & Standards Forecast | Commercial | College | New | Food Preparation | Natural Gas | Conveyor Oven | Vintage |  | Codes & Standards Forecast | 0 | 0 | 0 | 0 | 0 | 0 | 0 | 0 | 0 | 0 | 0 | 0 | 0 | 0 | 0 | 0 | 0 | 0 | 0 | 0 | 0 | 0 | 0 | 0 | 0 | 0 | 0 | 0 | 0 | 0 | 0 | 0 | 0 | 0 | 0 | 0 | 0 | 0 | 0 | 0 | 0 | 0 | 0 | 0 | 0 | 0 | 0 | 0 | 0 | 0 | 0
Commercial_College_New_Food Preparation_Natural Gas_Double Rack Oven_E1_Codes & Standards Forecast | Commercial | College | New | Food Preparation | Natural Gas | Double Rack Oven | E1 |  | Codes & Standards Forecast | 0 | 194.2055 | 1130.931 | 1729.5642 | 2501.6222 | 3549.3896 | 4528.7115 | 5396.6955 | 6177.3409 | 6931.0861 | 7674.999 | 8411.5214 | 9147.0346 | 9884.6524 | 10626.8072 | 11370.3294 | 12114.0547 | 12856.8166 | 13598.5997 | 14339.3886 | 15080.3359 | 15821.4427 | 16561.6653 | 17300.9917 | 18039.4097 | 18777.9518 | 19516.6187 | 20255.411 | 20994.3297 | 21733.3753 | 22472.5486 | 23211.8504 | 23544.8411 | 0 | 0 | 0 | 0 | 0 | 0 | 0 | 0 | 0 | 0 | 0 | 0 | 0 | 0 | 0 | 0 | 0 | 0
Commercial_College_New_Food Preparation_Natural Gas_Double Rack Oven_E2_Codes & Standards Forecast | Commercial | College | New | Food Preparation | Natural Gas | Double Rack Oven | E2 |  | Codes & Standards Forecast | 0 | 0 | 0 | 0 | 0 | 0 | 0 | 0 | 0 | 0 | 0 | 0 | 0 | 0 | 0 | 0 | 0 | 0 | 0 | 0 | 0 | 0 | 0 | 0 | 0 | 0 | 0 | 0 | 0 | 0 | 0 | 0 | 0 | 0 | 0 | 0 | 0 | 0 | 0 | 0 | 0 | 0 | 0 | 0 | 0 | 0 | 0 | 0 | 0 | 0 | 0
Commercial_College_New_Food Preparation_Natural Gas_Double Rack Oven_E3_Codes & Standards Forecast | Commercial | College | New | Food Preparation | Natural Gas | Double Rack Oven | E3 |  | Codes & Standards Forecast | 0 | 0 | 0 | 0 | 0 | 0 | 0 | 0 | 0 | 0 | 0 | 0 | 0 | 0 | 0 | 0 | 0 | 0 | 0 | 0 | 0 | 0 | 0 | 0 | 0 | 0 | 0 | 0 | 0 | 0 | 0 | 0 | 0 | 0 | 0 | 0 | 0 | 0 | 0 | 0 | 0 | 0 | 0 | 0 | 0 | 0 | 0 | 0 | 0 | 0 | 0
Commercial_College_New_Food Preparation_Natural Gas_Double Rack Oven_E4_Codes & Standards Forecast | Commercial | College | New | Food Preparation | Natural Gas | Double Rack Oven | E4 |  | Codes & Standards Forecast | 0 | 0 | 0 | 0 | 0 | 0 | 0 | 0 | 0 | 0 | 0 | 0 | 0 | 0 | 0 | 0 | 0 | 0 | 0 | 0 | 0 | 0 | 0 | 0 | 0 | 0 | 0 | 0 | 0 | 0 | 0 | 0 | 0 | 0 | 0 | 0 | 0 | 0 | 0 | 0 | 0 | 0 | 0 | 0 | 0 | 0 | 0 | 0 | 0 | 0 | 0
Commercial_College_New_Food Preparation_Natural Gas_Double Rack Oven_E5_Codes & Standards Forecast | Commercial | College | New | Food Preparation | Natural Gas | Double Rack Oven | E5 |  | Codes & Standards Forecast | 0 | 0 | 0 | 0 | 0 | 0 | 0 | 0 | 0 | 0 | 0 | 0 | 0 | 0 | 0 | 0 | 0 | 0 | 0 | 0 | 0 | 0 | 0 | 0 | 0 | 0 | 0 | 0 | 0 | 0 | 0 | 0 | 0 | 0 | 0 | 0 | 0 | 0 | 0 | 0 | 0 | 0 | 0 | 0 | 0 | 0 | 0 | 0 | 0 | 0 | 0
Commercial_College_New_Food Preparation_Natural Gas_Double Rack Oven_E6_Codes & Standards Forecast | Commercial | College | New | Food Preparation | Natural Gas | Double Rack Oven | E6 |  | Codes & Standards Forecast | 0 | 0 | 0 | 0 | 0 | 0 | 0 | 0 | 0 | 0 | 0 | 0 | 0 | 0 | 0 | 0 | 0 | 0 | 0 | 0 | 0 | 0 | 0 | 0 | 0 | 0 | 0 | 0 | 0 | 0 | 0 | 0 | 0 | 0 | 0 | 0 | 0 | 0 | 0 | 0 | 0 | 0 | 0 | 0 | 0 | 0 | 0 | 0 | 0 | 0 | 0
Commercial_College_New_Food Preparation_Natural Gas_Double Rack Oven_E7_Codes & Standards Forecast | Commercial | College | New | Food Preparation | Natural Gas | Double Rack Oven | E7 |  | Codes & Standards Forecast | 0 | 0 | 0 | 0 | 0 | 0 | 0 | 0 | 0 | 0 | 0 | 0 | 0 | 0 | 0 | 0 | 0 | 0 | 0 | 0 | 0 | 0 | 0 | 0 | 0 | 0 | 0 | 0 | 0 | 0 | 0 | 0 | 0 | 0 | 0 | 0 | 0 | 0 | 0 | 0 | 0 | 0 | 0 | 0 | 0 | 0 | 0 | 0 | 0 | 0 | 0
Commercial_College_New_Food Preparation_Natural Gas_Double Rack Oven_E8_Codes & Standards Forecast | Commercial | College | New | Food Preparation | Natural Gas | Double Rack Oven | E8 |  | Codes & Standards Forecast | 0 | 0 | 0 | 0 | 0 | 0 | 0 | 0 | 0 | 0 | 0 | 0 | 0 | 0 | 0 | 0 | 0 | 0 | 0 | 0 | 0 | 0 | 0 | 0 | 0 | 0 | 0 | 0 | 0 | 0 | 0 | 0 | 0 | 0 | 0 | 0 | 0 | 0 | 0 | 0 | 0 | 0 | 0 | 0 | 0 | 0 | 0 | 0 | 0 | 0 | 0
Commercial_College_New_Food Preparation_Natural Gas_Double Rack Oven_E9_Codes & Standards Forecast | Commercial | College | New | Food Preparation | Natural Gas | Double Rack Oven | E9 |  | Codes & Standards Forecast | 0 | 0 | 0 | 0 | 0 | 0 | 0 | 0 | 0 | 0 | 0 | 0 | 0 | 0 | 0 | 0 | 0 | 0 | 0 | 0 | 0 | 0 | 0 | 0 | 0 | 0 | 0 | 0 | 0 | 0 | 0 | 0 | 0 | 0 | 0 | 0 | 0 | 0 | 0 | 0 | 0 | 0 | 0 | 0 | 0 | 0 | 0 | 0 | 0 | 0 | 0
Commercial_College_New_Food Preparation_Natural Gas_Double Rack Oven_E10_Codes & Standards Forecast | Commercial | College | New | Food Preparation | Natural Gas | Double Rack Oven | E10 |  | Codes & Standards Forecast | 0 | 0 | 0 | 0 | 0 | 0 | 0 | 0 | 0 | 0 | 0 | 0 | 0 | 0 | 0 | 0 | 0 | 0 | 0 | 0 | 0 | 0 | 0 | 0 | 0 | 0 | 0 | 0 | 0 | 0 | 0 | 0 | 0 | 0 | 0 | 0 | 0 | 0 | 0 | 0 | 0 | 0 | 0 | 0 | 0 | 0 | 0 | 0 | 0 | 0 | 0
Commercial_College_New_Food Preparation_Natural Gas_Double Rack Oven_Vintage_Codes & Standards Forecast | Commercial | College | New | Food Preparation | Natural Gas | Double Rack Oven | Vintage |  | Codes & Standards Forecast | 0 | 0 | 0 | 0 | 0 | 0 | 0 | 0 | 0 | 0 | 0 | 0 | 0 | 0 | 0 | 0 | 0 | 0 | 0 | 0 | 0 | 0 | 0 | 0 | 0 | 0 | 0 | 0 | 0 | 0 | 0 | 0 | 0 | 0 | 0 | 0 | 0 | 0 | 0 | 0 | 0 | 0 | 0 | 0 | 0 | 0 | 0 | 0 | 0 | 0 | 0
Commercial_College_New_Food Preparation_Natural Gas_Fryer_E1_Codes & Standards Forecast | Commercial | College | New | Food Preparation | Natural Gas | Fryer | E1 |  | Codes & Standards Forecast | 0 | 502.6497 | 2927.1156 | 2927.1156 | 2927.1156 | 2927.1156 | 2801.4532 | 2101.0899 | 1575.8174 | 1181.8631 | 767.1162 | 0 | 0 | 0 | 0 | 0 | 0 | 0 | 0 | 0 | 0 | 0 | 0 | 0 | 0 | 0 | 0 | 0 | 0 | 0 | 0 | 0 | 0 | 0 | 0 | 0 | 0 | 0 | 0 | 0 | 0 | 0 | 0 | 0 | 0 | 0 | 0 | 0 | 0 | 0 | 0
Commercial_College_New_Food Preparation_Natural Gas_Fryer_E2_Codes & Standards Forecast | Commercial | College | New | Food Preparation | Natural Gas | Fryer | E2 |  | Codes & Standards Forecast | 0 | 0 | 0 | 1549.4036 | 3547.6713 | 6259.5397 | 8919.9178 | 11866.8279 | 14412.5944 | 16757.4185 | 19097.5872 | 21770.9965 | 23674.6778 | 25583.8061 | 27504.6776 | 29429.0878 | 31354.0239 | 33276.4664 | 35196.3756 | 37113.7116 | 39031.4576 | 40949.6163 | 42865.4866 | 44779.0373 | 46690.2369 | 48601.7576 | 50513.6012 | 52425.7697 | 54338.265 | 56251.0889 | 58164.2434 | 60077.7304 | 60939.5886 | 0 | 0 | 0 | 0 | 0 | 0 | 0 | 0 | 0 | 0 | 0 | 0 | 0 | 0 | 0 | 0 | 0 | 0
Commercial_College_New_Food Preparation_Natural Gas_Fryer_E3_Codes & Standards Forecast | Commercial | College | New | Food Preparation | Natural Gas | Fryer | E3 |  | Codes & Standards Forecast | 0 | 0 | 0 | 0 | 0 | 0 | 0 | 0 | 0 | 0 | 0 | 0 | 0 | 0 | 0 | 0 | 0 | 0 | 0 | 0 | 0 | 0 | 0 | 0 | 0 | 0 | 0 | 0 | 0 | 0 | 0 | 0 | 0 | 0 | 0 | 0 | 0 | 0 | 0 | 0 | 0 | 0 | 0 | 0 | 0 | 0 | 0 | 0 | 0 | 0 | 0
Commercial_College_New_Food Preparation_Natural Gas_Fryer_E4_Codes & Standards Forecast | Commercial | College | New | Food Preparation | Natural Gas | Fryer | E4 |  | Codes & Standards Forecast | 0 | 0 | 0 | 0 | 0 | 0 | 0 | 0 | 0 | 0 | 0 | 0 | 0 | 0 | 0 | 0 | 0 | 0 | 0 | 0 | 0 | 0 | 0 | 0 | 0 | 0 | 0 | 0 | 0 | 0 | 0 | 0 | 0 | 0 | 0 | 0 | 0 | 0 | 0 | 0 | 0 | 0 | 0 | 0 | 0 | 0 | 0 | 0 | 0 | 0 | 0
Commercial_College_New_Food Preparation_Natural Gas_Fryer_E5_Codes & Standards Forecast | Commercial | College | New | Food Preparation | Natural Gas | Fryer | E5 |  | Codes & Standards Forecast | 0 | 0 | 0 | 0 | 0 | 0 | 0 | 0 | 0 | 0 | 0 | 0 | 0 | 0 | 0 | 0 | 0 | 0 | 0 | 0 | 0 | 0 | 0 | 0 | 0 | 0 | 0 | 0 | 0 | 0 | 0 | 0 | 0 | 0 | 0 | 0 | 0 | 0 | 0 | 0 | 0 | 0 | 0 | 0 | 0 | 0 | 0 | 0 | 0 | 0 | 0
Commercial_College_New_Food Preparation_Natural Gas_Fryer_E6_Codes & Standards Forecast | Commercial | College | New | Food Preparation | Natural Gas | Fryer | E6 |  | Codes & Standards Forecast | 0 | 0 | 0 | 0 | 0 | 0 | 0 | 0 | 0 | 0 | 0 | 0 | 0 | 0 | 0 | 0 | 0 | 0 | 0 | 0 | 0 | 0 | 0 | 0 | 0 | 0 | 0 | 0 | 0 | 0 | 0 | 0 | 0 | 0 | 0 | 0 | 0 | 0 | 0 | 0 | 0 | 0 | 0 | 0 | 0 | 0 | 0 | 0 | 0 | 0 | 0
Commercial_College_New_Food Preparation_Natural Gas_Fryer_E7_Codes & Standards Forecast | Commercial | College | New | Food Preparation | Natural Gas | Fryer | E7 |  | Codes & Standards Forecast | 0 | 0 | 0 | 0 | 0 | 0 | 0 | 0 | 0 | 0 | 0 | 0 | 0 | 0 | 0 | 0 | 0 | 0 | 0 | 0 | 0 | 0 | 0 | 0 | 0 | 0 | 0 | 0 | 0 | 0 | 0 | 0 | 0 | 0 | 0 | 0 | 0 | 0 | 0 | 0 | 0 | 0 | 0 | 0 | 0 | 0 | 0 | 0 | 0 | 0 | 0
Commercial_College_New_Food Preparation_Natural Gas_Fryer_E8_Codes & Standards Forecast | Commercial | College | New | Food Preparation | Natural Gas | Fryer | E8 |  | Codes & Standards Forecast | 0 | 0 | 0 | 0 | 0 | 0 | 0 | 0 | 0 | 0 | 0 | 0 | 0 | 0 | 0 | 0 | 0 | 0 | 0 | 0 | 0 | 0 | 0 | 0 | 0 | 0 | 0 | 0 | 0 | 0 | 0 | 0 | 0 | 0 | 0 | 0 | 0 | 0 | 0 | 0 | 0 | 0 | 0 | 0 | 0 | 0 | 0 | 0 | 0 | 0 | 0
Commercial_College_New_Food Preparation_Natural Gas_Fryer_E9_Codes & Standards Forecast | Commercial | College | New | Food Preparation | Natural Gas | Fryer | E9 |  | Codes & Standards Forecast | 0 | 0 | 0 | 0 | 0 | 0 | 0 | 0 | 0 | 0 | 0 | 0 | 0 | 0 | 0 | 0 | 0 | 0 | 0 | 0 | 0 | 0 | 0 | 0 | 0 | 0 | 0 | 0 | 0 | 0 | 0 | 0 | 0 | 0 | 0 | 0 | 0 | 0 | 0 | 0 | 0 | 0 | 0 | 0 | 0 | 0 | 0 | 0 | 0 | 0 | 0
Commercial_College_New_Food Preparation_Natural Gas_Fryer_E10_Codes & Standards Forecast | Commercial | College | New | Food Preparation | Natural Gas | Fryer | E10 |  | Codes & Standards Forecast | 0 | 0 | 0 | 0 | 0 | 0 | 0 | 0 | 0 | 0 | 0 | 0 | 0 | 0 | 0 | 0 | 0 | 0 | 0 | 0 | 0 | 0 | 0 | 0 | 0 | 0 | 0 | 0 | 0 | 0 | 0 | 0 | 0 | 0 | 0 | 0 | 0 | 0 | 0 | 0 | 0 | 0 | 0 | 0 | 0 | 0 | 0 | 0 | 0 | 0 | 0
Commercial_College_New_Food Preparation_Natural Gas_Fryer_Vintage_Codes & Standards Forecast | Commercial | College | New | Food Preparation | Natural Gas | Fryer | Vintage |  | Codes & Standards Forecast | 0 | 0 | 0 | 0 | 0 | 0 | 0 | 0 | 0 | 0 | 0 | 0 | 0 | 0 | 0 | 0 | 0 | 0 | 0 | 0 | 0 | 0 | 0 | 0 | 0 | 0 | 0 | 0 | 0 | 0 | 0 | 0 | 0 | 0 | 0 | 0 | 0 | 0 | 0 | 0 | 0 | 0 | 0 | 0 | 0 | 0 | 0 | 0 | 0 | 0 | 0
Commercial_College_New_Food Preparation_Natural Gas_Broiler_E1_Codes & Standards Forecast | Commercial | College | New | Food Preparation | Natural Gas | Broiler | E1 |  | Codes & Standards Forecast | 0 | 776.8222 | 4523.7242 | 6918.2569 | 10006.4889 | 14197.5583 | 18114.8462 | 21586.782 | 24709.3638 | 27724.3442 | 30699.9961 | 33646.0855 | 36588.1384 | 39538.6095 | 42507.2289 | 45481.3175 | 48456.2188 | 51427.2663 | 54394.3987 | 57357.5543 | 60321.3436 | 63285.7707 | 66246.6612 | 69203.9668 | 72157.6389 | 75111.8072 | 78066.4746 | 81021.6441 | 83977.3186 | 86933.501 | 89890.1943 | 92847.4016 | 94179.3642 | 0 | 0 | 0 | 0 | 0 | 0 | 0 | 0 | 0 | 0 | 0 | 0 | 0 | 0 | 0 | 0 | 0 | 0
Commercial_College_New_Food Preparation_Natural Gas_Broiler_E2_Codes & Standards Forecast | Commercial | College | New | Food Preparation | Natural Gas | Broiler | E2 |  | Codes & Standards Forecast | 0 | 0 | 0 | 0 | 0 | 0 | 0 | 0 | 0 | 0 | 0 | 0 | 0 | 0 | 0 | 0 | 0 | 0 | 0 | 0 | 0 | 0 | 0 | 0 | 0 | 0 | 0 | 0 | 0 | 0 | 0 | 0 | 0 | 0 | 0 | 0 | 0 | 0 | 0 | 0 | 0 | 0 | 0 | 0 | 0 | 0 | 0 | 0 | 0 | 0 | 0
Commercial_College_New_Food Preparation_Natural Gas_Broiler_E3_Codes & Standards Forecast | Commercial | College | New | Food Preparation | Natural Gas | Broiler | E3 |  | Codes & Standards Forecast | 0 | 0 | 0 | 0 | 0 | 0 | 0 | 0 | 0 | 0 | 0 | 0 | 0 | 0 | 0 | 0 | 0 | 0 | 0 | 0 | 0 | 0 | 0 | 0 | 0 | 0 | 0 | 0 | 0 | 0 | 0 | 0 | 0 | 0 | 0 | 0 | 0 | 0 | 0 | 0 | 0 | 0 | 0 | 0 | 0 | 0 | 0 | 0 | 0 | 0 | 0
Commercial_College_New_Food Preparation_Natural Gas_Broiler_E4_Codes & Standards Forecast | Commercial | College | New | Food Preparation | Natural Gas | Broiler | E4 |  | Codes & Standards Forecast | 0 | 0 | 0 | 0 | 0 | 0 | 0 | 0 | 0 | 0 | 0 | 0 | 0 | 0 | 0 | 0 | 0 | 0 | 0 | 0 | 0 | 0 | 0 | 0 | 0 | 0 | 0 | 0 | 0 | 0 | 0 | 0 | 0 | 0 | 0 | 0 | 0 | 0 | 0 | 0 | 0 | 0 | 0 | 0 | 0 | 0 | 0 | 0 | 0 | 0 | 0
Commercial_College_New_Food Preparation_Natural Gas_Broiler_E5_Codes & Standards Forecast | Commercial | College | New | Food Preparation | Natural Gas | Broiler | E5 |  | Codes & Standards Forecast | 0 | 0 | 0 | 0 | 0 | 0 | 0 | 0 | 0 | 0 | 0 | 0 | 0 | 0 | 0 | 0 | 0 | 0 | 0 | 0 | 0 | 0 | 0 | 0 | 0 | 0 | 0 | 0 | 0 | 0 | 0 | 0 | 0 | 0 | 0 | 0 | 0 | 0 | 0 | 0 | 0 | 0 | 0 | 0 | 0 | 0 | 0 | 0 | 0 | 0 | 0
Commercial_College_New_Food Preparation_Natural Gas_Broiler_E6_Codes & Standards Forecast | Commercial | College | New | Food Preparation | Natural Gas | Broiler | E6 |  | Codes & Standards Forecast | 0 | 0 | 0 | 0 | 0 | 0 | 0 | 0 | 0 | 0 | 0 | 0 | 0 | 0 | 0 | 0 | 0 | 0 | 0 | 0 | 0 | 0 | 0 | 0 | 0 | 0 | 0 | 0 | 0 | 0 | 0 | 0 | 0 | 0 | 0 | 0 | 0 | 0 | 0 | 0 | 0 | 0 | 0 | 0 | 0 | 0 | 0 | 0 | 0 | 0 | 0
Commercial_College_New_Food Preparation_Natural Gas_Broiler_E7_Codes & Standards Forecast | Commercial | College | New | Food Preparation | Natural Gas | Broiler | E7 |  | Codes & Standards Forecast | 0 | 0 | 0 | 0 | 0 | 0 | 0 | 0 | 0 | 0 | 0 | 0 | 0 | 0 | 0 | 0 | 0 | 0 | 0 | 0 | 0 | 0 | 0 | 0 | 0 | 0 | 0 | 0 | 0 | 0 | 0 | 0 | 0 | 0 | 0 | 0 | 0 | 0 | 0 | 0 | 0 | 0 | 0 | 0 | 0 | 0 | 0 | 0 | 0 | 0 | 0
Commercial_College_New_Food Preparation_Natural Gas_Broiler_E8_Codes & Standards Forecast | Commercial | College | New | Food Preparation | Natural Gas | Broiler | E8 |  | Codes & Standards Forecast | 0 | 0 | 0 | 0 | 0 | 0 | 0 | 0 | 0 | 0 | 0 | 0 | 0 | 0 | 0 | 0 | 0 | 0 | 0 | 0 | 0 | 0 | 0 | 0 | 0 | 0 | 0 | 0 | 0 | 0 | 0 | 0 | 0 | 0 | 0 | 0 | 0 | 0 | 0 | 0 | 0 | 0 | 0 | 0 | 0 | 0 | 0 | 0 | 0 | 0 | 0
Commercial_College_New_Food Preparation_Natural Gas_Broiler_E9_Codes & Standards Forecast | Commercial | College | New | Food Preparation | Natural Gas | Broiler | E9 |  | Codes & Standards Forecast | 0 | 0 | 0 | 0 | 0 | 0 | 0 | 0 | 0 | 0 | 0 | 0 | 0 | 0 | 0 | 0 | 0 | 0 | 0 | 0 | 0 | 0 | 0 | 0 | 0 | 0 | 0 | 0 | 0 | 0 | 0 | 0 | 0 | 0 | 0 | 0 | 0 | 0 | 0 | 0 | 0 | 0 | 0 | 0 | 0 | 0 | 0 | 0 | 0 | 0 | 0
Commercial_College_New_Food Preparation_Natural Gas_Broiler_E10_Codes & Standards Forecast | Commercial | College | New | Food Preparation | Natural Gas | Broiler | E10 |  | Codes & Standards Forecast | 0 | 0 | 0 | 0 | 0 | 0 | 0 | 0 | 0 | 0 | 0 | 0 | 0 | 0 | 0 | 0 | 0 | 0 | 0 | 0 | 0 | 0 | 0 | 0 | 0 | 0 | 0 | 0 | 0 | 0 | 0 | 0 | 0 | 0 | 0 | 0 | 0 | 0 | 0 | 0 | 0 | 0 | 0 | 0 | 0 | 0 | 0 | 0 | 0 | 0 | 0
Commercial_College_New_Food Preparation_Natural Gas_Broiler_Vintage_Codes & Standards Forecast | Commercial | College | New | Food Preparation | Natural Gas | Broiler | Vintage |  | Codes & Standards Forecast | 0 | 0 | 0 | 0 | 0 | 0 | 0 | 0 | 0 | 0 | 0 | 0 | 0 | 0 | 0 | 0 | 0 | 0 | 0 | 0 | 0 | 0 | 0 | 0 | 0 | 0 | 0 | 0 | 0 | 0 | 0 | 0 | 0 | 0 | 0 | 0 | 0 | 0 | 0 | 0 | 0 | 0 | 0 | 0 | 0 | 0 | 0 | 0 | 0 | 0 | 0
Commercial_College_New_Food Preparation_Natural Gas_Griddle_E1_Codes & Standards Forecast | Commercial | College | New | Food Preparation | Natural Gas | Griddle | E1 |  | Codes & Standards Forecast | 0 | 1096.6902 | 6386.4341 | 9766.951 | 14126.8078 | 20043.6117 | 25573.9005 | 30475.457 | 34883.8077 | 39140.2507 | 43341.171 | 47500.356 | 51653.8425 | 55819.2134 | 60010.2056 | 64208.9188 | 68408.7795 | 72603.1994 | 76792.0923 | 80975.3708 | 85159.5439 | 89344.6175 | 93524.6981 | 97699.7178 | 101869.6078 | 106040.1984 | 110211.4936 | 114383.4976 | 118556.2145 | 122729.6485 | 126903.8038 | 131078.6845 | 132959.1024 | 0 | 0 | 0 | 0 | 0 | 0 | 0 | 0 | 0 | 0 | 0 | 0 | 0 | 0 | 0 | 0 | 0 | 0
Commercial_College_New_Food Preparation_Natural Gas_Griddle_E2_Codes & Standards Forecast | Commercial | College | New | Food Preparation | Natural Gas | Griddle | E2 |  | Codes & Standards Forecast | 0 | 0 | 0 | 0 | 0 | 0 | 0 | 0 | 0 | 0 | 0 | 0 | 0 | 0 | 0 | 0 | 0 | 0 | 0 | 0 | 0 | 0 | 0 | 0 | 0 | 0 | 0 | 0 | 0 | 0 | 0 | 0 | 0 | 0 | 0 | 0 | 0 | 0 | 0 | 0 | 0 | 0 | 0 | 0 | 0 | 0 | 0 | 0 | 0 | 0 | 0
Commercial_College_New_Food Preparation_Natural Gas_Griddle_E3_Codes & Standards Forecast | Commercial | College | New | Food Preparation | Natural Gas | Griddle | E3 |  | Codes & Standards Forecast | 0 | 0 | 0 | 0 | 0 | 0 | 0 | 0 | 0 | 0 | 0 | 0 | 0 | 0 | 0 | 0 | 0 | 0 | 0 | 0 | 0 | 0 | 0 | 0 | 0 | 0 | 0 | 0 | 0 | 0 | 0 | 0 | 0 | 0 | 0 | 0 | 0 | 0 | 0 | 0 | 0 | 0 | 0 | 0 | 0 | 0 | 0 | 0 | 0 | 0 | 0
Commercial_College_New_Food Preparation_Natural Gas_Griddle_E4_Codes & Standards Forecast | Commercial | College | New | Food Preparation | Natural Gas | Griddle | E4 |  | Codes & Standards Forecast | 0 | 0 | 0 | 0 | 0 | 0 | 0 | 0 | 0 | 0 | 0 | 0 | 0 | 0 | 0 | 0 | 0 | 0 | 0 | 0 | 0 | 0 | 0 | 0 | 0 | 0 | 0 | 0 | 0 | 0 | 0 | 0 | 0 | 0 | 0 | 0 | 0 | 0 | 0 | 0 | 0 | 0 | 0 | 0 | 0 | 0 | 0 | 0 | 0 | 0 | 0
Commercial_College_New_Food Preparation_Natural Gas_Griddle_E5_Codes & Standards Forecast | Commercial | College | New | Food Preparation | Natural Gas | Griddle | E5 |  | Codes & Standards Forecast | 0 | 0 | 0 | 0 | 0 | 0 | 0 | 0 | 0 | 0 | 0 | 0 | 0 | 0 | 0 | 0 | 0 | 0 | 0 | 0 | 0 | 0 | 0 | 0 | 0 | 0 | 0 | 0 | 0 | 0 | 0 | 0 | 0 | 0 | 0 | 0 | 0 | 0 | 0 | 0 | 0 | 0 | 0 | 0 | 0 | 0 | 0 | 0 | 0 | 0 | 0
Commercial_College_New_Food Preparation_Natural Gas_Griddle_E6_Codes & Standards Forecast | Commercial | College | New | Food Preparation | Natural Gas | Griddle | E6 |  | Codes & Standards Forecast | 0 | 0 | 0 | 0 | 0 | 0 | 0 | 0 | 0 | 0 | 0 | 0 | 0 | 0 | 0 | 0 | 0 | 0 | 0 | 0 | 0 | 0 | 0 | 0 | 0 | 0 | 0 | 0 | 0 | 0 | 0 | 0 | 0 | 0 | 0 | 0 | 0 | 0 | 0 | 0 | 0 | 0 | 0 | 0 | 0 | 0 | 0 | 0 | 0 | 0 | 0
Commercial_College_New_Food Preparation_Natural Gas_Griddle_E7_Codes & Standards Forecast | Commercial | College | New | Food Preparation | Natural Gas | Griddle | E7 |  | Codes & Standards Forecast | 0 | 0 | 0 | 0 | 0 | 0 | 0 | 0 | 0 | 0 | 0 | 0 | 0 | 0 | 0 | 0 | 0 | 0 | 0 | 0 | 0 | 0 | 0 | 0 | 0 | 0 | 0 | 0 | 0 | 0 | 0 | 0 | 0 | 0 | 0 | 0 | 0 | 0 | 0 | 0 | 0 | 0 | 0 | 0 | 0 | 0 | 0 | 0 | 0 | 0 | 0
Commercial_College_New_Food Preparation_Natural Gas_Griddle_E8_Codes & Standards Forecast | Commercial | College | New | Food Preparation | Natural Gas | Griddle | E8 |  | Codes & Standards Forecast | 0 | 0 | 0 | 0 | 0 | 0 | 0 | 0 | 0 | 0 | 0 | 0 | 0 | 0 | 0 | 0 | 0 | 0 | 0 | 0 | 0 | 0 | 0 | 0 | 0 | 0 | 0 | 0 | 0 | 0 | 0 | 0 | 0 | 0 | 0 | 0 | 0 | 0 | 0 | 0 | 0 | 0 | 0 | 0 | 0 | 0 | 0 | 0 | 0 | 0 | 0
Commercial_College_New_Food Preparation_Natural Gas_Griddle_E9_Codes & Standards Forecast | Commercial | College | New | Food Preparation | Natural Gas | Griddle | E9 |  | Codes & Standards Forecast | 0 | 0 | 0 | 0 | 0 | 0 | 0 | 0 | 0 | 0 | 0 | 0 | 0 | 0 | 0 | 0 | 0 | 0 | 0 | 0 | 0 | 0 | 0 | 0 | 0 | 0 | 0 | 0 | 0 | 0 | 0 | 0 | 0 | 0 | 0 | 0 | 0 | 0 | 0 | 0 | 0 | 0 | 0 | 0 | 0 | 0 | 0 | 0 | 0 | 0 | 0
Commercial_College_New_Food Preparation_Natural Gas_Griddle_E10_Codes & Standards Forecast | Commercial | College | New | Food Preparation | Natural Gas | Griddle | E10 |  | Codes & Standards Forecast | 0 | 0 | 0 | 0 | 0 | 0 | 0 | 0 | 0 | 0 | 0 | 0 | 0 | 0 | 0 | 0 | 0 | 0 | 0 | 0 | 0 | 0 | 0 | 0 | 0 | 0 | 0 | 0 | 0 | 0 | 0 | 0 | 0 | 0 | 0 | 0 | 0 | 0 | 0 | 0 | 0 | 0 | 0 | 0 | 0 | 0 | 0 | 0 | 0 | 0 | 0
Commercial_College_New_Food Preparation_Natural Gas_Griddle_Vintage_Codes & Standards Forecast | Commercial | College | New | Food Preparation | Natural Gas | Griddle | Vintage |  | Codes & Standards Forecast | 0 | 0 | 0 | 0 | 0 | 0 | 0 | 0 | 0 | 0 | 0 | 0 | 0 | 0 | 0 | 0 | 0 | 0 | 0 | 0 | 0 | 0 | 0 | 0 | 0 | 0 | 0 | 0 | 0 | 0 | 0 | 0 | 0 | 0 | 0 | 0 | 0 | 0 | 0 | 0 | 0 | 0 | 0 | 0 | 0 | 0 | 0 | 0 | 0 | 0 | 0
Commercial_College_New_Food Preparation_Natural Gas_Range_E1_Codes & Standards Forecast | Commercial | College | New | Food Preparation | Natural Gas | Range | E1 |  | Codes & Standards Forecast | 0 | 1355.6309 | 7894.3421 | 12073.0366 | 17462.3041 | 24776.1311 | 31612.1825 | 37671.051 | 43120.2623 | 48381.6987 | 53574.503 | 58715.7178 | 63849.8886 | 68998.7499 | 74179.2819 | 79369.3579 | 84560.8524 | 89745.6215 | 94923.5585 | 100094.5556 | 105266.6584 | 110439.8744 | 115606.9185 | 120767.7067 | 125922.1541 | 131077.4675 | 136233.6518 | 141390.7123 | 146548.654 | 151707.4822 | 156867.2019 | 162027.8184 | 164352.2238 | 0 | 0 | 0 | 0 | 0 | 0 | 0 | 0 | 0 | 0 | 0 | 0 | 0 | 0 | 0 | 0 | 0 | 0
Commercial_College_New_Food Preparation_Natural Gas_Range_E2_Codes & Standards Forecast | Commercial | College | New | Food Preparation | Natural Gas | Range | E2 |  | Codes & Standards Forecast | 0 | 0 | 0 | 0 | 0 | 0 | 0 | 0 | 0 | 0 | 0 | 0 | 0 | 0 | 0 | 0 | 0 | 0 | 0 | 0 | 0 | 0 | 0 | 0 | 0 | 0 | 0 | 0 | 0 | 0 | 0 | 0 | 0 | 0 | 0 | 0 | 0 | 0 | 0 | 0 | 0 | 0 | 0 | 0 | 0 | 0 | 0 | 0 | 0 | 0 | 0
Commercial_College_New_Food Preparation_Natural Gas_Range_E3_Codes & Standards Forecast | Commercial | College | New | Food Preparation | Natural Gas | Range | E3 |  | Codes & Standards Forecast | 0 | 0 | 0 | 0 | 0 | 0 | 0 | 0 | 0 | 0 | 0 | 0 | 0 | 0 | 0 | 0 | 0 | 0 | 0 | 0 | 0 | 0 | 0 | 0 | 0 | 0 | 0 | 0 | 0 | 0 | 0 | 0 | 0 | 0 | 0 | 0 | 0 | 0 | 0 | 0 | 0 | 0 | 0 | 0 | 0 | 0 | 0 | 0 | 0 | 0 | 0
Commercial_College_New_Food Preparation_Natural Gas_Range_E4_Codes & Standards Forecast | Commercial | College | New | Food Preparation | Natural Gas | Range | E4 |  | Codes & Standards Forecast | 0 | 0 | 0 | 0 | 0 | 0 | 0 | 0 | 0 | 0 | 0 | 0 | 0 | 0 | 0 | 0 | 0 | 0 | 0 | 0 | 0 | 0 | 0 | 0 | 0 | 0 | 0 | 0 | 0 | 0 | 0 | 0 | 0 | 0 | 0 | 0 | 0 | 0 | 0 | 0 | 0 | 0 | 0 | 0 | 0 | 0 | 0 | 0 | 0 | 0 | 0
Commercial_College_New_Food Preparation_Natural Gas_Range_E5_Codes & Standards Forecast | Commercial | College | New | Food Preparation | Natural Gas | Range | E5 |  | Codes & Standards Forecast | 0 | 0 | 0 | 0 | 0 | 0 | 0 | 0 | 0 | 0 | 0 | 0 | 0 | 0 | 0 | 0 | 0 | 0 | 0 | 0 | 0 | 0 | 0 | 0 | 0 | 0 | 0 | 0 | 0 | 0 | 0 | 0 | 0 | 0 | 0 | 0 | 0 | 0 | 0 | 0 | 0 | 0 | 0 | 0 | 0 | 0 | 0 | 0 | 0 | 0 | 0
Commercial_College_New_Food Preparation_Natural Gas_Range_E6_Codes & Standards Forecast | Commercial | College | New | Food Preparation | Natural Gas | Range | E6 |  | Codes & Standards Forecast | 0 | 0 | 0 | 0 | 0 | 0 | 0 | 0 | 0 | 0 | 0 | 0 | 0 | 0 | 0 | 0 | 0 | 0 | 0 | 0 | 0 | 0 | 0 | 0 | 0 | 0 | 0 | 0 | 0 | 0 | 0 | 0 | 0 | 0 | 0 | 0 | 0 | 0 | 0 | 0 | 0 | 0 | 0 | 0 | 0 | 0 | 0 | 0 | 0 | 0 | 0
Commercial_College_New_Food Preparation_Natural Gas_Range_E7_Codes & Standards Forecast | Commercial | College | New | Food Preparation | Natural Gas | Range | E7 |  | Codes & Standards Forecast | 0 | 0 | 0 | 0 | 0 | 0 | 0 | 0 | 0 | 0 | 0 | 0 | 0 | 0 | 0 | 0 | 0 | 0 | 0 | 0 | 0 | 0 | 0 | 0 | 0 | 0 | 0 | 0 | 0 | 0 | 0 | 0 | 0 | 0 | 0 | 0 | 0 | 0 | 0 | 0 | 0 | 0 | 0 | 0 | 0 | 0 | 0 | 0 | 0 | 0 | 0
Commercial_College_New_Food Preparation_Natural Gas_Range_E8_Codes & Standards Forecast | Commercial | College | New | Food Preparation | Natural Gas | Range | E8 |  | Codes & Standards Forecast | 0 | 0 | 0 | 0 | 0 | 0 | 0 | 0 | 0 | 0 | 0 | 0 | 0 | 0 | 0 | 0 | 0 | 0 | 0 | 0 | 0 | 0 | 0 | 0 | 0 | 0 | 0 | 0 | 0 | 0 | 0 | 0 | 0 | 0 | 0 | 0 | 0 | 0 | 0 | 0 | 0 | 0 | 0 | 0 | 0 | 0 | 0 | 0 | 0 | 0 | 0
Commercial_College_New_Food Preparation_Natural Gas_Range_E9_Codes & Standards Forecast | Commercial | College | New | Food Preparation | Natural Gas | Range | E9 |  | Codes & Standards Forecast | 0 | 0 | 0 | 0 | 0 | 0 | 0 | 0 | 0 | 0 | 0 | 0 | 0 | 0 | 0 | 0 | 0 | 0 | 0 | 0 | 0 | 0 | 0 | 0 | 0 | 0 | 0 | 0 | 0 | 0 | 0 | 0 | 0 | 0 | 0 | 0 | 0 | 0 | 0 | 0 | 0 | 0 | 0 | 0 | 0 | 0 | 0 | 0 | 0 | 0 | 0
Commercial_College_New_Food Preparation_Natural Gas_Range_E10_Codes & Standards Forecast | Commercial | College | New | Food Preparation | Natural Gas | Range | E10 |  | Codes & Standards Forecast | 0 | 0 | 0 | 0 | 0 | 0 | 0 | 0 | 0 | 0 | 0 | 0 | 0 | 0 | 0 | 0 | 0 | 0 | 0 | 0 | 0 | 0 | 0 | 0 | 0 | 0 | 0 | 0 | 0 | 0 | 0 | 0 | 0 | 0 | 0 | 0 | 0 | 0 | 0 | 0 | 0 | 0 | 0 | 0 | 0 | 0 | 0 | 0 | 0 | 0 | 0
Commercial_College_New_Food Preparation_Natural Gas_Range_Vintage_Codes & Standards Forecast | Commercial | College | New | Food Preparation | Natural Gas | Range | Vintage |  | Codes & Standards Forecast | 0 | 0 | 0 | 0 | 0 | 0 | 0 | 0 | 0 | 0 | 0 | 0 | 0 | 0 | 0 | 0 | 0 | 0 | 0 | 0 | 0 | 0 | 0 | 0 | 0 | 0 | 0 | 0 | 0 | 0 | 0 | 0 | 0 | 0 | 0 | 0 | 0 | 0 | 0 | 0 | 0 | 0 | 0 | 0 | 0 | 0 | 0 | 0 | 0 | 0 | 0
Commercial_College_New_Food Preparation_Natural Gas_Steamer_E1_Codes & Standards Forecast | Commercial | College | New | Food Preparation | Natural Gas | Steamer | E1 |  | Codes & Standards Forecast | 0 | 487.4178 | 2838.4152 | 2838.4152 | 2838.4152 | 2838.4152 | 2838.4152 | 2838.4152 | 2838.4152 | 2838.4152 | 2784.2576 | 2474.8957 | 2199.9073 | 1955.4731 | 1738.1983 | 1545.0652 | 1373.3913 | 1220.7922 | 1085.1487 | 814.4781 | 0 | 0 | 0 | 0 | 0 | 0 | 0 | 0 | 0 | 0 | 0 | 0 | 0 | 0 | 0 | 0 | 0 | 0 | 0 | 0 | 0 | 0 | 0 | 0 | 0 | 0 | 0 | 0 | 0 | 0 | 0
Commercial_College_New_Food Preparation_Natural Gas_Steamer_E2_Codes & Standards Forecast | Commercial | College | New | Food Preparation | Natural Gas | Steamer | E2 |  | Codes & Standards Forecast | 0 | 0 | 0 | 1502.4519 | 3440.1661 | 6069.8567 | 8527.7628 | 10706.2324 | 12665.4994 | 14557.2518 | 16478.485 | 18636.3737 | 20757.3561 | 22853.0662 | 24933.0042 | 26992.2321 | 29030.5107 | 31047.2964 | 33044.6701 | 35174.5756 | 37848.6862 | 39708.7189 | 41566.5325 | 43422.0968 | 45275.3813 | 47128.9771 | 48982.886 | 50837.11 | 52691.6509 | 54546.5104 | 56401.6906 | 58257.1931 | 59092.9344 | 0 | 0 | 0 | 0 | 0 | 0 | 0 | 0 | 0 | 0 | 0 | 0 | 0 | 0 | 0 | 0 | 0 | 0
Commercial_College_New_Food Preparation_Natural Gas_Steamer_E3_Codes & Standards Forecast | Commercial | College | New | Food Preparation | Natural Gas | Steamer | E3 |  | Codes & Standards Forecast | 0 | 0 | 0 | 0 | 0 | 0 | 0 | 0 | 0 | 0 | 0 | 0 | 0 | 0 | 0 | 0 | 0 | 0 | 0 | 0 | 0 | 0 | 0 | 0 | 0 | 0 | 0 | 0 | 0 | 0 | 0 | 0 | 0 | 0 | 0 | 0 | 0 | 0 | 0 | 0 | 0 | 0 | 0 | 0 | 0 | 0 | 0 | 0 | 0 | 0 | 0
Commercial_College_New_Food Preparation_Natural Gas_Steamer_E4_Codes & Standards Forecast | Commercial | College | New | Food Preparation | Natural Gas | Steamer | E4 |  | Codes & Standards Forecast | 0 | 0 | 0 | 0 | 0 | 0 | 0 | 0 | 0 | 0 | 0 | 0 | 0 | 0 | 0 | 0 | 0 | 0 | 0 | 0 | 0 | 0 | 0 | 0 | 0 | 0 | 0 | 0 | 0 | 0 | 0 | 0 | 0 | 0 | 0 | 0 | 0 | 0 | 0 | 0 | 0 | 0 | 0 | 0 | 0 | 0 | 0 | 0 | 0 | 0 | 0
Commercial_College_New_Food Preparation_Natural Gas_Steamer_E5_Codes & Standards Forecast | Commercial | College | New | Food Preparation | Natural Gas | Steamer | E5 |  | Codes & Standards Forecast | 0 | 0 | 0 | 0 | 0 | 0 | 0 | 0 | 0 | 0 | 0 | 0 | 0 | 0 | 0 | 0 | 0 | 0 | 0 | 0 | 0 | 0 | 0 | 0 | 0 | 0 | 0 | 0 | 0 | 0 | 0 | 0 | 0 | 0 | 0 | 0 | 0 | 0 | 0 | 0 | 0 | 0 | 0 | 0 | 0 | 0 | 0 | 0 | 0 | 0 | 0
Commercial_College_New_Food Preparation_Natural Gas_Steamer_E6_Codes & Standards Forecast | Commercial | College | New | Food Preparation | Natural Gas | Steamer | E6 |  | Codes & Standards Forecast | 0 | 0 | 0 | 0 | 0 | 0 | 0 | 0 | 0 | 0 | 0 | 0 | 0 | 0 | 0 | 0 | 0 | 0 | 0 | 0 | 0 | 0 | 0 | 0 | 0 | 0 | 0 | 0 | 0 | 0 | 0 | 0 | 0 | 0 | 0 | 0 | 0 | 0 | 0 | 0 | 0 | 0 | 0 | 0 | 0 | 0 | 0 | 0 | 0 | 0 | 0
Commercial_College_New_Food Preparation_Natural Gas_Steamer_E7_Codes & Standards Forecast | Commercial | College | New | Food Preparation | Natural Gas | Steamer | E7 |  | Codes & Standards Forecast | 0 | 0 | 0 | 0 | 0 | 0 | 0 | 0 | 0 | 0 | 0 | 0 | 0 | 0 | 0 | 0 | 0 | 0 | 0 | 0 | 0 | 0 | 0 | 0 | 0 | 0 | 0 | 0 | 0 | 0 | 0 | 0 | 0 | 0 | 0 | 0 | 0 | 0 | 0 | 0 | 0 | 0 | 0 | 0 | 0 | 0 | 0 | 0 | 0 | 0 | 0
Commercial_College_New_Food Preparation_Natural Gas_Steamer_E8_Codes & Standards Forecast | Commercial | College | New | Food Preparation | Natural Gas | Steamer | E8 |  | Codes & Standards Forecast | 0 | 0 | 0 | 0 | 0 | 0 | 0 | 0 | 0 | 0 | 0 | 0 | 0 | 0 | 0 | 0 | 0 | 0 | 0 | 0 | 0 | 0 | 0 | 0 | 0 | 0 | 0 | 0 | 0 | 0 | 0 | 0 | 0 | 0 | 0 | 0 | 0 | 0 | 0 | 0 | 0 | 0 | 0 | 0 | 0 | 0 | 0 | 0 | 0 | 0 | 0
Commercial_College_New_Food Preparation_Natural Gas_Steamer_E9_Codes & Standards Forecast | Commercial | College | New | Food Preparation | Natural Gas | Steamer | E9 |  | Codes & Standards Forecast | 0 | 0 | 0 | 0 | 0 | 0 | 0 | 0 | 0 | 0 | 0 | 0 | 0 | 0 | 0 | 0 | 0 | 0 | 0 | 0 | 0 | 0 | 0 | 0 | 0 | 0 | 0 | 0 | 0 | 0 | 0 | 0 | 0 | 0 | 0 | 0 | 0 | 0 | 0 | 0 | 0 | 0 | 0 | 0 | 0 | 0 | 0 | 0 | 0 | 0 | 0
Commercial_College_New_Food Preparation_Natural Gas_Steamer_E10_Codes & Standards Forecast | Commercial | College | New | Food Preparation | Natural Gas | Steamer | E10 |  | Codes & Standards Forecast | 0 | 0 | 0 | 0 | 0 | 0 | 0 | 0 | 0 | 0 | 0 | 0 | 0 | 0 | 0 | 0 | 0 | 0 | 0 | 0 | 0 | 0 | 0 | 0 | 0 | 0 | 0 | 0 | 0 | 0 | 0 | 0 | 0 | 0 | 0 | 0 | 0 | 0 | 0 | 0 | 0 | 0 | 0 | 0 | 0 | 0 | 0 | 0 | 0 | 0 | 0
Commercial_College_New_Food Preparation_Natural Gas_Steamer_Vintage_Codes & Standards Forecast | Commercial | College | New | Food Preparation | Natural Gas | Steamer | Vintage |  | Codes & Standards Forecast | 0 | 0 | 0 | 0 | 0 | 0 | 0 | 0 | 0 | 0 | 0 | 0 | 0 | 0 | 0 | 0 | 0 | 0 | 0 | 0 | 0 | 0 | 0 | 0 | 0 | 0 | 0 | 0 | 0 | 0 | 0 | 0 | 0 | 0 | 0 | 0 | 0 | 0 | 0 | 0 | 0 | 0 | 0 | 0 | 0 | 0 | 0 | 0 | 0 | 0 | 0
Commercial_College_New_Food Preparation_Natural Gas_Food Prep Other_E1_Codes & Standards Forecast | Commercial | College | New | Food Preparation | Natural Gas | Food Prep Other | E1 |  | Codes & Standards Forecast | 0 | 60.9272 | 354.8019 | 542.6084 | 784.8227 | 1113.534 | 1420.7722 | 1693.0809 | 1937.9893 | 2174.4584 | 2407.8428 | 2638.9087 | 2869.6579 | 3101.0674 | 3333.9003 | 3567.1622 | 3800.4878 | 4033.5111 | 4266.2273 | 4498.6317 | 4731.0858 | 4963.5899 | 5195.8166 | 5427.7621 | 5659.4227 | 5891.1221 | 6122.8608 | 6354.6388 | 6586.4564 | 6818.3138 | 7050.2113 | 7282.1491 | 7386.6168 | 0 | 0 | 0 | 0 | 0 | 0 | 0 | 0 | 0 | 0 | 0 | 0 | 0 | 0 | 0 | 0 | 0 | 0
Commercial_College_New_Food Preparation_Natural Gas_Food Prep Other_E2_Codes & Standards Forecast | Commercial | College | New | Food Preparation | Natural Gas | Food Prep Other | E2 |  | Codes & Standards Forecast | 0 | 0 | 0 | 0 | 0 | 0 | 0 | 0 | 0 | 0 | 0 | 0 | 0 | 0 | 0 | 0 | 0 | 0 | 0 | 0 | 0 | 0 | 0 | 0 | 0 | 0 | 0 | 0 | 0 | 0 | 0 | 0 | 0 | 0 | 0 | 0 | 0 | 0 | 0 | 0 | 0 | 0 | 0 | 0 | 0 | 0 | 0 | 0 | 0 | 0 | 0
Commercial_College_New_Food Preparation_Natural Gas_Food Prep Other_E3_Codes & Standards Forecast | Commercial | College | New | Food Preparation | Natural Gas | Food Prep Other | E3 |  | Codes & Standards Forecast | 0 | 0 | 0 | 0 | 0 | 0 | 0 | 0 | 0 | 0 | 0 | 0 | 0 | 0 | 0 | 0 | 0 | 0 | 0 | 0 | 0 | 0 | 0 | 0 | 0 | 0 | 0 | 0 | 0 | 0 | 0 | 0 | 0 | 0 | 0 | 0 | 0 | 0 | 0 | 0 | 0 | 0 | 0 | 0 | 0 | 0 | 0 | 0 | 0 | 0 | 0
Commercial_College_New_Food Preparation_Natural Gas_Food Prep Other_E4_Codes & Standards Forecast | Commercial | College | New | Food Preparation | Natural Gas | Food Prep Other | E4 |  | Codes & Standards Forecast | 0 | 0 | 0 | 0 | 0 | 0 | 0 | 0 | 0 | 0 | 0 | 0 | 0 | 0 | 0 | 0 | 0 | 0 | 0 | 0 | 0 | 0 | 0 | 0 | 0 | 0 | 0 | 0 | 0 | 0 | 0 | 0 | 0 | 0 | 0 | 0 | 0 | 0 | 0 | 0 | 0 | 0 | 0 | 0 | 0 | 0 | 0 | 0 | 0 | 0 | 0
Commercial_College_New_Food Preparation_Natural Gas_Food Prep Other_E5_Codes & Standards Forecast | Commercial | College | New | Food Preparation | Natural Gas | Food Prep Other | E5 |  | Codes & Standards Forecast | 0 | 0 | 0 | 0 | 0 | 0 | 0 | 0 | 0 | 0 | 0 | 0 | 0 | 0 | 0 | 0 | 0 | 0 | 0 | 0 | 0 | 0 | 0 | 0 | 0 | 0 | 0 | 0 | 0 | 0 | 0 | 0 | 0 | 0 | 0 | 0 | 0 | 0 | 0 | 0 | 0 | 0 | 0 | 0 | 0 | 0 | 0 | 0 | 0 | 0 | 0
Commercial_College_New_Food Preparation_Natural Gas_Food Prep Other_E6_Codes & Standards Forecast | Commercial | College | New | Food Preparation | Natural Gas | Food Prep Other | E6 |  | Codes & Standards Forecast | 0 | 0 | 0 | 0 | 0 | 0 | 0 | 0 | 0 | 0 | 0 | 0 | 0 | 0 | 0 | 0 | 0 | 0 | 0 | 0 | 0 | 0 | 0 | 0 | 0 | 0 | 0 | 0 | 0 | 0 | 0 | 0 | 0 | 0 | 0 | 0 | 0 | 0 | 0 | 0 | 0 | 0 | 0 | 0 | 0 | 0 | 0 | 0 | 0 | 0 | 0
Commercial_College_New_Food Preparation_Natural Gas_Food Prep Other_E7_Codes & Standards Forecast | Commercial | College | New | Food Preparation | Natural Gas | Food Prep Other | E7 |  | Codes & Standards Forecast | 0 | 0 | 0 | 0 | 0 | 0 | 0 | 0 | 0 | 0 | 0 | 0 | 0 | 0 | 0 | 0 | 0 | 0 | 0 | 0 | 0 | 0 | 0 | 0 | 0 | 0 | 0 | 0 | 0 | 0 | 0 | 0 | 0 | 0 | 0 | 0 | 0 | 0 | 0 | 0 | 0 | 0 | 0 | 0 | 0 | 0 | 0 | 0 | 0 | 0 | 0
Commercial_College_New_Food Preparation_Natural Gas_Food Prep Other_E8_Codes & Standards Forecast | Commercial | College | New | Food Preparation | Natural Gas | Food Prep Other | E8 |  | Codes & Standards Forecast | 0 | 0 | 0 | 0 | 0 | 0 | 0 | 0 | 0 | 0 | 0 | 0 | 0 | 0 | 0 | 0 | 0 | 0 | 0 | 0 | 0 | 0 | 0 | 0 | 0 | 0 | 0 | 0 | 0 | 0 | 0 | 0 | 0 | 0 | 0 | 0 | 0 | 0 | 0 | 0 | 0 | 0 | 0 | 0 | 0 | 0 | 0 | 0 | 0 | 0 | 0
Commercial_College_New_Food Preparation_Natural Gas_Food Prep Other_E9_Codes & Standards Forecast | Commercial | College | New | Food Preparation | Natural Gas | Food Prep Other | E9 |  | Codes & Standards Forecast | 0 | 0 | 0 | 0 | 0 | 0 | 0 | 0 | 0 | 0 | 0 | 0 | 0 | 0 | 0 | 0 | 0 | 0 | 0 | 0 | 0 | 0 | 0 | 0 | 0 | 0 | 0 | 0 | 0 | 0 | 0 | 0 | 0 | 0 | 0 | 0 | 0 | 0 | 0 | 0 | 0 | 0 | 0 | 0 | 0 | 0 | 0 | 0 | 0 | 0 | 0
Commercial_College_New_Food Preparation_Natural Gas_Food Prep Other_E10_Codes & Standards Forecast | Commercial | College | New | Food Preparation | Natural Gas | Food Prep Other | E10 |  | Codes & Standards Forecast | 0 | 0 | 0 | 0 | 0 | 0 | 0 | 0 | 0 | 0 | 0 | 0 | 0 | 0 | 0 | 0 | 0 | 0 | 0 | 0 | 0 | 0 | 0 | 0 | 0 | 0 | 0 | 0 | 0 | 0 | 0 | 0 | 0 | 0 | 0 | 0 | 0 | 0 | 0 | 0 | 0 | 0 | 0 | 0 | 0 | 0 | 0 | 0 | 0 | 0 | 0
Commercial_College_New_Food Preparation_Natural Gas_Food Prep Other_Vintage_Codes & Standards Forecast | Commercial | College | New | Food Preparation | Natural Gas | Food Prep Other | Vintage |  | Codes & Standards Forecast | 0 | 0 | 0 | 0 | 0 | 0 | 0 | 0 | 0 | 0 | 0 | 0 | 0 | 0 | 0 | 0 | 0 | 0 | 0 | 0 | 0 | 0 | 0 | 0 | 0 | 0 | 0 | 0 | 0 | 0 | 0 | 0 | 0 | 0 | 0 | 0 | 0 | 0 | 0 | 0 | 0 | 0 | 0 | 0 | 0 | 0 | 0 | 0 | 0 | 0 | 0
Commercial_College_New_Miscellaneous_Natural Gas_Pool Heater_E1_Codes & Standards Forecast | Commercial | College | New | Miscellaneous | Natural Gas | Pool Heater | E1 |  | Codes & Standards Forecast | 0 | 56.44 | 328.6709 | 502.6455 | 727.0208 | 1031.5227 | 1316.133 | 1568.3863 | 1795.2572 | 2014.3104 | 2230.5062 | 2444.5542 | 2658.3088 | 2872.6751 | 3088.36 | 3304.4422 | 3520.5834 | 3736.4447 | 3952.0215 | 4167.3094 | 4382.6433 | 4598.0236 | 4813.1469 | 5028.0097 | 5242.6086 | 5457.2435 | 5671.9147 | 5886.6223 | 6101.3667 | 6316.1479 | 6530.9663 | 6745.822 | 6842.5956 | 0 | 0 | 0 | 0 | 0 | 0 | 0 | 0 | 0 | 0 | 0 | 0 | 0 | 0 | 0 | 0 | 0 | 0
Commercial_College_New_Miscellaneous_Natural Gas_Pool Heater_E2_Codes & Standards Forecast | Commercial | College | New | Miscellaneous | Natural Gas | Pool Heater | E2 |  | Codes & Standards Forecast | 0 | 0 | 0 | 0 | 0 | 0 | 0 | 0 | 0 | 0 | 0 | 0 | 0 | 0 | 0 | 0 | 0 | 0 | 0 | 0 | 0 | 0 | 0 | 0 | 0 | 0 | 0 | 0 | 0 | 0 | 0 | 0 | 0 | 0 | 0 | 0 | 0 | 0 | 0 | 0 | 0 | 0 | 0 | 0 | 0 | 0 | 0 | 0 | 0 | 0 | 0
Commercial_College_New_Miscellaneous_Natural Gas_Pool Heater_E3_Codes & Standards Forecast | Commercial | College | New | Miscellaneous | Natural Gas | Pool Heater | E3 |  | Codes & Standards Forecast | 0 | 0 | 0 | 0 | 0 | 0 | 0 | 0 | 0 | 0 | 0 | 0 | 0 | 0 | 0 | 0 | 0 | 0 | 0 | 0 | 0 | 0 | 0 | 0 | 0 | 0 | 0 | 0 | 0 | 0 | 0 | 0 | 0 | 0 | 0 | 0 | 0 | 0 | 0 | 0 | 0 | 0 | 0 | 0 | 0 | 0 | 0 | 0 | 0 | 0 | 0
Commercial_College_New_Miscellaneous_Natural Gas_Pool Heater_E4_Codes & Standards Forecast | Commercial | College | New | Miscellaneous | Natural Gas | Pool Heater | E4 |  | Codes & Standards Forecast | 0 | 0 | 0 | 0 | 0 | 0 | 0 | 0 | 0 | 0 | 0 | 0 | 0 | 0 | 0 | 0 | 0 | 0 | 0 | 0 | 0 | 0 | 0 | 0 | 0 | 0 | 0 | 0 | 0 | 0 | 0 | 0 | 0 | 0 | 0 | 0 | 0 | 0 | 0 | 0 | 0 | 0 | 0 | 0 | 0 | 0 | 0 | 0 | 0 | 0 | 0
Commercial_College_New_Miscellaneous_Natural Gas_Pool Heater_E5_Codes & Standards Forecast | Commercial | College | New | Miscellaneous | Natural Gas | Pool Heater | E5 |  | Codes & Standards Forecast | 0 | 0 | 0 | 0 | 0 | 0 | 0 | 0 | 0 | 0 | 0 | 0 | 0 | 0 | 0 | 0 | 0 | 0 | 0 | 0 | 0 | 0 | 0 | 0 | 0 | 0 | 0 | 0 | 0 | 0 | 0 | 0 | 0 | 0 | 0 | 0 | 0 | 0 | 0 | 0 | 0 | 0 | 0 | 0 | 0 | 0 | 0 | 0 | 0 | 0 | 0
Commercial_College_New_Miscellaneous_Natural Gas_Pool Heater_E6_Codes & Standards Forecast | Commercial | College | New | Miscellaneous | Natural Gas | Pool Heater | E6 |  | Codes & Standards Forecast | 0 | 0 | 0 | 0 | 0 | 0 | 0 | 0 | 0 | 0 | 0 | 0 | 0 | 0 | 0 | 0 | 0 | 0 | 0 | 0 | 0 | 0 | 0 | 0 | 0 | 0 | 0 | 0 | 0 | 0 | 0 | 0 | 0 | 0 | 0 | 0 | 0 | 0 | 0 | 0 | 0 | 0 | 0 | 0 | 0 | 0 | 0 | 0 | 0 | 0 | 0
Commercial_College_New_Miscellaneous_Natural Gas_Pool Heater_E7_Codes & Standards Forecast | Commercial | College | New | Miscellaneous | Natural Gas | Pool Heater | E7 |  | Codes & Standards Forecast | 0 | 0 | 0 | 0 | 0 | 0 | 0 | 0 | 0 | 0 | 0 | 0 | 0 | 0 | 0 | 0 | 0 | 0 | 0 | 0 | 0 | 0 | 0 | 0 | 0 | 0 | 0 | 0 | 0 | 0 | 0 | 0 | 0 | 0 | 0 | 0 | 0 | 0 | 0 | 0 | 0 | 0 | 0 | 0 | 0 | 0 | 0 | 0 | 0 | 0 | 0
Commercial_College_New_Miscellaneous_Natural Gas_Pool Heater_E8_Codes & Standards Forecast | Commercial | College | New | Miscellaneous | Natural Gas | Pool Heater | E8 |  | Codes & Standards Forecast | 0 | 0 | 0 | 0 | 0 | 0 | 0 | 0 | 0 | 0 | 0 | 0 | 0 | 0 | 0 | 0 | 0 | 0 | 0 | 0 | 0 | 0 | 0 | 0 | 0 | 0 | 0 | 0 | 0 | 0 | 0 | 0 | 0 | 0 | 0 | 0 | 0 | 0 | 0 | 0 | 0 | 0 | 0 | 0 | 0 | 0 | 0 | 0 | 0 | 0 | 0
Commercial_College_New_Miscellaneous_Natural Gas_Pool Heater_E9_Codes & Standards Forecast | Commercial | College | New | Miscellaneous | Natural Gas | Pool Heater | E9 |  | Codes & Standards Forecast | 0 | 0 | 0 | 0 | 0 | 0 | 0 | 0 | 0 | 0 | 0 | 0 | 0 | 0 | 0 | 0 | 0 | 0 | 0 | 0 | 0 | 0 | 0 | 0 | 0 | 0 | 0 | 0 | 0 | 0 | 0 | 0 | 0 | 0 | 0 | 0 | 0 | 0 | 0 | 0 | 0 | 0 | 0 | 0 | 0 | 0 | 0 | 0 | 0 | 0 | 0
Commercial_College_New_Miscellaneous_Natural Gas_Pool Heater_E10_Codes & Standards Forecast | Commercial | College | New | Miscellaneous | Natural Gas | Pool Heater | E10 |  | Codes & Standards Forecast | 0 | 0 | 0 | 0 | 0 | 0 | 0 | 0 | 0 | 0 | 0 | 0 | 0 | 0 | 0 | 0 | 0 | 0 | 0 | 0 | 0 | 0 | 0 | 0 | 0 | 0 | 0 | 0 | 0 | 0 | 0 | 0 | 0 | 0 | 0 | 0 | 0 | 0 | 0 | 0 | 0 | 0 | 0 | 0 | 0 | 0 | 0 | 0 | 0 | 0 | 0
Commercial_College_New_Miscellaneous_Natural Gas_Pool Heater_Vintage_Codes & Standards Forecast | Commercial | College | New | Miscellaneous | Natural Gas | Pool Heater | Vintage |  | Codes & Standards Forecast | 0 | 0 | 0 | 0 | 0 | 0 | 0 | 0 | 0 | 0 | 0 | 0 | 0 | 0 | 0 | 0 | 0 | 0 | 0 | 0 | 0 | 0 | 0 | 0 | 0 | 0 | 0 | 0 | 0 | 0 | 0 | 0 | 0 | 0 | 0 | 0 | 0 | 0 | 0 | 0 | 0 | 0 | 0 | 0 | 0 | 0 | 0 | 0 | 0 | 0 | 0
Commercial_College_New_Miscellaneous_Natural Gas_Miscellaneous_E1_Codes & Standards Forecast | Commercial | College | New | Miscellaneous | Natural Gas | Miscellaneous | E1 |  | Codes & Standards Forecast | 0 | 4645.7014 | 27053.6444 | 41373.8895 | 59842.7276 | 84906.9661 | 108333.8839 | 129097.4219 | 147771.6853 | 165802.4507 | 183598.0159 | 201216.7858 | 218811.4159 | 236456.3901 | 254209.8986 | 271996.1143 | 289787.1909 | 307555.2199 | 325299.8354 | 343020.668 | 360745.29 | 378473.7269 | 396181.013 | 413866.8602 | 431530.9776 | 449198.0626 | 466868.1326 | 484541.2051 | 502217.2976 | 519896.4277 | 537578.6132 | 555263.8721 | 563229.5312 | 0 | 0 | 0 | 0 | 0 | 0 | 0 | 0 | 0 | 0 | 0 | 0 | 0 | 0 | 0 | 0 | 0 | 0
Commercial_College_New_Miscellaneous_Natural Gas_Miscellaneous_E2_Codes & Standards Forecast | Commercial | College | New | Miscellaneous | Natural Gas | Miscellaneous | E2 |  | Codes & Standards Forecast | 0 | 0 | 0 | 0 | 0 | 0 | 0 | 0 | 0 | 0 | 0 | 0 | 0 | 0 | 0 | 0 | 0 | 0 | 0 | 0 | 0 | 0 | 0 | 0 | 0 | 0 | 0 | 0 | 0 | 0 | 0 | 0 | 0 | 0 | 0 | 0 | 0 | 0 | 0 | 0 | 0 | 0 | 0 | 0 | 0 | 0 | 0 | 0 | 0 | 0 | 0
Commercial_College_New_Miscellaneous_Natural Gas_Miscellaneous_E3_Codes & Standards Forecast | Commercial | College | New | Miscellaneous | Natural Gas | Miscellaneous | E3 |  | Codes & Standards Forecast | 0 | 0 | 0 | 0 | 0 | 0 | 0 | 0 | 0 | 0 | 0 | 0 | 0 | 0 | 0 | 0 | 0 | 0 | 0 | 0 | 0 | 0 | 0 | 0 | 0 | 0 | 0 | 0 | 0 | 0 | 0 | 0 | 0 | 0 | 0 | 0 | 0 | 0 | 0 | 0 | 0 | 0 | 0 | 0 | 0 | 0 | 0 | 0 | 0 | 0 | 0
Commercial_College_New_Miscellaneous_Natural Gas_Miscellaneous_E4_Codes & Standards Forecast | Commercial | College | New | Miscellaneous | Natural Gas | Miscellaneous | E4 |  | Codes & Standards Forecast | 0 | 0 | 0 | 0 | 0 | 0 | 0 | 0 | 0 | 0 | 0 | 0 | 0 | 0 | 0 | 0 | 0 | 0 | 0 | 0 | 0 | 0 | 0 | 0 | 0 | 0 | 0 | 0 | 0 | 0 | 0 | 0 | 0 | 0 | 0 | 0 | 0 | 0 | 0 | 0 | 0 | 0 | 0 | 0 | 0 | 0 | 0 | 0 | 0 | 0 | 0
Commercial_College_New_Miscellaneous_Natural Gas_Miscellaneous_E5_Codes & Standards Forecast | Commercial | College | New | Miscellaneous | Natural Gas | Miscellaneous | E5 |  | Codes & Standards Forecast | 0 | 0 | 0 | 0 | 0 | 0 | 0 | 0 | 0 | 0 | 0 | 0 | 0 | 0 | 0 | 0 | 0 | 0 | 0 | 0 | 0 | 0 | 0 | 0 | 0 | 0 | 0 | 0 | 0 | 0 | 0 | 0 | 0 | 0 | 0 | 0 | 0 | 0 | 0 | 0 | 0 | 0 | 0 | 0 | 0 | 0 | 0 | 0 | 0 | 0 | 0
Commercial_College_New_Miscellaneous_Natural Gas_Miscellaneous_E6_Codes & Standards Forecast | Commercial | College | New | Miscellaneous | Natural Gas | Miscellaneous | E6 |  | Codes & Standards Forecast | 0 | 0 | 0 | 0 | 0 | 0 | 0 | 0 | 0 | 0 | 0 | 0 | 0 | 0 | 0 | 0 | 0 | 0 | 0 | 0 | 0 | 0 | 0 | 0 | 0 | 0 | 0 | 0 | 0 | 0 | 0 | 0 | 0 | 0 | 0 | 0 | 0 | 0 | 0 | 0 | 0 | 0 | 0 | 0 | 0 | 0 | 0 | 0 | 0 | 0 | 0
Commercial_College_New_Miscellaneous_Natural Gas_Miscellaneous_E7_Codes & Standards Forecast | Commercial | College | New | Miscellaneous | Natural Gas | Miscellaneous | E7 |  | Codes & Standards Forecast | 0 | 0 | 0 | 0 | 0 | 0 | 0 | 0 | 0 | 0 | 0 | 0 | 0 | 0 | 0 | 0 | 0 | 0 | 0 | 0 | 0 | 0 | 0 | 0 | 0 | 0 | 0 | 0 | 0 | 0 | 0 | 0 | 0 | 0 | 0 | 0 | 0 | 0 | 0 | 0 | 0 | 0 | 0 | 0 | 0 | 0 | 0 | 0 | 0 | 0 | 0
Commercial_College_New_Miscellaneous_Natural Gas_Miscellaneous_E8_Codes & Standards Forecast | Commercial | College | New | Miscellaneous | Natural Gas | Miscellaneous | E8 |  | Codes & Standards Forecast | 0 | 0 | 0 | 0 | 0 | 0 | 0 | 0 | 0 | 0 | 0 | 0 | 0 | 0 | 0 | 0 | 0 | 0 | 0 | 0 | 0 | 0 | 0 | 0 | 0 | 0 | 0 | 0 | 0 | 0 | 0 | 0 | 0 | 0 | 0 | 0 | 0 | 0 | 0 | 0 | 0 | 0 | 0 | 0 | 0 | 0 | 0 | 0 | 0 | 0 | 0
Commercial_College_New_Miscellaneous_Natural Gas_Miscellaneous_E9_Codes & Standards Forecast | Commercial | College | New | Miscellaneous | Natural Gas | Miscellaneous | E9 |  | Codes & Standards Forecast | 0 | 0 | 0 | 0 | 0 | 0 | 0 | 0 | 0 | 0 | 0 | 0 | 0 | 0 | 0 | 0 | 0 | 0 | 0 | 0 | 0 | 0 | 0 | 0 | 0 | 0 | 0 | 0 | 0 | 0 | 0 | 0 | 0 | 0 | 0 | 0 | 0 | 0 | 0 | 0 | 0 | 0 | 0 | 0 | 0 | 0 | 0 | 0 | 0 | 0 | 0
Commercial_College_New_Miscellaneous_Natural Gas_Miscellaneous_E10_Codes & Standards Forecast | Commercial | College | New | Miscellaneous | Natural Gas | Miscellaneous | E10 |  | Codes & Standards Forecast | 0 | 0 | 0 | 0 | 0 | 0 | 0 | 0 | 0 | 0 | 0 | 0 | 0 | 0 | 0 | 0 | 0 | 0 | 0 | 0 | 0 | 0 | 0 | 0 | 0 | 0 | 0 | 0 | 0 | 0 | 0 | 0 | 0 | 0 | 0 | 0 | 0 | 0 | 0 | 0 | 0 | 0 | 0 | 0 | 0 | 0 | 0 | 0 | 0 | 0 | 0
Commercial_College_New_Miscellaneous_Natural Gas_Miscellaneous_Vintage_Codes & Standards Forecast | Commercial | College | New | Miscellaneous | Natural Gas | Miscellaneous | Vintage |  | Codes & Standards Forecast | 0 | 0 | 0 | 0 | 0 | 0 | 0 | 0 | 0 | 0 | 0 | 0 | 0 | 0 | 0 | 0 | 0 | 0 | 0 | 0 | 0 | 0 | 0 | 0 | 0 | 0 | 0 | 0 | 0 | 0 | 0 | 0 | 0 | 0 | 0 | 0 | 0 | 0 | 0 | 0 | 0 | 0 | 0 | 0 | 0 | 0 | 0 | 0 | 0 | 0 | 0
Commercial_Hospital_Existing_Space Heating_Natural Gas_Furnace_E1_Codes & Standards Forecast | Commercial | Hospital | Existing | Space Heating | Natural Gas | Furnace | E1 |  | Codes & Standards Forecast | 0 | 7527.1986 | 15649.4756 | 24278.9624 | 33359.5205 | 42812.7165 | 52627.7077 | 62791.5725 | 73275.1354 | 84025.4577 | 95003.5102 | 106178.7378 | 117519.1076 | 128995.7906 | 140581.68 | 152256.8902 | 164002.0557 | 175799.885 | 187633.4542 | 198353.0668 | 208047.8767 | 216801.1716 | 224691.2493 | 231788.6602 | 238158.2234 | 243857.5476 | 248941.1663 | 253459.1875 | 257457.6516 | 260978.8609 | 264061.682 | 266741.8242 | 269061.3644 | 0 | 0 | 0 | 0 | 0 | 0 | 0 | 0 | 0 | 0 | 0 | 0 | 0 | 0 | 0 | 0 | 0 | 0
Commercial_Hospital_Existing_Space Heating_Natural Gas_Furnace_E2_Codes & Standards Forecast | Commercial | Hospital | Existing | Space Heating | Natural Gas | Furnace | E2 |  | Codes & Standards Forecast | 0 | 0 | 0 | 0 | 0 | 0 | 0 | 0 | 0 | 0 | 0 | 0 | 0 | 0 | 0 | 0 | 0 | 0 | 0 | 0 | 0 | 0 | 0 | 0 | 0 | 0 | 0 | 0 | 0 | 0 | 0 | 0 | 0 | 0 | 0 | 0 | 0 | 0 | 0 | 0 | 0 | 0 | 0 | 0 | 0 | 0 | 0 | 0 | 0 | 0 | 0
Commercial_Hospital_Existing_Space Heating_Natural Gas_Furnace_E3_Codes & Standards Forecast | Commercial | Hospital | Existing | Space Heating | Natural Gas | Furnace | E3 |  | Codes & Standards Forecast | 0 | 0 | 0 | 0 | 0 | 0 | 0 | 0 | 0 | 0 | 0 | 0 | 0 | 0 | 0 | 0 | 0 | 0 | 0 | 0 | 0 | 0 | 0 | 0 | 0 | 0 | 0 | 0 | 0 | 0 | 0 | 0 | 0 | 0 | 0 | 0 | 0 | 0 | 0 | 0 | 0 | 0 | 0 | 0 | 0 | 0 | 0 | 0 | 0 | 0 | 0
Commercial_Hospital_Existing_Space Heating_Natural Gas_Furnace_E4_Codes & Standards Forecast | Commercial | Hospital | Existing | Space Heating | Natural Gas | Furnace | E4 |  | Codes & Standards Forecast | 0 | 0 | 0 | 0 | 0 | 0 | 0 | 0 | 0 | 0 | 0 | 0 | 0 | 0 | 0 | 0 | 0 | 0 | 0 | 0 | 0 | 0 | 0 | 0 | 0 | 0 | 0 | 0 | 0 | 0 | 0 | 0 | 0 | 0 | 0 | 0 | 0 | 0 | 0 | 0 | 0 | 0 | 0 | 0 | 0 | 0 | 0 | 0 | 0 | 0 | 0
Commercial_Hospital_Existing_Space Heating_Natural Gas_Furnace_E5_Codes & Standards Forecast | Commercial | Hospital | Existing | Space Heating | Natural Gas | Furnace | E5 |  | Codes & Standards Forecast | 0 | 0 | 0 | 0 | 0 | 0 | 0 | 0 | 0 | 0 | 0 | 0 | 0 | 0 | 0 | 0 | 0 | 0 | 0 | 0 | 0 | 0 | 0 | 0 | 0 | 0 | 0 | 0 | 0 | 0 | 0 | 0 | 0 | 0 | 0 | 0 | 0 | 0 | 0 | 0 | 0 | 0 | 0 | 0 | 0 | 0 | 0 | 0 | 0 | 0 | 0
Commercial_Hospital_Existing_Space Heating_Natural Gas_Furnace_E6_Codes & Standards Forecast | Commercial | Hospital | Existing | Space Heating | Natural Gas | Furnace | E6 |  | Codes & Standards Forecast | 0 | 0 | 0 | 0 | 0 | 0 | 0 | 0 | 0 | 0 | 0 | 0 | 0 | 0 | 0 | 0 | 0 | 0 | 0 | 0 | 0 | 0 | 0 | 0 | 0 | 0 | 0 | 0 | 0 | 0 | 0 | 0 | 0 | 0 | 0 | 0 | 0 | 0 | 0 | 0 | 0 | 0 | 0 | 0 | 0 | 0 | 0 | 0 | 0 | 0 | 0
Commercial_Hospital_Existing_Space Heating_Natural Gas_Furnace_E7_Codes & Standards Forecast | Commercial | Hospital | Existing | Space Heating | Natural Gas | Furnace | E7 |  | Codes & Standards Forecast | 0 | 0 | 0 | 0 | 0 | 0 | 0 | 0 | 0 | 0 | 0 | 0 | 0 | 0 | 0 | 0 | 0 | 0 | 0 | 0 | 0 | 0 | 0 | 0 | 0 | 0 | 0 | 0 | 0 | 0 | 0 | 0 | 0 | 0 | 0 | 0 | 0 | 0 | 0 | 0 | 0 | 0 | 0 | 0 | 0 | 0 | 0 | 0 | 0 | 0 | 0
Commercial_Hospital_Existing_Space Heating_Natural Gas_Furnace_E8_Codes & Standards Forecast | Commercial | Hospital | Existing | Space Heating | Natural Gas | Furnace | E8 |  | Codes & Standards Forecast | 0 | 0 | 0 | 0 | 0 | 0 | 0 | 0 | 0 | 0 | 0 | 0 | 0 | 0 | 0 | 0 | 0 | 0 | 0 | 0 | 0 | 0 | 0 | 0 | 0 | 0 | 0 | 0 | 0 | 0 | 0 | 0 | 0 | 0 | 0 | 0 | 0 | 0 | 0 | 0 | 0 | 0 | 0 | 0 | 0 | 0 | 0 | 0 | 0 | 0 | 0
Commercial_Hospital_Existing_Space Heating_Natural Gas_Furnace_E9_Codes & Standards Forecast | Commercial | Hospital | Existing | Space Heating | Natural Gas | Furnace | E9 |  | Codes & Standards Forecast | 0 | 0 | 0 | 0 | 0 | 0 | 0 | 0 | 0 | 0 | 0 | 0 | 0 | 0 | 0 | 0 | 0 | 0 | 0 | 0 | 0 | 0 | 0 | 0 | 0 | 0 | 0 | 0 | 0 | 0 | 0 | 0 | 0 | 0 | 0 | 0 | 0 | 0 | 0 | 0 | 0 | 0 | 0 | 0 | 0 | 0 | 0 | 0 | 0 | 0 | 0
Commercial_Hospital_Existing_Space Heating_Natural Gas_Furnace_E10_Codes & Standards Forecast | Commercial | Hospital | Existing | Space Heating | Natural Gas | Furnace | E10 |  | Codes & Standards Forecast | 0 | 0 | 0 | 0 | 0 | 0 | 0 | 0 | 0 | 0 | 0 | 0 | 0 | 0 | 0 | 0 | 0 | 0 | 0 | 0 | 0 | 0 | 0 | 0 | 0 | 0 | 0 | 0 | 0 | 0 | 0 | 0 | 0 | 0 | 0 | 0 | 0 | 0 | 0 | 0 | 0 | 0 | 0 | 0 | 0 | 0 | 0 | 0 | 0 | 0 | 0
Commercial_Hospital_Existing_Space Heating_Natural Gas_Furnace_Vintage_Codes & Standards Forecast | Commercial | Hospital | Existing | Space Heating | Natural Gas | Furnace | Vintage |  | Codes & Standards Forecast | 377023.61 | 367578.2003 | 357537.7124 | 346591.7302 | 335134.47 | 323075.5154 | 310826.1541 | 298506.7117 | 286086.2684 | 273466.4246 | 260643.4706 | 247641.8477 | 234477.6094 | 221171.7881 | 207745.3995 | 194226.2663 | 180636.6691 | 166996.8206 | 153323.683 | 140766.9916 | 129234.7061 | 118643.5364 | 108917.7978 | 99986.9703 | 91786.2649 | 84255.4879 | 77340.104 | 70990.0033 | 65159.1435 | 59805.2207 | 54889.3661 | 50375.8688 | 46233.5118 | 0 | 0 | 0 | 0 | 0 | 0 | 0 | 0 | 0 | 0 | 0 | 0 | 0 | 0 | 0 | 0 | 0 | 0
Commercial_Hospital_Existing_Space Heating_Natural Gas_Boiler_E1_Codes & Standards Forecast | Commercial | Hospital | Existing | Space Heating | Natural Gas | Boiler | E1 |  | Codes & Standards Forecast | 0 | 38437.8473 | 80654.3447 | 126072.4681 | 174293.4344 | 224816.1479 | 277506.3017 | 332232.8455 | 388789.5746 | 446852.0025 | 506175.5994 | 566566.7661 | 627829.195 | 689788.1258 | 752281.8857 | 815190.8207 | 878401.0136 | 941812.1675 | 1005328.0959 | 1068861.9716 | 1132325.6199 | 1195646.3905 | 1251931.2583 | 1301853.3274 | 1346021.5773 | 1384975.9209 | 1419213.6568 | 1449184.7424 | 1475296.2918 | 1497916.6456 | 1517379.0564 | 1533985.0236 | 1548060.643 | 0 | 0 | 0 | 0 | 0 | 0 | 0 | 0 | 0 | 0 | 0 | 0 | 0 | 0 | 0 | 0 | 0 | 0
Commercial_Hospital_Existing_Space Heating_Natural Gas_Boiler_E2_Codes & Standards Forecast | Commercial | Hospital | Existing | Space Heating | Natural Gas | Boiler | E2 |  | Codes & Standards Forecast | 0 | 0 | 0 | 0 | 0 | 0 | 0 | 0 | 0 | 0 | 0 | 0 | 0 | 0 | 0 | 0 | 0 | 0 | 0 | 0 | 0 | 0 | 0 | 0 | 0 | 0 | 0 | 0 | 0 | 0 | 0 | 0 | 0 | 0 | 0 | 0 | 0 | 0 | 0 | 0 | 0 | 0 | 0 | 0 | 0 | 0 | 0 | 0 | 0 | 0 | 0
Commercial_Hospital_Existing_Space Heating_Natural Gas_Boiler_E3_Codes & Standards Forecast | Commercial | Hospital | Existing | Space Heating | Natural Gas | Boiler | E3 |  | Codes & Standards Forecast | 0 | 0 | 0 | 0 | 0 | 0 | 0 | 0 | 0 | 0 | 0 | 0 | 0 | 0 | 0 | 0 | 0 | 0 | 0 | 0 | 0 | 0 | 0 | 0 | 0 | 0 | 0 | 0 | 0 | 0 | 0 | 0 | 0 | 0 | 0 | 0 | 0 | 0 | 0 | 0 | 0 | 0 | 0 | 0 | 0 | 0 | 0 | 0 | 0 | 0 | 0
Commercial_Hospital_Existing_Space Heating_Natural Gas_Boiler_E4_Codes & Standards Forecast | Commercial | Hospital | Existing | Space Heating | Natural Gas | Boiler | E4 |  | Codes & Standards Forecast | 0 | 0 | 0 | 0 | 0 | 0 | 0 | 0 | 0 | 0 | 0 | 0 | 0 | 0 | 0 | 0 | 0 | 0 | 0 | 0 | 0 | 0 | 0 | 0 | 0 | 0 | 0 | 0 | 0 | 0 | 0 | 0 | 0 | 0 | 0 | 0 | 0 | 0 | 0 | 0 | 0 | 0 | 0 | 0 | 0 | 0 | 0 | 0 | 0 | 0 | 0
Commercial_Hospital_Existing_Space Heating_Natural Gas_Boiler_E5_Codes & Standards Forecast | Commercial | Hospital | Existing | Space Heating | Natural Gas | Boiler | E5 |  | Codes & Standards Forecast | 0 | 0 | 0 | 0 | 0 | 0 | 0 | 0 | 0 | 0 | 0 | 0 | 0 | 0 | 0 | 0 | 0 | 0 | 0 | 0 | 0 | 0 | 0 | 0 | 0 | 0 | 0 | 0 | 0 | 0 | 0 | 0 | 0 | 0 | 0 | 0 | 0 | 0 | 0 | 0 | 0 | 0 | 0 | 0 | 0 | 0 | 0 | 0 | 0 | 0 | 0
Commercial_Hospital_Existing_Space Heating_Natural Gas_Boiler_E6_Codes & Standards Forecast | Commercial | Hospital | Existing | Space Heating | Natural Gas | Boiler | E6 |  | Codes & Standards Forecast | 0 | 0 | 0 | 0 | 0 | 0 | 0 | 0 | 0 | 0 | 0 | 0 | 0 | 0 | 0 | 0 | 0 | 0 | 0 | 0 | 0 | 0 | 0 | 0 | 0 | 0 | 0 | 0 | 0 | 0 | 0 | 0 | 0 | 0 | 0 | 0 | 0 | 0 | 0 | 0 | 0 | 0 | 0 | 0 | 0 | 0 | 0 | 0 | 0 | 0 | 0
Commercial_Hospital_Existing_Space Heating_Natural Gas_Boiler_E7_Codes & Standards Forecast | Commercial | Hospital | Existing | Space Heating | Natural Gas | Boiler | E7 |  | Codes & Standards Forecast | 0 | 0 | 0 | 0 | 0 | 0 | 0 | 0 | 0 | 0 | 0 | 0 | 0 | 0 | 0 | 0 | 0 | 0 | 0 | 0 | 0 | 0 | 0 | 0 | 0 | 0 | 0 | 0 | 0 | 0 | 0 | 0 | 0 | 0 | 0 | 0 | 0 | 0 | 0 | 0 | 0 | 0 | 0 | 0 | 0 | 0 | 0 | 0 | 0 | 0 | 0
Commercial_Hospital_Existing_Space Heating_Natural Gas_Boiler_E8_Codes & Standards Forecast | Commercial | Hospital | Existing | Space Heating | Natural Gas | Boiler | E8 |  | Codes & Standards Forecast | 0 | 0 | 0 | 0 | 0 | 0 | 0 | 0 | 0 | 0 | 0 | 0 | 0 | 0 | 0 | 0 | 0 | 0 | 0 | 0 | 0 | 0 | 0 | 0 | 0 | 0 | 0 | 0 | 0 | 0 | 0 | 0 | 0 | 0 | 0 | 0 | 0 | 0 | 0 | 0 | 0 | 0 | 0 | 0 | 0 | 0 | 0 | 0 | 0 | 0 | 0
Commercial_Hospital_Existing_Space Heating_Natural Gas_Boiler_E9_Codes & Standards Forecast | Commercial | Hospital | Existing | Space Heating | Natural Gas | Boiler | E9 |  | Codes & Standards Forecast | 0 | 0 | 0 | 0 | 0 | 0 | 0 | 0 | 0 | 0 | 0 | 0 | 0 | 0 | 0 | 0 | 0 | 0 | 0 | 0 | 0 | 0 | 0 | 0 | 0 | 0 | 0 | 0 | 0 | 0 | 0 | 0 | 0 | 0 | 0 | 0 | 0 | 0 | 0 | 0 | 0 | 0 | 0 | 0 | 0 | 0 | 0 | 0 | 0 | 0 | 0
Commercial_Hospital_Existing_Space Heating_Natural Gas_Boiler_E10_Codes & Standards Forecast | Commercial | Hospital | Existing | Space Heating | Natural Gas | Boiler | E10 |  | Codes & Standards Forecast | 0 | 0 | 0 | 0 | 0 | 0 | 0 | 0 | 0 | 0 | 0 | 0 | 0 | 0 | 0 | 0 | 0 | 0 | 0 | 0 | 0 | 0 | 0 | 0 | 0 | 0 | 0 | 0 | 0 | 0 | 0 | 0 | 0 | 0 | 0 | 0 | 0 | 0 | 0 | 0 | 0 | 0 | 0 | 0 | 0 | 0 | 0 | 0 | 0 | 0 | 0
Commercial_Hospital_Existing_Space Heating_Natural Gas_Boiler_Vintage_Codes & Standards Forecast | Commercial | Hospital | Existing | Space Heating | Natural Gas | Boiler | Vintage |  | Codes & Standards Forecast | 2124892.5734 | 2075643.7524 | 2022616.2812 | 1964142.4673 | 1902526.4866 | 1837317.8039 | 1770907.6207 | 1704032.3125 | 1636559.3899 | 1567960.4011 | 1498239 | 1427554.3298 | 1356012.6386 | 1283744.7451 | 1210877.9924 | 1137576.7689 | 1063971.4199 | 990178.7069 | 916295.032 | 842407.4408 | 768587.8413 | 694908.869 | 628278.2774 | 568023.1325 | 513534.6262 | 464258.2755 | 419696.7715 | 379400.1464 | 342961.276 | 310011.809 | 280218.4826 | 253279.7865 | 228930.8317 | 0 | 0 | 0 | 0 | 0 | 0 | 0 | 0 | 0 | 0 | 0 | 0 | 0 | 0 | 0 | 0 | 0 | 0
Commercial_Hospital_Existing_Space Heating_Natural Gas_Unit Heater_E1_Codes & Standards Forecast | Commercial | Hospital | Existing | Space Heating | Natural Gas | Unit Heater | E1 |  | Codes & Standards Forecast | 0 | 0 | 0 | 0 | 0 | 0 | 0 | 0 | 0 | 0 | 0 | 0 | 0 | 0 | 0 | 0 | 0 | 0 | 0 | 0 | 0 | 0 | 0 | 0 | 0 | 0 | 0 | 0 | 0 | 0 | 0 | 0 | 0 | 0 | 0 | 0 | 0 | 0 | 0 | 0 | 0 | 0 | 0 | 0 | 0 | 0 | 0 | 0 | 0 | 0 | 0
Commercial_Hospital_Existing_Space Heating_Natural Gas_Unit Heater_E2_Codes & Standards Forecast | Commercial | Hospital | Existing | Space Heating | Natural Gas | Unit Heater | E2 |  | Codes & Standards Forecast | 0 | 0 | 0 | 0 | 0 | 0 | 0 | 0 | 0 | 0 | 0 | 0 | 0 | 0 | 0 | 0 | 0 | 0 | 0 | 0 | 0 | 0 | 0 | 0 | 0 | 0 | 0 | 0 | 0 | 0 | 0 | 0 | 0 | 0 | 0 | 0 | 0 | 0 | 0 | 0 | 0 | 0 | 0 | 0 | 0 | 0 | 0 | 0 | 0 | 0 | 0
Commercial_Hospital_Existing_Space Heating_Natural Gas_Unit Heater_E3_Codes & Standards Forecast | Commercial | Hospital | Existing | Space Heating | Natural Gas | Unit Heater | E3 |  | Codes & Standards Forecast | 0 | 0 | 0 | 0 | 0 | 0 | 0 | 0 | 0 | 0 | 0 | 0 | 0 | 0 | 0 | 0 | 0 | 0 | 0 | 0 | 0 | 0 | 0 | 0 | 0 | 0 | 0 | 0 | 0 | 0 | 0 | 0 | 0 | 0 | 0 | 0 | 0 | 0 | 0 | 0 | 0 | 0 | 0 | 0 | 0 | 0 | 0 | 0 | 0 | 0 | 0
Commercial_Hospital_Existing_Space Heating_Natural Gas_Unit Heater_E4_Codes & Standards Forecast | Commercial | Hospital | Existing | Space Heating | Natural Gas | Unit Heater | E4 |  | Codes & Standards Forecast | 0 | 0 | 0 | 0 | 0 | 0 | 0 | 0 | 0 | 0 | 0 | 0 | 0 | 0 | 0 | 0 | 0 | 0 | 0 | 0 | 0 | 0 | 0 | 0 | 0 | 0 | 0 | 0 | 0 | 0 | 0 | 0 | 0 | 0 | 0 | 0 | 0 | 0 | 0 | 0 | 0 | 0 | 0 | 0 | 0 | 0 | 0 | 0 | 0 | 0 | 0
Commercial_Hospital_Existing_Space Heating_Natural Gas_Unit Heater_E5_Codes & Standards Forecast | Commercial | Hospital | Existing | Space Heating | Natural Gas | Unit Heater | E5 |  | Codes & Standards Forecast | 0 | 0 | 0 | 0 | 0 | 0 | 0 | 0 | 0 | 0 | 0 | 0 | 0 | 0 | 0 | 0 | 0 | 0 | 0 | 0 | 0 | 0 | 0 | 0 | 0 | 0 | 0 | 0 | 0 | 0 | 0 | 0 | 0 | 0 | 0 | 0 | 0 | 0 | 0 | 0 | 0 | 0 | 0 | 0 | 0 | 0 | 0 | 0 | 0 | 0 | 0
Commercial_Hospital_Existing_Space Heating_Natural Gas_Unit Heater_E6_Codes & Standards Forecast | Commercial | Hospital | Existing | Space Heating | Natural Gas | Unit Heater | E6 |  | Codes & Standards Forecast | 0 | 0 | 0 | 0 | 0 | 0 | 0 | 0 | 0 | 0 | 0 | 0 | 0 | 0 | 0 | 0 | 0 | 0 | 0 | 0 | 0 | 0 | 0 | 0 | 0 | 0 | 0 | 0 | 0 | 0 | 0 | 0 | 0 | 0 | 0 | 0 | 0 | 0 | 0 | 0 | 0 | 0 | 0 | 0 | 0 | 0 | 0 | 0 | 0 | 0 | 0
Commercial_Hospital_Existing_Space Heating_Natural Gas_Unit Heater_E7_Codes & Standards Forecast | Commercial | Hospital | Existing | Space Heating | Natural Gas | Unit Heater | E7 |  | Codes & Standards Forecast | 0 | 0 | 0 | 0 | 0 | 0 | 0 | 0 | 0 | 0 | 0 | 0 | 0 | 0 | 0 | 0 | 0 | 0 | 0 | 0 | 0 | 0 | 0 | 0 | 0 | 0 | 0 | 0 | 0 | 0 | 0 | 0 | 0 | 0 | 0 | 0 | 0 | 0 | 0 | 0 | 0 | 0 | 0 | 0 | 0 | 0 | 0 | 0 | 0 | 0 | 0
Commercial_Hospital_Existing_Space Heating_Natural Gas_Unit Heater_E8_Codes & Standards Forecast | Commercial | Hospital | Existing | Space Heating | Natural Gas | Unit Heater | E8 |  | Codes & Standards Forecast | 0 | 0 | 0 | 0 | 0 | 0 | 0 | 0 | 0 | 0 | 0 | 0 | 0 | 0 | 0 | 0 | 0 | 0 | 0 | 0 | 0 | 0 | 0 | 0 | 0 | 0 | 0 | 0 | 0 | 0 | 0 | 0 | 0 | 0 | 0 | 0 | 0 | 0 | 0 | 0 | 0 | 0 | 0 | 0 | 0 | 0 | 0 | 0 | 0 | 0 | 0
Commercial_Hospital_Existing_Space Heating_Natural Gas_Unit Heater_E9_Codes & Standards Forecast | Commercial | Hospital | Existing | Space Heating | Natural Gas | Unit Heater | E9 |  | Codes & Standards Forecast | 0 | 0 | 0 | 0 | 0 | 0 | 0 | 0 | 0 | 0 | 0 | 0 | 0 | 0 | 0 | 0 | 0 | 0 | 0 | 0 | 0 | 0 | 0 | 0 | 0 | 0 | 0 | 0 | 0 | 0 | 0 | 0 | 0 | 0 | 0 | 0 | 0 | 0 | 0 | 0 | 0 | 0 | 0 | 0 | 0 | 0 | 0 | 0 | 0 | 0 | 0
Commercial_Hospital_Existing_Space Heating_Natural Gas_Unit Heater_E10_Codes & Standards Forecast | Commercial | Hospital | Existing | Space Heating | Natural Gas | Unit Heater | E10 |  | Codes & Standards Forecast | 0 | 0 | 0 | 0 | 0 | 0 | 0 | 0 | 0 | 0 | 0 | 0 | 0 | 0 | 0 | 0 | 0 | 0 | 0 | 0 | 0 | 0 | 0 | 0 | 0 | 0 | 0 | 0 | 0 | 0 | 0 | 0 | 0 | 0 | 0 | 0 | 0 | 0 | 0 | 0 | 0 | 0 | 0 | 0 | 0 | 0 | 0 | 0 | 0 | 0 | 0
Commercial_Hospital_Existing_Space Heating_Natural Gas_Unit Heater_Vintage_Codes & Standards Forecast | Commercial | Hospital | Existing | Space Heating | Natural Gas | Unit Heater | Vintage |  | Codes & Standards Forecast | 0 | 0 | 0 | 0 | 0 | 0 | 0 | 0 | 0 | 0 | 0 | 0 | 0 | 0 | 0 | 0 | 0 | 0 | 0 | 0 | 0 | 0 | 0 | 0 | 0 | 0 | 0 | 0 | 0 | 0 | 0 | 0 | 0 | 0 | 0 | 0 | 0 | 0 | 0 | 0 | 0 | 0 | 0 | 0 | 0 | 0 | 0 | 0 | 0 | 0 | 0
Commercial_Hospital_Existing_Water Heating_Natural Gas_Water Heater_E1_Codes & Standards Forecast | Commercial | Hospital | Existing | Water Heating | Natural Gas | Water Heater | E1 |  | Codes & Standards Forecast | 0 | 87903.9537 | 201145.1918 | 333740.4398 | 481167.8611 | 639444.1539 | 806258.9569 | 979855.0667 | 1158646.6824 | 1340976.8029 | 1483965.0445 | 1595655.2678 | 1682386.794 | 1749215.0067 | 1800159.8178 | 1838486.734 | 1866781.1968 | 1887105.8422 | 1901090.6236 | 1910032.9334 | 1914948.836 | 1916659.7333 | 1915834.4487 | 1912993.7366 | 1908552.0787 | 1902824.2021 | 1896072.3998 | 1888505.4201 | 1880289.3922 | 1871556.5228 | 1862412.02 | 1852939.6035 | 1843269.3917 | 0 | 0 | 0 | 0 | 0 | 0 | 0 | 0 | 0 | 0 | 0 | 0 | 0 | 0 | 0 | 0 | 0 | 0
Commercial_Hospital_Existing_Water Heating_Natural Gas_Water Heater_E2_Codes & Standards Forecast | Commercial | Hospital | Existing | Water Heating | Natural Gas | Water Heater | E2 |  | Codes & Standards Forecast | 0 | 0 | 0 | 0 | 0 | 0 | 0 | 0 | 0 | 0 | 0 | 0 | 0 | 0 | 0 | 0 | 0 | 0 | 0 | 0 | 0 | 0 | 0 | 0 | 0 | 0 | 0 | 0 | 0 | 0 | 0 | 0 | 0 | 0 | 0 | 0 | 0 | 0 | 0 | 0 | 0 | 0 | 0 | 0 | 0 | 0 | 0 | 0 | 0 | 0 | 0
Commercial_Hospital_Existing_Water Heating_Natural Gas_Water Heater_E3_Codes & Standards Forecast | Commercial | Hospital | Existing | Water Heating | Natural Gas | Water Heater | E3 |  | Codes & Standards Forecast | 0 | 0 | 0 | 0 | 0 | 0 | 0 | 0 | 0 | 0 | 0 | 0 | 0 | 0 | 0 | 0 | 0 | 0 | 0 | 0 | 0 | 0 | 0 | 0 | 0 | 0 | 0 | 0 | 0 | 0 | 0 | 0 | 0 | 0 | 0 | 0 | 0 | 0 | 0 | 0 | 0 | 0 | 0 | 0 | 0 | 0 | 0 | 0 | 0 | 0 | 0
Commercial_Hospital_Existing_Water Heating_Natural Gas_Water Heater_E4_Codes & Standards Forecast | Commercial | Hospital | Existing | Water Heating | Natural Gas | Water Heater | E4 |  | Codes & Standards Forecast | 0 | 0 | 0 | 0 | 0 | 0 | 0 | 0 | 0 | 0 | 0 | 0 | 0 | 0 | 0 | 0 | 0 | 0 | 0 | 0 | 0 | 0 | 0 | 0 | 0 | 0 | 0 | 0 | 0 | 0 | 0 | 0 | 0 | 0 | 0 | 0 | 0 | 0 | 0 | 0 | 0 | 0 | 0 | 0 | 0 | 0 | 0 | 0 | 0 | 0 | 0
Commercial_Hospital_Existing_Water Heating_Natural Gas_Water Heater_E5_Codes & Standards Forecast | Commercial | Hospital | Existing | Water Heating | Natural Gas | Water Heater | E5 |  | Codes & Standards Forecast | 0 | 0 | 0 | 0 | 0 | 0 | 0 | 0 | 0 | 0 | 0 | 0 | 0 | 0 | 0 | 0 | 0 | 0 | 0 | 0 | 0 | 0 | 0 | 0 | 0 | 0 | 0 | 0 | 0 | 0 | 0 | 0 | 0 | 0 | 0 | 0 | 0 | 0 | 0 | 0 | 0 | 0 | 0 | 0 | 0 | 0 | 0 | 0 | 0 | 0 | 0
Commercial_Hospital_Existing_Water Heating_Natural Gas_Water Heater_E6_Codes & Standards Forecast | Commercial | Hospital | Existing | Water Heating | Natural Gas | Water Heater | E6 |  | Codes & Standards Forecast | 0 | 0 | 0 | 0 | 0 | 0 | 0 | 0 | 0 | 0 | 0 | 0 | 0 | 0 | 0 | 0 | 0 | 0 | 0 | 0 | 0 | 0 | 0 | 0 | 0 | 0 | 0 | 0 | 0 | 0 | 0 | 0 | 0 | 0 | 0 | 0 | 0 | 0 | 0 | 0 | 0 | 0 | 0 | 0 | 0 | 0 | 0 | 0 | 0 | 0 | 0
Commercial_Hospital_Existing_Water Heating_Natural Gas_Water Heater_E7_Codes & Standards Forecast | Commercial | Hospital | Existing | Water Heating | Natural Gas | Water Heater | E7 |  | Codes & Standards Forecast | 0 | 0 | 0 | 0 | 0 | 0 | 0 | 0 | 0 | 0 | 0 | 0 | 0 | 0 | 0 | 0 | 0 | 0 | 0 | 0 | 0 | 0 | 0 | 0 | 0 | 0 | 0 | 0 | 0 | 0 | 0 | 0 | 0 | 0 | 0 | 0 | 0 | 0 | 0 | 0 | 0 | 0 | 0 | 0 | 0 | 0 | 0 | 0 | 0 | 0 | 0
Commercial_Hospital_Existing_Water Heating_Natural Gas_Water Heater_E8_Codes & Standards Forecast | Commercial | Hospital | Existing | Water Heating | Natural Gas | Water Heater | E8 |  | Codes & Standards Forecast | 0 | 0 | 0 | 0 | 0 | 0 | 0 | 0 | 0 | 0 | 0 | 0 | 0 | 0 | 0 | 0 | 0 | 0 | 0 | 0 | 0 | 0 | 0 | 0 | 0 | 0 | 0 | 0 | 0 | 0 | 0 | 0 | 0 | 0 | 0 | 0 | 0 | 0 | 0 | 0 | 0 | 0 | 0 | 0 | 0 | 0 | 0 | 0 | 0 | 0 | 0
Commercial_Hospital_Existing_Water Heating_Natural Gas_Water Heater_E9_Codes & Standards Forecast | Commercial | Hospital | Existing | Water Heating | Natural Gas | Water Heater | E9 |  | Codes & Standards Forecast | 0 | 0 | 0 | 0 | 0 | 0 | 0 | 0 | 0 | 0 | 0 | 0 | 0 | 0 | 0 | 0 | 0 | 0 | 0 | 0 | 0 | 0 | 0 | 0 | 0 | 0 | 0 | 0 | 0 | 0 | 0 | 0 | 0 | 0 | 0 | 0 | 0 | 0 | 0 | 0 | 0 | 0 | 0 | 0 | 0 | 0 | 0 | 0 | 0 | 0 | 0
Commercial_Hospital_Existing_Water Heating_Natural Gas_Water Heater_E10_Codes & Standards Forecast | Commercial | Hospital | Existing | Water Heating | Natural Gas | Water Heater | E10 |  | Codes & Standards Forecast | 0 | 0 | 0 | 0 | 0 | 0 | 0 | 0 | 0 | 0 | 0 | 0 | 0 | 0 | 0 | 0 | 0 | 0 | 0 | 0 | 0 | 0 | 0 | 0 | 0 | 0 | 0 | 0 | 0 | 0 | 0 | 0 | 0 | 0 | 0 | 0 | 0 | 0 | 0 | 0 | 0 | 0 | 0 | 0 | 0 | 0 | 0 | 0 | 0 | 0 | 0
Commercial_Hospital_Existing_Water Heating_Natural Gas_Water Heater_Vintage_Codes & Standards Forecast | Commercial | Hospital | Existing | Water Heating | Natural Gas | Water Heater | Vintage |  | Codes & Standards Forecast | 2208836.9072 | 2109694.8898 | 1985215.5882 | 1839048.8818 | 1677697.2732 | 1504154.8388 | 1323077.9938 | 1136853.1801 | 946714.1243 | 753431.1939 | 599634.3806 | 477244.0067 | 379827.1338 | 302282.7006 | 240555.1094 | 191425.3552 | 152325.0734 | 121208.7432 | 96446.6353 | 76741.5843 | 61060.6164 | 48582.3145 | 38653.1652 | 30752.5911 | 24466.2887 | 19464.3851 | 15484.5766 | 12318.1042 | 9798.8281 | 7794.5305 | 6199.9926 | 4931.4837 | 3922.5097 | 0 | 0 | 0 | 0 | 0 | 0 | 0 | 0 | 0 | 0 | 0 | 0 | 0 | 0 | 0 | 0 | 0 | 0
Commercial_Hospital_Existing_Food Preparation_Natural Gas_Oven_E1_Codes & Standards Forecast | Commercial | Hospital | Existing | Food Preparation | Natural Gas | Oven | E1 |  | Codes & Standards Forecast | 0 | 1787.7953 | 4090.9015 | 6787.6307 | 9786.0174 | 13005.049 | 16397.7373 | 19928.3441 | 23564.6175 | 27272.8571 | 31028.4866 | 34813.4103 | 37773.1036 | 40075.0861 | 41852.5598 | 43213.0757 | 44241.9575 | 45007.245 | 45562.8206 | 45951.5723 | 46207.2363 | 46356.9672 | 46422.743 | 46421.7776 | 46367.7717 | 46271.2608 | 46140.916 | 45983.6385 | 45804.9203 | 45609.1321 | 45399.7521 | 45179.5479 | 44952.2707 | 0 | 0 | 0 | 0 | 0 | 0 | 0 | 0 | 0 | 0 | 0 | 0 | 0 | 0 | 0 | 0 | 0 | 0
Commercial_Hospital_Existing_Food Preparation_Natural Gas_Oven_E2_Codes & Standards Forecast | Commercial | Hospital | Existing | Food Preparation | Natural Gas | Oven | E2 |  | Codes & Standards Forecast | 0 | 0 | 0 | 0 | 0 | 0 | 0 | 0 | 0 | 0 | 0 | 0 | 0 | 0 | 0 | 0 | 0 | 0 | 0 | 0 | 0 | 0 | 0 | 0 | 0 | 0 | 0 | 0 | 0 | 0 | 0 | 0 | 0 | 0 | 0 | 0 | 0 | 0 | 0 | 0 | 0 | 0 | 0 | 0 | 0 | 0 | 0 | 0 | 0 | 0 | 0
Commercial_Hospital_Existing_Food Preparation_Natural Gas_Oven_E3_Codes & Standards Forecast | Commercial | Hospital | Existing | Food Preparation | Natural Gas | Oven | E3 |  | Codes & Standards Forecast | 0 | 0 | 0 | 0 | 0 | 0 | 0 | 0 | 0 | 0 | 0 | 0 | 0 | 0 | 0 | 0 | 0 | 0 | 0 | 0 | 0 | 0 | 0 | 0 | 0 | 0 | 0 | 0 | 0 | 0 | 0 | 0 | 0 | 0 | 0 | 0 | 0 | 0 | 0 | 0 | 0 | 0 | 0 | 0 | 0 | 0 | 0 | 0 | 0 | 0 | 0
Commercial_Hospital_Existing_Food Preparation_Natural Gas_Oven_E4_Codes & Standards Forecast | Commercial | Hospital | Existing | Food Preparation | Natural Gas | Oven | E4 |  | Codes & Standards Forecast | 0 | 0 | 0 | 0 | 0 | 0 | 0 | 0 | 0 | 0 | 0 | 0 | 0 | 0 | 0 | 0 | 0 | 0 | 0 | 0 | 0 | 0 | 0 | 0 | 0 | 0 | 0 | 0 | 0 | 0 | 0 | 0 | 0 | 0 | 0 | 0 | 0 | 0 | 0 | 0 | 0 | 0 | 0 | 0 | 0 | 0 | 0 | 0 | 0 | 0 | 0
Commercial_Hospital_Existing_Food Preparation_Natural Gas_Oven_E5_Codes & Standards Forecast | Commercial | Hospital | Existing | Food Preparation | Natural Gas | Oven | E5 |  | Codes & Standards Forecast | 0 | 0 | 0 | 0 | 0 | 0 | 0 | 0 | 0 | 0 | 0 | 0 | 0 | 0 | 0 | 0 | 0 | 0 | 0 | 0 | 0 | 0 | 0 | 0 | 0 | 0 | 0 | 0 | 0 | 0 | 0 | 0 | 0 | 0 | 0 | 0 | 0 | 0 | 0 | 0 | 0 | 0 | 0 | 0 | 0 | 0 | 0 | 0 | 0 | 0 | 0
Commercial_Hospital_Existing_Food Preparation_Natural Gas_Oven_E6_Codes & Standards Forecast | Commercial | Hospital | Existing | Food Preparation | Natural Gas | Oven | E6 |  | Codes & Standards Forecast | 0 | 0 | 0 | 0 | 0 | 0 | 0 | 0 | 0 | 0 | 0 | 0 | 0 | 0 | 0 | 0 | 0 | 0 | 0 | 0 | 0 | 0 | 0 | 0 | 0 | 0 | 0 | 0 | 0 | 0 | 0 | 0 | 0 | 0 | 0 | 0 | 0 | 0 | 0 | 0 | 0 | 0 | 0 | 0 | 0 | 0 | 0 | 0 | 0 | 0 | 0
Commercial_Hospital_Existing_Food Preparation_Natural Gas_Oven_E7_Codes & Standards Forecast | Commercial | Hospital | Existing | Food Preparation | Natural Gas | Oven | E7 |  | Codes & Standards Forecast | 0 | 0 | 0 | 0 | 0 | 0 | 0 | 0 | 0 | 0 | 0 | 0 | 0 | 0 | 0 | 0 | 0 | 0 | 0 | 0 | 0 | 0 | 0 | 0 | 0 | 0 | 0 | 0 | 0 | 0 | 0 | 0 | 0 | 0 | 0 | 0 | 0 | 0 | 0 | 0 | 0 | 0 | 0 | 0 | 0 | 0 | 0 | 0 | 0 | 0 | 0
Commercial_Hospital_Existing_Food Preparation_Natural Gas_Oven_E8_Codes & Standards Forecast | Commercial | Hospital | Existing | Food Preparation | Natural Gas | Oven | E8 |  | Codes & Standards Forecast | 0 | 0 | 0 | 0 | 0 | 0 | 0 | 0 | 0 | 0 | 0 | 0 | 0 | 0 | 0 | 0 | 0 | 0 | 0 | 0 | 0 | 0 | 0 | 0 | 0 | 0 | 0 | 0 | 0 | 0 | 0 | 0 | 0 | 0 | 0 | 0 | 0 | 0 | 0 | 0 | 0 | 0 | 0 | 0 | 0 | 0 | 0 | 0 | 0 | 0 | 0
Commercial_Hospital_Existing_Food Preparation_Natural Gas_Oven_E9_Codes & Standards Forecast | Commercial | Hospital | Existing | Food Preparation | Natural Gas | Oven | E9 |  | Codes & Standards Forecast | 0 | 0 | 0 | 0 | 0 | 0 | 0 | 0 | 0 | 0 | 0 | 0 | 0 | 0 | 0 | 0 | 0 | 0 | 0 | 0 | 0 | 0 | 0 | 0 | 0 | 0 | 0 | 0 | 0 | 0 | 0 | 0 | 0 | 0 | 0 | 0 | 0 | 0 | 0 | 0 | 0 | 0 | 0 | 0 | 0 | 0 | 0 | 0 | 0 | 0 | 0
Commercial_Hospital_Existing_Food Preparation_Natural Gas_Oven_E10_Codes & Standards Forecast | Commercial | Hospital | Existing | Food Preparation | Natural Gas | Oven | E10 |  | Codes & Standards Forecast | 0 | 0 | 0 | 0 | 0 | 0 | 0 | 0 | 0 | 0 | 0 | 0 | 0 | 0 | 0 | 0 | 0 | 0 | 0 | 0 | 0 | 0 | 0 | 0 | 0 | 0 | 0 | 0 | 0 | 0 | 0 | 0 | 0 | 0 | 0 | 0 | 0 | 0 | 0 | 0 | 0 | 0 | 0 | 0 | 0 | 0 | 0 | 0 | 0 | 0 | 0
Commercial_Hospital_Existing_Food Preparation_Natural Gas_Oven_Vintage_Codes & Standards Forecast | Commercial | Hospital | Existing | Food Preparation | Natural Gas | Oven | Vintage |  | Codes & Standards Forecast | 53908.1301 | 51846.0624 | 49268.6838 | 46240.7341 | 42902.5184 | 39310.9065 | 35570.1436 | 31731.3249 | 27818.1098 | 23842.5595 | 19823.1397 | 15777.0717 | 12556.5954 | 9993.0764 | 7952.4418 | 6328.2755 | 5035.6706 | 4007.0048 | 3188.4014 | 2536.9779 | 2018.5853 | 1606.0687 | 1277.8238 | 1016.641 | 808.824 | 643.4675 | 511.9001 | 407.2206 | 323.9366 | 257.6771 | 204.9638 | 163.0285 | 129.6731 | 0 | 0 | 0 | 0 | 0 | 0 | 0 | 0 | 0 | 0 | 0 | 0 | 0 | 0 | 0 | 0 | 0 | 0
Commercial_Hospital_Existing_Food Preparation_Natural Gas_Conveyor Oven_E1_Codes & Standards Forecast | Commercial | Hospital | Existing | Food Preparation | Natural Gas | Conveyor Oven | E1 |  | Codes & Standards Forecast | 0 | 630.9866 | 1443.8476 | 2395.6344 | 3453.8885 | 4590.0173 | 5787.4367 | 7033.5332 | 8316.9238 | 9625.7143 | 10951.2306 | 12287.086 | 13627.7407 | 14968.8001 | 16306.6576 | 17638.9841 | 18963.8321 | 19991.4046 | 20782.4211 | 21385.2113 | 21838.0529 | 22171.5483 | 22410.2315 | 22573.4991 | 22676.7884 | 22732.2042 | 22749.5189 | 22736.5096 | 22699.366 | 22643.0137 | 22571.3727 | 22487.5622 | 22394.8359 | 0 | 0 | 0 | 0 | 0 | 0 | 0 | 0 | 0 | 0 | 0 | 0 | 0 | 0 | 0 | 0 | 0 | 0
Commercial_Hospital_Existing_Food Preparation_Natural Gas_Conveyor Oven_E2_Codes & Standards Forecast | Commercial | Hospital | Existing | Food Preparation | Natural Gas | Conveyor Oven | E2 |  | Codes & Standards Forecast | 0 | 0 | 0 | 0 | 0 | 0 | 0 | 0 | 0 | 0 | 0 | 0 | 0 | 0 | 0 | 0 | 0 | 0 | 0 | 0 | 0 | 0 | 0 | 0 | 0 | 0 | 0 | 0 | 0 | 0 | 0 | 0 | 0 | 0 | 0 | 0 | 0 | 0 | 0 | 0 | 0 | 0 | 0 | 0 | 0 | 0 | 0 | 0 | 0 | 0 | 0
Commercial_Hospital_Existing_Food Preparation_Natural Gas_Conveyor Oven_E3_Codes & Standards Forecast | Commercial | Hospital | Existing | Food Preparation | Natural Gas | Conveyor Oven | E3 |  | Codes & Standards Forecast | 0 | 0 | 0 | 0 | 0 | 0 | 0 | 0 | 0 | 0 | 0 | 0 | 0 | 0 | 0 | 0 | 0 | 0 | 0 | 0 | 0 | 0 | 0 | 0 | 0 | 0 | 0 | 0 | 0 | 0 | 0 | 0 | 0 | 0 | 0 | 0 | 0 | 0 | 0 | 0 | 0 | 0 | 0 | 0 | 0 | 0 | 0 | 0 | 0 | 0 | 0
Commercial_Hospital_Existing_Food Preparation_Natural Gas_Conveyor Oven_E4_Codes & Standards Forecast | Commercial | Hospital | Existing | Food Preparation | Natural Gas | Conveyor Oven | E4 |  | Codes & Standards Forecast | 0 | 0 | 0 | 0 | 0 | 0 | 0 | 0 | 0 | 0 | 0 | 0 | 0 | 0 | 0 | 0 | 0 | 0 | 0 | 0 | 0 | 0 | 0 | 0 | 0 | 0 | 0 | 0 | 0 | 0 | 0 | 0 | 0 | 0 | 0 | 0 | 0 | 0 | 0 | 0 | 0 | 0 | 0 | 0 | 0 | 0 | 0 | 0 | 0 | 0 | 0
Commercial_Hospital_Existing_Food Preparation_Natural Gas_Conveyor Oven_E5_Codes & Standards Forecast | Commercial | Hospital | Existing | Food Preparation | Natural Gas | Conveyor Oven | E5 |  | Codes & Standards Forecast | 0 | 0 | 0 | 0 | 0 | 0 | 0 | 0 | 0 | 0 | 0 | 0 | 0 | 0 | 0 | 0 | 0 | 0 | 0 | 0 | 0 | 0 | 0 | 0 | 0 | 0 | 0 | 0 | 0 | 0 | 0 | 0 | 0 | 0 | 0 | 0 | 0 | 0 | 0 | 0 | 0 | 0 | 0 | 0 | 0 | 0 | 0 | 0 | 0 | 0 | 0
Commercial_Hospital_Existing_Food Preparation_Natural Gas_Conveyor Oven_E6_Codes & Standards Forecast | Commercial | Hospital | Existing | Food Preparation | Natural Gas | Conveyor Oven | E6 |  | Codes & Standards Forecast | 0 | 0 | 0 | 0 | 0 | 0 | 0 | 0 | 0 | 0 | 0 | 0 | 0 | 0 | 0 | 0 | 0 | 0 | 0 | 0 | 0 | 0 | 0 | 0 | 0 | 0 | 0 | 0 | 0 | 0 | 0 | 0 | 0 | 0 | 0 | 0 | 0 | 0 | 0 | 0 | 0 | 0 | 0 | 0 | 0 | 0 | 0 | 0 | 0 | 0 | 0
Commercial_Hospital_Existing_Food Preparation_Natural Gas_Conveyor Oven_E7_Codes & Standards Forecast | Commercial | Hospital | Existing | Food Preparation | Natural Gas | Conveyor Oven | E7 |  | Codes & Standards Forecast | 0 | 0 | 0 | 0 | 0 | 0 | 0 | 0 | 0 | 0 | 0 | 0 | 0 | 0 | 0 | 0 | 0 | 0 | 0 | 0 | 0 | 0 | 0 | 0 | 0 | 0 | 0 | 0 | 0 | 0 | 0 | 0 | 0 | 0 | 0 | 0 | 0 | 0 | 0 | 0 | 0 | 0 | 0 | 0 | 0 | 0 | 0 | 0 | 0 | 0 | 0
Commercial_Hospital_Existing_Food Preparation_Natural Gas_Conveyor Oven_E8_Codes & Standards Forecast | Commercial | Hospital | Existing | Food Preparation | Natural Gas | Conveyor Oven | E8 |  | Codes & Standards Forecast | 0 | 0 | 0 | 0 | 0 | 0 | 0 | 0 | 0 | 0 | 0 | 0 | 0 | 0 | 0 | 0 | 0 | 0 | 0 | 0 | 0 | 0 | 0 | 0 | 0 | 0 | 0 | 0 | 0 | 0 | 0 | 0 | 0 | 0 | 0 | 0 | 0 | 0 | 0 | 0 | 0 | 0 | 0 | 0 | 0 | 0 | 0 | 0 | 0 | 0 | 0
Commercial_Hospital_Existing_Food Preparation_Natural Gas_Conveyor Oven_E9_Codes & Standards Forecast | Commercial | Hospital | Existing | Food Preparation | Natural Gas | Conveyor Oven | E9 |  | Codes & Standards Forecast | 0 | 0 | 0 | 0 | 0 | 0 | 0 | 0 | 0 | 0 | 0 | 0 | 0 | 0 | 0 | 0 | 0 | 0 | 0 | 0 | 0 | 0 | 0 | 0 | 0 | 0 | 0 | 0 | 0 | 0 | 0 | 0 | 0 | 0 | 0 | 0 | 0 | 0 | 0 | 0 | 0 | 0 | 0 | 0 | 0 | 0 | 0 | 0 | 0 | 0 | 0
Commercial_Hospital_Existing_Food Preparation_Natural Gas_Conveyor Oven_E10_Codes & Standards Forecast | Commercial | Hospital | Existing | Food Preparation | Natural Gas | Conveyor Oven | E10 |  | Codes & Standards Forecast | 0 | 0 | 0 | 0 | 0 | 0 | 0 | 0 | 0 | 0 | 0 | 0 | 0 | 0 | 0 | 0 | 0 | 0 | 0 | 0 | 0 | 0 | 0 | 0 | 0 | 0 | 0 | 0 | 0 | 0 | 0 | 0 | 0 | 0 | 0 | 0 | 0 | 0 | 0 | 0 | 0 | 0 | 0 | 0 | 0 | 0 | 0 | 0 | 0 | 0 | 0
Commercial_Hospital_Existing_Food Preparation_Natural Gas_Conveyor Oven_Vintage_Codes & Standards Forecast | Commercial | Hospital | Existing | Food Preparation | Natural Gas | Conveyor Oven | Vintage |  | Codes & Standards Forecast | 26954.065 | 26185.9423 | 25235.945 | 24118.5481 | 22890.3794 | 21567.9605 | 20196.5038 | 18796.3013 | 17374.4398 | 15931.994 | 14474.5826 | 13008.155 | 11537.1088 | 10065.2811 | 8595.8432 | 7131.6915 | 5674.982 | 4515.7203 | 3593.1899 | 2859.0638 | 2274.8579 | 1809.9696 | 1440.0519 | 1145.7103 | 911.5095 | 725.1599 | 576.8892 | 458.92 | 365.0625 | 290.3909 | 230.9853 | 183.726 | 146.136 | 0 | 0 | 0 | 0 | 0 | 0 | 0 | 0 | 0 | 0 | 0 | 0 | 0 | 0 | 0 | 0 | 0 | 0
Commercial_Hospital_Existing_Food Preparation_Natural Gas_Double Rack Oven_E1_Codes & Standards Forecast | Commercial | Hospital | Existing | Food Preparation | Natural Gas | Double Rack Oven | E1 |  | Codes & Standards Forecast | 0 | 893.8976 | 2045.4508 | 3393.8154 | 4893.0087 | 6502.5245 | 8198.8686 | 9964.1721 | 11782.3087 | 13636.4285 | 15514.2433 | 17406.7052 | 18886.5518 | 20037.5431 | 20926.2799 | 21606.5379 | 22120.9787 | 22503.6225 | 22781.4103 | 22975.7862 | 23103.6182 | 23178.4836 | 23211.3715 | 23210.8888 | 23183.8858 | 23135.6304 | 23070.458 | 22991.8192 | 22902.4601 | 22804.5661 | 22699.876 | 22589.774 | 22476.1353 | 0 | 0 | 0 | 0 | 0 | 0 | 0 | 0 | 0 | 0 | 0 | 0 | 0 | 0 | 0 | 0 | 0 | 0
Commercial_Hospital_Existing_Food Preparation_Natural Gas_Double Rack Oven_E2_Codes & Standards Forecast | Commercial | Hospital | Existing | Food Preparation | Natural Gas | Double Rack Oven | E2 |  | Codes & Standards Forecast | 0 | 0 | 0 | 0 | 0 | 0 | 0 | 0 | 0 | 0 | 0 | 0 | 0 | 0 | 0 | 0 | 0 | 0 | 0 | 0 | 0 | 0 | 0 | 0 | 0 | 0 | 0 | 0 | 0 | 0 | 0 | 0 | 0 | 0 | 0 | 0 | 0 | 0 | 0 | 0 | 0 | 0 | 0 | 0 | 0 | 0 | 0 | 0 | 0 | 0 | 0
Commercial_Hospital_Existing_Food Preparation_Natural Gas_Double Rack Oven_E3_Codes & Standards Forecast | Commercial | Hospital | Existing | Food Preparation | Natural Gas | Double Rack Oven | E3 |  | Codes & Standards Forecast | 0 | 0 | 0 | 0 | 0 | 0 | 0 | 0 | 0 | 0 | 0 | 0 | 0 | 0 | 0 | 0 | 0 | 0 | 0 | 0 | 0 | 0 | 0 | 0 | 0 | 0 | 0 | 0 | 0 | 0 | 0 | 0 | 0 | 0 | 0 | 0 | 0 | 0 | 0 | 0 | 0 | 0 | 0 | 0 | 0 | 0 | 0 | 0 | 0 | 0 | 0
Commercial_Hospital_Existing_Food Preparation_Natural Gas_Double Rack Oven_E4_Codes & Standards Forecast | Commercial | Hospital | Existing | Food Preparation | Natural Gas | Double Rack Oven | E4 |  | Codes & Standards Forecast | 0 | 0 | 0 | 0 | 0 | 0 | 0 | 0 | 0 | 0 | 0 | 0 | 0 | 0 | 0 | 0 | 0 | 0 | 0 | 0 | 0 | 0 | 0 | 0 | 0 | 0 | 0 | 0 | 0 | 0 | 0 | 0 | 0 | 0 | 0 | 0 | 0 | 0 | 0 | 0 | 0 | 0 | 0 | 0 | 0 | 0 | 0 | 0 | 0 | 0 | 0
Commercial_Hospital_Existing_Food Preparation_Natural Gas_Double Rack Oven_E5_Codes & Standards Forecast | Commercial | Hospital | Existing | Food Preparation | Natural Gas | Double Rack Oven | E5 |  | Codes & Standards Forecast | 0 | 0 | 0 | 0 | 0 | 0 | 0 | 0 | 0 | 0 | 0 | 0 | 0 | 0 | 0 | 0 | 0 | 0 | 0 | 0 | 0 | 0 | 0 | 0 | 0 | 0 | 0 | 0 | 0 | 0 | 0 | 0 | 0 | 0 | 0 | 0 | 0 | 0 | 0 | 0 | 0 | 0 | 0 | 0 | 0 | 0 | 0 | 0 | 0 | 0 | 0
Commercial_Hospital_Existing_Food Preparation_Natural Gas_Double Rack Oven_E6_Codes & Standards Forecast | Commercial | Hospital | Existing | Food Preparation | Natural Gas | Double Rack Oven | E6 |  | Codes & Standards Forecast | 0 | 0 | 0 | 0 | 0 | 0 | 0 | 0 | 0 | 0 | 0 | 0 | 0 | 0 | 0 | 0 | 0 | 0 | 0 | 0 | 0 | 0 | 0 | 0 | 0 | 0 | 0 | 0 | 0 | 0 | 0 | 0 | 0 | 0 | 0 | 0 | 0 | 0 | 0 | 0 | 0 | 0 | 0 | 0 | 0 | 0 | 0 | 0 | 0 | 0 | 0
Commercial_Hospital_Existing_Food Preparation_Natural Gas_Double Rack Oven_E7_Codes & Standards Forecast | Commercial | Hospital | Existing | Food Preparation | Natural Gas | Double Rack Oven | E7 |  | Codes & Standards Forecast | 0 | 0 | 0 | 0 | 0 | 0 | 0 | 0 | 0 | 0 | 0 | 0 | 0 | 0 | 0 | 0 | 0 | 0 | 0 | 0 | 0 | 0 | 0 | 0 | 0 | 0 | 0 | 0 | 0 | 0 | 0 | 0 | 0 | 0 | 0 | 0 | 0 | 0 | 0 | 0 | 0 | 0 | 0 | 0 | 0 | 0 | 0 | 0 | 0 | 0 | 0
Commercial_Hospital_Existing_Food Preparation_Natural Gas_Double Rack Oven_E8_Codes & Standards Forecast | Commercial | Hospital | Existing | Food Preparation | Natural Gas | Double Rack Oven | E8 |  | Codes & Standards Forecast | 0 | 0 | 0 | 0 | 0 | 0 | 0 | 0 | 0 | 0 | 0 | 0 | 0 | 0 | 0 | 0 | 0 | 0 | 0 | 0 | 0 | 0 | 0 | 0 | 0 | 0 | 0 | 0 | 0 | 0 | 0 | 0 | 0 | 0 | 0 | 0 | 0 | 0 | 0 | 0 | 0 | 0 | 0 | 0 | 0 | 0 | 0 | 0 | 0 | 0 | 0
Commercial_Hospital_Existing_Food Preparation_Natural Gas_Double Rack Oven_E9_Codes & Standards Forecast | Commercial | Hospital | Existing | Food Preparation | Natural Gas | Double Rack Oven | E9 |  | Codes & Standards Forecast | 0 | 0 | 0 | 0 | 0 | 0 | 0 | 0 | 0 | 0 | 0 | 0 | 0 | 0 | 0 | 0 | 0 | 0 | 0 | 0 | 0 | 0 | 0 | 0 | 0 | 0 | 0 | 0 | 0 | 0 | 0 | 0 | 0 | 0 | 0 | 0 | 0 | 0 | 0 | 0 | 0 | 0 | 0 | 0 | 0 | 0 | 0 | 0 | 0 | 0 | 0
Commercial_Hospital_Existing_Food Preparation_Natural Gas_Double Rack Oven_E10_Codes & Standards Forecast | Commercial | Hospital | Existing | Food Preparation | Natural Gas | Double Rack Oven | E10 |  | Codes & Standards Forecast | 0 | 0 | 0 | 0 | 0 | 0 | 0 | 0 | 0 | 0 | 0 | 0 | 0 | 0 | 0 | 0 | 0 | 0 | 0 | 0 | 0 | 0 | 0 | 0 | 0 | 0 | 0 | 0 | 0 | 0 | 0 | 0 | 0 | 0 | 0 | 0 | 0 | 0 | 0 | 0 | 0 | 0 | 0 | 0 | 0 | 0 | 0 | 0 | 0 | 0 | 0
Commercial_Hospital_Existing_Food Preparation_Natural Gas_Double Rack Oven_Vintage_Codes & Standards Forecast | Commercial | Hospital | Existing | Food Preparation | Natural Gas | Double Rack Oven | Vintage |  | Codes & Standards Forecast | 26954.065 | 25923.0312 | 24634.3419 | 23120.3671 | 21451.2592 | 19655.4533 | 17785.0718 | 15865.6624 | 13909.0549 | 11921.2798 | 9911.5698 | 7888.5358 | 6278.2977 | 4996.5382 | 3976.2209 | 3164.1377 | 2517.8353 | 2003.5024 | 1594.2007 | 1268.4889 | 1009.2926 | 803.0343 | 638.9119 | 508.3205 | 404.412 | 321.7337 | 255.9501 | 203.6103 | 161.9683 | 128.8386 | 102.4819 | 81.5142 | 64.8366 | 0 | 0 | 0 | 0 | 0 | 0 | 0 | 0 | 0 | 0 | 0 | 0 | 0 | 0 | 0 | 0 | 0 | 0
Commercial_Hospital_Existing_Food Preparation_Natural Gas_Fryer_E1_Codes & Standards Forecast | Commercial | Hospital | Existing | Food Preparation | Natural Gas | Fryer | E1 |  | Codes & Standards Forecast | 0 | 42330.8546 | 101776.4266 | 101144.667 | 100496.4876 | 99785.8394 | 88867.9396 | 66255.6602 | 49425.3532 | 36876.1691 | 17990.1828 | 0 | 0 | 0 | 0 | 0 | 0 | 0 | 0 | 0 | 0 | 0 | 0 | 0 | 0 | 0 | 0 | 0 | 0 | 0 | 0 | 0 | 0 | 0 | 0 | 0 | 0 | 0 | 0 | 0 | 0 | 0 | 0 | 0 | 0 | 0 | 0 | 0 | 0 | 0 | 0
Commercial_Hospital_Existing_Food Preparation_Natural Gas_Fryer_E2_Codes & Standards Forecast | Commercial | Hospital | Existing | Food Preparation | Natural Gas | Fryer | E2 |  | Codes & Standards Forecast | 0 | 0 | 0 | 72370.7531 | 153560.3657 | 240808.607 | 315270.231 | 384550.2674 | 435565.0502 | 472899.2362 | 509529.8045 | 540014.0031 | 548573.8596 | 554186.6394 | 557588.0101 | 559346.9171 | 559883.4807 | 559512.5371 | 558465.578 | 556915.3474 | 554985.9384 | 552773.4569 | 550353.9272 | 547780.917 | 545094.4045 | 542319.9049 | 539479.6335 | 536590.1637 | 533663.8589 | 530709.9419 | 527735.2918 | 524745.0397 | 521760.9868 | 0 | 0 | 0 | 0 | 0 | 0 | 0 | 0 | 0 | 0 | 0 | 0 | 0 | 0 | 0 | 0 | 0 | 0
Commercial_Hospital_Existing_Food Preparation_Natural Gas_Fryer_E3_Codes & Standards Forecast | Commercial | Hospital | Existing | Food Preparation | Natural Gas | Fryer | E3 |  | Codes & Standards Forecast | 0 | 0 | 0 | 0 | 0 | 0 | 0 | 0 | 0 | 0 | 0 | 0 | 0 | 0 | 0 | 0 | 0 | 0 | 0 | 0 | 0 | 0 | 0 | 0 | 0 | 0 | 0 | 0 | 0 | 0 | 0 | 0 | 0 | 0 | 0 | 0 | 0 | 0 | 0 | 0 | 0 | 0 | 0 | 0 | 0 | 0 | 0 | 0 | 0 | 0 | 0
Commercial_Hospital_Existing_Food Preparation_Natural Gas_Fryer_E4_Codes & Standards Forecast | Commercial | Hospital | Existing | Food Preparation | Natural Gas | Fryer | E4 |  | Codes & Standards Forecast | 0 | 0 | 0 | 0 | 0 | 0 | 0 | 0 | 0 | 0 | 0 | 0 | 0 | 0 | 0 | 0 | 0 | 0 | 0 | 0 | 0 | 0 | 0 | 0 | 0 | 0 | 0 | 0 | 0 | 0 | 0 | 0 | 0 | 0 | 0 | 0 | 0 | 0 | 0 | 0 | 0 | 0 | 0 | 0 | 0 | 0 | 0 | 0 | 0 | 0 | 0
Commercial_Hospital_Existing_Food Preparation_Natural Gas_Fryer_E5_Codes & Standards Forecast | Commercial | Hospital | Existing | Food Preparation | Natural Gas | Fryer | E5 |  | Codes & Standards Forecast | 0 | 0 | 0 | 0 | 0 | 0 | 0 | 0 | 0 | 0 | 0 | 0 | 0 | 0 | 0 | 0 | 0 | 0 | 0 | 0 | 0 | 0 | 0 | 0 | 0 | 0 | 0 | 0 | 0 | 0 | 0 | 0 | 0 | 0 | 0 | 0 | 0 | 0 | 0 | 0 | 0 | 0 | 0 | 0 | 0 | 0 | 0 | 0 | 0 | 0 | 0
Commercial_Hospital_Existing_Food Preparation_Natural Gas_Fryer_E6_Codes & Standards Forecast | Commercial | Hospital | Existing | Food Preparation | Natural Gas | Fryer | E6 |  | Codes & Standards Forecast | 0 | 0 | 0 | 0 | 0 | 0 | 0 | 0 | 0 | 0 | 0 | 0 | 0 | 0 | 0 | 0 | 0 | 0 | 0 | 0 | 0 | 0 | 0 | 0 | 0 | 0 | 0 | 0 | 0 | 0 | 0 | 0 | 0 | 0 | 0 | 0 | 0 | 0 | 0 | 0 | 0 | 0 | 0 | 0 | 0 | 0 | 0 | 0 | 0 | 0 | 0
Commercial_Hospital_Existing_Food Preparation_Natural Gas_Fryer_E7_Codes & Standards Forecast | Commercial | Hospital | Existing | Food Preparation | Natural Gas | Fryer | E7 |  | Codes & Standards Forecast | 0 | 0 | 0 | 0 | 0 | 0 | 0 | 0 | 0 | 0 | 0 | 0 | 0 | 0 | 0 | 0 | 0 | 0 | 0 | 0 | 0 | 0 | 0 | 0 | 0 | 0 | 0 | 0 | 0 | 0 | 0 | 0 | 0 | 0 | 0 | 0 | 0 | 0 | 0 | 0 | 0 | 0 | 0 | 0 | 0 | 0 | 0 | 0 | 0 | 0 | 0
Commercial_Hospital_Existing_Food Preparation_Natural Gas_Fryer_E8_Codes & Standards Forecast | Commercial | Hospital | Existing | Food Preparation | Natural Gas | Fryer | E8 |  | Codes & Standards Forecast | 0 | 0 | 0 | 0 | 0 | 0 | 0 | 0 | 0 | 0 | 0 | 0 | 0 | 0 | 0 | 0 | 0 | 0 | 0 | 0 | 0 | 0 | 0 | 0 | 0 | 0 | 0 | 0 | 0 | 0 | 0 | 0 | 0 | 0 | 0 | 0 | 0 | 0 | 0 | 0 | 0 | 0 | 0 | 0 | 0 | 0 | 0 | 0 | 0 | 0 | 0
Commercial_Hospital_Existing_Food Preparation_Natural Gas_Fryer_E9_Codes & Standards Forecast | Commercial | Hospital | Existing | Food Preparation | Natural Gas | Fryer | E9 |  | Codes & Standards Forecast | 0 | 0 | 0 | 0 | 0 | 0 | 0 | 0 | 0 | 0 | 0 | 0 | 0 | 0 | 0 | 0 | 0 | 0 | 0 | 0 | 0 | 0 | 0 | 0 | 0 | 0 | 0 | 0 | 0 | 0 | 0 | 0 | 0 | 0 | 0 | 0 | 0 | 0 | 0 | 0 | 0 | 0 | 0 | 0 | 0 | 0 | 0 | 0 | 0 | 0 | 0
Commercial_Hospital_Existing_Food Preparation_Natural Gas_Fryer_E10_Codes & Standards Forecast | Commercial | Hospital | Existing | Food Preparation | Natural Gas | Fryer | E10 |  | Codes & Standards Forecast | 0 | 0 | 0 | 0 | 0 | 0 | 0 | 0 | 0 | 0 | 0 | 0 | 0 | 0 | 0 | 0 | 0 | 0 | 0 | 0 | 0 | 0 | 0 | 0 | 0 | 0 | 0 | 0 | 0 | 0 | 0 | 0 | 0 | 0 | 0 | 0 | 0 | 0 | 0 | 0 | 0 | 0 | 0 | 0 | 0 | 0 | 0 | 0 | 0 | 0 | 0
Commercial_Hospital_Existing_Food Preparation_Natural Gas_Fryer_Vintage_Codes & Standards Forecast | Commercial | Hospital | Existing | Food Preparation | Natural Gas | Fryer | Vintage |  | Codes & Standards Forecast | 624027.4452 | 578521.6798 | 515901.1971 | 440328.076 | 355852.8644 | 265002.3719 | 197429.4205 | 147193.8773 | 109803.5904 | 81924.2658 | 61126.1106 | 45609.1519 | 34030.535 | 25390.2724 | 18942.6148 | 14131.7544 | 10542.3952 | 7864.5363 | 5866.7493 | 4376.3544 | 3264.4813 | 2435.0197 | 1816.2709 | 1354.7169 | 1010.4299 | 753.6159 | 562.0565 | 419.1754 | 312.606 | 233.1226 | 173.8429 | 129.6327 | 96.6657 | 0 | 0 | 0 | 0 | 0 | 0 | 0 | 0 | 0 | 0 | 0 | 0 | 0 | 0 | 0 | 0 | 0 | 0
Commercial_Hospital_Existing_Food Preparation_Natural Gas_Broiler_E1_Codes & Standards Forecast | Commercial | Hospital | Existing | Food Preparation | Natural Gas | Broiler | E1 |  | Codes & Standards Forecast | 0 | 4659.1028 | 10661.1373 | 17688.977 | 25502.9544 | 33891.9459 | 42733.4971 | 51934.4726 | 61410.8212 | 71074.7184 | 80862.1166 | 90725.8572 | 98438.9972 | 104438.1032 | 109070.3074 | 112615.8943 | 115297.2225 | 117291.6082 | 118739.4718 | 119752.5824 | 120418.8583 | 120809.0662 | 120980.4818 | 120977.9659 | 120837.2232 | 120585.7099 | 120246.0236 | 119836.1488 | 119370.3983 | 118860.1625 | 118314.5054 | 117740.64 | 117148.3418 | 0 | 0 | 0 | 0 | 0 | 0 | 0 | 0 | 0 | 0 | 0 | 0 | 0 | 0 | 0 | 0 | 0 | 0
Commercial_Hospital_Existing_Food Preparation_Natural Gas_Broiler_E2_Codes & Standards Forecast | Commercial | Hospital | Existing | Food Preparation | Natural Gas | Broiler | E2 |  | Codes & Standards Forecast | 0 | 0 | 0 | 0 | 0 | 0 | 0 | 0 | 0 | 0 | 0 | 0 | 0 | 0 | 0 | 0 | 0 | 0 | 0 | 0 | 0 | 0 | 0 | 0 | 0 | 0 | 0 | 0 | 0 | 0 | 0 | 0 | 0 | 0 | 0 | 0 | 0 | 0 | 0 | 0 | 0 | 0 | 0 | 0 | 0 | 0 | 0 | 0 | 0 | 0 | 0
Commercial_Hospital_Existing_Food Preparation_Natural Gas_Broiler_E3_Codes & Standards Forecast | Commercial | Hospital | Existing | Food Preparation | Natural Gas | Broiler | E3 |  | Codes & Standards Forecast | 0 | 0 | 0 | 0 | 0 | 0 | 0 | 0 | 0 | 0 | 0 | 0 | 0 | 0 | 0 | 0 | 0 | 0 | 0 | 0 | 0 | 0 | 0 | 0 | 0 | 0 | 0 | 0 | 0 | 0 | 0 | 0 | 0 | 0 | 0 | 0 | 0 | 0 | 0 | 0 | 0 | 0 | 0 | 0 | 0 | 0 | 0 | 0 | 0 | 0 | 0
Commercial_Hospital_Existing_Food Preparation_Natural Gas_Broiler_E4_Codes & Standards Forecast | Commercial | Hospital | Existing | Food Preparation | Natural Gas | Broiler | E4 |  | Codes & Standards Forecast | 0 | 0 | 0 | 0 | 0 | 0 | 0 | 0 | 0 | 0 | 0 | 0 | 0 | 0 | 0 | 0 | 0 | 0 | 0 | 0 | 0 | 0 | 0 | 0 | 0 | 0 | 0 | 0 | 0 | 0 | 0 | 0 | 0 | 0 | 0 | 0 | 0 | 0 | 0 | 0 | 0 | 0 | 0 | 0 | 0 | 0 | 0 | 0 | 0 | 0 | 0
Commercial_Hospital_Existing_Food Preparation_Natural Gas_Broiler_E5_Codes & Standards Forecast | Commercial | Hospital | Existing | Food Preparation | Natural Gas | Broiler | E5 |  | Codes & Standards Forecast | 0 | 0 | 0 | 0 | 0 | 0 | 0 | 0 | 0 | 0 | 0 | 0 | 0 | 0 | 0 | 0 | 0 | 0 | 0 | 0 | 0 | 0 | 0 | 0 | 0 | 0 | 0 | 0 | 0 | 0 | 0 | 0 | 0 | 0 | 0 | 0 | 0 | 0 | 0 | 0 | 0 | 0 | 0 | 0 | 0 | 0 | 0 | 0 | 0 | 0 | 0
Commercial_Hospital_Existing_Food Preparation_Natural Gas_Broiler_E6_Codes & Standards Forecast | Commercial | Hospital | Existing | Food Preparation | Natural Gas | Broiler | E6 |  | Codes & Standards Forecast | 0 | 0 | 0 | 0 | 0 | 0 | 0 | 0 | 0 | 0 | 0 | 0 | 0 | 0 | 0 | 0 | 0 | 0 | 0 | 0 | 0 | 0 | 0 | 0 | 0 | 0 | 0 | 0 | 0 | 0 | 0 | 0 | 0 | 0 | 0 | 0 | 0 | 0 | 0 | 0 | 0 | 0 | 0 | 0 | 0 | 0 | 0 | 0 | 0 | 0 | 0
Commercial_Hospital_Existing_Food Preparation_Natural Gas_Broiler_E7_Codes & Standards Forecast | Commercial | Hospital | Existing | Food Preparation | Natural Gas | Broiler | E7 |  | Codes & Standards Forecast | 0 | 0 | 0 | 0 | 0 | 0 | 0 | 0 | 0 | 0 | 0 | 0 | 0 | 0 | 0 | 0 | 0 | 0 | 0 | 0 | 0 | 0 | 0 | 0 | 0 | 0 | 0 | 0 | 0 | 0 | 0 | 0 | 0 | 0 | 0 | 0 | 0 | 0 | 0 | 0 | 0 | 0 | 0 | 0 | 0 | 0 | 0 | 0 | 0 | 0 | 0
Commercial_Hospital_Existing_Food Preparation_Natural Gas_Broiler_E8_Codes & Standards Forecast | Commercial | Hospital | Existing | Food Preparation | Natural Gas | Broiler | E8 |  | Codes & Standards Forecast | 0 | 0 | 0 | 0 | 0 | 0 | 0 | 0 | 0 | 0 | 0 | 0 | 0 | 0 | 0 | 0 | 0 | 0 | 0 | 0 | 0 | 0 | 0 | 0 | 0 | 0 | 0 | 0 | 0 | 0 | 0 | 0 | 0 | 0 | 0 | 0 | 0 | 0 | 0 | 0 | 0 | 0 | 0 | 0 | 0 | 0 | 0 | 0 | 0 | 0 | 0
Commercial_Hospital_Existing_Food Preparation_Natural Gas_Broiler_E9_Codes & Standards Forecast | Commercial | Hospital | Existing | Food Preparation | Natural Gas | Broiler | E9 |  | Codes & Standards Forecast | 0 | 0 | 0 | 0 | 0 | 0 | 0 | 0 | 0 | 0 | 0 | 0 | 0 | 0 | 0 | 0 | 0 | 0 | 0 | 0 | 0 | 0 | 0 | 0 | 0 | 0 | 0 | 0 | 0 | 0 | 0 | 0 | 0 | 0 | 0 | 0 | 0 | 0 | 0 | 0 | 0 | 0 | 0 | 0 | 0 | 0 | 0 | 0 | 0 | 0 | 0
Commercial_Hospital_Existing_Food Preparation_Natural Gas_Broiler_E10_Codes & Standards Forecast | Commercial | Hospital | Existing | Food Preparation | Natural Gas | Broiler | E10 |  | Codes & Standards Forecast | 0 | 0 | 0 | 0 | 0 | 0 | 0 | 0 | 0 | 0 | 0 | 0 | 0 | 0 | 0 | 0 | 0 | 0 | 0 | 0 | 0 | 0 | 0 | 0 | 0 | 0 | 0 | 0 | 0 | 0 | 0 | 0 | 0 | 0 | 0 | 0 | 0 | 0 | 0 | 0 | 0 | 0 | 0 | 0 | 0 | 0 | 0 | 0 | 0 | 0 | 0
Commercial_Hospital_Existing_Food Preparation_Natural Gas_Broiler_Vintage_Codes & Standards Forecast | Commercial | Hospital | Existing | Food Preparation | Natural Gas | Broiler | Vintage |  | Codes & Standards Forecast | 140487.8542 | 135113.9809 | 128397.1758 | 120506.1557 | 111806.5632 | 102446.6049 | 92697.9501 | 82693.7558 | 72495.68 | 62135.1552 | 51660.3034 | 41116.0049 | 32723.2487 | 26042.5628 | 20724.5454 | 16491.8694 | 13123.2627 | 10442.4974 | 8309.1674 | 6611.518 | 5260.5555 | 4185.5123 | 3330.0863 | 2649.4281 | 2107.8443 | 1676.9153 | 1334.0428 | 1061.2417 | 844.1985 | 671.5222 | 534.148 | 424.8621 | 337.936 | 0 | 0 | 0 | 0 | 0 | 0 | 0 | 0 | 0 | 0 | 0 | 0 | 0 | 0 | 0 | 0 | 0 | 0
Commercial_Hospital_Existing_Food Preparation_Natural Gas_Griddle_E1_Codes & Standards Forecast | Commercial | Hospital | Existing | Food Preparation | Natural Gas | Griddle | E1 |  | Codes & Standards Forecast | 0 | 4659.1028 | 10661.1373 | 17688.977 | 25502.9544 | 33891.9459 | 42733.4971 | 51934.4726 | 61410.8212 | 71074.7184 | 80862.1166 | 90725.8572 | 98438.9972 | 104438.1032 | 109070.3074 | 112615.8943 | 115297.2225 | 117291.6082 | 118739.4718 | 119752.5824 | 120418.8583 | 120809.0662 | 120980.4818 | 120977.9659 | 120837.2232 | 120585.7099 | 120246.0236 | 119836.1488 | 119370.3983 | 118860.1625 | 118314.5054 | 117740.64 | 117148.3418 | 0 | 0 | 0 | 0 | 0 | 0 | 0 | 0 | 0 | 0 | 0 | 0 | 0 | 0 | 0 | 0 | 0 | 0
Commercial_Hospital_Existing_Food Preparation_Natural Gas_Griddle_E2_Codes & Standards Forecast | Commercial | Hospital | Existing | Food Preparation | Natural Gas | Griddle | E2 |  | Codes & Standards Forecast | 0 | 0 | 0 | 0 | 0 | 0 | 0 | 0 | 0 | 0 | 0 | 0 | 0 | 0 | 0 | 0 | 0 | 0 | 0 | 0 | 0 | 0 | 0 | 0 | 0 | 0 | 0 | 0 | 0 | 0 | 0 | 0 | 0 | 0 | 0 | 0 | 0 | 0 | 0 | 0 | 0 | 0 | 0 | 0 | 0 | 0 | 0 | 0 | 0 | 0 | 0
Commercial_Hospital_Existing_Food Preparation_Natural Gas_Griddle_E3_Codes & Standards Forecast | Commercial | Hospital | Existing | Food Preparation | Natural Gas | Griddle | E3 |  | Codes & Standards Forecast | 0 | 0 | 0 | 0 | 0 | 0 | 0 | 0 | 0 | 0 | 0 | 0 | 0 | 0 | 0 | 0 | 0 | 0 | 0 | 0 | 0 | 0 | 0 | 0 | 0 | 0 | 0 | 0 | 0 | 0 | 0 | 0 | 0 | 0 | 0 | 0 | 0 | 0 | 0 | 0 | 0 | 0 | 0 | 0 | 0 | 0 | 0 | 0 | 0 | 0 | 0
Commercial_Hospital_Existing_Food Preparation_Natural Gas_Griddle_E4_Codes & Standards Forecast | Commercial | Hospital | Existing | Food Preparation | Natural Gas | Griddle | E4 |  | Codes & Standards Forecast | 0 | 0 | 0 | 0 | 0 | 0 | 0 | 0 | 0 | 0 | 0 | 0 | 0 | 0 | 0 | 0 | 0 | 0 | 0 | 0 | 0 | 0 | 0 | 0 | 0 | 0 | 0 | 0 | 0 | 0 | 0 | 0 | 0 | 0 | 0 | 0 | 0 | 0 | 0 | 0 | 0 | 0 | 0 | 0 | 0 | 0 | 0 | 0 | 0 | 0 | 0
Commercial_Hospital_Existing_Food Preparation_Natural Gas_Griddle_E5_Codes & Standards Forecast | Commercial | Hospital | Existing | Food Preparation | Natural Gas | Griddle | E5 |  | Codes & Standards Forecast | 0 | 0 | 0 | 0 | 0 | 0 | 0 | 0 | 0 | 0 | 0 | 0 | 0 | 0 | 0 | 0 | 0 | 0 | 0 | 0 | 0 | 0 | 0 | 0 | 0 | 0 | 0 | 0 | 0 | 0 | 0 | 0 | 0 | 0 | 0 | 0 | 0 | 0 | 0 | 0 | 0 | 0 | 0 | 0 | 0 | 0 | 0 | 0 | 0 | 0 | 0
Commercial_Hospital_Existing_Food Preparation_Natural Gas_Griddle_E6_Codes & Standards Forecast | Commercial | Hospital | Existing | Food Preparation | Natural Gas | Griddle | E6 |  | Codes & Standards Forecast | 0 | 0 | 0 | 0 | 0 | 0 | 0 | 0 | 0 | 0 | 0 | 0 | 0 | 0 | 0 | 0 | 0 | 0 | 0 | 0 | 0 | 0 | 0 | 0 | 0 | 0 | 0 | 0 | 0 | 0 | 0 | 0 | 0 | 0 | 0 | 0 | 0 | 0 | 0 | 0 | 0 | 0 | 0 | 0 | 0 | 0 | 0 | 0 | 0 | 0 | 0
Commercial_Hospital_Existing_Food Preparation_Natural Gas_Griddle_E7_Codes & Standards Forecast | Commercial | Hospital | Existing | Food Preparation | Natural Gas | Griddle | E7 |  | Codes & Standards Forecast | 0 | 0 | 0 | 0 | 0 | 0 | 0 | 0 | 0 | 0 | 0 | 0 | 0 | 0 | 0 | 0 | 0 | 0 | 0 | 0 | 0 | 0 | 0 | 0 | 0 | 0 | 0 | 0 | 0 | 0 | 0 | 0 | 0 | 0 | 0 | 0 | 0 | 0 | 0 | 0 | 0 | 0 | 0 | 0 | 0 | 0 | 0 | 0 | 0 | 0 | 0
Commercial_Hospital_Existing_Food Preparation_Natural Gas_Griddle_E8_Codes & Standards Forecast | Commercial | Hospital | Existing | Food Preparation | Natural Gas | Griddle | E8 |  | Codes & Standards Forecast | 0 | 0 | 0 | 0 | 0 | 0 | 0 | 0 | 0 | 0 | 0 | 0 | 0 | 0 | 0 | 0 | 0 | 0 | 0 | 0 | 0 | 0 | 0 | 0 | 0 | 0 | 0 | 0 | 0 | 0 | 0 | 0 | 0 | 0 | 0 | 0 | 0 | 0 | 0 | 0 | 0 | 0 | 0 | 0 | 0 | 0 | 0 | 0 | 0 | 0 | 0
Commercial_Hospital_Existing_Food Preparation_Natural Gas_Griddle_E9_Codes & Standards Forecast | Commercial | Hospital | Existing | Food Preparation | Natural Gas | Griddle | E9 |  | Codes & Standards Forecast | 0 | 0 | 0 | 0 | 0 | 0 | 0 | 0 | 0 | 0 | 0 | 0 | 0 | 0 | 0 | 0 | 0 | 0 | 0 | 0 | 0 | 0 | 0 | 0 | 0 | 0 | 0 | 0 | 0 | 0 | 0 | 0 | 0 | 0 | 0 | 0 | 0 | 0 | 0 | 0 | 0 | 0 | 0 | 0 | 0 | 0 | 0 | 0 | 0 | 0 | 0
Commercial_Hospital_Existing_Food Preparation_Natural Gas_Griddle_E10_Codes & Standards Forecast | Commercial | Hospital | Existing | Food Preparation | Natural Gas | Griddle | E10 |  | Codes & Standards Forecast | 0 | 0 | 0 | 0 | 0 | 0 | 0 | 0 | 0 | 0 | 0 | 0 | 0 | 0 | 0 | 0 | 0 | 0 | 0 | 0 | 0 | 0 | 0 | 0 | 0 | 0 | 0 | 0 | 0 | 0 | 0 | 0 | 0 | 0 | 0 | 0 | 0 | 0 | 0 | 0 | 0 | 0 | 0 | 0 | 0 | 0 | 0 | 0 | 0 | 0 | 0
Commercial_Hospital_Existing_Food Preparation_Natural Gas_Griddle_Vintage_Codes & Standards Forecast | Commercial | Hospital | Existing | Food Preparation | Natural Gas | Griddle | Vintage |  | Codes & Standards Forecast | 140487.8542 | 135113.9809 | 128397.1758 | 120506.1557 | 111806.5632 | 102446.6049 | 92697.9501 | 82693.7558 | 72495.68 | 62135.1552 | 51660.3034 | 41116.0049 | 32723.2487 | 26042.5628 | 20724.5454 | 16491.8694 | 13123.2627 | 10442.4974 | 8309.1674 | 6611.518 | 5260.5555 | 4185.5123 | 3330.0863 | 2649.4281 | 2107.8443 | 1676.9153 | 1334.0428 | 1061.2417 | 844.1985 | 671.5222 | 534.148 | 424.8621 | 337.936 | 0 | 0 | 0 | 0 | 0 | 0 | 0 | 0 | 0 | 0 | 0 | 0 | 0 | 0 | 0 | 0 | 0 | 0
Commercial_Hospital_Existing_Food Preparation_Natural Gas_Range_E1_Codes & Standards Forecast | Commercial | Hospital | Existing | Food Preparation | Natural Gas | Range | E1 |  | Codes & Standards Forecast | 0 | 23635.602 | 54083.8892 | 89736.0798 | 129376.3429 | 171933.649 | 216786.7884 | 263463.2846 | 311536.7477 | 360561.6433 | 399008.3005 | 429039.5511 | 452359.911 | 470328.6709 | 484026.7041 | 494332.0396 | 501939.8506 | 507404.7382 | 511164.9642 | 513569.3711 | 514891.1583 | 515351.184 | 515129.2817 | 514365.4714 | 513171.1991 | 511631.0885 | 509815.6649 | 507781.0565 | 505571.9321 | 503223.8395 | 500765.067 | 498218.125 | 495617.9999 | 0 | 0 | 0 | 0 | 0 | 0 | 0 | 0 | 0 | 0 | 0 | 0 | 0 | 0 | 0 | 0 | 0 | 0
Commercial_Hospital_Existing_Food Preparation_Natural Gas_Range_E2_Codes & Standards Forecast | Commercial | Hospital | Existing | Food Preparation | Natural Gas | Range | E2 |  | Codes & Standards Forecast | 0 | 0 | 0 | 0 | 0 | 0 | 0 | 0 | 0 | 0 | 0 | 0 | 0 | 0 | 0 | 0 | 0 | 0 | 0 | 0 | 0 | 0 | 0 | 0 | 0 | 0 | 0 | 0 | 0 | 0 | 0 | 0 | 0 | 0 | 0 | 0 | 0 | 0 | 0 | 0 | 0 | 0 | 0 | 0 | 0 | 0 | 0 | 0 | 0 | 0 | 0
Commercial_Hospital_Existing_Food Preparation_Natural Gas_Range_E3_Codes & Standards Forecast | Commercial | Hospital | Existing | Food Preparation | Natural Gas | Range | E3 |  | Codes & Standards Forecast | 0 | 0 | 0 | 0 | 0 | 0 | 0 | 0 | 0 | 0 | 0 | 0 | 0 | 0 | 0 | 0 | 0 | 0 | 0 | 0 | 0 | 0 | 0 | 0 | 0 | 0 | 0 | 0 | 0 | 0 | 0 | 0 | 0 | 0 | 0 | 0 | 0 | 0 | 0 | 0 | 0 | 0 | 0 | 0 | 0 | 0 | 0 | 0 | 0 | 0 | 0
Commercial_Hospital_Existing_Food Preparation_Natural Gas_Range_E4_Codes & Standards Forecast | Commercial | Hospital | Existing | Food Preparation | Natural Gas | Range | E4 |  | Codes & Standards Forecast | 0 | 0 | 0 | 0 | 0 | 0 | 0 | 0 | 0 | 0 | 0 | 0 | 0 | 0 | 0 | 0 | 0 | 0 | 0 | 0 | 0 | 0 | 0 | 0 | 0 | 0 | 0 | 0 | 0 | 0 | 0 | 0 | 0 | 0 | 0 | 0 | 0 | 0 | 0 | 0 | 0 | 0 | 0 | 0 | 0 | 0 | 0 | 0 | 0 | 0 | 0
Commercial_Hospital_Existing_Food Preparation_Natural Gas_Range_E5_Codes & Standards Forecast | Commercial | Hospital | Existing | Food Preparation | Natural Gas | Range | E5 |  | Codes & Standards Forecast | 0 | 0 | 0 | 0 | 0 | 0 | 0 | 0 | 0 | 0 | 0 | 0 | 0 | 0 | 0 | 0 | 0 | 0 | 0 | 0 | 0 | 0 | 0 | 0 | 0 | 0 | 0 | 0 | 0 | 0 | 0 | 0 | 0 | 0 | 0 | 0 | 0 | 0 | 0 | 0 | 0 | 0 | 0 | 0 | 0 | 0 | 0 | 0 | 0 | 0 | 0
Commercial_Hospital_Existing_Food Preparation_Natural Gas_Range_E6_Codes & Standards Forecast | Commercial | Hospital | Existing | Food Preparation | Natural Gas | Range | E6 |  | Codes & Standards Forecast | 0 | 0 | 0 | 0 | 0 | 0 | 0 | 0 | 0 | 0 | 0 | 0 | 0 | 0 | 0 | 0 | 0 | 0 | 0 | 0 | 0 | 0 | 0 | 0 | 0 | 0 | 0 | 0 | 0 | 0 | 0 | 0 | 0 | 0 | 0 | 0 | 0 | 0 | 0 | 0 | 0 | 0 | 0 | 0 | 0 | 0 | 0 | 0 | 0 | 0 | 0
Commercial_Hospital_Existing_Food Preparation_Natural Gas_Range_E7_Codes & Standards Forecast | Commercial | Hospital | Existing | Food Preparation | Natural Gas | Range | E7 |  | Codes & Standards Forecast | 0 | 0 | 0 | 0 | 0 | 0 | 0 | 0 | 0 | 0 | 0 | 0 | 0 | 0 | 0 | 0 | 0 | 0 | 0 | 0 | 0 | 0 | 0 | 0 | 0 | 0 | 0 | 0 | 0 | 0 | 0 | 0 | 0 | 0 | 0 | 0 | 0 | 0 | 0 | 0 | 0 | 0 | 0 | 0 | 0 | 0 | 0 | 0 | 0 | 0 | 0
Commercial_Hospital_Existing_Food Preparation_Natural Gas_Range_E8_Codes & Standards Forecast | Commercial | Hospital | Existing | Food Preparation | Natural Gas | Range | E8 |  | Codes & Standards Forecast | 0 | 0 | 0 | 0 | 0 | 0 | 0 | 0 | 0 | 0 | 0 | 0 | 0 | 0 | 0 | 0 | 0 | 0 | 0 | 0 | 0 | 0 | 0 | 0 | 0 | 0 | 0 | 0 | 0 | 0 | 0 | 0 | 0 | 0 | 0 | 0 | 0 | 0 | 0 | 0 | 0 | 0 | 0 | 0 | 0 | 0 | 0 | 0 | 0 | 0 | 0
Commercial_Hospital_Existing_Food Preparation_Natural Gas_Range_E9_Codes & Standards Forecast | Commercial | Hospital | Existing | Food Preparation | Natural Gas | Range | E9 |  | Codes & Standards Forecast | 0 | 0 | 0 | 0 | 0 | 0 | 0 | 0 | 0 | 0 | 0 | 0 | 0 | 0 | 0 | 0 | 0 | 0 | 0 | 0 | 0 | 0 | 0 | 0 | 0 | 0 | 0 | 0 | 0 | 0 | 0 | 0 | 0 | 0 | 0 | 0 | 0 | 0 | 0 | 0 | 0 | 0 | 0 | 0 | 0 | 0 | 0 | 0 | 0 | 0 | 0
Commercial_Hospital_Existing_Food Preparation_Natural Gas_Range_E10_Codes & Standards Forecast | Commercial | Hospital | Existing | Food Preparation | Natural Gas | Range | E10 |  | Codes & Standards Forecast | 0 | 0 | 0 | 0 | 0 | 0 | 0 | 0 | 0 | 0 | 0 | 0 | 0 | 0 | 0 | 0 | 0 | 0 | 0 | 0 | 0 | 0 | 0 | 0 | 0 | 0 | 0 | 0 | 0 | 0 | 0 | 0 | 0 | 0 | 0 | 0 | 0 | 0 | 0 | 0 | 0 | 0 | 0 | 0 | 0 | 0 | 0 | 0 | 0 | 0 | 0
Commercial_Hospital_Existing_Food Preparation_Natural Gas_Range_Vintage_Codes & Standards Forecast | Commercial | Hospital | Existing | Food Preparation | Natural Gas | Range | Vintage |  | Codes & Standards Forecast | 593911.7391 | 567254.4482 | 533784.4721 | 494483.1898 | 451098.9933 | 404436.9294 | 355749.0142 | 305676.914 | 254552.353 | 202582.4674 | 161229.6031 | 128321.2976 | 102127.8633 | 81277.7276 | 64680.4221 | 51470.421 | 40957.1431 | 32590.5888 | 25932.557 | 20634.2658 | 16417.9695 | 13062.8055 | 10393.0573 | 8268.7521 | 6578.4921 | 5233.581 | 4163.4907 | 3312.09 | 2634.7074 | 2095.7922 | 1667.0531 | 1325.9766 | 1054.6838 | 0 | 0 | 0 | 0 | 0 | 0 | 0 | 0 | 0 | 0 | 0 | 0 | 0 | 0 | 0 | 0 | 0 | 0
Commercial_Hospital_Existing_Food Preparation_Natural Gas_Steamer_E1_Codes & Standards Forecast | Commercial | Hospital | Existing | Food Preparation | Natural Gas | Steamer | E1 |  | Codes & Standards Forecast | 0 | 2404.9249 | 5117.5625 | 5085.7961 | 5053.2041 | 5017.471 | 4984.0882 | 4954.5285 | 4927.9678 | 4902.3308 | 4623.6792 | 4088.8308 | 3615.7811 | 3197.3261 | 2827.1296 | 2499.7011 | 2210.1284 | 1954.0584 | 1727.6198 | 857.848 | 0 | 0 | 0 | 0 | 0 | 0 | 0 | 0 | 0 | 0 | 0 | 0 | 0 | 0 | 0 | 0 | 0 | 0 | 0 | 0 | 0 | 0 | 0 | 0 | 0 | 0 | 0 | 0 | 0 | 0 | 0
Commercial_Hospital_Existing_Food Preparation_Natural Gas_Steamer_E2_Codes & Standards Forecast | Commercial | Hospital | Existing | Food Preparation | Natural Gas | Steamer | E2 |  | Codes & Standards Forecast | 0 | 0 | 0 | 3001.5738 | 6223.94 | 9627.4339 | 13189.9961 | 16895.4097 | 20726.0379 | 24658.5943 | 28357.6064 | 31882.6968 | 34964.39 | 37653.0753 | 39993.2041 | 42025.5826 | 43785.995 | 45306.2103 | 46614.0394 | 48403.6241 | 50038.007 | 50687.805 | 51225.9009 | 51665.2622 | 52017.3593 | 52291.9211 | 52497.9048 | 52643.2335 | 52734.9156 | 52779.1503 | 52781.4207 | 52746.5765 | 52680.7219 | 0 | 0 | 0 | 0 | 0 | 0 | 0 | 0 | 0 | 0 | 0 | 0 | 0 | 0 | 0 | 0 | 0 | 0
Commercial_Hospital_Existing_Food Preparation_Natural Gas_Steamer_E3_Codes & Standards Forecast | Commercial | Hospital | Existing | Food Preparation | Natural Gas | Steamer | E3 |  | Codes & Standards Forecast | 0 | 0 | 0 | 0 | 0 | 0 | 0 | 0 | 0 | 0 | 0 | 0 | 0 | 0 | 0 | 0 | 0 | 0 | 0 | 0 | 0 | 0 | 0 | 0 | 0 | 0 | 0 | 0 | 0 | 0 | 0 | 0 | 0 | 0 | 0 | 0 | 0 | 0 | 0 | 0 | 0 | 0 | 0 | 0 | 0 | 0 | 0 | 0 | 0 | 0 | 0
Commercial_Hospital_Existing_Food Preparation_Natural Gas_Steamer_E4_Codes & Standards Forecast | Commercial | Hospital | Existing | Food Preparation | Natural Gas | Steamer | E4 |  | Codes & Standards Forecast | 0 | 0 | 0 | 0 | 0 | 0 | 0 | 0 | 0 | 0 | 0 | 0 | 0 | 0 | 0 | 0 | 0 | 0 | 0 | 0 | 0 | 0 | 0 | 0 | 0 | 0 | 0 | 0 | 0 | 0 | 0 | 0 | 0 | 0 | 0 | 0 | 0 | 0 | 0 | 0 | 0 | 0 | 0 | 0 | 0 | 0 | 0 | 0 | 0 | 0 | 0
Commercial_Hospital_Existing_Food Preparation_Natural Gas_Steamer_E5_Codes & Standards Forecast | Commercial | Hospital | Existing | Food Preparation | Natural Gas | Steamer | E5 |  | Codes & Standards Forecast | 0 | 0 | 0 | 0 | 0 | 0 | 0 | 0 | 0 | 0 | 0 | 0 | 0 | 0 | 0 | 0 | 0 | 0 | 0 | 0 | 0 | 0 | 0 | 0 | 0 | 0 | 0 | 0 | 0 | 0 | 0 | 0 | 0 | 0 | 0 | 0 | 0 | 0 | 0 | 0 | 0 | 0 | 0 | 0 | 0 | 0 | 0 | 0 | 0 | 0 | 0
Commercial_Hospital_Existing_Food Preparation_Natural Gas_Steamer_E6_Codes & Standards Forecast | Commercial | Hospital | Existing | Food Preparation | Natural Gas | Steamer | E6 |  | Codes & Standards Forecast | 0 | 0 | 0 | 0 | 0 | 0 | 0 | 0 | 0 | 0 | 0 | 0 | 0 | 0 | 0 | 0 | 0 | 0 | 0 | 0 | 0 | 0 | 0 | 0 | 0 | 0 | 0 | 0 | 0 | 0 | 0 | 0 | 0 | 0 | 0 | 0 | 0 | 0 | 0 | 0 | 0 | 0 | 0 | 0 | 0 | 0 | 0 | 0 | 0 | 0 | 0
Commercial_Hospital_Existing_Food Preparation_Natural Gas_Steamer_E7_Codes & Standards Forecast | Commercial | Hospital | Existing | Food Preparation | Natural Gas | Steamer | E7 |  | Codes & Standards Forecast | 0 | 0 | 0 | 0 | 0 | 0 | 0 | 0 | 0 | 0 | 0 | 0 | 0 | 0 | 0 | 0 | 0 | 0 | 0 | 0 | 0 | 0 | 0 | 0 | 0 | 0 | 0 | 0 | 0 | 0 | 0 | 0 | 0 | 0 | 0 | 0 | 0 | 0 | 0 | 0 | 0 | 0 | 0 | 0 | 0 | 0 | 0 | 0 | 0 | 0 | 0
Commercial_Hospital_Existing_Food Preparation_Natural Gas_Steamer_E8_Codes & Standards Forecast | Commercial | Hospital | Existing | Food Preparation | Natural Gas | Steamer | E8 |  | Codes & Standards Forecast | 0 | 0 | 0 | 0 | 0 | 0 | 0 | 0 | 0 | 0 | 0 | 0 | 0 | 0 | 0 | 0 | 0 | 0 | 0 | 0 | 0 | 0 | 0 | 0 | 0 | 0 | 0 | 0 | 0 | 0 | 0 | 0 | 0 | 0 | 0 | 0 | 0 | 0 | 0 | 0 | 0 | 0 | 0 | 0 | 0 | 0 | 0 | 0 | 0 | 0 | 0
Commercial_Hospital_Existing_Food Preparation_Natural Gas_Steamer_E9_Codes & Standards Forecast | Commercial | Hospital | Existing | Food Preparation | Natural Gas | Steamer | E9 |  | Codes & Standards Forecast | 0 | 0 | 0 | 0 | 0 | 0 | 0 | 0 | 0 | 0 | 0 | 0 | 0 | 0 | 0 | 0 | 0 | 0 | 0 | 0 | 0 | 0 | 0 | 0 | 0 | 0 | 0 | 0 | 0 | 0 | 0 | 0 | 0 | 0 | 0 | 0 | 0 | 0 | 0 | 0 | 0 | 0 | 0 | 0 | 0 | 0 | 0 | 0 | 0 | 0 | 0
Commercial_Hospital_Existing_Food Preparation_Natural Gas_Steamer_E10_Codes & Standards Forecast | Commercial | Hospital | Existing | Food Preparation | Natural Gas | Steamer | E10 |  | Codes & Standards Forecast | 0 | 0 | 0 | 0 | 0 | 0 | 0 | 0 | 0 | 0 | 0 | 0 | 0 | 0 | 0 | 0 | 0 | 0 | 0 | 0 | 0 | 0 | 0 | 0 | 0 | 0 | 0 | 0 | 0 | 0 | 0 | 0 | 0 | 0 | 0 | 0 | 0 | 0 | 0 | 0 | 0 | 0 | 0 | 0 | 0 | 0 | 0 | 0 | 0 | 0 | 0
Commercial_Hospital_Existing_Food Preparation_Natural Gas_Steamer_Vintage_Codes & Standards Forecast | Commercial | Hospital | Existing | Food Preparation | Natural Gas | Steamer | Vintage |  | Codes & Standards Forecast | 65265.0263 | 62528.0476 | 59483.3563 | 56112.5499 | 52511.3544 | 48692.5212 | 44741.938 | 40692.9408 | 36553.5877 | 32323.0431 | 28583.3192 | 25276.9173 | 22352.5514 | 19765.6863 | 17477.1528 | 15453.0087 | 13662.8869 | 12079.8771 | 10680.0464 | 9442.2242 | 8347.6114 | 7379.6664 | 6523.8067 | 5767.07 | 5097.9914 | 4506.3942 | 3983.3211 | 3520.8486 | 3111.9679 | 2750.4795 | 2430.9001 | 2148.3797 | 1898.6939 | 0 | 0 | 0 | 0 | 0 | 0 | 0 | 0 | 0 | 0 | 0 | 0 | 0 | 0 | 0 | 0 | 0 | 0
Commercial_Hospital_Existing_Food Preparation_Natural Gas_Food Prep Other_E1_Codes & Standards Forecast | Commercial | Hospital | Existing | Food Preparation | Natural Gas | Food Prep Other | E1 |  | Codes & Standards Forecast | 0 | 0 | 0 | 0 | 0 | 0 | 0 | 0 | 0 | 0 | 0 | 0 | 0 | 0 | 0 | 0 | 0 | 0 | 0 | 0 | 0 | 0 | 0 | 0 | 0 | 0 | 0 | 0 | 0 | 0 | 0 | 0 | 0 | 0 | 0 | 0 | 0 | 0 | 0 | 0 | 0 | 0 | 0 | 0 | 0 | 0 | 0 | 0 | 0 | 0 | 0
Commercial_Hospital_Existing_Food Preparation_Natural Gas_Food Prep Other_E2_Codes & Standards Forecast | Commercial | Hospital | Existing | Food Preparation | Natural Gas | Food Prep Other | E2 |  | Codes & Standards Forecast | 0 | 0 | 0 | 0 | 0 | 0 | 0 | 0 | 0 | 0 | 0 | 0 | 0 | 0 | 0 | 0 | 0 | 0 | 0 | 0 | 0 | 0 | 0 | 0 | 0 | 0 | 0 | 0 | 0 | 0 | 0 | 0 | 0 | 0 | 0 | 0 | 0 | 0 | 0 | 0 | 0 | 0 | 0 | 0 | 0 | 0 | 0 | 0 | 0 | 0 | 0
Commercial_Hospital_Existing_Food Preparation_Natural Gas_Food Prep Other_E3_Codes & Standards Forecast | Commercial | Hospital | Existing | Food Preparation | Natural Gas | Food Prep Other | E3 |  | Codes & Standards Forecast | 0 | 0 | 0 | 0 | 0 | 0 | 0 | 0 | 0 | 0 | 0 | 0 | 0 | 0 | 0 | 0 | 0 | 0 | 0 | 0 | 0 | 0 | 0 | 0 | 0 | 0 | 0 | 0 | 0 | 0 | 0 | 0 | 0 | 0 | 0 | 0 | 0 | 0 | 0 | 0 | 0 | 0 | 0 | 0 | 0 | 0 | 0 | 0 | 0 | 0 | 0
Commercial_Hospital_Existing_Food Preparation_Natural Gas_Food Prep Other_E4_Codes & Standards Forecast | Commercial | Hospital | Existing | Food Preparation | Natural Gas | Food Prep Other | E4 |  | Codes & Standards Forecast | 0 | 0 | 0 | 0 | 0 | 0 | 0 | 0 | 0 | 0 | 0 | 0 | 0 | 0 | 0 | 0 | 0 | 0 | 0 | 0 | 0 | 0 | 0 | 0 | 0 | 0 | 0 | 0 | 0 | 0 | 0 | 0 | 0 | 0 | 0 | 0 | 0 | 0 | 0 | 0 | 0 | 0 | 0 | 0 | 0 | 0 | 0 | 0 | 0 | 0 | 0
Commercial_Hospital_Existing_Food Preparation_Natural Gas_Food Prep Other_E5_Codes & Standards Forecast | Commercial | Hospital | Existing | Food Preparation | Natural Gas | Food Prep Other | E5 |  | Codes & Standards Forecast | 0 | 0 | 0 | 0 | 0 | 0 | 0 | 0 | 0 | 0 | 0 | 0 | 0 | 0 | 0 | 0 | 0 | 0 | 0 | 0 | 0 | 0 | 0 | 0 | 0 | 0 | 0 | 0 | 0 | 0 | 0 | 0 | 0 | 0 | 0 | 0 | 0 | 0 | 0 | 0 | 0 | 0 | 0 | 0 | 0 | 0 | 0 | 0 | 0 | 0 | 0
Commercial_Hospital_Existing_Food Preparation_Natural Gas_Food Prep Other_E6_Codes & Standards Forecast | Commercial | Hospital | Existing | Food Preparation | Natural Gas | Food Prep Other | E6 |  | Codes & Standards Forecast | 0 | 0 | 0 | 0 | 0 | 0 | 0 | 0 | 0 | 0 | 0 | 0 | 0 | 0 | 0 | 0 | 0 | 0 | 0 | 0 | 0 | 0 | 0 | 0 | 0 | 0 | 0 | 0 | 0 | 0 | 0 | 0 | 0 | 0 | 0 | 0 | 0 | 0 | 0 | 0 | 0 | 0 | 0 | 0 | 0 | 0 | 0 | 0 | 0 | 0 | 0
Commercial_Hospital_Existing_Food Preparation_Natural Gas_Food Prep Other_E7_Codes & Standards Forecast | Commercial | Hospital | Existing | Food Preparation | Natural Gas | Food Prep Other | E7 |  | Codes & Standards Forecast | 0 | 0 | 0 | 0 | 0 | 0 | 0 | 0 | 0 | 0 | 0 | 0 | 0 | 0 | 0 | 0 | 0 | 0 | 0 | 0 | 0 | 0 | 0 | 0 | 0 | 0 | 0 | 0 | 0 | 0 | 0 | 0 | 0 | 0 | 0 | 0 | 0 | 0 | 0 | 0 | 0 | 0 | 0 | 0 | 0 | 0 | 0 | 0 | 0 | 0 | 0
Commercial_Hospital_Existing_Food Preparation_Natural Gas_Food Prep Other_E8_Codes & Standards Forecast | Commercial | Hospital | Existing | Food Preparation | Natural Gas | Food Prep Other | E8 |  | Codes & Standards Forecast | 0 | 0 | 0 | 0 | 0 | 0 | 0 | 0 | 0 | 0 | 0 | 0 | 0 | 0 | 0 | 0 | 0 | 0 | 0 | 0 | 0 | 0 | 0 | 0 | 0 | 0 | 0 | 0 | 0 | 0 | 0 | 0 | 0 | 0 | 0 | 0 | 0 | 0 | 0 | 0 | 0 | 0 | 0 | 0 | 0 | 0 | 0 | 0 | 0 | 0 | 0
Commercial_Hospital_Existing_Food Preparation_Natural Gas_Food Prep Other_E9_Codes & Standards Forecast | Commercial | Hospital | Existing | Food Preparation | Natural Gas | Food Prep Other | E9 |  | Codes & Standards Forecast | 0 | 0 | 0 | 0 | 0 | 0 | 0 | 0 | 0 | 0 | 0 | 0 | 0 | 0 | 0 | 0 | 0 | 0 | 0 | 0 | 0 | 0 | 0 | 0 | 0 | 0 | 0 | 0 | 0 | 0 | 0 | 0 | 0 | 0 | 0 | 0 | 0 | 0 | 0 | 0 | 0 | 0 | 0 | 0 | 0 | 0 | 0 | 0 | 0 | 0 | 0
Commercial_Hospital_Existing_Food Preparation_Natural Gas_Food Prep Other_E10_Codes & Standards Forecast | Commercial | Hospital | Existing | Food Preparation | Natural Gas | Food Prep Other | E10 |  | Codes & Standards Forecast | 0 | 0 | 0 | 0 | 0 | 0 | 0 | 0 | 0 | 0 | 0 | 0 | 0 | 0 | 0 | 0 | 0 | 0 | 0 | 0 | 0 | 0 | 0 | 0 | 0 | 0 | 0 | 0 | 0 | 0 | 0 | 0 | 0 | 0 | 0 | 0 | 0 | 0 | 0 | 0 | 0 | 0 | 0 | 0 | 0 | 0 | 0 | 0 | 0 | 0 | 0
Commercial_Hospital_Existing_Food Preparation_Natural Gas_Food Prep Other_Vintage_Codes & Standards Forecast | Commercial | Hospital | Existing | Food Preparation | Natural Gas | Food Prep Other | Vintage |  | Codes & Standards Forecast | 0 | 0 | 0 | 0 | 0 | 0 | 0 | 0 | 0 | 0 | 0 | 0 | 0 | 0 | 0 | 0 | 0 | 0 | 0 | 0 | 0 | 0 | 0 | 0 | 0 | 0 | 0 | 0 | 0 | 0 | 0 | 0 | 0 | 0 | 0 | 0 | 0 | 0 | 0 | 0 | 0 | 0 | 0 | 0 | 0 | 0 | 0 | 0 | 0 | 0 | 0
Commercial_Hospital_Existing_Miscellaneous_Natural Gas_Pool Heater_E1_Codes & Standards Forecast | Commercial | Hospital | Existing | Miscellaneous | Natural Gas | Pool Heater | E1 |  | Codes & Standards Forecast | 0 | 0 | 0 | 0 | 0 | 0 | 0 | 0 | 0 | 0 | 0 | 0 | 0 | 0 | 0 | 0 | 0 | 0 | 0 | 0 | 0 | 0 | 0 | 0 | 0 | 0 | 0 | 0 | 0 | 0 | 0 | 0 | 0 | 0 | 0 | 0 | 0 | 0 | 0 | 0 | 0 | 0 | 0 | 0 | 0 | 0 | 0 | 0 | 0 | 0 | 0
Commercial_Hospital_Existing_Miscellaneous_Natural Gas_Pool Heater_E2_Codes & Standards Forecast | Commercial | Hospital | Existing | Miscellaneous | Natural Gas | Pool Heater | E2 |  | Codes & Standards Forecast | 0 | 0 | 0 | 0 | 0 | 0 | 0 | 0 | 0 | 0 | 0 | 0 | 0 | 0 | 0 | 0 | 0 | 0 | 0 | 0 | 0 | 0 | 0 | 0 | 0 | 0 | 0 | 0 | 0 | 0 | 0 | 0 | 0 | 0 | 0 | 0 | 0 | 0 | 0 | 0 | 0 | 0 | 0 | 0 | 0 | 0 | 0 | 0 | 0 | 0 | 0
Commercial_Hospital_Existing_Miscellaneous_Natural Gas_Pool Heater_E3_Codes & Standards Forecast | Commercial | Hospital | Existing | Miscellaneous | Natural Gas | Pool Heater | E3 |  | Codes & Standards Forecast | 0 | 0 | 0 | 0 | 0 | 0 | 0 | 0 | 0 | 0 | 0 | 0 | 0 | 0 | 0 | 0 | 0 | 0 | 0 | 0 | 0 | 0 | 0 | 0 | 0 | 0 | 0 | 0 | 0 | 0 | 0 | 0 | 0 | 0 | 0 | 0 | 0 | 0 | 0 | 0 | 0 | 0 | 0 | 0 | 0 | 0 | 0 | 0 | 0 | 0 | 0
Commercial_Hospital_Existing_Miscellaneous_Natural Gas_Pool Heater_E4_Codes & Standards Forecast | Commercial | Hospital | Existing | Miscellaneous | Natural Gas | Pool Heater | E4 |  | Codes & Standards Forecast | 0 | 0 | 0 | 0 | 0 | 0 | 0 | 0 | 0 | 0 | 0 | 0 | 0 | 0 | 0 | 0 | 0 | 0 | 0 | 0 | 0 | 0 | 0 | 0 | 0 | 0 | 0 | 0 | 0 | 0 | 0 | 0 | 0 | 0 | 0 | 0 | 0 | 0 | 0 | 0 | 0 | 0 | 0 | 0 | 0 | 0 | 0 | 0 | 0 | 0 | 0
Commercial_Hospital_Existing_Miscellaneous_Natural Gas_Pool Heater_E5_Codes & Standards Forecast | Commercial | Hospital | Existing | Miscellaneous | Natural Gas | Pool Heater | E5 |  | Codes & Standards Forecast | 0 | 0 | 0 | 0 | 0 | 0 | 0 | 0 | 0 | 0 | 0 | 0 | 0 | 0 | 0 | 0 | 0 | 0 | 0 | 0 | 0 | 0 | 0 | 0 | 0 | 0 | 0 | 0 | 0 | 0 | 0 | 0 | 0 | 0 | 0 | 0 | 0 | 0 | 0 | 0 | 0 | 0 | 0 | 0 | 0 | 0 | 0 | 0 | 0 | 0 | 0
Commercial_Hospital_Existing_Miscellaneous_Natural Gas_Pool Heater_E6_Codes & Standards Forecast | Commercial | Hospital | Existing | Miscellaneous | Natural Gas | Pool Heater | E6 |  | Codes & Standards Forecast | 0 | 0 | 0 | 0 | 0 | 0 | 0 | 0 | 0 | 0 | 0 | 0 | 0 | 0 | 0 | 0 | 0 | 0 | 0 | 0 | 0 | 0 | 0 | 0 | 0 | 0 | 0 | 0 | 0 | 0 | 0 | 0 | 0 | 0 | 0 | 0 | 0 | 0 | 0 | 0 | 0 | 0 | 0 | 0 | 0 | 0 | 0 | 0 | 0 | 0 | 0
Commercial_Hospital_Existing_Miscellaneous_Natural Gas_Pool Heater_E7_Codes & Standards Forecast | Commercial | Hospital | Existing | Miscellaneous | Natural Gas | Pool Heater | E7 |  | Codes & Standards Forecast | 0 | 0 | 0 | 0 | 0 | 0 | 0 | 0 | 0 | 0 | 0 | 0 | 0 | 0 | 0 | 0 | 0 | 0 | 0 | 0 | 0 | 0 | 0 | 0 | 0 | 0 | 0 | 0 | 0 | 0 | 0 | 0 | 0 | 0 | 0 | 0 | 0 | 0 | 0 | 0 | 0 | 0 | 0 | 0 | 0 | 0 | 0 | 0 | 0 | 0 | 0
Commercial_Hospital_Existing_Miscellaneous_Natural Gas_Pool Heater_E8_Codes & Standards Forecast | Commercial | Hospital | Existing | Miscellaneous | Natural Gas | Pool Heater | E8 |  | Codes & Standards Forecast | 0 | 0 | 0 | 0 | 0 | 0 | 0 | 0 | 0 | 0 | 0 | 0 | 0 | 0 | 0 | 0 | 0 | 0 | 0 | 0 | 0 | 0 | 0 | 0 | 0 | 0 | 0 | 0 | 0 | 0 | 0 | 0 | 0 | 0 | 0 | 0 | 0 | 0 | 0 | 0 | 0 | 0 | 0 | 0 | 0 | 0 | 0 | 0 | 0 | 0 | 0
Commercial_Hospital_Existing_Miscellaneous_Natural Gas_Pool Heater_E9_Codes & Standards Forecast | Commercial | Hospital | Existing | Miscellaneous | Natural Gas | Pool Heater | E9 |  | Codes & Standards Forecast | 0 | 0 | 0 | 0 | 0 | 0 | 0 | 0 | 0 | 0 | 0 | 0 | 0 | 0 | 0 | 0 | 0 | 0 | 0 | 0 | 0 | 0 | 0 | 0 | 0 | 0 | 0 | 0 | 0 | 0 | 0 | 0 | 0 | 0 | 0 | 0 | 0 | 0 | 0 | 0 | 0 | 0 | 0 | 0 | 0 | 0 | 0 | 0 | 0 | 0 | 0
Commercial_Hospital_Existing_Miscellaneous_Natural Gas_Pool Heater_E10_Codes & Standards Forecast | Commercial | Hospital | Existing | Miscellaneous | Natural Gas | Pool Heater | E10 |  | Codes & Standards Forecast | 0 | 0 | 0 | 0 | 0 | 0 | 0 | 0 | 0 | 0 | 0 | 0 | 0 | 0 | 0 | 0 | 0 | 0 | 0 | 0 | 0 | 0 | 0 | 0 | 0 | 0 | 0 | 0 | 0 | 0 | 0 | 0 | 0 | 0 | 0 | 0 | 0 | 0 | 0 | 0 | 0 | 0 | 0 | 0 | 0 | 0 | 0 | 0 | 0 | 0 | 0
Commercial_Hospital_Existing_Miscellaneous_Natural Gas_Pool Heater_Vintage_Codes & Standards Forecast | Commercial | Hospital | Existing | Miscellaneous | Natural Gas | Pool Heater | Vintage |  | Codes & Standards Forecast | 0 | 0 | 0 | 0 | 0 | 0 | 0 | 0 | 0 | 0 | 0 | 0 | 0 | 0 | 0 | 0 | 0 | 0 | 0 | 0 | 0 | 0 | 0 | 0 | 0 | 0 | 0 | 0 | 0 | 0 | 0 | 0 | 0 | 0 | 0 | 0 | 0 | 0 | 0 | 0 | 0 | 0 | 0 | 0 | 0 | 0 | 0 | 0 | 0 | 0 | 0
Commercial_Hospital_Existing_Miscellaneous_Natural Gas_Miscellaneous_E1_Codes & Standards Forecast | Commercial | Hospital | Existing | Miscellaneous | Natural Gas | Miscellaneous | E1 |  | Codes & Standards Forecast | 0 | 232645.5645 | 506998.5581 | 815237.908 | 1075205.7531 | 1293302.835 | 1476868.3178 | 1631849.7214 | 1762698.1049 | 1872559.6478 | 1964396.6098 | 2040862.3841 | 2104148.6975 | 2156148.5506 | 2198475.6075 | 2232588.3508 | 2259709.7698 | 2280887.2521 | 2296998.6459 | 2308792.7054 | 2316887.9748 | 2321828.4154 | 2324096.2197 | 2324087.6473 | 2322140.6656 | 2318525.0392 | 2313486.1907 | 2307233.4273 | 2299945.2502 | 2291773.8847 | 2282849.144 | 2273281.7258 | 2263243.9924 | 0 | 0 | 0 | 0 | 0 | 0 | 0 | 0 | 0 | 0 | 0 | 0 | 0 | 0 | 0 | 0 | 0 | 0
Commercial_Hospital_Existing_Miscellaneous_Natural Gas_Miscellaneous_E2_Codes & Standards Forecast | Commercial | Hospital | Existing | Miscellaneous | Natural Gas | Miscellaneous | E2 |  | Codes & Standards Forecast | 0 | 0 | 0 | 0 | 0 | 0 | 0 | 0 | 0 | 0 | 0 | 0 | 0 | 0 | 0 | 0 | 0 | 0 | 0 | 0 | 0 | 0 | 0 | 0 | 0 | 0 | 0 | 0 | 0 | 0 | 0 | 0 | 0 | 0 | 0 | 0 | 0 | 0 | 0 | 0 | 0 | 0 | 0 | 0 | 0 | 0 | 0 | 0 | 0 | 0 | 0
Commercial_Hospital_Existing_Miscellaneous_Natural Gas_Miscellaneous_E3_Codes & Standards Forecast | Commercial | Hospital | Existing | Miscellaneous | Natural Gas | Miscellaneous | E3 |  | Codes & Standards Forecast | 0 | 0 | 0 | 0 | 0 | 0 | 0 | 0 | 0 | 0 | 0 | 0 | 0 | 0 | 0 | 0 | 0 | 0 | 0 | 0 | 0 | 0 | 0 | 0 | 0 | 0 | 0 | 0 | 0 | 0 | 0 | 0 | 0 | 0 | 0 | 0 | 0 | 0 | 0 | 0 | 0 | 0 | 0 | 0 | 0 | 0 | 0 | 0 | 0 | 0 | 0
Commercial_Hospital_Existing_Miscellaneous_Natural Gas_Miscellaneous_E4_Codes & Standards Forecast | Commercial | Hospital | Existing | Miscellaneous | Natural Gas | Miscellaneous | E4 |  | Codes & Standards Forecast | 0 | 0 | 0 | 0 | 0 | 0 | 0 | 0 | 0 | 0 | 0 | 0 | 0 | 0 | 0 | 0 | 0 | 0 | 0 | 0 | 0 | 0 | 0 | 0 | 0 | 0 | 0 | 0 | 0 | 0 | 0 | 0 | 0 | 0 | 0 | 0 | 0 | 0 | 0 | 0 | 0 | 0 | 0 | 0 | 0 | 0 | 0 | 0 | 0 | 0 | 0
Commercial_Hospital_Existing_Miscellaneous_Natural Gas_Miscellaneous_E5_Codes & Standards Forecast | Commercial | Hospital | Existing | Miscellaneous | Natural Gas | Miscellaneous | E5 |  | Codes & Standards Forecast | 0 | 0 | 0 | 0 | 0 | 0 | 0 | 0 | 0 | 0 | 0 | 0 | 0 | 0 | 0 | 0 | 0 | 0 | 0 | 0 | 0 | 0 | 0 | 0 | 0 | 0 | 0 | 0 | 0 | 0 | 0 | 0 | 0 | 0 | 0 | 0 | 0 | 0 | 0 | 0 | 0 | 0 | 0 | 0 | 0 | 0 | 0 | 0 | 0 | 0 | 0
Commercial_Hospital_Existing_Miscellaneous_Natural Gas_Miscellaneous_E6_Codes & Standards Forecast | Commercial | Hospital | Existing | Miscellaneous | Natural Gas | Miscellaneous | E6 |  | Codes & Standards Forecast | 0 | 0 | 0 | 0 | 0 | 0 | 0 | 0 | 0 | 0 | 0 | 0 | 0 | 0 | 0 | 0 | 0 | 0 | 0 | 0 | 0 | 0 | 0 | 0 | 0 | 0 | 0 | 0 | 0 | 0 | 0 | 0 | 0 | 0 | 0 | 0 | 0 | 0 | 0 | 0 | 0 | 0 | 0 | 0 | 0 | 0 | 0 | 0 | 0 | 0 | 0
Commercial_Hospital_Existing_Miscellaneous_Natural Gas_Miscellaneous_E7_Codes & Standards Forecast | Commercial | Hospital | Existing | Miscellaneous | Natural Gas | Miscellaneous | E7 |  | Codes & Standards Forecast | 0 | 0 | 0 | 0 | 0 | 0 | 0 | 0 | 0 | 0 | 0 | 0 | 0 | 0 | 0 | 0 | 0 | 0 | 0 | 0 | 0 | 0 | 0 | 0 | 0 | 0 | 0 | 0 | 0 | 0 | 0 | 0 | 0 | 0 | 0 | 0 | 0 | 0 | 0 | 0 | 0 | 0 | 0 | 0 | 0 | 0 | 0 | 0 | 0 | 0 | 0
Commercial_Hospital_Existing_Miscellaneous_Natural Gas_Miscellaneous_E8_Codes & Standards Forecast | Commercial | Hospital | Existing | Miscellaneous | Natural Gas | Miscellaneous | E8 |  | Codes & Standards Forecast | 0 | 0 | 0 | 0 | 0 | 0 | 0 | 0 | 0 | 0 | 0 | 0 | 0 | 0 | 0 | 0 | 0 | 0 | 0 | 0 | 0 | 0 | 0 | 0 | 0 | 0 | 0 | 0 | 0 | 0 | 0 | 0 | 0 | 0 | 0 | 0 | 0 | 0 | 0 | 0 | 0 | 0 | 0 | 0 | 0 | 0 | 0 | 0 | 0 | 0 | 0
Commercial_Hospital_Existing_Miscellaneous_Natural Gas_Miscellaneous_E9_Codes & Standards Forecast | Commercial | Hospital | Existing | Miscellaneous | Natural Gas | Miscellaneous | E9 |  | Codes & Standards Forecast | 0 | 0 | 0 | 0 | 0 | 0 | 0 | 0 | 0 | 0 | 0 | 0 | 0 | 0 | 0 | 0 | 0 | 0 | 0 | 0 | 0 | 0 | 0 | 0 | 0 | 0 | 0 | 0 | 0 | 0 | 0 | 0 | 0 | 0 | 0 | 0 | 0 | 0 | 0 | 0 | 0 | 0 | 0 | 0 | 0 | 0 | 0 | 0 | 0 | 0 | 0
Commercial_Hospital_Existing_Miscellaneous_Natural Gas_Miscellaneous_E10_Codes & Standards Forecast | Commercial | Hospital | Existing | Miscellaneous | Natural Gas | Miscellaneous | E10 |  | Codes & Standards Forecast | 0 | 0 | 0 | 0 | 0 | 0 | 0 | 0 | 0 | 0 | 0 | 0 | 0 | 0 | 0 | 0 | 0 | 0 | 0 | 0 | 0 | 0 | 0 | 0 | 0 | 0 | 0 | 0 | 0 | 0 | 0 | 0 | 0 | 0 | 0 | 0 | 0 | 0 | 0 | 0 | 0 | 0 | 0 | 0 | 0 | 0 | 0 | 0 | 0 | 0 | 0
Commercial_Hospital_Existing_Miscellaneous_Natural Gas_Miscellaneous_Vintage_Codes & Standards Forecast | Commercial | Hospital | Existing | Miscellaneous | Natural Gas | Miscellaneous | Vintage |  | Codes & Standards Forecast | 2728078.0983 | 2481552.6882 | 2193319.8491 | 1868318.7373 | 1591153.4838 | 1354201.58 | 1153021.4131 | 982442.6196 | 837579.3024 | 714190.2233 | 609003.8703 | 519322.613 | 442839.1007 | 377603.917 | 321959.3237 | 274504.2707 | 234036.8604 | 199530.8436 | 170108.649 | 145021.8023 | 123630.8756 | 105391.8882 | 89841.5572 | 76583.841 | 65280.9926 | 55644.5413 | 47429.0512 | 40425.2019 | 34454.4789 | 29364.6435 | 25025.869 | 21327.4444 | 18175.5879 | 0 | 0 | 0 | 0 | 0 | 0 | 0 | 0 | 0 | 0 | 0 | 0 | 0 | 0 | 0 | 0 | 0 | 0
Commercial_Hospital_New_Space Heating_Natural Gas_Furnace_E1_Codes & Standards Forecast | Commercial | Hospital | New | Space Heating | Natural Gas | Furnace | E1 |  | Codes & Standards Forecast | 0 | 2985.3695 | 17384.9151 | 26587.2333 | 38455.4748 | 54561.9798 | 69616.3278 | 82959.164 | 94959.4136 | 106546.1455 | 117981.7357 | 129303.7156 | 140610.1832 | 151949.0022 | 163357.5664 | 174787.1485 | 186219.8543 | 197637.7494 | 209040.5989 | 220428.1653 | 231818.1667 | 243210.6196 | 254589.4809 | 265954.5653 | 277305.686 | 288658.7137 | 300013.6595 | 311370.5348 | 322729.3507 | 334090.1187 | 345452.8501 | 356817.5564 | 361936.3606 | 0 | 0 | 0 | 0 | 0 | 0 | 0 | 0 | 0 | 0 | 0 | 0 | 0 | 0 | 0 | 0 | 0 | 0
Commercial_Hospital_New_Space Heating_Natural Gas_Furnace_E2_Codes & Standards Forecast | Commercial | Hospital | New | Space Heating | Natural Gas | Furnace | E2 |  | Codes & Standards Forecast | 0 | 0 | 0 | 0 | 0 | 0 | 0 | 0 | 0 | 0 | 0 | 0 | 0 | 0 | 0 | 0 | 0 | 0 | 0 | 0 | 0 | 0 | 0 | 0 | 0 | 0 | 0 | 0 | 0 | 0 | 0 | 0 | 0 | 0 | 0 | 0 | 0 | 0 | 0 | 0 | 0 | 0 | 0 | 0 | 0 | 0 | 0 | 0 | 0 | 0 | 0
Commercial_Hospital_New_Space Heating_Natural Gas_Furnace_E3_Codes & Standards Forecast | Commercial | Hospital | New | Space Heating | Natural Gas | Furnace | E3 |  | Codes & Standards Forecast | 0 | 0 | 0 | 0 | 0 | 0 | 0 | 0 | 0 | 0 | 0 | 0 | 0 | 0 | 0 | 0 | 0 | 0 | 0 | 0 | 0 | 0 | 0 | 0 | 0 | 0 | 0 | 0 | 0 | 0 | 0 | 0 | 0 | 0 | 0 | 0 | 0 | 0 | 0 | 0 | 0 | 0 | 0 | 0 | 0 | 0 | 0 | 0 | 0 | 0 | 0
Commercial_Hospital_New_Space Heating_Natural Gas_Furnace_E4_Codes & Standards Forecast | Commercial | Hospital | New | Space Heating | Natural Gas | Furnace | E4 |  | Codes & Standards Forecast | 0 | 0 | 0 | 0 | 0 | 0 | 0 | 0 | 0 | 0 | 0 | 0 | 0 | 0 | 0 | 0 | 0 | 0 | 0 | 0 | 0 | 0 | 0 | 0 | 0 | 0 | 0 | 0 | 0 | 0 | 0 | 0 | 0 | 0 | 0 | 0 | 0 | 0 | 0 | 0 | 0 | 0 | 0 | 0 | 0 | 0 | 0 | 0 | 0 | 0 | 0
Commercial_Hospital_New_Space Heating_Natural Gas_Furnace_E5_Codes & Standards Forecast | Commercial | Hospital | New | Space Heating | Natural Gas | Furnace | E5 |  | Codes & Standards Forecast | 0 | 0 | 0 | 0 | 0 | 0 | 0 | 0 | 0 | 0 | 0 | 0 | 0 | 0 | 0 | 0 | 0 | 0 | 0 | 0 | 0 | 0 | 0 | 0 | 0 | 0 | 0 | 0 | 0 | 0 | 0 | 0 | 0 | 0 | 0 | 0 | 0 | 0 | 0 | 0 | 0 | 0 | 0 | 0 | 0 | 0 | 0 | 0 | 0 | 0 | 0
Commercial_Hospital_New_Space Heating_Natural Gas_Furnace_E6_Codes & Standards Forecast | Commercial | Hospital | New | Space Heating | Natural Gas | Furnace | E6 |  | Codes & Standards Forecast | 0 | 0 | 0 | 0 | 0 | 0 | 0 | 0 | 0 | 0 | 0 | 0 | 0 | 0 | 0 | 0 | 0 | 0 | 0 | 0 | 0 | 0 | 0 | 0 | 0 | 0 | 0 | 0 | 0 | 0 | 0 | 0 | 0 | 0 | 0 | 0 | 0 | 0 | 0 | 0 | 0 | 0 | 0 | 0 | 0 | 0 | 0 | 0 | 0 | 0 | 0
Commercial_Hospital_New_Space Heating_Natural Gas_Furnace_E7_Codes & Standards Forecast | Commercial | Hospital | New | Space Heating | Natural Gas | Furnace | E7 |  | Codes & Standards Forecast | 0 | 0 | 0 | 0 | 0 | 0 | 0 | 0 | 0 | 0 | 0 | 0 | 0 | 0 | 0 | 0 | 0 | 0 | 0 | 0 | 0 | 0 | 0 | 0 | 0 | 0 | 0 | 0 | 0 | 0 | 0 | 0 | 0 | 0 | 0 | 0 | 0 | 0 | 0 | 0 | 0 | 0 | 0 | 0 | 0 | 0 | 0 | 0 | 0 | 0 | 0
Commercial_Hospital_New_Space Heating_Natural Gas_Furnace_E8_Codes & Standards Forecast | Commercial | Hospital | New | Space Heating | Natural Gas | Furnace | E8 |  | Codes & Standards Forecast | 0 | 0 | 0 | 0 | 0 | 0 | 0 | 0 | 0 | 0 | 0 | 0 | 0 | 0 | 0 | 0 | 0 | 0 | 0 | 0 | 0 | 0 | 0 | 0 | 0 | 0 | 0 | 0 | 0 | 0 | 0 | 0 | 0 | 0 | 0 | 0 | 0 | 0 | 0 | 0 | 0 | 0 | 0 | 0 | 0 | 0 | 0 | 0 | 0 | 0 | 0
Commercial_Hospital_New_Space Heating_Natural Gas_Furnace_E9_Codes & Standards Forecast | Commercial | Hospital | New | Space Heating | Natural Gas | Furnace | E9 |  | Codes & Standards Forecast | 0 | 0 | 0 | 0 | 0 | 0 | 0 | 0 | 0 | 0 | 0 | 0 | 0 | 0 | 0 | 0 | 0 | 0 | 0 | 0 | 0 | 0 | 0 | 0 | 0 | 0 | 0 | 0 | 0 | 0 | 0 | 0 | 0 | 0 | 0 | 0 | 0 | 0 | 0 | 0 | 0 | 0 | 0 | 0 | 0 | 0 | 0 | 0 | 0 | 0 | 0
Commercial_Hospital_New_Space Heating_Natural Gas_Furnace_E10_Codes & Standards Forecast | Commercial | Hospital | New | Space Heating | Natural Gas | Furnace | E10 |  | Codes & Standards Forecast | 0 | 0 | 0 | 0 | 0 | 0 | 0 | 0 | 0 | 0 | 0 | 0 | 0 | 0 | 0 | 0 | 0 | 0 | 0 | 0 | 0 | 0 | 0 | 0 | 0 | 0 | 0 | 0 | 0 | 0 | 0 | 0 | 0 | 0 | 0 | 0 | 0 | 0 | 0 | 0 | 0 | 0 | 0 | 0 | 0 | 0 | 0 | 0 | 0 | 0 | 0
Commercial_Hospital_New_Space Heating_Natural Gas_Furnace_Vintage_Codes & Standards Forecast | Commercial | Hospital | New | Space Heating | Natural Gas | Furnace | Vintage |  | Codes & Standards Forecast | 0 | 0 | 0 | 0 | 0 | 0 | 0 | 0 | 0 | 0 | 0 | 0 | 0 | 0 | 0 | 0 | 0 | 0 | 0 | 0 | 0 | 0 | 0 | 0 | 0 | 0 | 0 | 0 | 0 | 0 | 0 | 0 | 0 | 0 | 0 | 0 | 0 | 0 | 0 | 0 | 0 | 0 | 0 | 0 | 0 | 0 | 0 | 0 | 0 | 0 | 0
Commercial_Hospital_New_Space Heating_Natural Gas_Boiler_E1_Codes & Standards Forecast | Commercial | Hospital | New | Space Heating | Natural Gas | Boiler | E1 |  | Codes & Standards Forecast | 0 | 16825.4434 | 97980.8057 | 149844.7662 | 216733.7818 | 307509.5102 | 392355.3168 | 467555.0996 | 535188.1084 | 600490.5457 | 664941.153 | 728751.4569 | 792474.3332 | 856379.5415 | 920677.8312 | 985094.5774 | 1049528.9285 | 1113879.8071 | 1178145.8891 | 1242325.8357 | 1306519.5065 | 1370726.9936 | 1434857.8786 | 1498911.1178 | 1562885.6577 | 1626870.9456 | 1690867.0442 | 1754874.0169 | 1818891.9272 | 1882920.839 | 1946960.8167 | 2011011.9249 | 2039861.3356 | 0 | 0 | 0 | 0 | 0 | 0 | 0 | 0 | 0 | 0 | 0 | 0 | 0 | 0 | 0 | 0 | 0 | 0
Commercial_Hospital_New_Space Heating_Natural Gas_Boiler_E2_Codes & Standards Forecast | Commercial | Hospital | New | Space Heating | Natural Gas | Boiler | E2 |  | Codes & Standards Forecast | 0 | 0 | 0 | 0 | 0 | 0 | 0 | 0 | 0 | 0 | 0 | 0 | 0 | 0 | 0 | 0 | 0 | 0 | 0 | 0 | 0 | 0 | 0 | 0 | 0 | 0 | 0 | 0 | 0 | 0 | 0 | 0 | 0 | 0 | 0 | 0 | 0 | 0 | 0 | 0 | 0 | 0 | 0 | 0 | 0 | 0 | 0 | 0 | 0 | 0 | 0
Commercial_Hospital_New_Space Heating_Natural Gas_Boiler_E3_Codes & Standards Forecast | Commercial | Hospital | New | Space Heating | Natural Gas | Boiler | E3 |  | Codes & Standards Forecast | 0 | 0 | 0 | 0 | 0 | 0 | 0 | 0 | 0 | 0 | 0 | 0 | 0 | 0 | 0 | 0 | 0 | 0 | 0 | 0 | 0 | 0 | 0 | 0 | 0 | 0 | 0 | 0 | 0 | 0 | 0 | 0 | 0 | 0 | 0 | 0 | 0 | 0 | 0 | 0 | 0 | 0 | 0 | 0 | 0 | 0 | 0 | 0 | 0 | 0 | 0
Commercial_Hospital_New_Space Heating_Natural Gas_Boiler_E4_Codes & Standards Forecast | Commercial | Hospital | New | Space Heating | Natural Gas | Boiler | E4 |  | Codes & Standards Forecast | 0 | 0 | 0 | 0 | 0 | 0 | 0 | 0 | 0 | 0 | 0 | 0 | 0 | 0 | 0 | 0 | 0 | 0 | 0 | 0 | 0 | 0 | 0 | 0 | 0 | 0 | 0 | 0 | 0 | 0 | 0 | 0 | 0 | 0 | 0 | 0 | 0 | 0 | 0 | 0 | 0 | 0 | 0 | 0 | 0 | 0 | 0 | 0 | 0 | 0 | 0
Commercial_Hospital_New_Space Heating_Natural Gas_Boiler_E5_Codes & Standards Forecast | Commercial | Hospital | New | Space Heating | Natural Gas | Boiler | E5 |  | Codes & Standards Forecast | 0 | 0 | 0 | 0 | 0 | 0 | 0 | 0 | 0 | 0 | 0 | 0 | 0 | 0 | 0 | 0 | 0 | 0 | 0 | 0 | 0 | 0 | 0 | 0 | 0 | 0 | 0 | 0 | 0 | 0 | 0 | 0 | 0 | 0 | 0 | 0 | 0 | 0 | 0 | 0 | 0 | 0 | 0 | 0 | 0 | 0 | 0 | 0 | 0 | 0 | 0
Commercial_Hospital_New_Space Heating_Natural Gas_Boiler_E6_Codes & Standards Forecast | Commercial | Hospital | New | Space Heating | Natural Gas | Boiler | E6 |  | Codes & Standards Forecast | 0 | 0 | 0 | 0 | 0 | 0 | 0 | 0 | 0 | 0 | 0 | 0 | 0 | 0 | 0 | 0 | 0 | 0 | 0 | 0 | 0 | 0 | 0 | 0 | 0 | 0 | 0 | 0 | 0 | 0 | 0 | 0 | 0 | 0 | 0 | 0 | 0 | 0 | 0 | 0 | 0 | 0 | 0 | 0 | 0 | 0 | 0 | 0 | 0 | 0 | 0
Commercial_Hospital_New_Space Heating_Natural Gas_Boiler_E7_Codes & Standards Forecast | Commercial | Hospital | New | Space Heating | Natural Gas | Boiler | E7 |  | Codes & Standards Forecast | 0 | 0 | 0 | 0 | 0 | 0 | 0 | 0 | 0 | 0 | 0 | 0 | 0 | 0 | 0 | 0 | 0 | 0 | 0 | 0 | 0 | 0 | 0 | 0 | 0 | 0 | 0 | 0 | 0 | 0 | 0 | 0 | 0 | 0 | 0 | 0 | 0 | 0 | 0 | 0 | 0 | 0 | 0 | 0 | 0 | 0 | 0 | 0 | 0 | 0 | 0
Commercial_Hospital_New_Space Heating_Natural Gas_Boiler_E8_Codes & Standards Forecast | Commercial | Hospital | New | Space Heating | Natural Gas | Boiler | E8 |  | Codes & Standards Forecast | 0 | 0 | 0 | 0 | 0 | 0 | 0 | 0 | 0 | 0 | 0 | 0 | 0 | 0 | 0 | 0 | 0 | 0 | 0 | 0 | 0 | 0 | 0 | 0 | 0 | 0 | 0 | 0 | 0 | 0 | 0 | 0 | 0 | 0 | 0 | 0 | 0 | 0 | 0 | 0 | 0 | 0 | 0 | 0 | 0 | 0 | 0 | 0 | 0 | 0 | 0
Commercial_Hospital_New_Space Heating_Natural Gas_Boiler_E9_Codes & Standards Forecast | Commercial | Hospital | New | Space Heating | Natural Gas | Boiler | E9 |  | Codes & Standards Forecast | 0 | 0 | 0 | 0 | 0 | 0 | 0 | 0 | 0 | 0 | 0 | 0 | 0 | 0 | 0 | 0 | 0 | 0 | 0 | 0 | 0 | 0 | 0 | 0 | 0 | 0 | 0 | 0 | 0 | 0 | 0 | 0 | 0 | 0 | 0 | 0 | 0 | 0 | 0 | 0 | 0 | 0 | 0 | 0 | 0 | 0 | 0 | 0 | 0 | 0 | 0
Commercial_Hospital_New_Space Heating_Natural Gas_Boiler_E10_Codes & Standards Forecast | Commercial | Hospital | New | Space Heating | Natural Gas | Boiler | E10 |  | Codes & Standards Forecast | 0 | 0 | 0 | 0 | 0 | 0 | 0 | 0 | 0 | 0 | 0 | 0 | 0 | 0 | 0 | 0 | 0 | 0 | 0 | 0 | 0 | 0 | 0 | 0 | 0 | 0 | 0 | 0 | 0 | 0 | 0 | 0 | 0 | 0 | 0 | 0 | 0 | 0 | 0 | 0 | 0 | 0 | 0 | 0 | 0 | 0 | 0 | 0 | 0 | 0 | 0
Commercial_Hospital_New_Space Heating_Natural Gas_Boiler_Vintage_Codes & Standards Forecast | Commercial | Hospital | New | Space Heating | Natural Gas | Boiler | Vintage |  | Codes & Standards Forecast | 0 | 0 | 0 | 0 | 0 | 0 | 0 | 0 | 0 | 0 | 0 | 0 | 0 | 0 | 0 | 0 | 0 | 0 | 0 | 0 | 0 | 0 | 0 | 0 | 0 | 0 | 0 | 0 | 0 | 0 | 0 | 0 | 0 | 0 | 0 | 0 | 0 | 0 | 0 | 0 | 0 | 0 | 0 | 0 | 0 | 0 | 0 | 0 | 0 | 0 | 0
Commercial_Hospital_New_Space Heating_Natural Gas_Unit Heater_E1_Codes & Standards Forecast | Commercial | Hospital | New | Space Heating | Natural Gas | Unit Heater | E1 |  | Codes & Standards Forecast | 0 | 0 | 0 | 0 | 0 | 0 | 0 | 0 | 0 | 0 | 0 | 0 | 0 | 0 | 0 | 0 | 0 | 0 | 0 | 0 | 0 | 0 | 0 | 0 | 0 | 0 | 0 | 0 | 0 | 0 | 0 | 0 | 0 | 0 | 0 | 0 | 0 | 0 | 0 | 0 | 0 | 0 | 0 | 0 | 0 | 0 | 0 | 0 | 0 | 0 | 0
Commercial_Hospital_New_Space Heating_Natural Gas_Unit Heater_E2_Codes & Standards Forecast | Commercial | Hospital | New | Space Heating | Natural Gas | Unit Heater | E2 |  | Codes & Standards Forecast | 0 | 0 | 0 | 0 | 0 | 0 | 0 | 0 | 0 | 0 | 0 | 0 | 0 | 0 | 0 | 0 | 0 | 0 | 0 | 0 | 0 | 0 | 0 | 0 | 0 | 0 | 0 | 0 | 0 | 0 | 0 | 0 | 0 | 0 | 0 | 0 | 0 | 0 | 0 | 0 | 0 | 0 | 0 | 0 | 0 | 0 | 0 | 0 | 0 | 0 | 0
Commercial_Hospital_New_Space Heating_Natural Gas_Unit Heater_E3_Codes & Standards Forecast | Commercial | Hospital | New | Space Heating | Natural Gas | Unit Heater | E3 |  | Codes & Standards Forecast | 0 | 0 | 0 | 0 | 0 | 0 | 0 | 0 | 0 | 0 | 0 | 0 | 0 | 0 | 0 | 0 | 0 | 0 | 0 | 0 | 0 | 0 | 0 | 0 | 0 | 0 | 0 | 0 | 0 | 0 | 0 | 0 | 0 | 0 | 0 | 0 | 0 | 0 | 0 | 0 | 0 | 0 | 0 | 0 | 0 | 0 | 0 | 0 | 0 | 0 | 0
Commercial_Hospital_New_Space Heating_Natural Gas_Unit Heater_E4_Codes & Standards Forecast | Commercial | Hospital | New | Space Heating | Natural Gas | Unit Heater | E4 |  | Codes & Standards Forecast | 0 | 0 | 0 | 0 | 0 | 0 | 0 | 0 | 0 | 0 | 0 | 0 | 0 | 0 | 0 | 0 | 0 | 0 | 0 | 0 | 0 | 0 | 0 | 0 | 0 | 0 | 0 | 0 | 0 | 0 | 0 | 0 | 0 | 0 | 0 | 0 | 0 | 0 | 0 | 0 | 0 | 0 | 0 | 0 | 0 | 0 | 0 | 0 | 0 | 0 | 0
Commercial_Hospital_New_Space Heating_Natural Gas_Unit Heater_E5_Codes & Standards Forecast | Commercial | Hospital | New | Space Heating | Natural Gas | Unit Heater | E5 |  | Codes & Standards Forecast | 0 | 0 | 0 | 0 | 0 | 0 | 0 | 0 | 0 | 0 | 0 | 0 | 0 | 0 | 0 | 0 | 0 | 0 | 0 | 0 | 0 | 0 | 0 | 0 | 0 | 0 | 0 | 0 | 0 | 0 | 0 | 0 | 0 | 0 | 0 | 0 | 0 | 0 | 0 | 0 | 0 | 0 | 0 | 0 | 0 | 0 | 0 | 0 | 0 | 0 | 0
Commercial_Hospital_New_Space Heating_Natural Gas_Unit Heater_E6_Codes & Standards Forecast | Commercial | Hospital | New | Space Heating | Natural Gas | Unit Heater | E6 |  | Codes & Standards Forecast | 0 | 0 | 0 | 0 | 0 | 0 | 0 | 0 | 0 | 0 | 0 | 0 | 0 | 0 | 0 | 0 | 0 | 0 | 0 | 0 | 0 | 0 | 0 | 0 | 0 | 0 | 0 | 0 | 0 | 0 | 0 | 0 | 0 | 0 | 0 | 0 | 0 | 0 | 0 | 0 | 0 | 0 | 0 | 0 | 0 | 0 | 0 | 0 | 0 | 0 | 0
Commercial_Hospital_New_Space Heating_Natural Gas_Unit Heater_E7_Codes & Standards Forecast | Commercial | Hospital | New | Space Heating | Natural Gas | Unit Heater | E7 |  | Codes & Standards Forecast | 0 | 0 | 0 | 0 | 0 | 0 | 0 | 0 | 0 | 0 | 0 | 0 | 0 | 0 | 0 | 0 | 0 | 0 | 0 | 0 | 0 | 0 | 0 | 0 | 0 | 0 | 0 | 0 | 0 | 0 | 0 | 0 | 0 | 0 | 0 | 0 | 0 | 0 | 0 | 0 | 0 | 0 | 0 | 0 | 0 | 0 | 0 | 0 | 0 | 0 | 0
Commercial_Hospital_New_Space Heating_Natural Gas_Unit Heater_E8_Codes & Standards Forecast | Commercial | Hospital | New | Space Heating | Natural Gas | Unit Heater | E8 |  | Codes & Standards Forecast | 0 | 0 | 0 | 0 | 0 | 0 | 0 | 0 | 0 | 0 | 0 | 0 | 0 | 0 | 0 | 0 | 0 | 0 | 0 | 0 | 0 | 0 | 0 | 0 | 0 | 0 | 0 | 0 | 0 | 0 | 0 | 0 | 0 | 0 | 0 | 0 | 0 | 0 | 0 | 0 | 0 | 0 | 0 | 0 | 0 | 0 | 0 | 0 | 0 | 0 | 0
Commercial_Hospital_New_Space Heating_Natural Gas_Unit Heater_E9_Codes & Standards Forecast | Commercial | Hospital | New | Space Heating | Natural Gas | Unit Heater | E9 |  | Codes & Standards Forecast | 0 | 0 | 0 | 0 | 0 | 0 | 0 | 0 | 0 | 0 | 0 | 0 | 0 | 0 | 0 | 0 | 0 | 0 | 0 | 0 | 0 | 0 | 0 | 0 | 0 | 0 | 0 | 0 | 0 | 0 | 0 | 0 | 0 | 0 | 0 | 0 | 0 | 0 | 0 | 0 | 0 | 0 | 0 | 0 | 0 | 0 | 0 | 0 | 0 | 0 | 0
Commercial_Hospital_New_Space Heating_Natural Gas_Unit Heater_E10_Codes & Standards Forecast | Commercial | Hospital | New | Space Heating | Natural Gas | Unit Heater | E10 |  | Codes & Standards Forecast | 0 | 0 | 0 | 0 | 0 | 0 | 0 | 0 | 0 | 0 | 0 | 0 | 0 | 0 | 0 | 0 | 0 | 0 | 0 | 0 | 0 | 0 | 0 | 0 | 0 | 0 | 0 | 0 | 0 | 0 | 0 | 0 | 0 | 0 | 0 | 0 | 0 | 0 | 0 | 0 | 0 | 0 | 0 | 0 | 0 | 0 | 0 | 0 | 0 | 0 | 0
Commercial_Hospital_New_Space Heating_Natural Gas_Unit Heater_Vintage_Codes & Standards Forecast | Commercial | Hospital | New | Space Heating | Natural Gas | Unit Heater | Vintage |  | Codes & Standards Forecast | 0 | 0 | 0 | 0 | 0 | 0 | 0 | 0 | 0 | 0 | 0 | 0 | 0 | 0 | 0 | 0 | 0 | 0 | 0 | 0 | 0 | 0 | 0 | 0 | 0 | 0 | 0 | 0 | 0 | 0 | 0 | 0 | 0 | 0 | 0 | 0 | 0 | 0 | 0 | 0 | 0 | 0 | 0 | 0 | 0 | 0 | 0 | 0 | 0 | 0 | 0
Commercial_Hospital_New_Water Heating_Natural Gas_Water Heater_E1_Codes & Standards Forecast | Commercial | Hospital | New | Water Heating | Natural Gas | Water Heater | E1 |  | Codes & Standards Forecast | 0 | 17490.1362 | 101851.5583 | 155764.4156 | 225295.896 | 319657.7389 | 407855.3972 | 486025.9634 | 556330.8286 | 624213.0527 | 691209.7949 | 757540.9385 | 823781.2005 | 890210.9977 | 957049.405 | 1024010.9485 | 1090990.7924 | 1157883.8661 | 1224688.7934 | 1291404.1824 | 1358133.8378 | 1424877.8554 | 1491542.2447 | 1558125.9208 | 1624627.7885 | 1691140.8288 | 1757665.107 | 1824200.6887 | 1890747.6402 | 1957306.0278 | 2023875.9184 | 2090457.3793 | 2120446.4921 | 0 | 0 | 0 | 0 | 0 | 0 | 0 | 0 | 0 | 0 | 0 | 0 | 0 | 0 | 0 | 0 | 0 | 0
Commercial_Hospital_New_Water Heating_Natural Gas_Water Heater_E2_Codes & Standards Forecast | Commercial | Hospital | New | Water Heating | Natural Gas | Water Heater | E2 |  | Codes & Standards Forecast | 0 | 0 | 0 | 0 | 0 | 0 | 0 | 0 | 0 | 0 | 0 | 0 | 0 | 0 | 0 | 0 | 0 | 0 | 0 | 0 | 0 | 0 | 0 | 0 | 0 | 0 | 0 | 0 | 0 | 0 | 0 | 0 | 0 | 0 | 0 | 0 | 0 | 0 | 0 | 0 | 0 | 0 | 0 | 0 | 0 | 0 | 0 | 0 | 0 | 0 | 0
Commercial_Hospital_New_Water Heating_Natural Gas_Water Heater_E3_Codes & Standards Forecast | Commercial | Hospital | New | Water Heating | Natural Gas | Water Heater | E3 |  | Codes & Standards Forecast | 0 | 0 | 0 | 0 | 0 | 0 | 0 | 0 | 0 | 0 | 0 | 0 | 0 | 0 | 0 | 0 | 0 | 0 | 0 | 0 | 0 | 0 | 0 | 0 | 0 | 0 | 0 | 0 | 0 | 0 | 0 | 0 | 0 | 0 | 0 | 0 | 0 | 0 | 0 | 0 | 0 | 0 | 0 | 0 | 0 | 0 | 0 | 0 | 0 | 0 | 0
Commercial_Hospital_New_Water Heating_Natural Gas_Water Heater_E4_Codes & Standards Forecast | Commercial | Hospital | New | Water Heating | Natural Gas | Water Heater | E4 |  | Codes & Standards Forecast | 0 | 0 | 0 | 0 | 0 | 0 | 0 | 0 | 0 | 0 | 0 | 0 | 0 | 0 | 0 | 0 | 0 | 0 | 0 | 0 | 0 | 0 | 0 | 0 | 0 | 0 | 0 | 0 | 0 | 0 | 0 | 0 | 0 | 0 | 0 | 0 | 0 | 0 | 0 | 0 | 0 | 0 | 0 | 0 | 0 | 0 | 0 | 0 | 0 | 0 | 0
Commercial_Hospital_New_Water Heating_Natural Gas_Water Heater_E5_Codes & Standards Forecast | Commercial | Hospital | New | Water Heating | Natural Gas | Water Heater | E5 |  | Codes & Standards Forecast | 0 | 0 | 0 | 0 | 0 | 0 | 0 | 0 | 0 | 0 | 0 | 0 | 0 | 0 | 0 | 0 | 0 | 0 | 0 | 0 | 0 | 0 | 0 | 0 | 0 | 0 | 0 | 0 | 0 | 0 | 0 | 0 | 0 | 0 | 0 | 0 | 0 | 0 | 0 | 0 | 0 | 0 | 0 | 0 | 0 | 0 | 0 | 0 | 0 | 0 | 0
Commercial_Hospital_New_Water Heating_Natural Gas_Water Heater_E6_Codes & Standards Forecast | Commercial | Hospital | New | Water Heating | Natural Gas | Water Heater | E6 |  | Codes & Standards Forecast | 0 | 0 | 0 | 0 | 0 | 0 | 0 | 0 | 0 | 0 | 0 | 0 | 0 | 0 | 0 | 0 | 0 | 0 | 0 | 0 | 0 | 0 | 0 | 0 | 0 | 0 | 0 | 0 | 0 | 0 | 0 | 0 | 0 | 0 | 0 | 0 | 0 | 0 | 0 | 0 | 0 | 0 | 0 | 0 | 0 | 0 | 0 | 0 | 0 | 0 | 0
Commercial_Hospital_New_Water Heating_Natural Gas_Water Heater_E7_Codes & Standards Forecast | Commercial | Hospital | New | Water Heating | Natural Gas | Water Heater | E7 |  | Codes & Standards Forecast | 0 | 0 | 0 | 0 | 0 | 0 | 0 | 0 | 0 | 0 | 0 | 0 | 0 | 0 | 0 | 0 | 0 | 0 | 0 | 0 | 0 | 0 | 0 | 0 | 0 | 0 | 0 | 0 | 0 | 0 | 0 | 0 | 0 | 0 | 0 | 0 | 0 | 0 | 0 | 0 | 0 | 0 | 0 | 0 | 0 | 0 | 0 | 0 | 0 | 0 | 0
Commercial_Hospital_New_Water Heating_Natural Gas_Water Heater_E8_Codes & Standards Forecast | Commercial | Hospital | New | Water Heating | Natural Gas | Water Heater | E8 |  | Codes & Standards Forecast | 0 | 0 | 0 | 0 | 0 | 0 | 0 | 0 | 0 | 0 | 0 | 0 | 0 | 0 | 0 | 0 | 0 | 0 | 0 | 0 | 0 | 0 | 0 | 0 | 0 | 0 | 0 | 0 | 0 | 0 | 0 | 0 | 0 | 0 | 0 | 0 | 0 | 0 | 0 | 0 | 0 | 0 | 0 | 0 | 0 | 0 | 0 | 0 | 0 | 0 | 0
Commercial_Hospital_New_Water Heating_Natural Gas_Water Heater_E9_Codes & Standards Forecast | Commercial | Hospital | New | Water Heating | Natural Gas | Water Heater | E9 |  | Codes & Standards Forecast | 0 | 0 | 0 | 0 | 0 | 0 | 0 | 0 | 0 | 0 | 0 | 0 | 0 | 0 | 0 | 0 | 0 | 0 | 0 | 0 | 0 | 0 | 0 | 0 | 0 | 0 | 0 | 0 | 0 | 0 | 0 | 0 | 0 | 0 | 0 | 0 | 0 | 0 | 0 | 0 | 0 | 0 | 0 | 0 | 0 | 0 | 0 | 0 | 0 | 0 | 0
Commercial_Hospital_New_Water Heating_Natural Gas_Water Heater_E10_Codes & Standards Forecast | Commercial | Hospital | New | Water Heating | Natural Gas | Water Heater | E10 |  | Codes & Standards Forecast | 0 | 0 | 0 | 0 | 0 | 0 | 0 | 0 | 0 | 0 | 0 | 0 | 0 | 0 | 0 | 0 | 0 | 0 | 0 | 0 | 0 | 0 | 0 | 0 | 0 | 0 | 0 | 0 | 0 | 0 | 0 | 0 | 0 | 0 | 0 | 0 | 0 | 0 | 0 | 0 | 0 | 0 | 0 | 0 | 0 | 0 | 0 | 0 | 0 | 0 | 0
Commercial_Hospital_New_Water Heating_Natural Gas_Water Heater_Vintage_Codes & Standards Forecast | Commercial | Hospital | New | Water Heating | Natural Gas | Water Heater | Vintage |  | Codes & Standards Forecast | 0 | 0 | 0 | 0 | 0 | 0 | 0 | 0 | 0 | 0 | 0 | 0 | 0 | 0 | 0 | 0 | 0 | 0 | 0 | 0 | 0 | 0 | 0 | 0 | 0 | 0 | 0 | 0 | 0 | 0 | 0 | 0 | 0 | 0 | 0 | 0 | 0 | 0 | 0 | 0 | 0 | 0 | 0 | 0 | 0 | 0 | 0 | 0 | 0 | 0 | 0
Commercial_Hospital_New_Food Preparation_Natural Gas_Oven_E1_Codes & Standards Forecast | Commercial | Hospital | New | Food Preparation | Natural Gas | Oven | E1 |  | Codes & Standards Forecast | 0 | 426.8584 | 2485.7548 | 3801.5339 | 5498.4958 | 7801.4592 | 9953.9815 | 11861.7861 | 13577.6229 | 15234.3337 | 16869.4336 | 18488.2892 | 20104.9267 | 21726.19 | 23357.4256 | 24991.6665 | 26626.3541 | 28258.9239 | 29889.3425 | 31517.5758 | 33146.1573 | 34775.0893 | 36402.078 | 38027.0968 | 39650.119 | 41273.4138 | 42896.983 | 44520.828 | 46144.9505 | 47769.3521 | 49394.0345 | 51018.9992 | 51750.9034 | 0 | 0 | 0 | 0 | 0 | 0 | 0 | 0 | 0 | 0 | 0 | 0 | 0 | 0 | 0 | 0 | 0 | 0
Commercial_Hospital_New_Food Preparation_Natural Gas_Oven_E2_Codes & Standards Forecast | Commercial | Hospital | New | Food Preparation | Natural Gas | Oven | E2 |  | Codes & Standards Forecast | 0 | 0 | 0 | 0 | 0 | 0 | 0 | 0 | 0 | 0 | 0 | 0 | 0 | 0 | 0 | 0 | 0 | 0 | 0 | 0 | 0 | 0 | 0 | 0 | 0 | 0 | 0 | 0 | 0 | 0 | 0 | 0 | 0 | 0 | 0 | 0 | 0 | 0 | 0 | 0 | 0 | 0 | 0 | 0 | 0 | 0 | 0 | 0 | 0 | 0 | 0
Commercial_Hospital_New_Food Preparation_Natural Gas_Oven_E3_Codes & Standards Forecast | Commercial | Hospital | New | Food Preparation | Natural Gas | Oven | E3 |  | Codes & Standards Forecast | 0 | 0 | 0 | 0 | 0 | 0 | 0 | 0 | 0 | 0 | 0 | 0 | 0 | 0 | 0 | 0 | 0 | 0 | 0 | 0 | 0 | 0 | 0 | 0 | 0 | 0 | 0 | 0 | 0 | 0 | 0 | 0 | 0 | 0 | 0 | 0 | 0 | 0 | 0 | 0 | 0 | 0 | 0 | 0 | 0 | 0 | 0 | 0 | 0 | 0 | 0
Commercial_Hospital_New_Food Preparation_Natural Gas_Oven_E4_Codes & Standards Forecast | Commercial | Hospital | New | Food Preparation | Natural Gas | Oven | E4 |  | Codes & Standards Forecast | 0 | 0 | 0 | 0 | 0 | 0 | 0 | 0 | 0 | 0 | 0 | 0 | 0 | 0 | 0 | 0 | 0 | 0 | 0 | 0 | 0 | 0 | 0 | 0 | 0 | 0 | 0 | 0 | 0 | 0 | 0 | 0 | 0 | 0 | 0 | 0 | 0 | 0 | 0 | 0 | 0 | 0 | 0 | 0 | 0 | 0 | 0 | 0 | 0 | 0 | 0
Commercial_Hospital_New_Food Preparation_Natural Gas_Oven_E5_Codes & Standards Forecast | Commercial | Hospital | New | Food Preparation | Natural Gas | Oven | E5 |  | Codes & Standards Forecast | 0 | 0 | 0 | 0 | 0 | 0 | 0 | 0 | 0 | 0 | 0 | 0 | 0 | 0 | 0 | 0 | 0 | 0 | 0 | 0 | 0 | 0 | 0 | 0 | 0 | 0 | 0 | 0 | 0 | 0 | 0 | 0 | 0 | 0 | 0 | 0 | 0 | 0 | 0 | 0 | 0 | 0 | 0 | 0 | 0 | 0 | 0 | 0 | 0 | 0 | 0
Commercial_Hospital_New_Food Preparation_Natural Gas_Oven_E6_Codes & Standards Forecast | Commercial | Hospital | New | Food Preparation | Natural Gas | Oven | E6 |  | Codes & Standards Forecast | 0 | 0 | 0 | 0 | 0 | 0 | 0 | 0 | 0 | 0 | 0 | 0 | 0 | 0 | 0 | 0 | 0 | 0 | 0 | 0 | 0 | 0 | 0 | 0 | 0 | 0 | 0 | 0 | 0 | 0 | 0 | 0 | 0 | 0 | 0 | 0 | 0 | 0 | 0 | 0 | 0 | 0 | 0 | 0 | 0 | 0 | 0 | 0 | 0 | 0 | 0
Commercial_Hospital_New_Food Preparation_Natural Gas_Oven_E7_Codes & Standards Forecast | Commercial | Hospital | New | Food Preparation | Natural Gas | Oven | E7 |  | Codes & Standards Forecast | 0 | 0 | 0 | 0 | 0 | 0 | 0 | 0 | 0 | 0 | 0 | 0 | 0 | 0 | 0 | 0 | 0 | 0 | 0 | 0 | 0 | 0 | 0 | 0 | 0 | 0 | 0 | 0 | 0 | 0 | 0 | 0 | 0 | 0 | 0 | 0 | 0 | 0 | 0 | 0 | 0 | 0 | 0 | 0 | 0 | 0 | 0 | 0 | 0 | 0 | 0
Commercial_Hospital_New_Food Preparation_Natural Gas_Oven_E8_Codes & Standards Forecast | Commercial | Hospital | New | Food Preparation | Natural Gas | Oven | E8 |  | Codes & Standards Forecast | 0 | 0 | 0 | 0 | 0 | 0 | 0 | 0 | 0 | 0 | 0 | 0 | 0 | 0 | 0 | 0 | 0 | 0 | 0 | 0 | 0 | 0 | 0 | 0 | 0 | 0 | 0 | 0 | 0 | 0 | 0 | 0 | 0 | 0 | 0 | 0 | 0 | 0 | 0 | 0 | 0 | 0 | 0 | 0 | 0 | 0 | 0 | 0 | 0 | 0 | 0
Commercial_Hospital_New_Food Preparation_Natural Gas_Oven_E9_Codes & Standards Forecast | Commercial | Hospital | New | Food Preparation | Natural Gas | Oven | E9 |  | Codes & Standards Forecast | 0 | 0 | 0 | 0 | 0 | 0 | 0 | 0 | 0 | 0 | 0 | 0 | 0 | 0 | 0 | 0 | 0 | 0 | 0 | 0 | 0 | 0 | 0 | 0 | 0 | 0 | 0 | 0 | 0 | 0 | 0 | 0 | 0 | 0 | 0 | 0 | 0 | 0 | 0 | 0 | 0 | 0 | 0 | 0 | 0 | 0 | 0 | 0 | 0 | 0 | 0
Commercial_Hospital_New_Food Preparation_Natural Gas_Oven_E10_Codes & Standards Forecast | Commercial | Hospital | New | Food Preparation | Natural Gas | Oven | E10 |  | Codes & Standards Forecast | 0 | 0 | 0 | 0 | 0 | 0 | 0 | 0 | 0 | 0 | 0 | 0 | 0 | 0 | 0 | 0 | 0 | 0 | 0 | 0 | 0 | 0 | 0 | 0 | 0 | 0 | 0 | 0 | 0 | 0 | 0 | 0 | 0 | 0 | 0 | 0 | 0 | 0 | 0 | 0 | 0 | 0 | 0 | 0 | 0 | 0 | 0 | 0 | 0 | 0 | 0
Commercial_Hospital_New_Food Preparation_Natural Gas_Oven_Vintage_Codes & Standards Forecast | Commercial | Hospital | New | Food Preparation | Natural Gas | Oven | Vintage |  | Codes & Standards Forecast | 0 | 0 | 0 | 0 | 0 | 0 | 0 | 0 | 0 | 0 | 0 | 0 | 0 | 0 | 0 | 0 | 0 | 0 | 0 | 0 | 0 | 0 | 0 | 0 | 0 | 0 | 0 | 0 | 0 | 0 | 0 | 0 | 0 | 0 | 0 | 0 | 0 | 0 | 0 | 0 | 0 | 0 | 0 | 0 | 0 | 0 | 0 | 0 | 0 | 0 | 0
Commercial_Hospital_New_Food Preparation_Natural Gas_Conveyor Oven_E1_Codes & Standards Forecast | Commercial | Hospital | New | Food Preparation | Natural Gas | Conveyor Oven | E1 |  | Codes & Standards Forecast | 0 | 213.4292 | 1242.8774 | 1900.7669 | 2749.2479 | 3900.7296 | 4976.9908 | 5930.893 | 6788.8115 | 7617.1668 | 8434.7168 | 9244.1446 | 10052.4634 | 10863.095 | 11678.7128 | 12495.8333 | 13313.177 | 14129.462 | 14944.6712 | 15758.7879 | 16573.0787 | 17387.5447 | 18201.039 | 19013.5484 | 19825.0595 | 20636.7069 | 21448.4915 | 22260.414 | 23072.4753 | 23884.6761 | 24697.0172 | 25509.4996 | 25875.4517 | 0 | 0 | 0 | 0 | 0 | 0 | 0 | 0 | 0 | 0 | 0 | 0 | 0 | 0 | 0 | 0 | 0 | 0
Commercial_Hospital_New_Food Preparation_Natural Gas_Conveyor Oven_E2_Codes & Standards Forecast | Commercial | Hospital | New | Food Preparation | Natural Gas | Conveyor Oven | E2 |  | Codes & Standards Forecast | 0 | 0 | 0 | 0 | 0 | 0 | 0 | 0 | 0 | 0 | 0 | 0 | 0 | 0 | 0 | 0 | 0 | 0 | 0 | 0 | 0 | 0 | 0 | 0 | 0 | 0 | 0 | 0 | 0 | 0 | 0 | 0 | 0 | 0 | 0 | 0 | 0 | 0 | 0 | 0 | 0 | 0 | 0 | 0 | 0 | 0 | 0 | 0 | 0 | 0 | 0
Commercial_Hospital_New_Food Preparation_Natural Gas_Conveyor Oven_E3_Codes & Standards Forecast | Commercial | Hospital | New | Food Preparation | Natural Gas | Conveyor Oven | E3 |  | Codes & Standards Forecast | 0 | 0 | 0 | 0 | 0 | 0 | 0 | 0 | 0 | 0 | 0 | 0 | 0 | 0 | 0 | 0 | 0 | 0 | 0 | 0 | 0 | 0 | 0 | 0 | 0 | 0 | 0 | 0 | 0 | 0 | 0 | 0 | 0 | 0 | 0 | 0 | 0 | 0 | 0 | 0 | 0 | 0 | 0 | 0 | 0 | 0 | 0 | 0 | 0 | 0 | 0
Commercial_Hospital_New_Food Preparation_Natural Gas_Conveyor Oven_E4_Codes & Standards Forecast | Commercial | Hospital | New | Food Preparation | Natural Gas | Conveyor Oven | E4 |  | Codes & Standards Forecast | 0 | 0 | 0 | 0 | 0 | 0 | 0 | 0 | 0 | 0 | 0 | 0 | 0 | 0 | 0 | 0 | 0 | 0 | 0 | 0 | 0 | 0 | 0 | 0 | 0 | 0 | 0 | 0 | 0 | 0 | 0 | 0 | 0 | 0 | 0 | 0 | 0 | 0 | 0 | 0 | 0 | 0 | 0 | 0 | 0 | 0 | 0 | 0 | 0 | 0 | 0
Commercial_Hospital_New_Food Preparation_Natural Gas_Conveyor Oven_E5_Codes & Standards Forecast | Commercial | Hospital | New | Food Preparation | Natural Gas | Conveyor Oven | E5 |  | Codes & Standards Forecast | 0 | 0 | 0 | 0 | 0 | 0 | 0 | 0 | 0 | 0 | 0 | 0 | 0 | 0 | 0 | 0 | 0 | 0 | 0 | 0 | 0 | 0 | 0 | 0 | 0 | 0 | 0 | 0 | 0 | 0 | 0 | 0 | 0 | 0 | 0 | 0 | 0 | 0 | 0 | 0 | 0 | 0 | 0 | 0 | 0 | 0 | 0 | 0 | 0 | 0 | 0
Commercial_Hospital_New_Food Preparation_Natural Gas_Conveyor Oven_E6_Codes & Standards Forecast | Commercial | Hospital | New | Food Preparation | Natural Gas | Conveyor Oven | E6 |  | Codes & Standards Forecast | 0 | 0 | 0 | 0 | 0 | 0 | 0 | 0 | 0 | 0 | 0 | 0 | 0 | 0 | 0 | 0 | 0 | 0 | 0 | 0 | 0 | 0 | 0 | 0 | 0 | 0 | 0 | 0 | 0 | 0 | 0 | 0 | 0 | 0 | 0 | 0 | 0 | 0 | 0 | 0 | 0 | 0 | 0 | 0 | 0 | 0 | 0 | 0 | 0 | 0 | 0
Commercial_Hospital_New_Food Preparation_Natural Gas_Conveyor Oven_E7_Codes & Standards Forecast | Commercial | Hospital | New | Food Preparation | Natural Gas | Conveyor Oven | E7 |  | Codes & Standards Forecast | 0 | 0 | 0 | 0 | 0 | 0 | 0 | 0 | 0 | 0 | 0 | 0 | 0 | 0 | 0 | 0 | 0 | 0 | 0 | 0 | 0 | 0 | 0 | 0 | 0 | 0 | 0 | 0 | 0 | 0 | 0 | 0 | 0 | 0 | 0 | 0 | 0 | 0 | 0 | 0 | 0 | 0 | 0 | 0 | 0 | 0 | 0 | 0 | 0 | 0 | 0
Commercial_Hospital_New_Food Preparation_Natural Gas_Conveyor Oven_E8_Codes & Standards Forecast | Commercial | Hospital | New | Food Preparation | Natural Gas | Conveyor Oven | E8 |  | Codes & Standards Forecast | 0 | 0 | 0 | 0 | 0 | 0 | 0 | 0 | 0 | 0 | 0 | 0 | 0 | 0 | 0 | 0 | 0 | 0 | 0 | 0 | 0 | 0 | 0 | 0 | 0 | 0 | 0 | 0 | 0 | 0 | 0 | 0 | 0 | 0 | 0 | 0 | 0 | 0 | 0 | 0 | 0 | 0 | 0 | 0 | 0 | 0 | 0 | 0 | 0 | 0 | 0
Commercial_Hospital_New_Food Preparation_Natural Gas_Conveyor Oven_E9_Codes & Standards Forecast | Commercial | Hospital | New | Food Preparation | Natural Gas | Conveyor Oven | E9 |  | Codes & Standards Forecast | 0 | 0 | 0 | 0 | 0 | 0 | 0 | 0 | 0 | 0 | 0 | 0 | 0 | 0 | 0 | 0 | 0 | 0 | 0 | 0 | 0 | 0 | 0 | 0 | 0 | 0 | 0 | 0 | 0 | 0 | 0 | 0 | 0 | 0 | 0 | 0 | 0 | 0 | 0 | 0 | 0 | 0 | 0 | 0 | 0 | 0 | 0 | 0 | 0 | 0 | 0
Commercial_Hospital_New_Food Preparation_Natural Gas_Conveyor Oven_E10_Codes & Standards Forecast | Commercial | Hospital | New | Food Preparation | Natural Gas | Conveyor Oven | E10 |  | Codes & Standards Forecast | 0 | 0 | 0 | 0 | 0 | 0 | 0 | 0 | 0 | 0 | 0 | 0 | 0 | 0 | 0 | 0 | 0 | 0 | 0 | 0 | 0 | 0 | 0 | 0 | 0 | 0 | 0 | 0 | 0 | 0 | 0 | 0 | 0 | 0 | 0 | 0 | 0 | 0 | 0 | 0 | 0 | 0 | 0 | 0 | 0 | 0 | 0 | 0 | 0 | 0 | 0
Commercial_Hospital_New_Food Preparation_Natural Gas_Conveyor Oven_Vintage_Codes & Standards Forecast | Commercial | Hospital | New | Food Preparation | Natural Gas | Conveyor Oven | Vintage |  | Codes & Standards Forecast | 0 | 0 | 0 | 0 | 0 | 0 | 0 | 0 | 0 | 0 | 0 | 0 | 0 | 0 | 0 | 0 | 0 | 0 | 0 | 0 | 0 | 0 | 0 | 0 | 0 | 0 | 0 | 0 | 0 | 0 | 0 | 0 | 0 | 0 | 0 | 0 | 0 | 0 | 0 | 0 | 0 | 0 | 0 | 0 | 0 | 0 | 0 | 0 | 0 | 0 | 0
Commercial_Hospital_New_Food Preparation_Natural Gas_Double Rack Oven_E1_Codes & Standards Forecast | Commercial | Hospital | New | Food Preparation | Natural Gas | Double Rack Oven | E1 |  | Codes & Standards Forecast | 0 | 213.4292 | 1242.8774 | 1900.7669 | 2749.2479 | 3900.7296 | 4976.9908 | 5930.893 | 6788.8115 | 7617.1668 | 8434.7168 | 9244.1446 | 10052.4634 | 10863.095 | 11678.7128 | 12495.8333 | 13313.177 | 14129.462 | 14944.6712 | 15758.7879 | 16573.0787 | 17387.5447 | 18201.039 | 19013.5484 | 19825.0595 | 20636.7069 | 21448.4915 | 22260.414 | 23072.4753 | 23884.6761 | 24697.0172 | 25509.4996 | 25875.4517 | 0 | 0 | 0 | 0 | 0 | 0 | 0 | 0 | 0 | 0 | 0 | 0 | 0 | 0 | 0 | 0 | 0 | 0
Commercial_Hospital_New_Food Preparation_Natural Gas_Double Rack Oven_E2_Codes & Standards Forecast | Commercial | Hospital | New | Food Preparation | Natural Gas | Double Rack Oven | E2 |  | Codes & Standards Forecast | 0 | 0 | 0 | 0 | 0 | 0 | 0 | 0 | 0 | 0 | 0 | 0 | 0 | 0 | 0 | 0 | 0 | 0 | 0 | 0 | 0 | 0 | 0 | 0 | 0 | 0 | 0 | 0 | 0 | 0 | 0 | 0 | 0 | 0 | 0 | 0 | 0 | 0 | 0 | 0 | 0 | 0 | 0 | 0 | 0 | 0 | 0 | 0 | 0 | 0 | 0
Commercial_Hospital_New_Food Preparation_Natural Gas_Double Rack Oven_E3_Codes & Standards Forecast | Commercial | Hospital | New | Food Preparation | Natural Gas | Double Rack Oven | E3 |  | Codes & Standards Forecast | 0 | 0 | 0 | 0 | 0 | 0 | 0 | 0 | 0 | 0 | 0 | 0 | 0 | 0 | 0 | 0 | 0 | 0 | 0 | 0 | 0 | 0 | 0 | 0 | 0 | 0 | 0 | 0 | 0 | 0 | 0 | 0 | 0 | 0 | 0 | 0 | 0 | 0 | 0 | 0 | 0 | 0 | 0 | 0 | 0 | 0 | 0 | 0 | 0 | 0 | 0
Commercial_Hospital_New_Food Preparation_Natural Gas_Double Rack Oven_E4_Codes & Standards Forecast | Commercial | Hospital | New | Food Preparation | Natural Gas | Double Rack Oven | E4 |  | Codes & Standards Forecast | 0 | 0 | 0 | 0 | 0 | 0 | 0 | 0 | 0 | 0 | 0 | 0 | 0 | 0 | 0 | 0 | 0 | 0 | 0 | 0 | 0 | 0 | 0 | 0 | 0 | 0 | 0 | 0 | 0 | 0 | 0 | 0 | 0 | 0 | 0 | 0 | 0 | 0 | 0 | 0 | 0 | 0 | 0 | 0 | 0 | 0 | 0 | 0 | 0 | 0 | 0
Commercial_Hospital_New_Food Preparation_Natural Gas_Double Rack Oven_E5_Codes & Standards Forecast | Commercial | Hospital | New | Food Preparation | Natural Gas | Double Rack Oven | E5 |  | Codes & Standards Forecast | 0 | 0 | 0 | 0 | 0 | 0 | 0 | 0 | 0 | 0 | 0 | 0 | 0 | 0 | 0 | 0 | 0 | 0 | 0 | 0 | 0 | 0 | 0 | 0 | 0 | 0 | 0 | 0 | 0 | 0 | 0 | 0 | 0 | 0 | 0 | 0 | 0 | 0 | 0 | 0 | 0 | 0 | 0 | 0 | 0 | 0 | 0 | 0 | 0 | 0 | 0
Commercial_Hospital_New_Food Preparation_Natural Gas_Double Rack Oven_E6_Codes & Standards Forecast | Commercial | Hospital | New | Food Preparation | Natural Gas | Double Rack Oven | E6 |  | Codes & Standards Forecast | 0 | 0 | 0 | 0 | 0 | 0 | 0 | 0 | 0 | 0 | 0 | 0 | 0 | 0 | 0 | 0 | 0 | 0 | 0 | 0 | 0 | 0 | 0 | 0 | 0 | 0 | 0 | 0 | 0 | 0 | 0 | 0 | 0 | 0 | 0 | 0 | 0 | 0 | 0 | 0 | 0 | 0 | 0 | 0 | 0 | 0 | 0 | 0 | 0 | 0 | 0
Commercial_Hospital_New_Food Preparation_Natural Gas_Double Rack Oven_E7_Codes & Standards Forecast | Commercial | Hospital | New | Food Preparation | Natural Gas | Double Rack Oven | E7 |  | Codes & Standards Forecast | 0 | 0 | 0 | 0 | 0 | 0 | 0 | 0 | 0 | 0 | 0 | 0 | 0 | 0 | 0 | 0 | 0 | 0 | 0 | 0 | 0 | 0 | 0 | 0 | 0 | 0 | 0 | 0 | 0 | 0 | 0 | 0 | 0 | 0 | 0 | 0 | 0 | 0 | 0 | 0 | 0 | 0 | 0 | 0 | 0 | 0 | 0 | 0 | 0 | 0 | 0
Commercial_Hospital_New_Food Preparation_Natural Gas_Double Rack Oven_E8_Codes & Standards Forecast | Commercial | Hospital | New | Food Preparation | Natural Gas | Double Rack Oven | E8 |  | Codes & Standards Forecast | 0 | 0 | 0 | 0 | 0 | 0 | 0 | 0 | 0 | 0 | 0 | 0 | 0 | 0 | 0 | 0 | 0 | 0 | 0 | 0 | 0 | 0 | 0 | 0 | 0 | 0 | 0 | 0 | 0 | 0 | 0 | 0 | 0 | 0 | 0 | 0 | 0 | 0 | 0 | 0 | 0 | 0 | 0 | 0 | 0 | 0 | 0 | 0 | 0 | 0 | 0
Commercial_Hospital_New_Food Preparation_Natural Gas_Double Rack Oven_E9_Codes & Standards Forecast | Commercial | Hospital | New | Food Preparation | Natural Gas | Double Rack Oven | E9 |  | Codes & Standards Forecast | 0 | 0 | 0 | 0 | 0 | 0 | 0 | 0 | 0 | 0 | 0 | 0 | 0 | 0 | 0 | 0 | 0 | 0 | 0 | 0 | 0 | 0 | 0 | 0 | 0 | 0 | 0 | 0 | 0 | 0 | 0 | 0 | 0 | 0 | 0 | 0 | 0 | 0 | 0 | 0 | 0 | 0 | 0 | 0 | 0 | 0 | 0 | 0 | 0 | 0 | 0
Commercial_Hospital_New_Food Preparation_Natural Gas_Double Rack Oven_E10_Codes & Standards Forecast | Commercial | Hospital | New | Food Preparation | Natural Gas | Double Rack Oven | E10 |  | Codes & Standards Forecast | 0 | 0 | 0 | 0 | 0 | 0 | 0 | 0 | 0 | 0 | 0 | 0 | 0 | 0 | 0 | 0 | 0 | 0 | 0 | 0 | 0 | 0 | 0 | 0 | 0 | 0 | 0 | 0 | 0 | 0 | 0 | 0 | 0 | 0 | 0 | 0 | 0 | 0 | 0 | 0 | 0 | 0 | 0 | 0 | 0 | 0 | 0 | 0 | 0 | 0 | 0
Commercial_Hospital_New_Food Preparation_Natural Gas_Double Rack Oven_Vintage_Codes & Standards Forecast | Commercial | Hospital | New | Food Preparation | Natural Gas | Double Rack Oven | Vintage |  | Codes & Standards Forecast | 0 | 0 | 0 | 0 | 0 | 0 | 0 | 0 | 0 | 0 | 0 | 0 | 0 | 0 | 0 | 0 | 0 | 0 | 0 | 0 | 0 | 0 | 0 | 0 | 0 | 0 | 0 | 0 | 0 | 0 | 0 | 0 | 0 | 0 | 0 | 0 | 0 | 0 | 0 | 0 | 0 | 0 | 0 | 0 | 0 | 0 | 0 | 0 | 0 | 0 | 0
Commercial_Hospital_New_Food Preparation_Natural Gas_Fryer_E1_Codes & Standards Forecast | Commercial | Hospital | New | Food Preparation | Natural Gas | Fryer | E1 |  | Codes & Standards Forecast | 0 | 4941.2091 | 28774.4955 | 28774.4955 | 28774.4955 | 28774.4955 | 27539.1933 | 20654.3949 | 15490.7962 | 11618.0972 | 7541.0008 | 0 | 0 | 0 | 0 | 0 | 0 | 0 | 0 | 0 | 0 | 0 | 0 | 0 | 0 | 0 | 0 | 0 | 0 | 0 | 0 | 0 | 0 | 0 | 0 | 0 | 0 | 0 | 0 | 0 | 0 | 0 | 0 | 0 | 0 | 0 | 0 | 0 | 0 | 0 | 0
Commercial_Hospital_New_Food Preparation_Natural Gas_Fryer_E2_Codes & Standards Forecast | Commercial | Hospital | New | Food Preparation | Natural Gas | Fryer | E2 |  | Codes & Standards Forecast | 0 | 0 | 0 | 15231.1393 | 34874.7589 | 61533.3047 | 87685.684 | 116654.765 | 141680.4755 | 164730.8561 | 187735.473 | 214015.9534 | 232729.7576 | 251497.1082 | 270379.8969 | 289297.4733 | 308220.2198 | 327118.4525 | 345991.7826 | 364839.8169 | 383691.8816 | 402548.0039 | 421381.63 | 440192.4536 | 458980.1651 | 477771.033 | 496565.0758 | 515362.3121 | 534162.7604 | 552966.4396 | 571773.3685 | 590583.5662 | 599055.9117 | 0 | 0 | 0 | 0 | 0 | 0 | 0 | 0 | 0 | 0 | 0 | 0 | 0 | 0 | 0 | 0 | 0 | 0
Commercial_Hospital_New_Food Preparation_Natural Gas_Fryer_E3_Codes & Standards Forecast | Commercial | Hospital | New | Food Preparation | Natural Gas | Fryer | E3 |  | Codes & Standards Forecast | 0 | 0 | 0 | 0 | 0 | 0 | 0 | 0 | 0 | 0 | 0 | 0 | 0 | 0 | 0 | 0 | 0 | 0 | 0 | 0 | 0 | 0 | 0 | 0 | 0 | 0 | 0 | 0 | 0 | 0 | 0 | 0 | 0 | 0 | 0 | 0 | 0 | 0 | 0 | 0 | 0 | 0 | 0 | 0 | 0 | 0 | 0 | 0 | 0 | 0 | 0
Commercial_Hospital_New_Food Preparation_Natural Gas_Fryer_E4_Codes & Standards Forecast | Commercial | Hospital | New | Food Preparation | Natural Gas | Fryer | E4 |  | Codes & Standards Forecast | 0 | 0 | 0 | 0 | 0 | 0 | 0 | 0 | 0 | 0 | 0 | 0 | 0 | 0 | 0 | 0 | 0 | 0 | 0 | 0 | 0 | 0 | 0 | 0 | 0 | 0 | 0 | 0 | 0 | 0 | 0 | 0 | 0 | 0 | 0 | 0 | 0 | 0 | 0 | 0 | 0 | 0 | 0 | 0 | 0 | 0 | 0 | 0 | 0 | 0 | 0
Commercial_Hospital_New_Food Preparation_Natural Gas_Fryer_E5_Codes & Standards Forecast | Commercial | Hospital | New | Food Preparation | Natural Gas | Fryer | E5 |  | Codes & Standards Forecast | 0 | 0 | 0 | 0 | 0 | 0 | 0 | 0 | 0 | 0 | 0 | 0 | 0 | 0 | 0 | 0 | 0 | 0 | 0 | 0 | 0 | 0 | 0 | 0 | 0 | 0 | 0 | 0 | 0 | 0 | 0 | 0 | 0 | 0 | 0 | 0 | 0 | 0 | 0 | 0 | 0 | 0 | 0 | 0 | 0 | 0 | 0 | 0 | 0 | 0 | 0
Commercial_Hospital_New_Food Preparation_Natural Gas_Fryer_E6_Codes & Standards Forecast | Commercial | Hospital | New | Food Preparation | Natural Gas | Fryer | E6 |  | Codes & Standards Forecast | 0 | 0 | 0 | 0 | 0 | 0 | 0 | 0 | 0 | 0 | 0 | 0 | 0 | 0 | 0 | 0 | 0 | 0 | 0 | 0 | 0 | 0 | 0 | 0 | 0 | 0 | 0 | 0 | 0 | 0 | 0 | 0 | 0 | 0 | 0 | 0 | 0 | 0 | 0 | 0 | 0 | 0 | 0 | 0 | 0 | 0 | 0 | 0 | 0 | 0 | 0
Commercial_Hospital_New_Food Preparation_Natural Gas_Fryer_E7_Codes & Standards Forecast | Commercial | Hospital | New | Food Preparation | Natural Gas | Fryer | E7 |  | Codes & Standards Forecast | 0 | 0 | 0 | 0 | 0 | 0 | 0 | 0 | 0 | 0 | 0 | 0 | 0 | 0 | 0 | 0 | 0 | 0 | 0 | 0 | 0 | 0 | 0 | 0 | 0 | 0 | 0 | 0 | 0 | 0 | 0 | 0 | 0 | 0 | 0 | 0 | 0 | 0 | 0 | 0 | 0 | 0 | 0 | 0 | 0 | 0 | 0 | 0 | 0 | 0 | 0
Commercial_Hospital_New_Food Preparation_Natural Gas_Fryer_E8_Codes & Standards Forecast | Commercial | Hospital | New | Food Preparation | Natural Gas | Fryer | E8 |  | Codes & Standards Forecast | 0 | 0 | 0 | 0 | 0 | 0 | 0 | 0 | 0 | 0 | 0 | 0 | 0 | 0 | 0 | 0 | 0 | 0 | 0 | 0 | 0 | 0 | 0 | 0 | 0 | 0 | 0 | 0 | 0 | 0 | 0 | 0 | 0 | 0 | 0 | 0 | 0 | 0 | 0 | 0 | 0 | 0 | 0 | 0 | 0 | 0 | 0 | 0 | 0 | 0 | 0
Commercial_Hospital_New_Food Preparation_Natural Gas_Fryer_E9_Codes & Standards Forecast | Commercial | Hospital | New | Food Preparation | Natural Gas | Fryer | E9 |  | Codes & Standards Forecast | 0 | 0 | 0 | 0 | 0 | 0 | 0 | 0 | 0 | 0 | 0 | 0 | 0 | 0 | 0 | 0 | 0 | 0 | 0 | 0 | 0 | 0 | 0 | 0 | 0 | 0 | 0 | 0 | 0 | 0 | 0 | 0 | 0 | 0 | 0 | 0 | 0 | 0 | 0 | 0 | 0 | 0 | 0 | 0 | 0 | 0 | 0 | 0 | 0 | 0 | 0
Commercial_Hospital_New_Food Preparation_Natural Gas_Fryer_E10_Codes & Standards Forecast | Commercial | Hospital | New | Food Preparation | Natural Gas | Fryer | E10 |  | Codes & Standards Forecast | 0 | 0 | 0 | 0 | 0 | 0 | 0 | 0 | 0 | 0 | 0 | 0 | 0 | 0 | 0 | 0 | 0 | 0 | 0 | 0 | 0 | 0 | 0 | 0 | 0 | 0 | 0 | 0 | 0 | 0 | 0 | 0 | 0 | 0 | 0 | 0 | 0 | 0 | 0 | 0 | 0 | 0 | 0 | 0 | 0 | 0 | 0 | 0 | 0 | 0 | 0
Commercial_Hospital_New_Food Preparation_Natural Gas_Fryer_Vintage_Codes & Standards Forecast | Commercial | Hospital | New | Food Preparation | Natural Gas | Fryer | Vintage |  | Codes & Standards Forecast | 0 | 0 | 0 | 0 | 0 | 0 | 0 | 0 | 0 | 0 | 0 | 0 | 0 | 0 | 0 | 0 | 0 | 0 | 0 | 0 | 0 | 0 | 0 | 0 | 0 | 0 | 0 | 0 | 0 | 0 | 0 | 0 | 0 | 0 | 0 | 0 | 0 | 0 | 0 | 0 | 0 | 0 | 0 | 0 | 0 | 0 | 0 | 0 | 0 | 0 | 0
Commercial_Hospital_New_Food Preparation_Natural Gas_Broiler_E1_Codes & Standards Forecast | Commercial | Hospital | New | Food Preparation | Natural Gas | Broiler | E1 |  | Codes & Standards Forecast | 0 | 1112.4188 | 6478.0278 | 9907.0277 | 14329.4133 | 20331.0754 | 25940.6792 | 30912.5334 | 35384.1083 | 39701.5968 | 43962.7664 | 48181.6021 | 52394.6575 | 56619.7678 | 60870.8668 | 65129.7976 | 69389.8924 | 73644.4684 | 77893.438 | 82136.7127 | 86380.8948 | 90625.9904 | 94866.0214 | 99100.9189 | 103330.6131 | 107561.0179 | 111792.1375 | 116023.976 | 120256.5377 | 124489.8267 | 128723.8474 | 132958.6039 | 134865.9906 | 0 | 0 | 0 | 0 | 0 | 0 | 0 | 0 | 0 | 0 | 0 | 0 | 0 | 0 | 0 | 0 | 0 | 0
Commercial_Hospital_New_Food Preparation_Natural Gas_Broiler_E2_Codes & Standards Forecast | Commercial | Hospital | New | Food Preparation | Natural Gas | Broiler | E2 |  | Codes & Standards Forecast | 0 | 0 | 0 | 0 | 0 | 0 | 0 | 0 | 0 | 0 | 0 | 0 | 0 | 0 | 0 | 0 | 0 | 0 | 0 | 0 | 0 | 0 | 0 | 0 | 0 | 0 | 0 | 0 | 0 | 0 | 0 | 0 | 0 | 0 | 0 | 0 | 0 | 0 | 0 | 0 | 0 | 0 | 0 | 0 | 0 | 0 | 0 | 0 | 0 | 0 | 0
Commercial_Hospital_New_Food Preparation_Natural Gas_Broiler_E3_Codes & Standards Forecast | Commercial | Hospital | New | Food Preparation | Natural Gas | Broiler | E3 |  | Codes & Standards Forecast | 0 | 0 | 0 | 0 | 0 | 0 | 0 | 0 | 0 | 0 | 0 | 0 | 0 | 0 | 0 | 0 | 0 | 0 | 0 | 0 | 0 | 0 | 0 | 0 | 0 | 0 | 0 | 0 | 0 | 0 | 0 | 0 | 0 | 0 | 0 | 0 | 0 | 0 | 0 | 0 | 0 | 0 | 0 | 0 | 0 | 0 | 0 | 0 | 0 | 0 | 0
Commercial_Hospital_New_Food Preparation_Natural Gas_Broiler_E4_Codes & Standards Forecast | Commercial | Hospital | New | Food Preparation | Natural Gas | Broiler | E4 |  | Codes & Standards Forecast | 0 | 0 | 0 | 0 | 0 | 0 | 0 | 0 | 0 | 0 | 0 | 0 | 0 | 0 | 0 | 0 | 0 | 0 | 0 | 0 | 0 | 0 | 0 | 0 | 0 | 0 | 0 | 0 | 0 | 0 | 0 | 0 | 0 | 0 | 0 | 0 | 0 | 0 | 0 | 0 | 0 | 0 | 0 | 0 | 0 | 0 | 0 | 0 | 0 | 0 | 0
Commercial_Hospital_New_Food Preparation_Natural Gas_Broiler_E5_Codes & Standards Forecast | Commercial | Hospital | New | Food Preparation | Natural Gas | Broiler | E5 |  | Codes & Standards Forecast | 0 | 0 | 0 | 0 | 0 | 0 | 0 | 0 | 0 | 0 | 0 | 0 | 0 | 0 | 0 | 0 | 0 | 0 | 0 | 0 | 0 | 0 | 0 | 0 | 0 | 0 | 0 | 0 | 0 | 0 | 0 | 0 | 0 | 0 | 0 | 0 | 0 | 0 | 0 | 0 | 0 | 0 | 0 | 0 | 0 | 0 | 0 | 0 | 0 | 0 | 0
Commercial_Hospital_New_Food Preparation_Natural Gas_Broiler_E6_Codes & Standards Forecast | Commercial | Hospital | New | Food Preparation | Natural Gas | Broiler | E6 |  | Codes & Standards Forecast | 0 | 0 | 0 | 0 | 0 | 0 | 0 | 0 | 0 | 0 | 0 | 0 | 0 | 0 | 0 | 0 | 0 | 0 | 0 | 0 | 0 | 0 | 0 | 0 | 0 | 0 | 0 | 0 | 0 | 0 | 0 | 0 | 0 | 0 | 0 | 0 | 0 | 0 | 0 | 0 | 0 | 0 | 0 | 0 | 0 | 0 | 0 | 0 | 0 | 0 | 0
Commercial_Hospital_New_Food Preparation_Natural Gas_Broiler_E7_Codes & Standards Forecast | Commercial | Hospital | New | Food Preparation | Natural Gas | Broiler | E7 |  | Codes & Standards Forecast | 0 | 0 | 0 | 0 | 0 | 0 | 0 | 0 | 0 | 0 | 0 | 0 | 0 | 0 | 0 | 0 | 0 | 0 | 0 | 0 | 0 | 0 | 0 | 0 | 0 | 0 | 0 | 0 | 0 | 0 | 0 | 0 | 0 | 0 | 0 | 0 | 0 | 0 | 0 | 0 | 0 | 0 | 0 | 0 | 0 | 0 | 0 | 0 | 0 | 0 | 0
Commercial_Hospital_New_Food Preparation_Natural Gas_Broiler_E8_Codes & Standards Forecast | Commercial | Hospital | New | Food Preparation | Natural Gas | Broiler | E8 |  | Codes & Standards Forecast | 0 | 0 | 0 | 0 | 0 | 0 | 0 | 0 | 0 | 0 | 0 | 0 | 0 | 0 | 0 | 0 | 0 | 0 | 0 | 0 | 0 | 0 | 0 | 0 | 0 | 0 | 0 | 0 | 0 | 0 | 0 | 0 | 0 | 0 | 0 | 0 | 0 | 0 | 0 | 0 | 0 | 0 | 0 | 0 | 0 | 0 | 0 | 0 | 0 | 0 | 0
Commercial_Hospital_New_Food Preparation_Natural Gas_Broiler_E9_Codes & Standards Forecast | Commercial | Hospital | New | Food Preparation | Natural Gas | Broiler | E9 |  | Codes & Standards Forecast | 0 | 0 | 0 | 0 | 0 | 0 | 0 | 0 | 0 | 0 | 0 | 0 | 0 | 0 | 0 | 0 | 0 | 0 | 0 | 0 | 0 | 0 | 0 | 0 | 0 | 0 | 0 | 0 | 0 | 0 | 0 | 0 | 0 | 0 | 0 | 0 | 0 | 0 | 0 | 0 | 0 | 0 | 0 | 0 | 0 | 0 | 0 | 0 | 0 | 0 | 0
Commercial_Hospital_New_Food Preparation_Natural Gas_Broiler_E10_Codes & Standards Forecast | Commercial | Hospital | New | Food Preparation | Natural Gas | Broiler | E10 |  | Codes & Standards Forecast | 0 | 0 | 0 | 0 | 0 | 0 | 0 | 0 | 0 | 0 | 0 | 0 | 0 | 0 | 0 | 0 | 0 | 0 | 0 | 0 | 0 | 0 | 0 | 0 | 0 | 0 | 0 | 0 | 0 | 0 | 0 | 0 | 0 | 0 | 0 | 0 | 0 | 0 | 0 | 0 | 0 | 0 | 0 | 0 | 0 | 0 | 0 | 0 | 0 | 0 | 0
Commercial_Hospital_New_Food Preparation_Natural Gas_Broiler_Vintage_Codes & Standards Forecast | Commercial | Hospital | New | Food Preparation | Natural Gas | Broiler | Vintage |  | Codes & Standards Forecast | 0 | 0 | 0 | 0 | 0 | 0 | 0 | 0 | 0 | 0 | 0 | 0 | 0 | 0 | 0 | 0 | 0 | 0 | 0 | 0 | 0 | 0 | 0 | 0 | 0 | 0 | 0 | 0 | 0 | 0 | 0 | 0 | 0 | 0 | 0 | 0 | 0 | 0 | 0 | 0 | 0 | 0 | 0 | 0 | 0 | 0 | 0 | 0 | 0 | 0 | 0
Commercial_Hospital_New_Food Preparation_Natural Gas_Griddle_E1_Codes & Standards Forecast | Commercial | Hospital | New | Food Preparation | Natural Gas | Griddle | E1 |  | Codes & Standards Forecast | 0 | 1112.4188 | 6478.0278 | 9907.0277 | 14329.4133 | 20331.0754 | 25940.6792 | 30912.5334 | 35384.1083 | 39701.5968 | 43962.7664 | 48181.6021 | 52394.6575 | 56619.7678 | 60870.8668 | 65129.7976 | 69389.8924 | 73644.4684 | 77893.438 | 82136.7127 | 86380.8948 | 90625.9904 | 94866.0214 | 99100.9189 | 103330.6131 | 107561.0179 | 111792.1375 | 116023.976 | 120256.5377 | 124489.8267 | 128723.8474 | 132958.6039 | 134865.9906 | 0 | 0 | 0 | 0 | 0 | 0 | 0 | 0 | 0 | 0 | 0 | 0 | 0 | 0 | 0 | 0 | 0 | 0
Commercial_Hospital_New_Food Preparation_Natural Gas_Griddle_E2_Codes & Standards Forecast | Commercial | Hospital | New | Food Preparation | Natural Gas | Griddle | E2 |  | Codes & Standards Forecast | 0 | 0 | 0 | 0 | 0 | 0 | 0 | 0 | 0 | 0 | 0 | 0 | 0 | 0 | 0 | 0 | 0 | 0 | 0 | 0 | 0 | 0 | 0 | 0 | 0 | 0 | 0 | 0 | 0 | 0 | 0 | 0 | 0 | 0 | 0 | 0 | 0 | 0 | 0 | 0 | 0 | 0 | 0 | 0 | 0 | 0 | 0 | 0 | 0 | 0 | 0
Commercial_Hospital_New_Food Preparation_Natural Gas_Griddle_E3_Codes & Standards Forecast | Commercial | Hospital | New | Food Preparation | Natural Gas | Griddle | E3 |  | Codes & Standards Forecast | 0 | 0 | 0 | 0 | 0 | 0 | 0 | 0 | 0 | 0 | 0 | 0 | 0 | 0 | 0 | 0 | 0 | 0 | 0 | 0 | 0 | 0 | 0 | 0 | 0 | 0 | 0 | 0 | 0 | 0 | 0 | 0 | 0 | 0 | 0 | 0 | 0 | 0 | 0 | 0 | 0 | 0 | 0 | 0 | 0 | 0 | 0 | 0 | 0 | 0 | 0
Commercial_Hospital_New_Food Preparation_Natural Gas_Griddle_E4_Codes & Standards Forecast | Commercial | Hospital | New | Food Preparation | Natural Gas | Griddle | E4 |  | Codes & Standards Forecast | 0 | 0 | 0 | 0 | 0 | 0 | 0 | 0 | 0 | 0 | 0 | 0 | 0 | 0 | 0 | 0 | 0 | 0 | 0 | 0 | 0 | 0 | 0 | 0 | 0 | 0 | 0 | 0 | 0 | 0 | 0 | 0 | 0 | 0 | 0 | 0 | 0 | 0 | 0 | 0 | 0 | 0 | 0 | 0 | 0 | 0 | 0 | 0 | 0 | 0 | 0
Commercial_Hospital_New_Food Preparation_Natural Gas_Griddle_E5_Codes & Standards Forecast | Commercial | Hospital | New | Food Preparation | Natural Gas | Griddle | E5 |  | Codes & Standards Forecast | 0 | 0 | 0 | 0 | 0 | 0 | 0 | 0 | 0 | 0 | 0 | 0 | 0 | 0 | 0 | 0 | 0 | 0 | 0 | 0 | 0 | 0 | 0 | 0 | 0 | 0 | 0 | 0 | 0 | 0 | 0 | 0 | 0 | 0 | 0 | 0 | 0 | 0 | 0 | 0 | 0 | 0 | 0 | 0 | 0 | 0 | 0 | 0 | 0 | 0 | 0
Commercial_Hospital_New_Food Preparation_Natural Gas_Griddle_E6_Codes & Standards Forecast | Commercial | Hospital | New | Food Preparation | Natural Gas | Griddle | E6 |  | Codes & Standards Forecast | 0 | 0 | 0 | 0 | 0 | 0 | 0 | 0 | 0 | 0 | 0 | 0 | 0 | 0 | 0 | 0 | 0 | 0 | 0 | 0 | 0 | 0 | 0 | 0 | 0 | 0 | 0 | 0 | 0 | 0 | 0 | 0 | 0 | 0 | 0 | 0 | 0 | 0 | 0 | 0 | 0 | 0 | 0 | 0 | 0 | 0 | 0 | 0 | 0 | 0 | 0
Commercial_Hospital_New_Food Preparation_Natural Gas_Griddle_E7_Codes & Standards Forecast | Commercial | Hospital | New | Food Preparation | Natural Gas | Griddle | E7 |  | Codes & Standards Forecast | 0 | 0 | 0 | 0 | 0 | 0 | 0 | 0 | 0 | 0 | 0 | 0 | 0 | 0 | 0 | 0 | 0 | 0 | 0 | 0 | 0 | 0 | 0 | 0 | 0 | 0 | 0 | 0 | 0 | 0 | 0 | 0 | 0 | 0 | 0 | 0 | 0 | 0 | 0 | 0 | 0 | 0 | 0 | 0 | 0 | 0 | 0 | 0 | 0 | 0 | 0
Commercial_Hospital_New_Food Preparation_Natural Gas_Griddle_E8_Codes & Standards Forecast | Commercial | Hospital | New | Food Preparation | Natural Gas | Griddle | E8 |  | Codes & Standards Forecast | 0 | 0 | 0 | 0 | 0 | 0 | 0 | 0 | 0 | 0 | 0 | 0 | 0 | 0 | 0 | 0 | 0 | 0 | 0 | 0 | 0 | 0 | 0 | 0 | 0 | 0 | 0 | 0 | 0 | 0 | 0 | 0 | 0 | 0 | 0 | 0 | 0 | 0 | 0 | 0 | 0 | 0 | 0 | 0 | 0 | 0 | 0 | 0 | 0 | 0 | 0
Commercial_Hospital_New_Food Preparation_Natural Gas_Griddle_E9_Codes & Standards Forecast | Commercial | Hospital | New | Food Preparation | Natural Gas | Griddle | E9 |  | Codes & Standards Forecast | 0 | 0 | 0 | 0 | 0 | 0 | 0 | 0 | 0 | 0 | 0 | 0 | 0 | 0 | 0 | 0 | 0 | 0 | 0 | 0 | 0 | 0 | 0 | 0 | 0 | 0 | 0 | 0 | 0 | 0 | 0 | 0 | 0 | 0 | 0 | 0 | 0 | 0 | 0 | 0 | 0 | 0 | 0 | 0 | 0 | 0 | 0 | 0 | 0 | 0 | 0
Commercial_Hospital_New_Food Preparation_Natural Gas_Griddle_E10_Codes & Standards Forecast | Commercial | Hospital | New | Food Preparation | Natural Gas | Griddle | E10 |  | Codes & Standards Forecast | 0 | 0 | 0 | 0 | 0 | 0 | 0 | 0 | 0 | 0 | 0 | 0 | 0 | 0 | 0 | 0 | 0 | 0 | 0 | 0 | 0 | 0 | 0 | 0 | 0 | 0 | 0 | 0 | 0 | 0 | 0 | 0 | 0 | 0 | 0 | 0 | 0 | 0 | 0 | 0 | 0 | 0 | 0 | 0 | 0 | 0 | 0 | 0 | 0 | 0 | 0
Commercial_Hospital_New_Food Preparation_Natural Gas_Griddle_Vintage_Codes & Standards Forecast | Commercial | Hospital | New | Food Preparation | Natural Gas | Griddle | Vintage |  | Codes & Standards Forecast | 0 | 0 | 0 | 0 | 0 | 0 | 0 | 0 | 0 | 0 | 0 | 0 | 0 | 0 | 0 | 0 | 0 | 0 | 0 | 0 | 0 | 0 | 0 | 0 | 0 | 0 | 0 | 0 | 0 | 0 | 0 | 0 | 0 | 0 | 0 | 0 | 0 | 0 | 0 | 0 | 0 | 0 | 0 | 0 | 0 | 0 | 0 | 0 | 0 | 0 | 0
Commercial_Hospital_New_Food Preparation_Natural Gas_Range_E1_Codes & Standards Forecast | Commercial | Hospital | New | Food Preparation | Natural Gas | Range | E1 |  | Codes & Standards Forecast | 0 | 4702.7452 | 27385.8319 | 41881.9129 | 60577.527 | 85949.5253 | 109664.0985 | 130682.5888 | 149586.1505 | 167838.3128 | 185852.3869 | 203687.4949 | 221498.1667 | 239359.8007 | 257331.3017 | 275335.9115 | 293345.442 | 311331.6417 | 329294.1406 | 347232.5645 | 365174.8243 | 383120.9459 | 401045.6569 | 418948.6659 | 436829.6782 | 454713.6946 | 472600.7326 | 490490.8099 | 508383.9443 | 526280.1537 | 544179.456 | 562081.8693 | 570145.3375 | 0 | 0 | 0 | 0 | 0 | 0 | 0 | 0 | 0 | 0 | 0 | 0 | 0 | 0 | 0 | 0 | 0 | 0
Commercial_Hospital_New_Food Preparation_Natural Gas_Range_E2_Codes & Standards Forecast | Commercial | Hospital | New | Food Preparation | Natural Gas | Range | E2 |  | Codes & Standards Forecast | 0 | 0 | 0 | 0 | 0 | 0 | 0 | 0 | 0 | 0 | 0 | 0 | 0 | 0 | 0 | 0 | 0 | 0 | 0 | 0 | 0 | 0 | 0 | 0 | 0 | 0 | 0 | 0 | 0 | 0 | 0 | 0 | 0 | 0 | 0 | 0 | 0 | 0 | 0 | 0 | 0 | 0 | 0 | 0 | 0 | 0 | 0 | 0 | 0 | 0 | 0
Commercial_Hospital_New_Food Preparation_Natural Gas_Range_E3_Codes & Standards Forecast | Commercial | Hospital | New | Food Preparation | Natural Gas | Range | E3 |  | Codes & Standards Forecast | 0 | 0 | 0 | 0 | 0 | 0 | 0 | 0 | 0 | 0 | 0 | 0 | 0 | 0 | 0 | 0 | 0 | 0 | 0 | 0 | 0 | 0 | 0 | 0 | 0 | 0 | 0 | 0 | 0 | 0 | 0 | 0 | 0 | 0 | 0 | 0 | 0 | 0 | 0 | 0 | 0 | 0 | 0 | 0 | 0 | 0 | 0 | 0 | 0 | 0 | 0
Commercial_Hospital_New_Food Preparation_Natural Gas_Range_E4_Codes & Standards Forecast | Commercial | Hospital | New | Food Preparation | Natural Gas | Range | E4 |  | Codes & Standards Forecast | 0 | 0 | 0 | 0 | 0 | 0 | 0 | 0 | 0 | 0 | 0 | 0 | 0 | 0 | 0 | 0 | 0 | 0 | 0 | 0 | 0 | 0 | 0 | 0 | 0 | 0 | 0 | 0 | 0 | 0 | 0 | 0 | 0 | 0 | 0 | 0 | 0 | 0 | 0 | 0 | 0 | 0 | 0 | 0 | 0 | 0 | 0 | 0 | 0 | 0 | 0
Commercial_Hospital_New_Food Preparation_Natural Gas_Range_E5_Codes & Standards Forecast | Commercial | Hospital | New | Food Preparation | Natural Gas | Range | E5 |  | Codes & Standards Forecast | 0 | 0 | 0 | 0 | 0 | 0 | 0 | 0 | 0 | 0 | 0 | 0 | 0 | 0 | 0 | 0 | 0 | 0 | 0 | 0 | 0 | 0 | 0 | 0 | 0 | 0 | 0 | 0 | 0 | 0 | 0 | 0 | 0 | 0 | 0 | 0 | 0 | 0 | 0 | 0 | 0 | 0 | 0 | 0 | 0 | 0 | 0 | 0 | 0 | 0 | 0
Commercial_Hospital_New_Food Preparation_Natural Gas_Range_E6_Codes & Standards Forecast | Commercial | Hospital | New | Food Preparation | Natural Gas | Range | E6 |  | Codes & Standards Forecast | 0 | 0 | 0 | 0 | 0 | 0 | 0 | 0 | 0 | 0 | 0 | 0 | 0 | 0 | 0 | 0 | 0 | 0 | 0 | 0 | 0 | 0 | 0 | 0 | 0 | 0 | 0 | 0 | 0 | 0 | 0 | 0 | 0 | 0 | 0 | 0 | 0 | 0 | 0 | 0 | 0 | 0 | 0 | 0 | 0 | 0 | 0 | 0 | 0 | 0 | 0
Commercial_Hospital_New_Food Preparation_Natural Gas_Range_E7_Codes & Standards Forecast | Commercial | Hospital | New | Food Preparation | Natural Gas | Range | E7 |  | Codes & Standards Forecast | 0 | 0 | 0 | 0 | 0 | 0 | 0 | 0 | 0 | 0 | 0 | 0 | 0 | 0 | 0 | 0 | 0 | 0 | 0 | 0 | 0 | 0 | 0 | 0 | 0 | 0 | 0 | 0 | 0 | 0 | 0 | 0 | 0 | 0 | 0 | 0 | 0 | 0 | 0 | 0 | 0 | 0 | 0 | 0 | 0 | 0 | 0 | 0 | 0 | 0 | 0
Commercial_Hospital_New_Food Preparation_Natural Gas_Range_E8_Codes & Standards Forecast | Commercial | Hospital | New | Food Preparation | Natural Gas | Range | E8 |  | Codes & Standards Forecast | 0 | 0 | 0 | 0 | 0 | 0 | 0 | 0 | 0 | 0 | 0 | 0 | 0 | 0 | 0 | 0 | 0 | 0 | 0 | 0 | 0 | 0 | 0 | 0 | 0 | 0 | 0 | 0 | 0 | 0 | 0 | 0 | 0 | 0 | 0 | 0 | 0 | 0 | 0 | 0 | 0 | 0 | 0 | 0 | 0 | 0 | 0 | 0 | 0 | 0 | 0
Commercial_Hospital_New_Food Preparation_Natural Gas_Range_E9_Codes & Standards Forecast | Commercial | Hospital | New | Food Preparation | Natural Gas | Range | E9 |  | Codes & Standards Forecast | 0 | 0 | 0 | 0 | 0 | 0 | 0 | 0 | 0 | 0 | 0 | 0 | 0 | 0 | 0 | 0 | 0 | 0 | 0 | 0 | 0 | 0 | 0 | 0 | 0 | 0 | 0 | 0 | 0 | 0 | 0 | 0 | 0 | 0 | 0 | 0 | 0 | 0 | 0 | 0 | 0 | 0 | 0 | 0 | 0 | 0 | 0 | 0 | 0 | 0 | 0
Commercial_Hospital_New_Food Preparation_Natural Gas_Range_E10_Codes & Standards Forecast | Commercial | Hospital | New | Food Preparation | Natural Gas | Range | E10 |  | Codes & Standards Forecast | 0 | 0 | 0 | 0 | 0 | 0 | 0 | 0 | 0 | 0 | 0 | 0 | 0 | 0 | 0 | 0 | 0 | 0 | 0 | 0 | 0 | 0 | 0 | 0 | 0 | 0 | 0 | 0 | 0 | 0 | 0 | 0 | 0 | 0 | 0 | 0 | 0 | 0 | 0 | 0 | 0 | 0 | 0 | 0 | 0 | 0 | 0 | 0 | 0 | 0 | 0
Commercial_Hospital_New_Food Preparation_Natural Gas_Range_Vintage_Codes & Standards Forecast | Commercial | Hospital | New | Food Preparation | Natural Gas | Range | Vintage |  | Codes & Standards Forecast | 0 | 0 | 0 | 0 | 0 | 0 | 0 | 0 | 0 | 0 | 0 | 0 | 0 | 0 | 0 | 0 | 0 | 0 | 0 | 0 | 0 | 0 | 0 | 0 | 0 | 0 | 0 | 0 | 0 | 0 | 0 | 0 | 0 | 0 | 0 | 0 | 0 | 0 | 0 | 0 | 0 | 0 | 0 | 0 | 0 | 0 | 0 | 0 | 0 | 0 | 0
Commercial_Hospital_New_Food Preparation_Natural Gas_Steamer_E1_Codes & Standards Forecast | Commercial | Hospital | New | Food Preparation | Natural Gas | Steamer | E1 |  | Codes & Standards Forecast | 0 | 516.7852 | 3009.4321 | 3009.4321 | 3009.4321 | 3009.4321 | 3009.4321 | 3009.4321 | 3009.4321 | 3009.4321 | 2952.0115 | 2624.0102 | 2332.4535 | 2073.292 | 1842.9262 | 1638.1567 | 1456.1393 | 1294.346 | 1150.5298 | 863.5511 | 0 | 0 | 0 | 0 | 0 | 0 | 0 | 0 | 0 | 0 | 0 | 0 | 0 | 0 | 0 | 0 | 0 | 0 | 0 | 0 | 0 | 0 | 0 | 0 | 0 | 0 | 0 | 0 | 0 | 0 | 0
Commercial_Hospital_New_Food Preparation_Natural Gas_Steamer_E2_Codes & Standards Forecast | Commercial | Hospital | New | Food Preparation | Natural Gas | Steamer | E2 |  | Codes & Standards Forecast | 0 | 0 | 0 | 1592.9759 | 3647.439 | 6435.5707 | 9041.5678 | 11351.292 | 13428.6064 | 15434.3386 | 17471.3277 | 19759.231 | 22008.0044 | 24229.9828 | 26435.2388 | 28618.5369 | 30779.6236 | 32917.9223 | 35035.6395 | 37293.8735 | 40129.1016 | 42101.2028 | 44070.9513 | 46038.3149 | 48003.2613 | 49968.5379 | 51934.1464 | 53900.089 | 55866.3675 | 57832.9839 | 59799.9402 | 61767.2384 | 62653.3338 | 0 | 0 | 0 | 0 | 0 | 0 | 0 | 0 | 0 | 0 | 0 | 0 | 0 | 0 | 0 | 0 | 0 | 0
Commercial_Hospital_New_Food Preparation_Natural Gas_Steamer_E3_Codes & Standards Forecast | Commercial | Hospital | New | Food Preparation | Natural Gas | Steamer | E3 |  | Codes & Standards Forecast | 0 | 0 | 0 | 0 | 0 | 0 | 0 | 0 | 0 | 0 | 0 | 0 | 0 | 0 | 0 | 0 | 0 | 0 | 0 | 0 | 0 | 0 | 0 | 0 | 0 | 0 | 0 | 0 | 0 | 0 | 0 | 0 | 0 | 0 | 0 | 0 | 0 | 0 | 0 | 0 | 0 | 0 | 0 | 0 | 0 | 0 | 0 | 0 | 0 | 0 | 0
Commercial_Hospital_New_Food Preparation_Natural Gas_Steamer_E4_Codes & Standards Forecast | Commercial | Hospital | New | Food Preparation | Natural Gas | Steamer | E4 |  | Codes & Standards Forecast | 0 | 0 | 0 | 0 | 0 | 0 | 0 | 0 | 0 | 0 | 0 | 0 | 0 | 0 | 0 | 0 | 0 | 0 | 0 | 0 | 0 | 0 | 0 | 0 | 0 | 0 | 0 | 0 | 0 | 0 | 0 | 0 | 0 | 0 | 0 | 0 | 0 | 0 | 0 | 0 | 0 | 0 | 0 | 0 | 0 | 0 | 0 | 0 | 0 | 0 | 0
Commercial_Hospital_New_Food Preparation_Natural Gas_Steamer_E5_Codes & Standards Forecast | Commercial | Hospital | New | Food Preparation | Natural Gas | Steamer | E5 |  | Codes & Standards Forecast | 0 | 0 | 0 | 0 | 0 | 0 | 0 | 0 | 0 | 0 | 0 | 0 | 0 | 0 | 0 | 0 | 0 | 0 | 0 | 0 | 0 | 0 | 0 | 0 | 0 | 0 | 0 | 0 | 0 | 0 | 0 | 0 | 0 | 0 | 0 | 0 | 0 | 0 | 0 | 0 | 0 | 0 | 0 | 0 | 0 | 0 | 0 | 0 | 0 | 0 | 0
Commercial_Hospital_New_Food Preparation_Natural Gas_Steamer_E6_Codes & Standards Forecast | Commercial | Hospital | New | Food Preparation | Natural Gas | Steamer | E6 |  | Codes & Standards Forecast | 0 | 0 | 0 | 0 | 0 | 0 | 0 | 0 | 0 | 0 | 0 | 0 | 0 | 0 | 0 | 0 | 0 | 0 | 0 | 0 | 0 | 0 | 0 | 0 | 0 | 0 | 0 | 0 | 0 | 0 | 0 | 0 | 0 | 0 | 0 | 0 | 0 | 0 | 0 | 0 | 0 | 0 | 0 | 0 | 0 | 0 | 0 | 0 | 0 | 0 | 0
Commercial_Hospital_New_Food Preparation_Natural Gas_Steamer_E7_Codes & Standards Forecast | Commercial | Hospital | New | Food Preparation | Natural Gas | Steamer | E7 |  | Codes & Standards Forecast | 0 | 0 | 0 | 0 | 0 | 0 | 0 | 0 | 0 | 0 | 0 | 0 | 0 | 0 | 0 | 0 | 0 | 0 | 0 | 0 | 0 | 0 | 0 | 0 | 0 | 0 | 0 | 0 | 0 | 0 | 0 | 0 | 0 | 0 | 0 | 0 | 0 | 0 | 0 | 0 | 0 | 0 | 0 | 0 | 0 | 0 | 0 | 0 | 0 | 0 | 0
Commercial_Hospital_New_Food Preparation_Natural Gas_Steamer_E8_Codes & Standards Forecast | Commercial | Hospital | New | Food Preparation | Natural Gas | Steamer | E8 |  | Codes & Standards Forecast | 0 | 0 | 0 | 0 | 0 | 0 | 0 | 0 | 0 | 0 | 0 | 0 | 0 | 0 | 0 | 0 | 0 | 0 | 0 | 0 | 0 | 0 | 0 | 0 | 0 | 0 | 0 | 0 | 0 | 0 | 0 | 0 | 0 | 0 | 0 | 0 | 0 | 0 | 0 | 0 | 0 | 0 | 0 | 0 | 0 | 0 | 0 | 0 | 0 | 0 | 0
Commercial_Hospital_New_Food Preparation_Natural Gas_Steamer_E9_Codes & Standards Forecast | Commercial | Hospital | New | Food Preparation | Natural Gas | Steamer | E9 |  | Codes & Standards Forecast | 0 | 0 | 0 | 0 | 0 | 0 | 0 | 0 | 0 | 0 | 0 | 0 | 0 | 0 | 0 | 0 | 0 | 0 | 0 | 0 | 0 | 0 | 0 | 0 | 0 | 0 | 0 | 0 | 0 | 0 | 0 | 0 | 0 | 0 | 0 | 0 | 0 | 0 | 0 | 0 | 0 | 0 | 0 | 0 | 0 | 0 | 0 | 0 | 0 | 0 | 0
Commercial_Hospital_New_Food Preparation_Natural Gas_Steamer_E10_Codes & Standards Forecast | Commercial | Hospital | New | Food Preparation | Natural Gas | Steamer | E10 |  | Codes & Standards Forecast | 0 | 0 | 0 | 0 | 0 | 0 | 0 | 0 | 0 | 0 | 0 | 0 | 0 | 0 | 0 | 0 | 0 | 0 | 0 | 0 | 0 | 0 | 0 | 0 | 0 | 0 | 0 | 0 | 0 | 0 | 0 | 0 | 0 | 0 | 0 | 0 | 0 | 0 | 0 | 0 | 0 | 0 | 0 | 0 | 0 | 0 | 0 | 0 | 0 | 0 | 0
Commercial_Hospital_New_Food Preparation_Natural Gas_Steamer_Vintage_Codes & Standards Forecast | Commercial | Hospital | New | Food Preparation | Natural Gas | Steamer | Vintage |  | Codes & Standards Forecast | 0 | 0 | 0 | 0 | 0 | 0 | 0 | 0 | 0 | 0 | 0 | 0 | 0 | 0 | 0 | 0 | 0 | 0 | 0 | 0 | 0 | 0 | 0 | 0 | 0 | 0 | 0 | 0 | 0 | 0 | 0 | 0 | 0 | 0 | 0 | 0 | 0 | 0 | 0 | 0 | 0 | 0 | 0 | 0 | 0 | 0 | 0 | 0 | 0 | 0 | 0
Commercial_Hospital_New_Food Preparation_Natural Gas_Food Prep Other_E1_Codes & Standards Forecast | Commercial | Hospital | New | Food Preparation | Natural Gas | Food Prep Other | E1 |  | Codes & Standards Forecast | 0 | 0 | 0 | 0 | 0 | 0 | 0 | 0 | 0 | 0 | 0 | 0 | 0 | 0 | 0 | 0 | 0 | 0 | 0 | 0 | 0 | 0 | 0 | 0 | 0 | 0 | 0 | 0 | 0 | 0 | 0 | 0 | 0 | 0 | 0 | 0 | 0 | 0 | 0 | 0 | 0 | 0 | 0 | 0 | 0 | 0 | 0 | 0 | 0 | 0 | 0
Commercial_Hospital_New_Food Preparation_Natural Gas_Food Prep Other_E2_Codes & Standards Forecast | Commercial | Hospital | New | Food Preparation | Natural Gas | Food Prep Other | E2 |  | Codes & Standards Forecast | 0 | 0 | 0 | 0 | 0 | 0 | 0 | 0 | 0 | 0 | 0 | 0 | 0 | 0 | 0 | 0 | 0 | 0 | 0 | 0 | 0 | 0 | 0 | 0 | 0 | 0 | 0 | 0 | 0 | 0 | 0 | 0 | 0 | 0 | 0 | 0 | 0 | 0 | 0 | 0 | 0 | 0 | 0 | 0 | 0 | 0 | 0 | 0 | 0 | 0 | 0
Commercial_Hospital_New_Food Preparation_Natural Gas_Food Prep Other_E3_Codes & Standards Forecast | Commercial | Hospital | New | Food Preparation | Natural Gas | Food Prep Other | E3 |  | Codes & Standards Forecast | 0 | 0 | 0 | 0 | 0 | 0 | 0 | 0 | 0 | 0 | 0 | 0 | 0 | 0 | 0 | 0 | 0 | 0 | 0 | 0 | 0 | 0 | 0 | 0 | 0 | 0 | 0 | 0 | 0 | 0 | 0 | 0 | 0 | 0 | 0 | 0 | 0 | 0 | 0 | 0 | 0 | 0 | 0 | 0 | 0 | 0 | 0 | 0 | 0 | 0 | 0
Commercial_Hospital_New_Food Preparation_Natural Gas_Food Prep Other_E4_Codes & Standards Forecast | Commercial | Hospital | New | Food Preparation | Natural Gas | Food Prep Other | E4 |  | Codes & Standards Forecast | 0 | 0 | 0 | 0 | 0 | 0 | 0 | 0 | 0 | 0 | 0 | 0 | 0 | 0 | 0 | 0 | 0 | 0 | 0 | 0 | 0 | 0 | 0 | 0 | 0 | 0 | 0 | 0 | 0 | 0 | 0 | 0 | 0 | 0 | 0 | 0 | 0 | 0 | 0 | 0 | 0 | 0 | 0 | 0 | 0 | 0 | 0 | 0 | 0 | 0 | 0
Commercial_Hospital_New_Food Preparation_Natural Gas_Food Prep Other_E5_Codes & Standards Forecast | Commercial | Hospital | New | Food Preparation | Natural Gas | Food Prep Other | E5 |  | Codes & Standards Forecast | 0 | 0 | 0 | 0 | 0 | 0 | 0 | 0 | 0 | 0 | 0 | 0 | 0 | 0 | 0 | 0 | 0 | 0 | 0 | 0 | 0 | 0 | 0 | 0 | 0 | 0 | 0 | 0 | 0 | 0 | 0 | 0 | 0 | 0 | 0 | 0 | 0 | 0 | 0 | 0 | 0 | 0 | 0 | 0 | 0 | 0 | 0 | 0 | 0 | 0 | 0
Commercial_Hospital_New_Food Preparation_Natural Gas_Food Prep Other_E6_Codes & Standards Forecast | Commercial | Hospital | New | Food Preparation | Natural Gas | Food Prep Other | E6 |  | Codes & Standards Forecast | 0 | 0 | 0 | 0 | 0 | 0 | 0 | 0 | 0 | 0 | 0 | 0 | 0 | 0 | 0 | 0 | 0 | 0 | 0 | 0 | 0 | 0 | 0 | 0 | 0 | 0 | 0 | 0 | 0 | 0 | 0 | 0 | 0 | 0 | 0 | 0 | 0 | 0 | 0 | 0 | 0 | 0 | 0 | 0 | 0 | 0 | 0 | 0 | 0 | 0 | 0
Commercial_Hospital_New_Food Preparation_Natural Gas_Food Prep Other_E7_Codes & Standards Forecast | Commercial | Hospital | New | Food Preparation | Natural Gas | Food Prep Other | E7 |  | Codes & Standards Forecast | 0 | 0 | 0 | 0 | 0 | 0 | 0 | 0 | 0 | 0 | 0 | 0 | 0 | 0 | 0 | 0 | 0 | 0 | 0 | 0 | 0 | 0 | 0 | 0 | 0 | 0 | 0 | 0 | 0 | 0 | 0 | 0 | 0 | 0 | 0 | 0 | 0 | 0 | 0 | 0 | 0 | 0 | 0 | 0 | 0 | 0 | 0 | 0 | 0 | 0 | 0
Commercial_Hospital_New_Food Preparation_Natural Gas_Food Prep Other_E8_Codes & Standards Forecast | Commercial | Hospital | New | Food Preparation | Natural Gas | Food Prep Other | E8 |  | Codes & Standards Forecast | 0 | 0 | 0 | 0 | 0 | 0 | 0 | 0 | 0 | 0 | 0 | 0 | 0 | 0 | 0 | 0 | 0 | 0 | 0 | 0 | 0 | 0 | 0 | 0 | 0 | 0 | 0 | 0 | 0 | 0 | 0 | 0 | 0 | 0 | 0 | 0 | 0 | 0 | 0 | 0 | 0 | 0 | 0 | 0 | 0 | 0 | 0 | 0 | 0 | 0 | 0
Commercial_Hospital_New_Food Preparation_Natural Gas_Food Prep Other_E9_Codes & Standards Forecast | Commercial | Hospital | New | Food Preparation | Natural Gas | Food Prep Other | E9 |  | Codes & Standards Forecast | 0 | 0 | 0 | 0 | 0 | 0 | 0 | 0 | 0 | 0 | 0 | 0 | 0 | 0 | 0 | 0 | 0 | 0 | 0 | 0 | 0 | 0 | 0 | 0 | 0 | 0 | 0 | 0 | 0 | 0 | 0 | 0 | 0 | 0 | 0 | 0 | 0 | 0 | 0 | 0 | 0 | 0 | 0 | 0 | 0 | 0 | 0 | 0 | 0 | 0 | 0
Commercial_Hospital_New_Food Preparation_Natural Gas_Food Prep Other_E10_Codes & Standards Forecast | Commercial | Hospital | New | Food Preparation | Natural Gas | Food Prep Other | E10 |  | Codes & Standards Forecast | 0 | 0 | 0 | 0 | 0 | 0 | 0 | 0 | 0 | 0 | 0 | 0 | 0 | 0 | 0 | 0 | 0 | 0 | 0 | 0 | 0 | 0 | 0 | 0 | 0 | 0 | 0 | 0 | 0 | 0 | 0 | 0 | 0 | 0 | 0 | 0 | 0 | 0 | 0 | 0 | 0 | 0 | 0 | 0 | 0 | 0 | 0 | 0 | 0 | 0 | 0
Commercial_Hospital_New_Food Preparation_Natural Gas_Food Prep Other_Vintage_Codes & Standards Forecast | Commercial | Hospital | New | Food Preparation | Natural Gas | Food Prep Other | Vintage |  | Codes & Standards Forecast | 0 | 0 | 0 | 0 | 0 | 0 | 0 | 0 | 0 | 0 | 0 | 0 | 0 | 0 | 0 | 0 | 0 | 0 | 0 | 0 | 0 | 0 | 0 | 0 | 0 | 0 | 0 | 0 | 0 | 0 | 0 | 0 | 0 | 0 | 0 | 0 | 0 | 0 | 0 | 0 | 0 | 0 | 0 | 0 | 0 | 0 | 0 | 0 | 0 | 0 | 0
Commercial_Hospital_New_Miscellaneous_Natural Gas_Pool Heater_E1_Codes & Standards Forecast | Commercial | Hospital | New | Miscellaneous | Natural Gas | Pool Heater | E1 |  | Codes & Standards Forecast | 0 | 0 | 0 | 0 | 0 | 0 | 0 | 0 | 0 | 0 | 0 | 0 | 0 | 0 | 0 | 0 | 0 | 0 | 0 | 0 | 0 | 0 | 0 | 0 | 0 | 0 | 0 | 0 | 0 | 0 | 0 | 0 | 0 | 0 | 0 | 0 | 0 | 0 | 0 | 0 | 0 | 0 | 0 | 0 | 0 | 0 | 0 | 0 | 0 | 0 | 0
Commercial_Hospital_New_Miscellaneous_Natural Gas_Pool Heater_E2_Codes & Standards Forecast | Commercial | Hospital | New | Miscellaneous | Natural Gas | Pool Heater | E2 |  | Codes & Standards Forecast | 0 | 0 | 0 | 0 | 0 | 0 | 0 | 0 | 0 | 0 | 0 | 0 | 0 | 0 | 0 | 0 | 0 | 0 | 0 | 0 | 0 | 0 | 0 | 0 | 0 | 0 | 0 | 0 | 0 | 0 | 0 | 0 | 0 | 0 | 0 | 0 | 0 | 0 | 0 | 0 | 0 | 0 | 0 | 0 | 0 | 0 | 0 | 0 | 0 | 0 | 0
Commercial_Hospital_New_Miscellaneous_Natural Gas_Pool Heater_E3_Codes & Standards Forecast | Commercial | Hospital | New | Miscellaneous | Natural Gas | Pool Heater | E3 |  | Codes & Standards Forecast | 0 | 0 | 0 | 0 | 0 | 0 | 0 | 0 | 0 | 0 | 0 | 0 | 0 | 0 | 0 | 0 | 0 | 0 | 0 | 0 | 0 | 0 | 0 | 0 | 0 | 0 | 0 | 0 | 0 | 0 | 0 | 0 | 0 | 0 | 0 | 0 | 0 | 0 | 0 | 0 | 0 | 0 | 0 | 0 | 0 | 0 | 0 | 0 | 0 | 0 | 0
Commercial_Hospital_New_Miscellaneous_Natural Gas_Pool Heater_E4_Codes & Standards Forecast | Commercial | Hospital | New | Miscellaneous | Natural Gas | Pool Heater | E4 |  | Codes & Standards Forecast | 0 | 0 | 0 | 0 | 0 | 0 | 0 | 0 | 0 | 0 | 0 | 0 | 0 | 0 | 0 | 0 | 0 | 0 | 0 | 0 | 0 | 0 | 0 | 0 | 0 | 0 | 0 | 0 | 0 | 0 | 0 | 0 | 0 | 0 | 0 | 0 | 0 | 0 | 0 | 0 | 0 | 0 | 0 | 0 | 0 | 0 | 0 | 0 | 0 | 0 | 0
Commercial_Hospital_New_Miscellaneous_Natural Gas_Pool Heater_E5_Codes & Standards Forecast | Commercial | Hospital | New | Miscellaneous | Natural Gas | Pool Heater | E5 |  | Codes & Standards Forecast | 0 | 0 | 0 | 0 | 0 | 0 | 0 | 0 | 0 | 0 | 0 | 0 | 0 | 0 | 0 | 0 | 0 | 0 | 0 | 0 | 0 | 0 | 0 | 0 | 0 | 0 | 0 | 0 | 0 | 0 | 0 | 0 | 0 | 0 | 0 | 0 | 0 | 0 | 0 | 0 | 0 | 0 | 0 | 0 | 0 | 0 | 0 | 0 | 0 | 0 | 0
Commercial_Hospital_New_Miscellaneous_Natural Gas_Pool Heater_E6_Codes & Standards Forecast | Commercial | Hospital | New | Miscellaneous | Natural Gas | Pool Heater | E6 |  | Codes & Standards Forecast | 0 | 0 | 0 | 0 | 0 | 0 | 0 | 0 | 0 | 0 | 0 | 0 | 0 | 0 | 0 | 0 | 0 | 0 | 0 | 0 | 0 | 0 | 0 | 0 | 0 | 0 | 0 | 0 | 0 | 0 | 0 | 0 | 0 | 0 | 0 | 0 | 0 | 0 | 0 | 0 | 0 | 0 | 0 | 0 | 0 | 0 | 0 | 0 | 0 | 0 | 0
Commercial_Hospital_New_Miscellaneous_Natural Gas_Pool Heater_E7_Codes & Standards Forecast | Commercial | Hospital | New | Miscellaneous | Natural Gas | Pool Heater | E7 |  | Codes & Standards Forecast | 0 | 0 | 0 | 0 | 0 | 0 | 0 | 0 | 0 | 0 | 0 | 0 | 0 | 0 | 0 | 0 | 0 | 0 | 0 | 0 | 0 | 0 | 0 | 0 | 0 | 0 | 0 | 0 | 0 | 0 | 0 | 0 | 0 | 0 | 0 | 0 | 0 | 0 | 0 | 0 | 0 | 0 | 0 | 0 | 0 | 0 | 0 | 0 | 0 | 0 | 0
Commercial_Hospital_New_Miscellaneous_Natural Gas_Pool Heater_E8_Codes & Standards Forecast | Commercial | Hospital | New | Miscellaneous | Natural Gas | Pool Heater | E8 |  | Codes & Standards Forecast | 0 | 0 | 0 | 0 | 0 | 0 | 0 | 0 | 0 | 0 | 0 | 0 | 0 | 0 | 0 | 0 | 0 | 0 | 0 | 0 | 0 | 0 | 0 | 0 | 0 | 0 | 0 | 0 | 0 | 0 | 0 | 0 | 0 | 0 | 0 | 0 | 0 | 0 | 0 | 0 | 0 | 0 | 0 | 0 | 0 | 0 | 0 | 0 | 0 | 0 | 0
Commercial_Hospital_New_Miscellaneous_Natural Gas_Pool Heater_E9_Codes & Standards Forecast | Commercial | Hospital | New | Miscellaneous | Natural Gas | Pool Heater | E9 |  | Codes & Standards Forecast | 0 | 0 | 0 | 0 | 0 | 0 | 0 | 0 | 0 | 0 | 0 | 0 | 0 | 0 | 0 | 0 | 0 | 0 | 0 | 0 | 0 | 0 | 0 | 0 | 0 | 0 | 0 | 0 | 0 | 0 | 0 | 0 | 0 | 0 | 0 | 0 | 0 | 0 | 0 | 0 | 0 | 0 | 0 | 0 | 0 | 0 | 0 | 0 | 0 | 0 | 0
Commercial_Hospital_New_Miscellaneous_Natural Gas_Pool Heater_E10_Codes & Standards Forecast | Commercial | Hospital | New | Miscellaneous | Natural Gas | Pool Heater | E10 |  | Codes & Standards Forecast | 0 | 0 | 0 | 0 | 0 | 0 | 0 | 0 | 0 | 0 | 0 | 0 | 0 | 0 | 0 | 0 | 0 | 0 | 0 | 0 | 0 | 0 | 0 | 0 | 0 | 0 | 0 | 0 | 0 | 0 | 0 | 0 | 0 | 0 | 0 | 0 | 0 | 0 | 0 | 0 | 0 | 0 | 0 | 0 | 0 | 0 | 0 | 0 | 0 | 0 | 0
Commercial_Hospital_New_Miscellaneous_Natural Gas_Pool Heater_Vintage_Codes & Standards Forecast | Commercial | Hospital | New | Miscellaneous | Natural Gas | Pool Heater | Vintage |  | Codes & Standards Forecast | 0 | 0 | 0 | 0 | 0 | 0 | 0 | 0 | 0 | 0 | 0 | 0 | 0 | 0 | 0 | 0 | 0 | 0 | 0 | 0 | 0 | 0 | 0 | 0 | 0 | 0 | 0 | 0 | 0 | 0 | 0 | 0 | 0 | 0 | 0 | 0 | 0 | 0 | 0 | 0 | 0 | 0 | 0 | 0 | 0 | 0 | 0 | 0 | 0 | 0 | 0
Commercial_Hospital_New_Miscellaneous_Natural Gas_Miscellaneous_E1_Codes & Standards Forecast | Commercial | Hospital | New | Miscellaneous | Natural Gas | Miscellaneous | E1 |  | Codes & Standards Forecast | 0 | 21601.6209 | 125794.2606 | 192380.6548 | 278257.212 | 394801.1162 | 503731.7933 | 600278.2648 | 687110.0098 | 770949.6125 | 853695.5792 | 935619.4819 | 1017431.1393 | 1099476.8866 | 1182027.2979 | 1264729.7915 | 1347454.8875 | 1430072.8159 | 1512581.8768 | 1594980.3513 | 1677396.4459 | 1759830.2788 | 1842165.7648 | 1924401.5641 | 2006536.3239 | 2088684.8827 | 2170847.3211 | 2253023.7202 | 2335214.1618 | 2417418.7279 | 2499637.5011 | 2581870.5644 | 2618909.3523 | 0 | 0 | 0 | 0 | 0 | 0 | 0 | 0 | 0 | 0 | 0 | 0 | 0 | 0 | 0 | 0 | 0 | 0
Commercial_Hospital_New_Miscellaneous_Natural Gas_Miscellaneous_E2_Codes & Standards Forecast | Commercial | Hospital | New | Miscellaneous | Natural Gas | Miscellaneous | E2 |  | Codes & Standards Forecast | 0 | 0 | 0 | 0 | 0 | 0 | 0 | 0 | 0 | 0 | 0 | 0 | 0 | 0 | 0 | 0 | 0 | 0 | 0 | 0 | 0 | 0 | 0 | 0 | 0 | 0 | 0 | 0 | 0 | 0 | 0 | 0 | 0 | 0 | 0 | 0 | 0 | 0 | 0 | 0 | 0 | 0 | 0 | 0 | 0 | 0 | 0 | 0 | 0 | 0 | 0
Commercial_Hospital_New_Miscellaneous_Natural Gas_Miscellaneous_E3_Codes & Standards Forecast | Commercial | Hospital | New | Miscellaneous | Natural Gas | Miscellaneous | E3 |  | Codes & Standards Forecast | 0 | 0 | 0 | 0 | 0 | 0 | 0 | 0 | 0 | 0 | 0 | 0 | 0 | 0 | 0 | 0 | 0 | 0 | 0 | 0 | 0 | 0 | 0 | 0 | 0 | 0 | 0 | 0 | 0 | 0 | 0 | 0 | 0 | 0 | 0 | 0 | 0 | 0 | 0 | 0 | 0 | 0 | 0 | 0 | 0 | 0 | 0 | 0 | 0 | 0 | 0
Commercial_Hospital_New_Miscellaneous_Natural Gas_Miscellaneous_E4_Codes & Standards Forecast | Commercial | Hospital | New | Miscellaneous | Natural Gas | Miscellaneous | E4 |  | Codes & Standards Forecast | 0 | 0 | 0 | 0 | 0 | 0 | 0 | 0 | 0 | 0 | 0 | 0 | 0 | 0 | 0 | 0 | 0 | 0 | 0 | 0 | 0 | 0 | 0 | 0 | 0 | 0 | 0 | 0 | 0 | 0 | 0 | 0 | 0 | 0 | 0 | 0 | 0 | 0 | 0 | 0 | 0 | 0 | 0 | 0 | 0 | 0 | 0 | 0 | 0 | 0 | 0
Commercial_Hospital_New_Miscellaneous_Natural Gas_Miscellaneous_E5_Codes & Standards Forecast | Commercial | Hospital | New | Miscellaneous | Natural Gas | Miscellaneous | E5 |  | Codes & Standards Forecast | 0 | 0 | 0 | 0 | 0 | 0 | 0 | 0 | 0 | 0 | 0 | 0 | 0 | 0 | 0 | 0 | 0 | 0 | 0 | 0 | 0 | 0 | 0 | 0 | 0 | 0 | 0 | 0 | 0 | 0 | 0 | 0 | 0 | 0 | 0 | 0 | 0 | 0 | 0 | 0 | 0 | 0 | 0 | 0 | 0 | 0 | 0 | 0 | 0 | 0 | 0
Commercial_Hospital_New_Miscellaneous_Natural Gas_Miscellaneous_E6_Codes & Standards Forecast | Commercial | Hospital | New | Miscellaneous | Natural Gas | Miscellaneous | E6 |  | Codes & Standards Forecast | 0 | 0 | 0 | 0 | 0 | 0 | 0 | 0 | 0 | 0 | 0 | 0 | 0 | 0 | 0 | 0 | 0 | 0 | 0 | 0 | 0 | 0 | 0 | 0 | 0 | 0 | 0 | 0 | 0 | 0 | 0 | 0 | 0 | 0 | 0 | 0 | 0 | 0 | 0 | 0 | 0 | 0 | 0 | 0 | 0 | 0 | 0 | 0 | 0 | 0 | 0
Commercial_Hospital_New_Miscellaneous_Natural Gas_Miscellaneous_E7_Codes & Standards Forecast | Commercial | Hospital | New | Miscellaneous | Natural Gas | Miscellaneous | E7 |  | Codes & Standards Forecast | 0 | 0 | 0 | 0 | 0 | 0 | 0 | 0 | 0 | 0 | 0 | 0 | 0 | 0 | 0 | 0 | 0 | 0 | 0 | 0 | 0 | 0 | 0 | 0 | 0 | 0 | 0 | 0 | 0 | 0 | 0 | 0 | 0 | 0 | 0 | 0 | 0 | 0 | 0 | 0 | 0 | 0 | 0 | 0 | 0 | 0 | 0 | 0 | 0 | 0 | 0
Commercial_Hospital_New_Miscellaneous_Natural Gas_Miscellaneous_E8_Codes & Standards Forecast | Commercial | Hospital | New | Miscellaneous | Natural Gas | Miscellaneous | E8 |  | Codes & Standards Forecast | 0 | 0 | 0 | 0 | 0 | 0 | 0 | 0 | 0 | 0 | 0 | 0 | 0 | 0 | 0 | 0 | 0 | 0 | 0 | 0 | 0 | 0 | 0 | 0 | 0 | 0 | 0 | 0 | 0 | 0 | 0 | 0 | 0 | 0 | 0 | 0 | 0 | 0 | 0 | 0 | 0 | 0 | 0 | 0 | 0 | 0 | 0 | 0 | 0 | 0 | 0
Commercial_Hospital_New_Miscellaneous_Natural Gas_Miscellaneous_E9_Codes & Standards Forecast | Commercial | Hospital | New | Miscellaneous | Natural Gas | Miscellaneous | E9 |  | Codes & Standards Forecast | 0 | 0 | 0 | 0 | 0 | 0 | 0 | 0 | 0 | 0 | 0 | 0 | 0 | 0 | 0 | 0 | 0 | 0 | 0 | 0 | 0 | 0 | 0 | 0 | 0 | 0 | 0 | 0 | 0 | 0 | 0 | 0 | 0 | 0 | 0 | 0 | 0 | 0 | 0 | 0 | 0 | 0 | 0 | 0 | 0 | 0 | 0 | 0 | 0 | 0 | 0
Commercial_Hospital_New_Miscellaneous_Natural Gas_Miscellaneous_E10_Codes & Standards Forecast | Commercial | Hospital | New | Miscellaneous | Natural Gas | Miscellaneous | E10 |  | Codes & Standards Forecast | 0 | 0 | 0 | 0 | 0 | 0 | 0 | 0 | 0 | 0 | 0 | 0 | 0 | 0 | 0 | 0 | 0 | 0 | 0 | 0 | 0 | 0 | 0 | 0 | 0 | 0 | 0 | 0 | 0 | 0 | 0 | 0 | 0 | 0 | 0 | 0 | 0 | 0 | 0 | 0 | 0 | 0 | 0 | 0 | 0 | 0 | 0 | 0 | 0 | 0 | 0
Commercial_Hospital_New_Miscellaneous_Natural Gas_Miscellaneous_Vintage_Codes & Standards Forecast | Commercial | Hospital | New | Miscellaneous | Natural Gas | Miscellaneous | Vintage |  | Codes & Standards Forecast | 0 | 0 | 0 | 0 | 0 | 0 | 0 | 0 | 0 | 0 | 0 | 0 | 0 | 0 | 0 | 0 | 0 | 0 | 0 | 0 | 0 | 0 | 0 | 0 | 0 | 0 | 0 | 0 | 0 | 0 | 0 | 0 | 0 | 0 | 0 | 0 | 0 | 0 | 0 | 0 | 0 | 0 | 0 | 0 | 0 | 0 | 0 | 0 | 0 | 0 | 0
Commercial_Other Health_Existing_Space Heating_Natural Gas_Furnace_E1_Codes & Standards Forecast | Commercial | Other Health | Existing | Space Heating | Natural Gas | Furnace | E1 |  | Codes & Standards Forecast | 0 | 4526.6339 | 9411.1303 | 14600.6476 | 20061.4259 | 25746.2974 | 31648.7419 | 37760.9886 | 44065.4923 | 50530.4172 | 57132.2922 | 63852.7425 | 70672.5044 | 77574.2411 | 84541.6512 | 91562.7762 | 98625.9702 | 105720.8347 | 112837.1921 | 119283.6491 | 125113.8201 | 130377.792 | 135122.6506 | 139390.8229 | 143221.2892 | 146648.6937 | 149705.8312 | 152422.8351 | 154827.3927 | 156944.9435 | 158798.8606 | 160410.6187 | 161805.5213 | 0 | 0 | 0 | 0 | 0 | 0 | 0 | 0 | 0 | 0 | 0 | 0 | 0 | 0 | 0 | 0 | 0 | 0
Commercial_Other Health_Existing_Space Heating_Natural Gas_Furnace_E2_Codes & Standards Forecast | Commercial | Other Health | Existing | Space Heating | Natural Gas | Furnace | E2 |  | Codes & Standards Forecast | 0 | 0 | 0 | 0 | 0 | 0 | 0 | 0 | 0 | 0 | 0 | 0 | 0 | 0 | 0 | 0 | 0 | 0 | 0 | 0 | 0 | 0 | 0 | 0 | 0 | 0 | 0 | 0 | 0 | 0 | 0 | 0 | 0 | 0 | 0 | 0 | 0 | 0 | 0 | 0 | 0 | 0 | 0 | 0 | 0 | 0 | 0 | 0 | 0 | 0 | 0
Commercial_Other Health_Existing_Space Heating_Natural Gas_Furnace_E3_Codes & Standards Forecast | Commercial | Other Health | Existing | Space Heating | Natural Gas | Furnace | E3 |  | Codes & Standards Forecast | 0 | 0 | 0 | 0 | 0 | 0 | 0 | 0 | 0 | 0 | 0 | 0 | 0 | 0 | 0 | 0 | 0 | 0 | 0 | 0 | 0 | 0 | 0 | 0 | 0 | 0 | 0 | 0 | 0 | 0 | 0 | 0 | 0 | 0 | 0 | 0 | 0 | 0 | 0 | 0 | 0 | 0 | 0 | 0 | 0 | 0 | 0 | 0 | 0 | 0 | 0
Commercial_Other Health_Existing_Space Heating_Natural Gas_Furnace_E4_Codes & Standards Forecast | Commercial | Other Health | Existing | Space Heating | Natural Gas | Furnace | E4 |  | Codes & Standards Forecast | 0 | 0 | 0 | 0 | 0 | 0 | 0 | 0 | 0 | 0 | 0 | 0 | 0 | 0 | 0 | 0 | 0 | 0 | 0 | 0 | 0 | 0 | 0 | 0 | 0 | 0 | 0 | 0 | 0 | 0 | 0 | 0 | 0 | 0 | 0 | 0 | 0 | 0 | 0 | 0 | 0 | 0 | 0 | 0 | 0 | 0 | 0 | 0 | 0 | 0 | 0
Commercial_Other Health_Existing_Space Heating_Natural Gas_Furnace_E5_Codes & Standards Forecast | Commercial | Other Health | Existing | Space Heating | Natural Gas | Furnace | E5 |  | Codes & Standards Forecast | 0 | 0 | 0 | 0 | 0 | 0 | 0 | 0 | 0 | 0 | 0 | 0 | 0 | 0 | 0 | 0 | 0 | 0 | 0 | 0 | 0 | 0 | 0 | 0 | 0 | 0 | 0 | 0 | 0 | 0 | 0 | 0 | 0 | 0 | 0 | 0 | 0 | 0 | 0 | 0 | 0 | 0 | 0 | 0 | 0 | 0 | 0 | 0 | 0 | 0 | 0
Commercial_Other Health_Existing_Space Heating_Natural Gas_Furnace_E6_Codes & Standards Forecast | Commercial | Other Health | Existing | Space Heating | Natural Gas | Furnace | E6 |  | Codes & Standards Forecast | 0 | 0 | 0 | 0 | 0 | 0 | 0 | 0 | 0 | 0 | 0 | 0 | 0 | 0 | 0 | 0 | 0 | 0 | 0 | 0 | 0 | 0 | 0 | 0 | 0 | 0 | 0 | 0 | 0 | 0 | 0 | 0 | 0 | 0 | 0 | 0 | 0 | 0 | 0 | 0 | 0 | 0 | 0 | 0 | 0 | 0 | 0 | 0 | 0 | 0 | 0
Commercial_Other Health_Existing_Space Heating_Natural Gas_Furnace_E7_Codes & Standards Forecast | Commercial | Other Health | Existing | Space Heating | Natural Gas | Furnace | E7 |  | Codes & Standards Forecast | 0 | 0 | 0 | 0 | 0 | 0 | 0 | 0 | 0 | 0 | 0 | 0 | 0 | 0 | 0 | 0 | 0 | 0 | 0 | 0 | 0 | 0 | 0 | 0 | 0 | 0 | 0 | 0 | 0 | 0 | 0 | 0 | 0 | 0 | 0 | 0 | 0 | 0 | 0 | 0 | 0 | 0 | 0 | 0 | 0 | 0 | 0 | 0 | 0 | 0 | 0
Commercial_Other Health_Existing_Space Heating_Natural Gas_Furnace_E8_Codes & Standards Forecast | Commercial | Other Health | Existing | Space Heating | Natural Gas | Furnace | E8 |  | Codes & Standards Forecast | 0 | 0 | 0 | 0 | 0 | 0 | 0 | 0 | 0 | 0 | 0 | 0 | 0 | 0 | 0 | 0 | 0 | 0 | 0 | 0 | 0 | 0 | 0 | 0 | 0 | 0 | 0 | 0 | 0 | 0 | 0 | 0 | 0 | 0 | 0 | 0 | 0 | 0 | 0 | 0 | 0 | 0 | 0 | 0 | 0 | 0 | 0 | 0 | 0 | 0 | 0
Commercial_Other Health_Existing_Space Heating_Natural Gas_Furnace_E9_Codes & Standards Forecast | Commercial | Other Health | Existing | Space Heating | Natural Gas | Furnace | E9 |  | Codes & Standards Forecast | 0 | 0 | 0 | 0 | 0 | 0 | 0 | 0 | 0 | 0 | 0 | 0 | 0 | 0 | 0 | 0 | 0 | 0 | 0 | 0 | 0 | 0 | 0 | 0 | 0 | 0 | 0 | 0 | 0 | 0 | 0 | 0 | 0 | 0 | 0 | 0 | 0 | 0 | 0 | 0 | 0 | 0 | 0 | 0 | 0 | 0 | 0 | 0 | 0 | 0 | 0
Commercial_Other Health_Existing_Space Heating_Natural Gas_Furnace_E10_Codes & Standards Forecast | Commercial | Other Health | Existing | Space Heating | Natural Gas | Furnace | E10 |  | Codes & Standards Forecast | 0 | 0 | 0 | 0 | 0 | 0 | 0 | 0 | 0 | 0 | 0 | 0 | 0 | 0 | 0 | 0 | 0 | 0 | 0 | 0 | 0 | 0 | 0 | 0 | 0 | 0 | 0 | 0 | 0 | 0 | 0 | 0 | 0 | 0 | 0 | 0 | 0 | 0 | 0 | 0 | 0 | 0 | 0 | 0 | 0 | 0 | 0 | 0 | 0 | 0 | 0
Commercial_Other Health_Existing_Space Heating_Natural Gas_Furnace_Vintage_Codes & Standards Forecast | Commercial | Other Health | Existing | Space Heating | Natural Gas | Furnace | Vintage |  | Codes & Standards Forecast | 226730.8125 | 221050.6234 | 215012.5718 | 208429.9829 | 201539.9266 | 194288.0291 | 186921.6267 | 179513.0795 | 172043.7934 | 164454.5938 | 156743.2497 | 148924.4595 | 141007.8771 | 133006.151 | 124931.9193 | 116801.9137 | 108629.5332 | 100426.933 | 92204.3138 | 84653.0921 | 77717.9178 | 71348.7025 | 65499.9319 | 60129.1972 | 55197.5364 | 50668.7505 | 46510.0438 | 42691.2816 | 39184.7756 | 35965.0852 | 33008.8362 | 30294.5528 | 27803.4622 | 0 | 0 | 0 | 0 | 0 | 0 | 0 | 0 | 0 | 0 | 0 | 0 | 0 | 0 | 0 | 0 | 0 | 0
Commercial_Other Health_Existing_Space Heating_Natural Gas_Boiler_E1_Codes & Standards Forecast | Commercial | Other Health | Existing | Space Heating | Natural Gas | Boiler | E1 |  | Codes & Standards Forecast | 0 | 23115.3809 | 48503.1298 | 75816.2416 | 104814.9 | 135197.7609 | 166884.056 | 199794.9757 | 233806.5145 | 268723.5359 | 304398.9869 | 340716.4427 | 377557.8497 | 414818.1124 | 452400.0053 | 490231.5723 | 528244.3068 | 566377.8933 | 604574.4881 | 642781.8758 | 680947.0309 | 719026.2636 | 752874.313 | 782895.9642 | 809457.4392 | 832883.4256 | 853472.9841 | 871496.7057 | 887199.4168 | 900802.6264 | 912506.7428 | 922493.0788 | 930957.7386 | 0 | 0 | 0 | 0 | 0 | 0 | 0 | 0 | 0 | 0 | 0 | 0 | 0 | 0 | 0 | 0 | 0 | 0
Commercial_Other Health_Existing_Space Heating_Natural Gas_Boiler_E2_Codes & Standards Forecast | Commercial | Other Health | Existing | Space Heating | Natural Gas | Boiler | E2 |  | Codes & Standards Forecast | 0 | 0 | 0 | 0 | 0 | 0 | 0 | 0 | 0 | 0 | 0 | 0 | 0 | 0 | 0 | 0 | 0 | 0 | 0 | 0 | 0 | 0 | 0 | 0 | 0 | 0 | 0 | 0 | 0 | 0 | 0 | 0 | 0 | 0 | 0 | 0 | 0 | 0 | 0 | 0 | 0 | 0 | 0 | 0 | 0 | 0 | 0 | 0 | 0 | 0 | 0
Commercial_Other Health_Existing_Space Heating_Natural Gas_Boiler_E3_Codes & Standards Forecast | Commercial | Other Health | Existing | Space Heating | Natural Gas | Boiler | E3 |  | Codes & Standards Forecast | 0 | 0 | 0 | 0 | 0 | 0 | 0 | 0 | 0 | 0 | 0 | 0 | 0 | 0 | 0 | 0 | 0 | 0 | 0 | 0 | 0 | 0 | 0 | 0 | 0 | 0 | 0 | 0 | 0 | 0 | 0 | 0 | 0 | 0 | 0 | 0 | 0 | 0 | 0 | 0 | 0 | 0 | 0 | 0 | 0 | 0 | 0 | 0 | 0 | 0 | 0
Commercial_Other Health_Existing_Space Heating_Natural Gas_Boiler_E4_Codes & Standards Forecast | Commercial | Other Health | Existing | Space Heating | Natural Gas | Boiler | E4 |  | Codes & Standards Forecast | 0 | 0 | 0 | 0 | 0 | 0 | 0 | 0 | 0 | 0 | 0 | 0 | 0 | 0 | 0 | 0 | 0 | 0 | 0 | 0 | 0 | 0 | 0 | 0 | 0 | 0 | 0 | 0 | 0 | 0 | 0 | 0 | 0 | 0 | 0 | 0 | 0 | 0 | 0 | 0 | 0 | 0 | 0 | 0 | 0 | 0 | 0 | 0 | 0 | 0 | 0
Commercial_Other Health_Existing_Space Heating_Natural Gas_Boiler_E5_Codes & Standards Forecast | Commercial | Other Health | Existing | Space Heating | Natural Gas | Boiler | E5 |  | Codes & Standards Forecast | 0 | 0 | 0 | 0 | 0 | 0 | 0 | 0 | 0 | 0 | 0 | 0 | 0 | 0 | 0 | 0 | 0 | 0 | 0 | 0 | 0 | 0 | 0 | 0 | 0 | 0 | 0 | 0 | 0 | 0 | 0 | 0 | 0 | 0 | 0 | 0 | 0 | 0 | 0 | 0 | 0 | 0 | 0 | 0 | 0 | 0 | 0 | 0 | 0 | 0 | 0
Commercial_Other Health_Existing_Space Heating_Natural Gas_Boiler_E6_Codes & Standards Forecast | Commercial | Other Health | Existing | Space Heating | Natural Gas | Boiler | E6 |  | Codes & Standards Forecast | 0 | 0 | 0 | 0 | 0 | 0 | 0 | 0 | 0 | 0 | 0 | 0 | 0 | 0 | 0 | 0 | 0 | 0 | 0 | 0 | 0 | 0 | 0 | 0 | 0 | 0 | 0 | 0 | 0 | 0 | 0 | 0 | 0 | 0 | 0 | 0 | 0 | 0 | 0 | 0 | 0 | 0 | 0 | 0 | 0 | 0 | 0 | 0 | 0 | 0 | 0
Commercial_Other Health_Existing_Space Heating_Natural Gas_Boiler_E7_Codes & Standards Forecast | Commercial | Other Health | Existing | Space Heating | Natural Gas | Boiler | E7 |  | Codes & Standards Forecast | 0 | 0 | 0 | 0 | 0 | 0 | 0 | 0 | 0 | 0 | 0 | 0 | 0 | 0 | 0 | 0 | 0 | 0 | 0 | 0 | 0 | 0 | 0 | 0 | 0 | 0 | 0 | 0 | 0 | 0 | 0 | 0 | 0 | 0 | 0 | 0 | 0 | 0 | 0 | 0 | 0 | 0 | 0 | 0 | 0 | 0 | 0 | 0 | 0 | 0 | 0
Commercial_Other Health_Existing_Space Heating_Natural Gas_Boiler_E8_Codes & Standards Forecast | Commercial | Other Health | Existing | Space Heating | Natural Gas | Boiler | E8 |  | Codes & Standards Forecast | 0 | 0 | 0 | 0 | 0 | 0 | 0 | 0 | 0 | 0 | 0 | 0 | 0 | 0 | 0 | 0 | 0 | 0 | 0 | 0 | 0 | 0 | 0 | 0 | 0 | 0 | 0 | 0 | 0 | 0 | 0 | 0 | 0 | 0 | 0 | 0 | 0 | 0 | 0 | 0 | 0 | 0 | 0 | 0 | 0 | 0 | 0 | 0 | 0 | 0 | 0
Commercial_Other Health_Existing_Space Heating_Natural Gas_Boiler_E9_Codes & Standards Forecast | Commercial | Other Health | Existing | Space Heating | Natural Gas | Boiler | E9 |  | Codes & Standards Forecast | 0 | 0 | 0 | 0 | 0 | 0 | 0 | 0 | 0 | 0 | 0 | 0 | 0 | 0 | 0 | 0 | 0 | 0 | 0 | 0 | 0 | 0 | 0 | 0 | 0 | 0 | 0 | 0 | 0 | 0 | 0 | 0 | 0 | 0 | 0 | 0 | 0 | 0 | 0 | 0 | 0 | 0 | 0 | 0 | 0 | 0 | 0 | 0 | 0 | 0 | 0
Commercial_Other Health_Existing_Space Heating_Natural Gas_Boiler_E10_Codes & Standards Forecast | Commercial | Other Health | Existing | Space Heating | Natural Gas | Boiler | E10 |  | Codes & Standards Forecast | 0 | 0 | 0 | 0 | 0 | 0 | 0 | 0 | 0 | 0 | 0 | 0 | 0 | 0 | 0 | 0 | 0 | 0 | 0 | 0 | 0 | 0 | 0 | 0 | 0 | 0 | 0 | 0 | 0 | 0 | 0 | 0 | 0 | 0 | 0 | 0 | 0 | 0 | 0 | 0 | 0 | 0 | 0 | 0 | 0 | 0 | 0 | 0 | 0 | 0 | 0
Commercial_Other Health_Existing_Space Heating_Natural Gas_Boiler_Vintage_Codes & Standards Forecast | Commercial | Other Health | Existing | Space Heating | Natural Gas | Boiler | Vintage |  | Codes & Standards Forecast | 1277847.3466 | 1248230.5668 | 1216341.419 | 1181177.0023 | 1144122.9797 | 1104908.4127 | 1064971.299 | 1024754.4729 | 984178.2592 | 942924.8627 | 900996.4808 | 858488.8174 | 815465.767 | 772006 | 728186.097 | 684104.9161 | 639840.8431 | 595464.095 | 551032.6451 | 506598.84 | 462205.9232 | 417897.5754 | 377827.9146 | 341592.2582 | 308824.4872 | 279191.152 | 252393.1857 | 228159.991 | 206246.7355 | 186431.9037 | 168515.0811 | 152314.9486 | 137672.2096 | 0 | 0 | 0 | 0 | 0 | 0 | 0 | 0 | 0 | 0 | 0 | 0 | 0 | 0 | 0 | 0 | 0 | 0
Commercial_Other Health_Existing_Space Heating_Natural Gas_Unit Heater_E1_Codes & Standards Forecast | Commercial | Other Health | Existing | Space Heating | Natural Gas | Unit Heater | E1 |  | Codes & Standards Forecast | 0 | 0 | 0 | 0 | 0 | 0 | 0 | 0 | 0 | 0 | 0 | 0 | 0 | 0 | 0 | 0 | 0 | 0 | 0 | 0 | 0 | 0 | 0 | 0 | 0 | 0 | 0 | 0 | 0 | 0 | 0 | 0 | 0 | 0 | 0 | 0 | 0 | 0 | 0 | 0 | 0 | 0 | 0 | 0 | 0 | 0 | 0 | 0 | 0 | 0 | 0
Commercial_Other Health_Existing_Space Heating_Natural Gas_Unit Heater_E2_Codes & Standards Forecast | Commercial | Other Health | Existing | Space Heating | Natural Gas | Unit Heater | E2 |  | Codes & Standards Forecast | 0 | 0 | 0 | 0 | 0 | 0 | 0 | 0 | 0 | 0 | 0 | 0 | 0 | 0 | 0 | 0 | 0 | 0 | 0 | 0 | 0 | 0 | 0 | 0 | 0 | 0 | 0 | 0 | 0 | 0 | 0 | 0 | 0 | 0 | 0 | 0 | 0 | 0 | 0 | 0 | 0 | 0 | 0 | 0 | 0 | 0 | 0 | 0 | 0 | 0 | 0
Commercial_Other Health_Existing_Space Heating_Natural Gas_Unit Heater_E3_Codes & Standards Forecast | Commercial | Other Health | Existing | Space Heating | Natural Gas | Unit Heater | E3 |  | Codes & Standards Forecast | 0 | 0 | 0 | 0 | 0 | 0 | 0 | 0 | 0 | 0 | 0 | 0 | 0 | 0 | 0 | 0 | 0 | 0 | 0 | 0 | 0 | 0 | 0 | 0 | 0 | 0 | 0 | 0 | 0 | 0 | 0 | 0 | 0 | 0 | 0 | 0 | 0 | 0 | 0 | 0 | 0 | 0 | 0 | 0 | 0 | 0 | 0 | 0 | 0 | 0 | 0
Commercial_Other Health_Existing_Space Heating_Natural Gas_Unit Heater_E4_Codes & Standards Forecast | Commercial | Other Health | Existing | Space Heating | Natural Gas | Unit Heater | E4 |  | Codes & Standards Forecast | 0 | 0 | 0 | 0 | 0 | 0 | 0 | 0 | 0 | 0 | 0 | 0 | 0 | 0 | 0 | 0 | 0 | 0 | 0 | 0 | 0 | 0 | 0 | 0 | 0 | 0 | 0 | 0 | 0 | 0 | 0 | 0 | 0 | 0 | 0 | 0 | 0 | 0 | 0 | 0 | 0 | 0 | 0 | 0 | 0 | 0 | 0 | 0 | 0 | 0 | 0
Commercial_Other Health_Existing_Space Heating_Natural Gas_Unit Heater_E5_Codes & Standards Forecast | Commercial | Other Health | Existing | Space Heating | Natural Gas | Unit Heater | E5 |  | Codes & Standards Forecast | 0 | 0 | 0 | 0 | 0 | 0 | 0 | 0 | 0 | 0 | 0 | 0 | 0 | 0 | 0 | 0 | 0 | 0 | 0 | 0 | 0 | 0 | 0 | 0 | 0 | 0 | 0 | 0 | 0 | 0 | 0 | 0 | 0 | 0 | 0 | 0 | 0 | 0 | 0 | 0 | 0 | 0 | 0 | 0 | 0 | 0 | 0 | 0 | 0 | 0 | 0
Commercial_Other Health_Existing_Space Heating_Natural Gas_Unit Heater_E6_Codes & Standards Forecast | Commercial | Other Health | Existing | Space Heating | Natural Gas | Unit Heater | E6 |  | Codes & Standards Forecast | 0 | 0 | 0 | 0 | 0 | 0 | 0 | 0 | 0 | 0 | 0 | 0 | 0 | 0 | 0 | 0 | 0 | 0 | 0 | 0 | 0 | 0 | 0 | 0 | 0 | 0 | 0 | 0 | 0 | 0 | 0 | 0 | 0 | 0 | 0 | 0 | 0 | 0 | 0 | 0 | 0 | 0 | 0 | 0 | 0 | 0 | 0 | 0 | 0 | 0 | 0
Commercial_Other Health_Existing_Space Heating_Natural Gas_Unit Heater_E7_Codes & Standards Forecast | Commercial | Other Health | Existing | Space Heating | Natural Gas | Unit Heater | E7 |  | Codes & Standards Forecast | 0 | 0 | 0 | 0 | 0 | 0 | 0 | 0 | 0 | 0 | 0 | 0 | 0 | 0 | 0 | 0 | 0 | 0 | 0 | 0 | 0 | 0 | 0 | 0 | 0 | 0 | 0 | 0 | 0 | 0 | 0 | 0 | 0 | 0 | 0 | 0 | 0 | 0 | 0 | 0 | 0 | 0 | 0 | 0 | 0 | 0 | 0 | 0 | 0 | 0 | 0
Commercial_Other Health_Existing_Space Heating_Natural Gas_Unit Heater_E8_Codes & Standards Forecast | Commercial | Other Health | Existing | Space Heating | Natural Gas | Unit Heater | E8 |  | Codes & Standards Forecast | 0 | 0 | 0 | 0 | 0 | 0 | 0 | 0 | 0 | 0 | 0 | 0 | 0 | 0 | 0 | 0 | 0 | 0 | 0 | 0 | 0 | 0 | 0 | 0 | 0 | 0 | 0 | 0 | 0 | 0 | 0 | 0 | 0 | 0 | 0 | 0 | 0 | 0 | 0 | 0 | 0 | 0 | 0 | 0 | 0 | 0 | 0 | 0 | 0 | 0 | 0
Commercial_Other Health_Existing_Space Heating_Natural Gas_Unit Heater_E9_Codes & Standards Forecast | Commercial | Other Health | Existing | Space Heating | Natural Gas | Unit Heater | E9 |  | Codes & Standards Forecast | 0 | 0 | 0 | 0 | 0 | 0 | 0 | 0 | 0 | 0 | 0 | 0 | 0 | 0 | 0 | 0 | 0 | 0 | 0 | 0 | 0 | 0 | 0 | 0 | 0 | 0 | 0 | 0 | 0 | 0 | 0 | 0 | 0 | 0 | 0 | 0 | 0 | 0 | 0 | 0 | 0 | 0 | 0 | 0 | 0 | 0 | 0 | 0 | 0 | 0 | 0
Commercial_Other Health_Existing_Space Heating_Natural Gas_Unit Heater_E10_Codes & Standards Forecast | Commercial | Other Health | Existing | Space Heating | Natural Gas | Unit Heater | E10 |  | Codes & Standards Forecast | 0 | 0 | 0 | 0 | 0 | 0 | 0 | 0 | 0 | 0 | 0 | 0 | 0 | 0 | 0 | 0 | 0 | 0 | 0 | 0 | 0 | 0 | 0 | 0 | 0 | 0 | 0 | 0 | 0 | 0 | 0 | 0 | 0 | 0 | 0 | 0 | 0 | 0 | 0 | 0 | 0 | 0 | 0 | 0 | 0 | 0 | 0 | 0 | 0 | 0 | 0
Commercial_Other Health_Existing_Space Heating_Natural Gas_Unit Heater_Vintage_Codes & Standards Forecast | Commercial | Other Health | Existing | Space Heating | Natural Gas | Unit Heater | Vintage |  | Codes & Standards Forecast | 0 | 0 | 0 | 0 | 0 | 0 | 0 | 0 | 0 | 0 | 0 | 0 | 0 | 0 | 0 | 0 | 0 | 0 | 0 | 0 | 0 | 0 | 0 | 0 | 0 | 0 | 0 | 0 | 0 | 0 | 0 | 0 | 0 | 0 | 0 | 0 | 0 | 0 | 0 | 0 | 0 | 0 | 0 | 0 | 0 | 0 | 0 | 0 | 0 | 0 | 0
Commercial_Other Health_Existing_Water Heating_Natural Gas_Water Heater_E1_Codes & Standards Forecast | Commercial | Other Health | Existing | Water Heating | Natural Gas | Water Heater | E1 |  | Codes & Standards Forecast | 0 | 65527.1721 | 149941.7834 | 248783.6588 | 358682.0376 | 476667.6052 | 601018.1246 | 730423.7051 | 863702.2264 | 999618.4926 | 1106207.7269 | 1189466.1489 | 1254119.346 | 1303935.806 | 1341912.1343 | 1370482.572 | 1391574.412 | 1406725.227 | 1417150.0502 | 1423816.0105 | 1427480.5238 | 1428755.8959 | 1428140.6954 | 1426023.1133 | 1422712.1214 | 1418442.3299 | 1413409.2626 | 1407768.5291 | 1401643.9687 | 1395134.1337 | 1388317.4504 | 1381256.327 | 1374047.759 | 0 | 0 | 0 | 0 | 0 | 0 | 0 | 0 | 0 | 0 | 0 | 0 | 0 | 0 | 0 | 0 | 0 | 0
Commercial_Other Health_Existing_Water Heating_Natural Gas_Water Heater_E2_Codes & Standards Forecast | Commercial | Other Health | Existing | Water Heating | Natural Gas | Water Heater | E2 |  | Codes & Standards Forecast | 0 | 0 | 0 | 0 | 0 | 0 | 0 | 0 | 0 | 0 | 0 | 0 | 0 | 0 | 0 | 0 | 0 | 0 | 0 | 0 | 0 | 0 | 0 | 0 | 0 | 0 | 0 | 0 | 0 | 0 | 0 | 0 | 0 | 0 | 0 | 0 | 0 | 0 | 0 | 0 | 0 | 0 | 0 | 0 | 0 | 0 | 0 | 0 | 0 | 0 | 0
Commercial_Other Health_Existing_Water Heating_Natural Gas_Water Heater_E3_Codes & Standards Forecast | Commercial | Other Health | Existing | Water Heating | Natural Gas | Water Heater | E3 |  | Codes & Standards Forecast | 0 | 0 | 0 | 0 | 0 | 0 | 0 | 0 | 0 | 0 | 0 | 0 | 0 | 0 | 0 | 0 | 0 | 0 | 0 | 0 | 0 | 0 | 0 | 0 | 0 | 0 | 0 | 0 | 0 | 0 | 0 | 0 | 0 | 0 | 0 | 0 | 0 | 0 | 0 | 0 | 0 | 0 | 0 | 0 | 0 | 0 | 0 | 0 | 0 | 0 | 0
Commercial_Other Health_Existing_Water Heating_Natural Gas_Water Heater_E4_Codes & Standards Forecast | Commercial | Other Health | Existing | Water Heating | Natural Gas | Water Heater | E4 |  | Codes & Standards Forecast | 0 | 0 | 0 | 0 | 0 | 0 | 0 | 0 | 0 | 0 | 0 | 0 | 0 | 0 | 0 | 0 | 0 | 0 | 0 | 0 | 0 | 0 | 0 | 0 | 0 | 0 | 0 | 0 | 0 | 0 | 0 | 0 | 0 | 0 | 0 | 0 | 0 | 0 | 0 | 0 | 0 | 0 | 0 | 0 | 0 | 0 | 0 | 0 | 0 | 0 | 0
Commercial_Other Health_Existing_Water Heating_Natural Gas_Water Heater_E5_Codes & Standards Forecast | Commercial | Other Health | Existing | Water Heating | Natural Gas | Water Heater | E5 |  | Codes & Standards Forecast | 0 | 0 | 0 | 0 | 0 | 0 | 0 | 0 | 0 | 0 | 0 | 0 | 0 | 0 | 0 | 0 | 0 | 0 | 0 | 0 | 0 | 0 | 0 | 0 | 0 | 0 | 0 | 0 | 0 | 0 | 0 | 0 | 0 | 0 | 0 | 0 | 0 | 0 | 0 | 0 | 0 | 0 | 0 | 0 | 0 | 0 | 0 | 0 | 0 | 0 | 0
Commercial_Other Health_Existing_Water Heating_Natural Gas_Water Heater_E6_Codes & Standards Forecast | Commercial | Other Health | Existing | Water Heating | Natural Gas | Water Heater | E6 |  | Codes & Standards Forecast | 0 | 0 | 0 | 0 | 0 | 0 | 0 | 0 | 0 | 0 | 0 | 0 | 0 | 0 | 0 | 0 | 0 | 0 | 0 | 0 | 0 | 0 | 0 | 0 | 0 | 0 | 0 | 0 | 0 | 0 | 0 | 0 | 0 | 0 | 0 | 0 | 0 | 0 | 0 | 0 | 0 | 0 | 0 | 0 | 0 | 0 | 0 | 0 | 0 | 0 | 0
Commercial_Other Health_Existing_Water Heating_Natural Gas_Water Heater_E7_Codes & Standards Forecast | Commercial | Other Health | Existing | Water Heating | Natural Gas | Water Heater | E7 |  | Codes & Standards Forecast | 0 | 0 | 0 | 0 | 0 | 0 | 0 | 0 | 0 | 0 | 0 | 0 | 0 | 0 | 0 | 0 | 0 | 0 | 0 | 0 | 0 | 0 | 0 | 0 | 0 | 0 | 0 | 0 | 0 | 0 | 0 | 0 | 0 | 0 | 0 | 0 | 0 | 0 | 0 | 0 | 0 | 0 | 0 | 0 | 0 | 0 | 0 | 0 | 0 | 0 | 0
Commercial_Other Health_Existing_Water Heating_Natural Gas_Water Heater_E8_Codes & Standards Forecast | Commercial | Other Health | Existing | Water Heating | Natural Gas | Water Heater | E8 |  | Codes & Standards Forecast | 0 | 0 | 0 | 0 | 0 | 0 | 0 | 0 | 0 | 0 | 0 | 0 | 0 | 0 | 0 | 0 | 0 | 0 | 0 | 0 | 0 | 0 | 0 | 0 | 0 | 0 | 0 | 0 | 0 | 0 | 0 | 0 | 0 | 0 | 0 | 0 | 0 | 0 | 0 | 0 | 0 | 0 | 0 | 0 | 0 | 0 | 0 | 0 | 0 | 0 | 0
Commercial_Other Health_Existing_Water Heating_Natural Gas_Water Heater_E9_Codes & Standards Forecast | Commercial | Other Health | Existing | Water Heating | Natural Gas | Water Heater | E9 |  | Codes & Standards Forecast | 0 | 0 | 0 | 0 | 0 | 0 | 0 | 0 | 0 | 0 | 0 | 0 | 0 | 0 | 0 | 0 | 0 | 0 | 0 | 0 | 0 | 0 | 0 | 0 | 0 | 0 | 0 | 0 | 0 | 0 | 0 | 0 | 0 | 0 | 0 | 0 | 0 | 0 | 0 | 0 | 0 | 0 | 0 | 0 | 0 | 0 | 0 | 0 | 0 | 0 | 0
Commercial_Other Health_Existing_Water Heating_Natural Gas_Water Heater_E10_Codes & Standards Forecast | Commercial | Other Health | Existing | Water Heating | Natural Gas | Water Heater | E10 |  | Codes & Standards Forecast | 0 | 0 | 0 | 0 | 0 | 0 | 0 | 0 | 0 | 0 | 0 | 0 | 0 | 0 | 0 | 0 | 0 | 0 | 0 | 0 | 0 | 0 | 0 | 0 | 0 | 0 | 0 | 0 | 0 | 0 | 0 | 0 | 0 | 0 | 0 | 0 | 0 | 0 | 0 | 0 | 0 | 0 | 0 | 0 | 0 | 0 | 0 | 0 | 0 | 0 | 0
Commercial_Other Health_Existing_Water Heating_Natural Gas_Water Heater_Vintage_Codes & Standards Forecast | Commercial | Other Health | Existing | Water Heating | Natural Gas | Water Heater | Vintage |  | Codes & Standards Forecast | 1646556.6107 | 1572652.1302 | 1479860.2105 | 1370901.6197 | 1250623.587 | 1121258.0184 | 986275.9945 | 847456.4659 | 705719.1026 | 561638.1676 | 446991.7857 | 355757.0374 | 283138.5496 | 225333.7842 | 179319.5344 | 142696.2231 | 113549.2873 | 90353.9128 | 71895.2334 | 57206.2892 | 45517.0598 | 36215.2275 | 28813.6369 | 22924.2286 | 18238.1638 | 14509.5421 | 11542.8314 | 9182.4144 | 7304.4438 | 5810.3591 | 4621.7259 | 3676.1279 | 2923.9978 | 0 | 0 | 0 | 0 | 0 | 0 | 0 | 0 | 0 | 0 | 0 | 0 | 0 | 0 | 0 | 0 | 0 | 0
Commercial_Other Health_Existing_Food Preparation_Natural Gas_Oven_E1_Codes & Standards Forecast | Commercial | Other Health | Existing | Food Preparation | Natural Gas | Oven | E1 |  | Codes & Standards Forecast | 0 | 1107.247 | 2533.6449 | 4203.8279 | 6060.8385 | 8054.5025 | 10155.7184 | 12342.3523 | 14594.4294 | 16891.0778 | 19217.0765 | 21561.2182 | 23394.2645 | 24819.9665 | 25920.8209 | 26763.4382 | 27400.6623 | 27874.6328 | 28218.7211 | 28459.4893 | 28617.8314 | 28710.5652 | 28751.3025 | 28750.7046 | 28717.2568 | 28657.484 | 28576.7568 | 28479.349 | 28368.6623 | 28247.4035 | 28117.7268 | 27981.3463 | 27840.5852 | 0 | 0 | 0 | 0 | 0 | 0 | 0 | 0 | 0 | 0 | 0 | 0 | 0 | 0 | 0 | 0 | 0 | 0
Commercial_Other Health_Existing_Food Preparation_Natural Gas_Oven_E2_Codes & Standards Forecast | Commercial | Other Health | Existing | Food Preparation | Natural Gas | Oven | E2 |  | Codes & Standards Forecast | 0 | 0 | 0 | 0 | 0 | 0 | 0 | 0 | 0 | 0 | 0 | 0 | 0 | 0 | 0 | 0 | 0 | 0 | 0 | 0 | 0 | 0 | 0 | 0 | 0 | 0 | 0 | 0 | 0 | 0 | 0 | 0 | 0 | 0 | 0 | 0 | 0 | 0 | 0 | 0 | 0 | 0 | 0 | 0 | 0 | 0 | 0 | 0 | 0 | 0 | 0
Commercial_Other Health_Existing_Food Preparation_Natural Gas_Oven_E3_Codes & Standards Forecast | Commercial | Other Health | Existing | Food Preparation | Natural Gas | Oven | E3 |  | Codes & Standards Forecast | 0 | 0 | 0 | 0 | 0 | 0 | 0 | 0 | 0 | 0 | 0 | 0 | 0 | 0 | 0 | 0 | 0 | 0 | 0 | 0 | 0 | 0 | 0 | 0 | 0 | 0 | 0 | 0 | 0 | 0 | 0 | 0 | 0 | 0 | 0 | 0 | 0 | 0 | 0 | 0 | 0 | 0 | 0 | 0 | 0 | 0 | 0 | 0 | 0 | 0 | 0
Commercial_Other Health_Existing_Food Preparation_Natural Gas_Oven_E4_Codes & Standards Forecast | Commercial | Other Health | Existing | Food Preparation | Natural Gas | Oven | E4 |  | Codes & Standards Forecast | 0 | 0 | 0 | 0 | 0 | 0 | 0 | 0 | 0 | 0 | 0 | 0 | 0 | 0 | 0 | 0 | 0 | 0 | 0 | 0 | 0 | 0 | 0 | 0 | 0 | 0 | 0 | 0 | 0 | 0 | 0 | 0 | 0 | 0 | 0 | 0 | 0 | 0 | 0 | 0 | 0 | 0 | 0 | 0 | 0 | 0 | 0 | 0 | 0 | 0 | 0
Commercial_Other Health_Existing_Food Preparation_Natural Gas_Oven_E5_Codes & Standards Forecast | Commercial | Other Health | Existing | Food Preparation | Natural Gas | Oven | E5 |  | Codes & Standards Forecast | 0 | 0 | 0 | 0 | 0 | 0 | 0 | 0 | 0 | 0 | 0 | 0 | 0 | 0 | 0 | 0 | 0 | 0 | 0 | 0 | 0 | 0 | 0 | 0 | 0 | 0 | 0 | 0 | 0 | 0 | 0 | 0 | 0 | 0 | 0 | 0 | 0 | 0 | 0 | 0 | 0 | 0 | 0 | 0 | 0 | 0 | 0 | 0 | 0 | 0 | 0
Commercial_Other Health_Existing_Food Preparation_Natural Gas_Oven_E6_Codes & Standards Forecast | Commercial | Other Health | Existing | Food Preparation | Natural Gas | Oven | E6 |  | Codes & Standards Forecast | 0 | 0 | 0 | 0 | 0 | 0 | 0 | 0 | 0 | 0 | 0 | 0 | 0 | 0 | 0 | 0 | 0 | 0 | 0 | 0 | 0 | 0 | 0 | 0 | 0 | 0 | 0 | 0 | 0 | 0 | 0 | 0 | 0 | 0 | 0 | 0 | 0 | 0 | 0 | 0 | 0 | 0 | 0 | 0 | 0 | 0 | 0 | 0 | 0 | 0 | 0
Commercial_Other Health_Existing_Food Preparation_Natural Gas_Oven_E7_Codes & Standards Forecast | Commercial | Other Health | Existing | Food Preparation | Natural Gas | Oven | E7 |  | Codes & Standards Forecast | 0 | 0 | 0 | 0 | 0 | 0 | 0 | 0 | 0 | 0 | 0 | 0 | 0 | 0 | 0 | 0 | 0 | 0 | 0 | 0 | 0 | 0 | 0 | 0 | 0 | 0 | 0 | 0 | 0 | 0 | 0 | 0 | 0 | 0 | 0 | 0 | 0 | 0 | 0 | 0 | 0 | 0 | 0 | 0 | 0 | 0 | 0 | 0 | 0 | 0 | 0
Commercial_Other Health_Existing_Food Preparation_Natural Gas_Oven_E8_Codes & Standards Forecast | Commercial | Other Health | Existing | Food Preparation | Natural Gas | Oven | E8 |  | Codes & Standards Forecast | 0 | 0 | 0 | 0 | 0 | 0 | 0 | 0 | 0 | 0 | 0 | 0 | 0 | 0 | 0 | 0 | 0 | 0 | 0 | 0 | 0 | 0 | 0 | 0 | 0 | 0 | 0 | 0 | 0 | 0 | 0 | 0 | 0 | 0 | 0 | 0 | 0 | 0 | 0 | 0 | 0 | 0 | 0 | 0 | 0 | 0 | 0 | 0 | 0 | 0 | 0
Commercial_Other Health_Existing_Food Preparation_Natural Gas_Oven_E9_Codes & Standards Forecast | Commercial | Other Health | Existing | Food Preparation | Natural Gas | Oven | E9 |  | Codes & Standards Forecast | 0 | 0 | 0 | 0 | 0 | 0 | 0 | 0 | 0 | 0 | 0 | 0 | 0 | 0 | 0 | 0 | 0 | 0 | 0 | 0 | 0 | 0 | 0 | 0 | 0 | 0 | 0 | 0 | 0 | 0 | 0 | 0 | 0 | 0 | 0 | 0 | 0 | 0 | 0 | 0 | 0 | 0 | 0 | 0 | 0 | 0 | 0 | 0 | 0 | 0 | 0
Commercial_Other Health_Existing_Food Preparation_Natural Gas_Oven_E10_Codes & Standards Forecast | Commercial | Other Health | Existing | Food Preparation | Natural Gas | Oven | E10 |  | Codes & Standards Forecast | 0 | 0 | 0 | 0 | 0 | 0 | 0 | 0 | 0 | 0 | 0 | 0 | 0 | 0 | 0 | 0 | 0 | 0 | 0 | 0 | 0 | 0 | 0 | 0 | 0 | 0 | 0 | 0 | 0 | 0 | 0 | 0 | 0 | 0 | 0 | 0 | 0 | 0 | 0 | 0 | 0 | 0 | 0 | 0 | 0 | 0 | 0 | 0 | 0 | 0 | 0
Commercial_Other Health_Existing_Food Preparation_Natural Gas_Oven_Vintage_Codes & Standards Forecast | Commercial | Other Health | Existing | Food Preparation | Natural Gas | Oven | Vintage |  | Codes & Standards Forecast | 33387.2765 | 32110.1626 | 30513.8977 | 28638.5778 | 26571.0987 | 24346.6821 | 22029.8908 | 19652.37 | 17228.7727 | 14766.5691 | 12277.1954 | 9771.3175 | 7776.7588 | 6189.0777 | 4925.2381 | 3919.3324 | 3118.7749 | 2481.6846 | 1974.6936 | 1571.2432 | 1250.1837 | 994.6971 | 791.403 | 629.643 | 500.9343 | 398.5229 | 317.0385 | 252.2066 | 200.6258 | 159.5889 | 126.9416 | 100.9695 | 80.3113 | 0 | 0 | 0 | 0 | 0 | 0 | 0 | 0 | 0 | 0 | 0 | 0 | 0 | 0 | 0 | 0 | 0 | 0
Commercial_Other Health_Existing_Food Preparation_Natural Gas_Conveyor Oven_E1_Codes & Standards Forecast | Commercial | Other Health | Existing | Food Preparation | Natural Gas | Conveyor Oven | E1 |  | Codes & Standards Forecast | 0 | 390.7931 | 894.2276 | 1483.704 | 2139.1195 | 2842.7656 | 3584.3712 | 4356.1244 | 5150.9751 | 5961.5569 | 6782.4976 | 7609.8417 | 8440.1582 | 9270.7254 | 10099.3094 | 10924.4679 | 11744.9947 | 12381.408 | 12871.3134 | 13244.6434 | 13525.1048 | 13731.6507 | 13879.476 | 13980.5935 | 14044.5644 | 14078.8854 | 14089.609 | 14081.5519 | 14058.5475 | 14023.6465 | 13979.2766 | 13927.3697 | 13869.9409 | 0 | 0 | 0 | 0 | 0 | 0 | 0 | 0 | 0 | 0 | 0 | 0 | 0 | 0 | 0 | 0 | 0 | 0
Commercial_Other Health_Existing_Food Preparation_Natural Gas_Conveyor Oven_E2_Codes & Standards Forecast | Commercial | Other Health | Existing | Food Preparation | Natural Gas | Conveyor Oven | E2 |  | Codes & Standards Forecast | 0 | 0 | 0 | 0 | 0 | 0 | 0 | 0 | 0 | 0 | 0 | 0 | 0 | 0 | 0 | 0 | 0 | 0 | 0 | 0 | 0 | 0 | 0 | 0 | 0 | 0 | 0 | 0 | 0 | 0 | 0 | 0 | 0 | 0 | 0 | 0 | 0 | 0 | 0 | 0 | 0 | 0 | 0 | 0 | 0 | 0 | 0 | 0 | 0 | 0 | 0
Commercial_Other Health_Existing_Food Preparation_Natural Gas_Conveyor Oven_E3_Codes & Standards Forecast | Commercial | Other Health | Existing | Food Preparation | Natural Gas | Conveyor Oven | E3 |  | Codes & Standards Forecast | 0 | 0 | 0 | 0 | 0 | 0 | 0 | 0 | 0 | 0 | 0 | 0 | 0 | 0 | 0 | 0 | 0 | 0 | 0 | 0 | 0 | 0 | 0 | 0 | 0 | 0 | 0 | 0 | 0 | 0 | 0 | 0 | 0 | 0 | 0 | 0 | 0 | 0 | 0 | 0 | 0 | 0 | 0 | 0 | 0 | 0 | 0 | 0 | 0 | 0 | 0
Commercial_Other Health_Existing_Food Preparation_Natural Gas_Conveyor Oven_E4_Codes & Standards Forecast | Commercial | Other Health | Existing | Food Preparation | Natural Gas | Conveyor Oven | E4 |  | Codes & Standards Forecast | 0 | 0 | 0 | 0 | 0 | 0 | 0 | 0 | 0 | 0 | 0 | 0 | 0 | 0 | 0 | 0 | 0 | 0 | 0 | 0 | 0 | 0 | 0 | 0 | 0 | 0 | 0 | 0 | 0 | 0 | 0 | 0 | 0 | 0 | 0 | 0 | 0 | 0 | 0 | 0 | 0 | 0 | 0 | 0 | 0 | 0 | 0 | 0 | 0 | 0 | 0
Commercial_Other Health_Existing_Food Preparation_Natural Gas_Conveyor Oven_E5_Codes & Standards Forecast | Commercial | Other Health | Existing | Food Preparation | Natural Gas | Conveyor Oven | E5 |  | Codes & Standards Forecast | 0 | 0 | 0 | 0 | 0 | 0 | 0 | 0 | 0 | 0 | 0 | 0 | 0 | 0 | 0 | 0 | 0 | 0 | 0 | 0 | 0 | 0 | 0 | 0 | 0 | 0 | 0 | 0 | 0 | 0 | 0 | 0 | 0 | 0 | 0 | 0 | 0 | 0 | 0 | 0 | 0 | 0 | 0 | 0 | 0 | 0 | 0 | 0 | 0 | 0 | 0
Commercial_Other Health_Existing_Food Preparation_Natural Gas_Conveyor Oven_E6_Codes & Standards Forecast | Commercial | Other Health | Existing | Food Preparation | Natural Gas | Conveyor Oven | E6 |  | Codes & Standards Forecast | 0 | 0 | 0 | 0 | 0 | 0 | 0 | 0 | 0 | 0 | 0 | 0 | 0 | 0 | 0 | 0 | 0 | 0 | 0 | 0 | 0 | 0 | 0 | 0 | 0 | 0 | 0 | 0 | 0 | 0 | 0 | 0 | 0 | 0 | 0 | 0 | 0 | 0 | 0 | 0 | 0 | 0 | 0 | 0 | 0 | 0 | 0 | 0 | 0 | 0 | 0
Commercial_Other Health_Existing_Food Preparation_Natural Gas_Conveyor Oven_E7_Codes & Standards Forecast | Commercial | Other Health | Existing | Food Preparation | Natural Gas | Conveyor Oven | E7 |  | Codes & Standards Forecast | 0 | 0 | 0 | 0 | 0 | 0 | 0 | 0 | 0 | 0 | 0 | 0 | 0 | 0 | 0 | 0 | 0 | 0 | 0 | 0 | 0 | 0 | 0 | 0 | 0 | 0 | 0 | 0 | 0 | 0 | 0 | 0 | 0 | 0 | 0 | 0 | 0 | 0 | 0 | 0 | 0 | 0 | 0 | 0 | 0 | 0 | 0 | 0 | 0 | 0 | 0
Commercial_Other Health_Existing_Food Preparation_Natural Gas_Conveyor Oven_E8_Codes & Standards Forecast | Commercial | Other Health | Existing | Food Preparation | Natural Gas | Conveyor Oven | E8 |  | Codes & Standards Forecast | 0 | 0 | 0 | 0 | 0 | 0 | 0 | 0 | 0 | 0 | 0 | 0 | 0 | 0 | 0 | 0 | 0 | 0 | 0 | 0 | 0 | 0 | 0 | 0 | 0 | 0 | 0 | 0 | 0 | 0 | 0 | 0 | 0 | 0 | 0 | 0 | 0 | 0 | 0 | 0 | 0 | 0 | 0 | 0 | 0 | 0 | 0 | 0 | 0 | 0 | 0
Commercial_Other Health_Existing_Food Preparation_Natural Gas_Conveyor Oven_E9_Codes & Standards Forecast | Commercial | Other Health | Existing | Food Preparation | Natural Gas | Conveyor Oven | E9 |  | Codes & Standards Forecast | 0 | 0 | 0 | 0 | 0 | 0 | 0 | 0 | 0 | 0 | 0 | 0 | 0 | 0 | 0 | 0 | 0 | 0 | 0 | 0 | 0 | 0 | 0 | 0 | 0 | 0 | 0 | 0 | 0 | 0 | 0 | 0 | 0 | 0 | 0 | 0 | 0 | 0 | 0 | 0 | 0 | 0 | 0 | 0 | 0 | 0 | 0 | 0 | 0 | 0 | 0
Commercial_Other Health_Existing_Food Preparation_Natural Gas_Conveyor Oven_E10_Codes & Standards Forecast | Commercial | Other Health | Existing | Food Preparation | Natural Gas | Conveyor Oven | E10 |  | Codes & Standards Forecast | 0 | 0 | 0 | 0 | 0 | 0 | 0 | 0 | 0 | 0 | 0 | 0 | 0 | 0 | 0 | 0 | 0 | 0 | 0 | 0 | 0 | 0 | 0 | 0 | 0 | 0 | 0 | 0 | 0 | 0 | 0 | 0 | 0 | 0 | 0 | 0 | 0 | 0 | 0 | 0 | 0 | 0 | 0 | 0 | 0 | 0 | 0 | 0 | 0 | 0 | 0
Commercial_Other Health_Existing_Food Preparation_Natural Gas_Conveyor Oven_Vintage_Codes & Standards Forecast | Commercial | Other Health | Existing | Food Preparation | Natural Gas | Conveyor Oven | Vintage |  | Codes & Standards Forecast | 16693.6382 | 16217.9117 | 15629.5437 | 14937.4989 | 14176.8491 | 13357.8267 | 12508.4334 | 11641.2368 | 10760.626 | 9867.2666 | 8964.6383 | 8056.4261 | 7145.3534 | 6233.7967 | 5323.7201 | 4416.9174 | 3514.7239 | 2796.7507 | 2225.3939 | 1770.7228 | 1408.9027 | 1120.9804 | 891.8768 | 709.5803 | 564.5311 | 449.118 | 357.2886 | 284.2259 | 226.0966 | 179.8497 | 143.0576 | 113.7882 | 90.5073 | 0 | 0 | 0 | 0 | 0 | 0 | 0 | 0 | 0 | 0 | 0 | 0 | 0 | 0 | 0 | 0 | 0 | 0
Commercial_Other Health_Existing_Food Preparation_Natural Gas_Double Rack Oven_E1_Codes & Standards Forecast | Commercial | Other Health | Existing | Food Preparation | Natural Gas | Double Rack Oven | E1 |  | Codes & Standards Forecast | 0 | 553.6235 | 1266.8225 | 2101.914 | 3030.4192 | 4027.2512 | 5077.8592 | 6171.1762 | 7297.2147 | 8445.5389 | 9608.5383 | 10780.6091 | 11697.1322 | 12409.9832 | 12960.4105 | 13381.7191 | 13700.3311 | 13937.3164 | 14109.3605 | 14229.7446 | 14308.9157 | 14355.2826 | 14375.6513 | 14375.3523 | 14358.6284 | 14328.742 | 14288.3784 | 14239.6745 | 14184.3312 | 14123.7018 | 14058.8634 | 13990.6732 | 13920.2926 | 0 | 0 | 0 | 0 | 0 | 0 | 0 | 0 | 0 | 0 | 0 | 0 | 0 | 0 | 0 | 0 | 0 | 0
Commercial_Other Health_Existing_Food Preparation_Natural Gas_Double Rack Oven_E2_Codes & Standards Forecast | Commercial | Other Health | Existing | Food Preparation | Natural Gas | Double Rack Oven | E2 |  | Codes & Standards Forecast | 0 | 0 | 0 | 0 | 0 | 0 | 0 | 0 | 0 | 0 | 0 | 0 | 0 | 0 | 0 | 0 | 0 | 0 | 0 | 0 | 0 | 0 | 0 | 0 | 0 | 0 | 0 | 0 | 0 | 0 | 0 | 0 | 0 | 0 | 0 | 0 | 0 | 0 | 0 | 0 | 0 | 0 | 0 | 0 | 0 | 0 | 0 | 0 | 0 | 0 | 0
Commercial_Other Health_Existing_Food Preparation_Natural Gas_Double Rack Oven_E3_Codes & Standards Forecast | Commercial | Other Health | Existing | Food Preparation | Natural Gas | Double Rack Oven | E3 |  | Codes & Standards Forecast | 0 | 0 | 0 | 0 | 0 | 0 | 0 | 0 | 0 | 0 | 0 | 0 | 0 | 0 | 0 | 0 | 0 | 0 | 0 | 0 | 0 | 0 | 0 | 0 | 0 | 0 | 0 | 0 | 0 | 0 | 0 | 0 | 0 | 0 | 0 | 0 | 0 | 0 | 0 | 0 | 0 | 0 | 0 | 0 | 0 | 0 | 0 | 0 | 0 | 0 | 0
Commercial_Other Health_Existing_Food Preparation_Natural Gas_Double Rack Oven_E4_Codes & Standards Forecast | Commercial | Other Health | Existing | Food Preparation | Natural Gas | Double Rack Oven | E4 |  | Codes & Standards Forecast | 0 | 0 | 0 | 0 | 0 | 0 | 0 | 0 | 0 | 0 | 0 | 0 | 0 | 0 | 0 | 0 | 0 | 0 | 0 | 0 | 0 | 0 | 0 | 0 | 0 | 0 | 0 | 0 | 0 | 0 | 0 | 0 | 0 | 0 | 0 | 0 | 0 | 0 | 0 | 0 | 0 | 0 | 0 | 0 | 0 | 0 | 0 | 0 | 0 | 0 | 0
Commercial_Other Health_Existing_Food Preparation_Natural Gas_Double Rack Oven_E5_Codes & Standards Forecast | Commercial | Other Health | Existing | Food Preparation | Natural Gas | Double Rack Oven | E5 |  | Codes & Standards Forecast | 0 | 0 | 0 | 0 | 0 | 0 | 0 | 0 | 0 | 0 | 0 | 0 | 0 | 0 | 0 | 0 | 0 | 0 | 0 | 0 | 0 | 0 | 0 | 0 | 0 | 0 | 0 | 0 | 0 | 0 | 0 | 0 | 0 | 0 | 0 | 0 | 0 | 0 | 0 | 0 | 0 | 0 | 0 | 0 | 0 | 0 | 0 | 0 | 0 | 0 | 0
Commercial_Other Health_Existing_Food Preparation_Natural Gas_Double Rack Oven_E6_Codes & Standards Forecast | Commercial | Other Health | Existing | Food Preparation | Natural Gas | Double Rack Oven | E6 |  | Codes & Standards Forecast | 0 | 0 | 0 | 0 | 0 | 0 | 0 | 0 | 0 | 0 | 0 | 0 | 0 | 0 | 0 | 0 | 0 | 0 | 0 | 0 | 0 | 0 | 0 | 0 | 0 | 0 | 0 | 0 | 0 | 0 | 0 | 0 | 0 | 0 | 0 | 0 | 0 | 0 | 0 | 0 | 0 | 0 | 0 | 0 | 0 | 0 | 0 | 0 | 0 | 0 | 0
Commercial_Other Health_Existing_Food Preparation_Natural Gas_Double Rack Oven_E7_Codes & Standards Forecast | Commercial | Other Health | Existing | Food Preparation | Natural Gas | Double Rack Oven | E7 |  | Codes & Standards Forecast | 0 | 0 | 0 | 0 | 0 | 0 | 0 | 0 | 0 | 0 | 0 | 0 | 0 | 0 | 0 | 0 | 0 | 0 | 0 | 0 | 0 | 0 | 0 | 0 | 0 | 0 | 0 | 0 | 0 | 0 | 0 | 0 | 0 | 0 | 0 | 0 | 0 | 0 | 0 | 0 | 0 | 0 | 0 | 0 | 0 | 0 | 0 | 0 | 0 | 0 | 0
Commercial_Other Health_Existing_Food Preparation_Natural Gas_Double Rack Oven_E8_Codes & Standards Forecast | Commercial | Other Health | Existing | Food Preparation | Natural Gas | Double Rack Oven | E8 |  | Codes & Standards Forecast | 0 | 0 | 0 | 0 | 0 | 0 | 0 | 0 | 0 | 0 | 0 | 0 | 0 | 0 | 0 | 0 | 0 | 0 | 0 | 0 | 0 | 0 | 0 | 0 | 0 | 0 | 0 | 0 | 0 | 0 | 0 | 0 | 0 | 0 | 0 | 0 | 0 | 0 | 0 | 0 | 0 | 0 | 0 | 0 | 0 | 0 | 0 | 0 | 0 | 0 | 0
Commercial_Other Health_Existing_Food Preparation_Natural Gas_Double Rack Oven_E9_Codes & Standards Forecast | Commercial | Other Health | Existing | Food Preparation | Natural Gas | Double Rack Oven | E9 |  | Codes & Standards Forecast | 0 | 0 | 0 | 0 | 0 | 0 | 0 | 0 | 0 | 0 | 0 | 0 | 0 | 0 | 0 | 0 | 0 | 0 | 0 | 0 | 0 | 0 | 0 | 0 | 0 | 0 | 0 | 0 | 0 | 0 | 0 | 0 | 0 | 0 | 0 | 0 | 0 | 0 | 0 | 0 | 0 | 0 | 0 | 0 | 0 | 0 | 0 | 0 | 0 | 0 | 0
Commercial_Other Health_Existing_Food Preparation_Natural Gas_Double Rack Oven_E10_Codes & Standards Forecast | Commercial | Other Health | Existing | Food Preparation | Natural Gas | Double Rack Oven | E10 |  | Codes & Standards Forecast | 0 | 0 | 0 | 0 | 0 | 0 | 0 | 0 | 0 | 0 | 0 | 0 | 0 | 0 | 0 | 0 | 0 | 0 | 0 | 0 | 0 | 0 | 0 | 0 | 0 | 0 | 0 | 0 | 0 | 0 | 0 | 0 | 0 | 0 | 0 | 0 | 0 | 0 | 0 | 0 | 0 | 0 | 0 | 0 | 0 | 0 | 0 | 0 | 0 | 0 | 0
Commercial_Other Health_Existing_Food Preparation_Natural Gas_Double Rack Oven_Vintage_Codes & Standards Forecast | Commercial | Other Health | Existing | Food Preparation | Natural Gas | Double Rack Oven | Vintage |  | Codes & Standards Forecast | 16693.6382 | 16055.0813 | 15256.9489 | 14319.2889 | 13285.5493 | 12173.341 | 11014.9454 | 9826.185 | 8614.3864 | 7383.2845 | 6138.5977 | 4885.6587 | 3888.3794 | 3094.5388 | 2462.619 | 1959.6662 | 1559.3875 | 1240.8423 | 987.3468 | 785.6216 | 625.0918 | 497.3485 | 395.7015 | 314.8215 | 250.4671 | 199.2615 | 158.5192 | 126.1033 | 100.3129 | 79.7944 | 63.4708 | 50.4848 | 40.1557 | 0 | 0 | 0 | 0 | 0 | 0 | 0 | 0 | 0 | 0 | 0 | 0 | 0 | 0 | 0 | 0 | 0 | 0
Commercial_Other Health_Existing_Food Preparation_Natural Gas_Fryer_E1_Codes & Standards Forecast | Commercial | Other Health | Existing | Food Preparation | Natural Gas | Fryer | E1 |  | Codes & Standards Forecast | 0 | 26217.0464 | 63033.8632 | 62642.5913 | 62241.1501 | 61801.0197 | 55039.1651 | 41034.5535 | 30610.9288 | 22838.7602 | 11141.9782 | 0 | 0 | 0 | 0 | 0 | 0 | 0 | 0 | 0 | 0 | 0 | 0 | 0 | 0 | 0 | 0 | 0 | 0 | 0 | 0 | 0 | 0 | 0 | 0 | 0 | 0 | 0 | 0 | 0 | 0 | 0 | 0 | 0 | 0 | 0 | 0 | 0 | 0 | 0 | 0
Commercial_Other Health_Existing_Food Preparation_Natural Gas_Fryer_E2_Codes & Standards Forecast | Commercial | Other Health | Existing | Food Preparation | Natural Gas | Fryer | E2 |  | Codes & Standards Forecast | 0 | 0 | 0 | 44821.8541 | 95105.5505 | 149141.5772 | 195258.3842 | 238166.0444 | 269761.3651 | 292883.7919 | 315570.4425 | 334450.4216 | 339751.8537 | 343228.0535 | 345334.6468 | 346424.0022 | 346756.3157 | 346526.5768 | 345878.1567 | 344918.0421 | 343723.0886 | 342352.8179 | 340854.3147 | 339260.7553 | 337596.8999 | 335878.5508 | 334119.4669 | 332329.9126 | 330517.545 | 328688.0762 | 326845.7666 | 324993.7941 | 323145.661 | 0 | 0 | 0 | 0 | 0 | 0 | 0 | 0 | 0 | 0 | 0 | 0 | 0 | 0 | 0 | 0 | 0 | 0
Commercial_Other Health_Existing_Food Preparation_Natural Gas_Fryer_E3_Codes & Standards Forecast | Commercial | Other Health | Existing | Food Preparation | Natural Gas | Fryer | E3 |  | Codes & Standards Forecast | 0 | 0 | 0 | 0 | 0 | 0 | 0 | 0 | 0 | 0 | 0 | 0 | 0 | 0 | 0 | 0 | 0 | 0 | 0 | 0 | 0 | 0 | 0 | 0 | 0 | 0 | 0 | 0 | 0 | 0 | 0 | 0 | 0 | 0 | 0 | 0 | 0 | 0 | 0 | 0 | 0 | 0 | 0 | 0 | 0 | 0 | 0 | 0 | 0 | 0 | 0
Commercial_Other Health_Existing_Food Preparation_Natural Gas_Fryer_E4_Codes & Standards Forecast | Commercial | Other Health | Existing | Food Preparation | Natural Gas | Fryer | E4 |  | Codes & Standards Forecast | 0 | 0 | 0 | 0 | 0 | 0 | 0 | 0 | 0 | 0 | 0 | 0 | 0 | 0 | 0 | 0 | 0 | 0 | 0 | 0 | 0 | 0 | 0 | 0 | 0 | 0 | 0 | 0 | 0 | 0 | 0 | 0 | 0 | 0 | 0 | 0 | 0 | 0 | 0 | 0 | 0 | 0 | 0 | 0 | 0 | 0 | 0 | 0 | 0 | 0 | 0
Commercial_Other Health_Existing_Food Preparation_Natural Gas_Fryer_E5_Codes & Standards Forecast | Commercial | Other Health | Existing | Food Preparation | Natural Gas | Fryer | E5 |  | Codes & Standards Forecast | 0 | 0 | 0 | 0 | 0 | 0 | 0 | 0 | 0 | 0 | 0 | 0 | 0 | 0 | 0 | 0 | 0 | 0 | 0 | 0 | 0 | 0 | 0 | 0 | 0 | 0 | 0 | 0 | 0 | 0 | 0 | 0 | 0 | 0 | 0 | 0 | 0 | 0 | 0 | 0 | 0 | 0 | 0 | 0 | 0 | 0 | 0 | 0 | 0 | 0 | 0
Commercial_Other Health_Existing_Food Preparation_Natural Gas_Fryer_E6_Codes & Standards Forecast | Commercial | Other Health | Existing | Food Preparation | Natural Gas | Fryer | E6 |  | Codes & Standards Forecast | 0 | 0 | 0 | 0 | 0 | 0 | 0 | 0 | 0 | 0 | 0 | 0 | 0 | 0 | 0 | 0 | 0 | 0 | 0 | 0 | 0 | 0 | 0 | 0 | 0 | 0 | 0 | 0 | 0 | 0 | 0 | 0 | 0 | 0 | 0 | 0 | 0 | 0 | 0 | 0 | 0 | 0 | 0 | 0 | 0 | 0 | 0 | 0 | 0 | 0 | 0
Commercial_Other Health_Existing_Food Preparation_Natural Gas_Fryer_E7_Codes & Standards Forecast | Commercial | Other Health | Existing | Food Preparation | Natural Gas | Fryer | E7 |  | Codes & Standards Forecast | 0 | 0 | 0 | 0 | 0 | 0 | 0 | 0 | 0 | 0 | 0 | 0 | 0 | 0 | 0 | 0 | 0 | 0 | 0 | 0 | 0 | 0 | 0 | 0 | 0 | 0 | 0 | 0 | 0 | 0 | 0 | 0 | 0 | 0 | 0 | 0 | 0 | 0 | 0 | 0 | 0 | 0 | 0 | 0 | 0 | 0 | 0 | 0 | 0 | 0 | 0
Commercial_Other Health_Existing_Food Preparation_Natural Gas_Fryer_E8_Codes & Standards Forecast | Commercial | Other Health | Existing | Food Preparation | Natural Gas | Fryer | E8 |  | Codes & Standards Forecast | 0 | 0 | 0 | 0 | 0 | 0 | 0 | 0 | 0 | 0 | 0 | 0 | 0 | 0 | 0 | 0 | 0 | 0 | 0 | 0 | 0 | 0 | 0 | 0 | 0 | 0 | 0 | 0 | 0 | 0 | 0 | 0 | 0 | 0 | 0 | 0 | 0 | 0 | 0 | 0 | 0 | 0 | 0 | 0 | 0 | 0 | 0 | 0 | 0 | 0 | 0
Commercial_Other Health_Existing_Food Preparation_Natural Gas_Fryer_E9_Codes & Standards Forecast | Commercial | Other Health | Existing | Food Preparation | Natural Gas | Fryer | E9 |  | Codes & Standards Forecast | 0 | 0 | 0 | 0 | 0 | 0 | 0 | 0 | 0 | 0 | 0 | 0 | 0 | 0 | 0 | 0 | 0 | 0 | 0 | 0 | 0 | 0 | 0 | 0 | 0 | 0 | 0 | 0 | 0 | 0 | 0 | 0 | 0 | 0 | 0 | 0 | 0 | 0 | 0 | 0 | 0 | 0 | 0 | 0 | 0 | 0 | 0 | 0 | 0 | 0 | 0
Commercial_Other Health_Existing_Food Preparation_Natural Gas_Fryer_E10_Codes & Standards Forecast | Commercial | Other Health | Existing | Food Preparation | Natural Gas | Fryer | E10 |  | Codes & Standards Forecast | 0 | 0 | 0 | 0 | 0 | 0 | 0 | 0 | 0 | 0 | 0 | 0 | 0 | 0 | 0 | 0 | 0 | 0 | 0 | 0 | 0 | 0 | 0 | 0 | 0 | 0 | 0 | 0 | 0 | 0 | 0 | 0 | 0 | 0 | 0 | 0 | 0 | 0 | 0 | 0 | 0 | 0 | 0 | 0 | 0 | 0 | 0 | 0 | 0 | 0 | 0
Commercial_Other Health_Existing_Food Preparation_Natural Gas_Fryer_Vintage_Codes & Standards Forecast | Commercial | Other Health | Existing | Food Preparation | Natural Gas | Fryer | Vintage |  | Codes & Standards Forecast | 386483.0188 | 358299.634 | 319516.4789 | 272711.2812 | 220392.6932 | 164125.6606 | 122275.2605 | 91162.5514 | 68005.3792 | 50738.6939 | 37857.6358 | 28247.4158 | 21076.3549 | 15725.1243 | 11731.8541 | 8752.3123 | 6529.2909 | 4870.7949 | 3633.4924 | 2710.4363 | 2021.8127 | 1508.0968 | 1124.883 | 839.0257 | 625.7962 | 466.7419 | 348.1022 | 259.6107 | 193.6083 | 144.3814 | 107.6673 | 80.2863 | 59.8686 | 0 | 0 | 0 | 0 | 0 | 0 | 0 | 0 | 0 | 0 | 0 | 0 | 0 | 0 | 0 | 0 | 0 | 0
Commercial_Other Health_Existing_Food Preparation_Natural Gas_Broiler_E1_Codes & Standards Forecast | Commercial | Other Health | Existing | Food Preparation | Natural Gas | Broiler | E1 |  | Codes & Standards Forecast | 0 | 2885.5528 | 6602.8323 | 10955.4304 | 15794.9124 | 20990.5216 | 26466.4176 | 32164.9182 | 38033.9675 | 44019.1725 | 50080.8661 | 56189.8414 | 60966.8711 | 64682.3368 | 67551.2303 | 69747.1419 | 71407.7865 | 72642.9825 | 73539.6974 | 74167.1539 | 74579.8029 | 74821.4729 | 74927.6369 | 74926.0787 | 74838.9116 | 74683.1402 | 74472.76 | 74218.9096 | 73930.4533 | 73614.4456 | 73276.5002 | 72921.0844 | 72554.2524 | 0 | 0 | 0 | 0 | 0 | 0 | 0 | 0 | 0 | 0 | 0 | 0 | 0 | 0 | 0 | 0 | 0 | 0
Commercial_Other Health_Existing_Food Preparation_Natural Gas_Broiler_E2_Codes & Standards Forecast | Commercial | Other Health | Existing | Food Preparation | Natural Gas | Broiler | E2 |  | Codes & Standards Forecast | 0 | 0 | 0 | 0 | 0 | 0 | 0 | 0 | 0 | 0 | 0 | 0 | 0 | 0 | 0 | 0 | 0 | 0 | 0 | 0 | 0 | 0 | 0 | 0 | 0 | 0 | 0 | 0 | 0 | 0 | 0 | 0 | 0 | 0 | 0 | 0 | 0 | 0 | 0 | 0 | 0 | 0 | 0 | 0 | 0 | 0 | 0 | 0 | 0 | 0 | 0
Commercial_Other Health_Existing_Food Preparation_Natural Gas_Broiler_E3_Codes & Standards Forecast | Commercial | Other Health | Existing | Food Preparation | Natural Gas | Broiler | E3 |  | Codes & Standards Forecast | 0 | 0 | 0 | 0 | 0 | 0 | 0 | 0 | 0 | 0 | 0 | 0 | 0 | 0 | 0 | 0 | 0 | 0 | 0 | 0 | 0 | 0 | 0 | 0 | 0 | 0 | 0 | 0 | 0 | 0 | 0 | 0 | 0 | 0 | 0 | 0 | 0 | 0 | 0 | 0 | 0 | 0 | 0 | 0 | 0 | 0 | 0 | 0 | 0 | 0 | 0
Commercial_Other Health_Existing_Food Preparation_Natural Gas_Broiler_E4_Codes & Standards Forecast | Commercial | Other Health | Existing | Food Preparation | Natural Gas | Broiler | E4 |  | Codes & Standards Forecast | 0 | 0 | 0 | 0 | 0 | 0 | 0 | 0 | 0 | 0 | 0 | 0 | 0 | 0 | 0 | 0 | 0 | 0 | 0 | 0 | 0 | 0 | 0 | 0 | 0 | 0 | 0 | 0 | 0 | 0 | 0 | 0 | 0 | 0 | 0 | 0 | 0 | 0 | 0 | 0 | 0 | 0 | 0 | 0 | 0 | 0 | 0 | 0 | 0 | 0 | 0
Commercial_Other Health_Existing_Food Preparation_Natural Gas_Broiler_E5_Codes & Standards Forecast | Commercial | Other Health | Existing | Food Preparation | Natural Gas | Broiler | E5 |  | Codes & Standards Forecast | 0 | 0 | 0 | 0 | 0 | 0 | 0 | 0 | 0 | 0 | 0 | 0 | 0 | 0 | 0 | 0 | 0 | 0 | 0 | 0 | 0 | 0 | 0 | 0 | 0 | 0 | 0 | 0 | 0 | 0 | 0 | 0 | 0 | 0 | 0 | 0 | 0 | 0 | 0 | 0 | 0 | 0 | 0 | 0 | 0 | 0 | 0 | 0 | 0 | 0 | 0
Commercial_Other Health_Existing_Food Preparation_Natural Gas_Broiler_E6_Codes & Standards Forecast | Commercial | Other Health | Existing | Food Preparation | Natural Gas | Broiler | E6 |  | Codes & Standards Forecast | 0 | 0 | 0 | 0 | 0 | 0 | 0 | 0 | 0 | 0 | 0 | 0 | 0 | 0 | 0 | 0 | 0 | 0 | 0 | 0 | 0 | 0 | 0 | 0 | 0 | 0 | 0 | 0 | 0 | 0 | 0 | 0 | 0 | 0 | 0 | 0 | 0 | 0 | 0 | 0 | 0 | 0 | 0 | 0 | 0 | 0 | 0 | 0 | 0 | 0 | 0
Commercial_Other Health_Existing_Food Preparation_Natural Gas_Broiler_E7_Codes & Standards Forecast | Commercial | Other Health | Existing | Food Preparation | Natural Gas | Broiler | E7 |  | Codes & Standards Forecast | 0 | 0 | 0 | 0 | 0 | 0 | 0 | 0 | 0 | 0 | 0 | 0 | 0 | 0 | 0 | 0 | 0 | 0 | 0 | 0 | 0 | 0 | 0 | 0 | 0 | 0 | 0 | 0 | 0 | 0 | 0 | 0 | 0 | 0 | 0 | 0 | 0 | 0 | 0 | 0 | 0 | 0 | 0 | 0 | 0 | 0 | 0 | 0 | 0 | 0 | 0
Commercial_Other Health_Existing_Food Preparation_Natural Gas_Broiler_E8_Codes & Standards Forecast | Commercial | Other Health | Existing | Food Preparation | Natural Gas | Broiler | E8 |  | Codes & Standards Forecast | 0 | 0 | 0 | 0 | 0 | 0 | 0 | 0 | 0 | 0 | 0 | 0 | 0 | 0 | 0 | 0 | 0 | 0 | 0 | 0 | 0 | 0 | 0 | 0 | 0 | 0 | 0 | 0 | 0 | 0 | 0 | 0 | 0 | 0 | 0 | 0 | 0 | 0 | 0 | 0 | 0 | 0 | 0 | 0 | 0 | 0 | 0 | 0 | 0 | 0 | 0
Commercial_Other Health_Existing_Food Preparation_Natural Gas_Broiler_E9_Codes & Standards Forecast | Commercial | Other Health | Existing | Food Preparation | Natural Gas | Broiler | E9 |  | Codes & Standards Forecast | 0 | 0 | 0 | 0 | 0 | 0 | 0 | 0 | 0 | 0 | 0 | 0 | 0 | 0 | 0 | 0 | 0 | 0 | 0 | 0 | 0 | 0 | 0 | 0 | 0 | 0 | 0 | 0 | 0 | 0 | 0 | 0 | 0 | 0 | 0 | 0 | 0 | 0 | 0 | 0 | 0 | 0 | 0 | 0 | 0 | 0 | 0 | 0 | 0 | 0 | 0
Commercial_Other Health_Existing_Food Preparation_Natural Gas_Broiler_E10_Codes & Standards Forecast | Commercial | Other Health | Existing | Food Preparation | Natural Gas | Broiler | E10 |  | Codes & Standards Forecast | 0 | 0 | 0 | 0 | 0 | 0 | 0 | 0 | 0 | 0 | 0 | 0 | 0 | 0 | 0 | 0 | 0 | 0 | 0 | 0 | 0 | 0 | 0 | 0 | 0 | 0 | 0 | 0 | 0 | 0 | 0 | 0 | 0 | 0 | 0 | 0 | 0 | 0 | 0 | 0 | 0 | 0 | 0 | 0 | 0 | 0 | 0 | 0 | 0 | 0 | 0
Commercial_Other Health_Existing_Food Preparation_Natural Gas_Broiler_Vintage_Codes & Standards Forecast | Commercial | Other Health | Existing | Food Preparation | Natural Gas | Broiler | Vintage |  | Codes & Standards Forecast | 87009.266 | 83681.0298 | 79521.0667 | 74633.8694 | 69245.8936 | 63448.9291 | 57411.2306 | 51215.2672 | 44899.2259 | 38482.574 | 31995.1152 | 25464.6456 | 20266.7047 | 16129.1116 | 12835.4689 | 10214.0179 | 8127.7165 | 6467.4205 | 5146.1712 | 4094.7549 | 3258.0544 | 2592.2409 | 2062.4442 | 1640.8877 | 1305.465 | 1038.5749 | 826.2215 | 657.2658 | 522.843 | 415.8983 | 330.8174 | 263.1327 | 209.2961 | 0 | 0 | 0 | 0 | 0 | 0 | 0 | 0 | 0 | 0 | 0 | 0 | 0 | 0 | 0 | 0 | 0 | 0
Commercial_Other Health_Existing_Food Preparation_Natural Gas_Griddle_E1_Codes & Standards Forecast | Commercial | Other Health | Existing | Food Preparation | Natural Gas | Griddle | E1 |  | Codes & Standards Forecast | 0 | 2885.5528 | 6602.8323 | 10955.4304 | 15794.9124 | 20990.5216 | 26466.4176 | 32164.9182 | 38033.9675 | 44019.1725 | 50080.8661 | 56189.8414 | 60966.8711 | 64682.3368 | 67551.2303 | 69747.1419 | 71407.7865 | 72642.9825 | 73539.6974 | 74167.1539 | 74579.8029 | 74821.4729 | 74927.6369 | 74926.0787 | 74838.9116 | 74683.1402 | 74472.76 | 74218.9096 | 73930.4533 | 73614.4456 | 73276.5002 | 72921.0844 | 72554.2524 | 0 | 0 | 0 | 0 | 0 | 0 | 0 | 0 | 0 | 0 | 0 | 0 | 0 | 0 | 0 | 0 | 0 | 0
Commercial_Other Health_Existing_Food Preparation_Natural Gas_Griddle_E2_Codes & Standards Forecast | Commercial | Other Health | Existing | Food Preparation | Natural Gas | Griddle | E2 |  | Codes & Standards Forecast | 0 | 0 | 0 | 0 | 0 | 0 | 0 | 0 | 0 | 0 | 0 | 0 | 0 | 0 | 0 | 0 | 0 | 0 | 0 | 0 | 0 | 0 | 0 | 0 | 0 | 0 | 0 | 0 | 0 | 0 | 0 | 0 | 0 | 0 | 0 | 0 | 0 | 0 | 0 | 0 | 0 | 0 | 0 | 0 | 0 | 0 | 0 | 0 | 0 | 0 | 0
Commercial_Other Health_Existing_Food Preparation_Natural Gas_Griddle_E3_Codes & Standards Forecast | Commercial | Other Health | Existing | Food Preparation | Natural Gas | Griddle | E3 |  | Codes & Standards Forecast | 0 | 0 | 0 | 0 | 0 | 0 | 0 | 0 | 0 | 0 | 0 | 0 | 0 | 0 | 0 | 0 | 0 | 0 | 0 | 0 | 0 | 0 | 0 | 0 | 0 | 0 | 0 | 0 | 0 | 0 | 0 | 0 | 0 | 0 | 0 | 0 | 0 | 0 | 0 | 0 | 0 | 0 | 0 | 0 | 0 | 0 | 0 | 0 | 0 | 0 | 0
Commercial_Other Health_Existing_Food Preparation_Natural Gas_Griddle_E4_Codes & Standards Forecast | Commercial | Other Health | Existing | Food Preparation | Natural Gas | Griddle | E4 |  | Codes & Standards Forecast | 0 | 0 | 0 | 0 | 0 | 0 | 0 | 0 | 0 | 0 | 0 | 0 | 0 | 0 | 0 | 0 | 0 | 0 | 0 | 0 | 0 | 0 | 0 | 0 | 0 | 0 | 0 | 0 | 0 | 0 | 0 | 0 | 0 | 0 | 0 | 0 | 0 | 0 | 0 | 0 | 0 | 0 | 0 | 0 | 0 | 0 | 0 | 0 | 0 | 0 | 0
Commercial_Other Health_Existing_Food Preparation_Natural Gas_Griddle_E5_Codes & Standards Forecast | Commercial | Other Health | Existing | Food Preparation | Natural Gas | Griddle | E5 |  | Codes & Standards Forecast | 0 | 0 | 0 | 0 | 0 | 0 | 0 | 0 | 0 | 0 | 0 | 0 | 0 | 0 | 0 | 0 | 0 | 0 | 0 | 0 | 0 | 0 | 0 | 0 | 0 | 0 | 0 | 0 | 0 | 0 | 0 | 0 | 0 | 0 | 0 | 0 | 0 | 0 | 0 | 0 | 0 | 0 | 0 | 0 | 0 | 0 | 0 | 0 | 0 | 0 | 0
Commercial_Other Health_Existing_Food Preparation_Natural Gas_Griddle_E6_Codes & Standards Forecast | Commercial | Other Health | Existing | Food Preparation | Natural Gas | Griddle | E6 |  | Codes & Standards Forecast | 0 | 0 | 0 | 0 | 0 | 0 | 0 | 0 | 0 | 0 | 0 | 0 | 0 | 0 | 0 | 0 | 0 | 0 | 0 | 0 | 0 | 0 | 0 | 0 | 0 | 0 | 0 | 0 | 0 | 0 | 0 | 0 | 0 | 0 | 0 | 0 | 0 | 0 | 0 | 0 | 0 | 0 | 0 | 0 | 0 | 0 | 0 | 0 | 0 | 0 | 0
Commercial_Other Health_Existing_Food Preparation_Natural Gas_Griddle_E7_Codes & Standards Forecast | Commercial | Other Health | Existing | Food Preparation | Natural Gas | Griddle | E7 |  | Codes & Standards Forecast | 0 | 0 | 0 | 0 | 0 | 0 | 0 | 0 | 0 | 0 | 0 | 0 | 0 | 0 | 0 | 0 | 0 | 0 | 0 | 0 | 0 | 0 | 0 | 0 | 0 | 0 | 0 | 0 | 0 | 0 | 0 | 0 | 0 | 0 | 0 | 0 | 0 | 0 | 0 | 0 | 0 | 0 | 0 | 0 | 0 | 0 | 0 | 0 | 0 | 0 | 0
Commercial_Other Health_Existing_Food Preparation_Natural Gas_Griddle_E8_Codes & Standards Forecast | Commercial | Other Health | Existing | Food Preparation | Natural Gas | Griddle | E8 |  | Codes & Standards Forecast | 0 | 0 | 0 | 0 | 0 | 0 | 0 | 0 | 0 | 0 | 0 | 0 | 0 | 0 | 0 | 0 | 0 | 0 | 0 | 0 | 0 | 0 | 0 | 0 | 0 | 0 | 0 | 0 | 0 | 0 | 0 | 0 | 0 | 0 | 0 | 0 | 0 | 0 | 0 | 0 | 0 | 0 | 0 | 0 | 0 | 0 | 0 | 0 | 0 | 0 | 0
Commercial_Other Health_Existing_Food Preparation_Natural Gas_Griddle_E9_Codes & Standards Forecast | Commercial | Other Health | Existing | Food Preparation | Natural Gas | Griddle | E9 |  | Codes & Standards Forecast | 0 | 0 | 0 | 0 | 0 | 0 | 0 | 0 | 0 | 0 | 0 | 0 | 0 | 0 | 0 | 0 | 0 | 0 | 0 | 0 | 0 | 0 | 0 | 0 | 0 | 0 | 0 | 0 | 0 | 0 | 0 | 0 | 0 | 0 | 0 | 0 | 0 | 0 | 0 | 0 | 0 | 0 | 0 | 0 | 0 | 0 | 0 | 0 | 0 | 0 | 0
Commercial_Other Health_Existing_Food Preparation_Natural Gas_Griddle_E10_Codes & Standards Forecast | Commercial | Other Health | Existing | Food Preparation | Natural Gas | Griddle | E10 |  | Codes & Standards Forecast | 0 | 0 | 0 | 0 | 0 | 0 | 0 | 0 | 0 | 0 | 0 | 0 | 0 | 0 | 0 | 0 | 0 | 0 | 0 | 0 | 0 | 0 | 0 | 0 | 0 | 0 | 0 | 0 | 0 | 0 | 0 | 0 | 0 | 0 | 0 | 0 | 0 | 0 | 0 | 0 | 0 | 0 | 0 | 0 | 0 | 0 | 0 | 0 | 0 | 0 | 0
Commercial_Other Health_Existing_Food Preparation_Natural Gas_Griddle_Vintage_Codes & Standards Forecast | Commercial | Other Health | Existing | Food Preparation | Natural Gas | Griddle | Vintage |  | Codes & Standards Forecast | 87009.266 | 83681.0298 | 79521.0667 | 74633.8694 | 69245.8936 | 63448.9291 | 57411.2306 | 51215.2672 | 44899.2259 | 38482.574 | 31995.1152 | 25464.6456 | 20266.7047 | 16129.1116 | 12835.4689 | 10214.0179 | 8127.7165 | 6467.4205 | 5146.1712 | 4094.7549 | 3258.0544 | 2592.2409 | 2062.4442 | 1640.8877 | 1305.465 | 1038.5749 | 826.2215 | 657.2658 | 522.843 | 415.8983 | 330.8174 | 263.1327 | 209.2961 | 0 | 0 | 0 | 0 | 0 | 0 | 0 | 0 | 0 | 0 | 0 | 0 | 0 | 0 | 0 | 0 | 0 | 0
Commercial_Other Health_Existing_Food Preparation_Natural Gas_Range_E1_Codes & Standards Forecast | Commercial | Other Health | Existing | Food Preparation | Natural Gas | Range | E1 |  | Codes & Standards Forecast | 0 | 14638.3927 | 33496.1306 | 55576.8361 | 80127.5007 | 106484.7968 | 134263.9864 | 163172.4476 | 192946.1014 | 223309.0122 | 247120.433 | 265719.8849 | 280163.0366 | 291291.7468 | 299775.4397 | 306157.9109 | 310869.7064 | 314254.3112 | 316583.1567 | 318072.2938 | 318890.9249 | 319175.8357 | 319038.4035 | 318565.3478 | 317825.6913 | 316871.8445 | 315747.4863 | 314487.3789 | 313119.1874 | 311664.9277 | 310142.12 | 308564.7057 | 306954.3531 | 0 | 0 | 0 | 0 | 0 | 0 | 0 | 0 | 0 | 0 | 0 | 0 | 0 | 0 | 0 | 0 | 0 | 0
Commercial_Other Health_Existing_Food Preparation_Natural Gas_Range_E2_Codes & Standards Forecast | Commercial | Other Health | Existing | Food Preparation | Natural Gas | Range | E2 |  | Codes & Standards Forecast | 0 | 0 | 0 | 0 | 0 | 0 | 0 | 0 | 0 | 0 | 0 | 0 | 0 | 0 | 0 | 0 | 0 | 0 | 0 | 0 | 0 | 0 | 0 | 0 | 0 | 0 | 0 | 0 | 0 | 0 | 0 | 0 | 0 | 0 | 0 | 0 | 0 | 0 | 0 | 0 | 0 | 0 | 0 | 0 | 0 | 0 | 0 | 0 | 0 | 0 | 0
Commercial_Other Health_Existing_Food Preparation_Natural Gas_Range_E3_Codes & Standards Forecast | Commercial | Other Health | Existing | Food Preparation | Natural Gas | Range | E3 |  | Codes & Standards Forecast | 0 | 0 | 0 | 0 | 0 | 0 | 0 | 0 | 0 | 0 | 0 | 0 | 0 | 0 | 0 | 0 | 0 | 0 | 0 | 0 | 0 | 0 | 0 | 0 | 0 | 0 | 0 | 0 | 0 | 0 | 0 | 0 | 0 | 0 | 0 | 0 | 0 | 0 | 0 | 0 | 0 | 0 | 0 | 0 | 0 | 0 | 0 | 0 | 0 | 0 | 0
Commercial_Other Health_Existing_Food Preparation_Natural Gas_Range_E4_Codes & Standards Forecast | Commercial | Other Health | Existing | Food Preparation | Natural Gas | Range | E4 |  | Codes & Standards Forecast | 0 | 0 | 0 | 0 | 0 | 0 | 0 | 0 | 0 | 0 | 0 | 0 | 0 | 0 | 0 | 0 | 0 | 0 | 0 | 0 | 0 | 0 | 0 | 0 | 0 | 0 | 0 | 0 | 0 | 0 | 0 | 0 | 0 | 0 | 0 | 0 | 0 | 0 | 0 | 0 | 0 | 0 | 0 | 0 | 0 | 0 | 0 | 0 | 0 | 0 | 0
Commercial_Other Health_Existing_Food Preparation_Natural Gas_Range_E5_Codes & Standards Forecast | Commercial | Other Health | Existing | Food Preparation | Natural Gas | Range | E5 |  | Codes & Standards Forecast | 0 | 0 | 0 | 0 | 0 | 0 | 0 | 0 | 0 | 0 | 0 | 0 | 0 | 0 | 0 | 0 | 0 | 0 | 0 | 0 | 0 | 0 | 0 | 0 | 0 | 0 | 0 | 0 | 0 | 0 | 0 | 0 | 0 | 0 | 0 | 0 | 0 | 0 | 0 | 0 | 0 | 0 | 0 | 0 | 0 | 0 | 0 | 0 | 0 | 0 | 0
Commercial_Other Health_Existing_Food Preparation_Natural Gas_Range_E6_Codes & Standards Forecast | Commercial | Other Health | Existing | Food Preparation | Natural Gas | Range | E6 |  | Codes & Standards Forecast | 0 | 0 | 0 | 0 | 0 | 0 | 0 | 0 | 0 | 0 | 0 | 0 | 0 | 0 | 0 | 0 | 0 | 0 | 0 | 0 | 0 | 0 | 0 | 0 | 0 | 0 | 0 | 0 | 0 | 0 | 0 | 0 | 0 | 0 | 0 | 0 | 0 | 0 | 0 | 0 | 0 | 0 | 0 | 0 | 0 | 0 | 0 | 0 | 0 | 0 | 0
Commercial_Other Health_Existing_Food Preparation_Natural Gas_Range_E7_Codes & Standards Forecast | Commercial | Other Health | Existing | Food Preparation | Natural Gas | Range | E7 |  | Codes & Standards Forecast | 0 | 0 | 0 | 0 | 0 | 0 | 0 | 0 | 0 | 0 | 0 | 0 | 0 | 0 | 0 | 0 | 0 | 0 | 0 | 0 | 0 | 0 | 0 | 0 | 0 | 0 | 0 | 0 | 0 | 0 | 0 | 0 | 0 | 0 | 0 | 0 | 0 | 0 | 0 | 0 | 0 | 0 | 0 | 0 | 0 | 0 | 0 | 0 | 0 | 0 | 0
Commercial_Other Health_Existing_Food Preparation_Natural Gas_Range_E8_Codes & Standards Forecast | Commercial | Other Health | Existing | Food Preparation | Natural Gas | Range | E8 |  | Codes & Standards Forecast | 0 | 0 | 0 | 0 | 0 | 0 | 0 | 0 | 0 | 0 | 0 | 0 | 0 | 0 | 0 | 0 | 0 | 0 | 0 | 0 | 0 | 0 | 0 | 0 | 0 | 0 | 0 | 0 | 0 | 0 | 0 | 0 | 0 | 0 | 0 | 0 | 0 | 0 | 0 | 0 | 0 | 0 | 0 | 0 | 0 | 0 | 0 | 0 | 0 | 0 | 0
Commercial_Other Health_Existing_Food Preparation_Natural Gas_Range_E9_Codes & Standards Forecast | Commercial | Other Health | Existing | Food Preparation | Natural Gas | Range | E9 |  | Codes & Standards Forecast | 0 | 0 | 0 | 0 | 0 | 0 | 0 | 0 | 0 | 0 | 0 | 0 | 0 | 0 | 0 | 0 | 0 | 0 | 0 | 0 | 0 | 0 | 0 | 0 | 0 | 0 | 0 | 0 | 0 | 0 | 0 | 0 | 0 | 0 | 0 | 0 | 0 | 0 | 0 | 0 | 0 | 0 | 0 | 0 | 0 | 0 | 0 | 0 | 0 | 0 | 0
Commercial_Other Health_Existing_Food Preparation_Natural Gas_Range_E10_Codes & Standards Forecast | Commercial | Other Health | Existing | Food Preparation | Natural Gas | Range | E10 |  | Codes & Standards Forecast | 0 | 0 | 0 | 0 | 0 | 0 | 0 | 0 | 0 | 0 | 0 | 0 | 0 | 0 | 0 | 0 | 0 | 0 | 0 | 0 | 0 | 0 | 0 | 0 | 0 | 0 | 0 | 0 | 0 | 0 | 0 | 0 | 0 | 0 | 0 | 0 | 0 | 0 | 0 | 0 | 0 | 0 | 0 | 0 | 0 | 0 | 0 | 0 | 0 | 0 | 0
Commercial_Other Health_Existing_Food Preparation_Natural Gas_Range_Vintage_Codes & Standards Forecast | Commercial | Other Health | Existing | Food Preparation | Natural Gas | Range | Vintage |  | Codes & Standards Forecast | 367831.2606 | 351321.4254 | 330592.2452 | 306251.5237 | 279382.1042 | 250482.5815 | 220328.375 | 189316.8921 | 157653.5817 | 125466.7309 | 99855.3897 | 79474.0725 | 63251.5207 | 50338.2692 | 40058.9509 | 31877.5141 | 25366.2566 | 20184.5436 | 16060.9809 | 12779.5554 | 10168.2489 | 8090.2732 | 6436.8005 | 5121.1406 | 4074.3007 | 3241.3481 | 2578.602 | 2051.2985 | 1631.7707 | 1298.0008 | 1032.4669 | 821.2258 | 653.2043 | 0 | 0 | 0 | 0 | 0 | 0 | 0 | 0 | 0 | 0 | 0 | 0 | 0 | 0 | 0 | 0 | 0 | 0
Commercial_Other Health_Existing_Food Preparation_Natural Gas_Steamer_E1_Codes & Standards Forecast | Commercial | Other Health | Existing | Food Preparation | Natural Gas | Steamer | E1 |  | Codes & Standards Forecast | 0 | 1489.4579 | 3169.4936 | 3149.8195 | 3129.6341 | 3107.5033 | 3086.8281 | 3068.5207 | 3052.0707 | 3036.1928 | 2863.6136 | 2532.3625 | 2239.3855 | 1980.221 | 1750.9447 | 1548.1563 | 1368.8133 | 1210.2199 | 1069.9781 | 531.2966 | 0 | 0 | 0 | 0 | 0 | 0 | 0 | 0 | 0 | 0 | 0 | 0 | 0 | 0 | 0 | 0 | 0 | 0 | 0 | 0 | 0 | 0 | 0 | 0 | 0 | 0 | 0 | 0 | 0 | 0 | 0
Commercial_Other Health_Existing_Food Preparation_Natural Gas_Steamer_E2_Codes & Standards Forecast | Commercial | Other Health | Existing | Food Preparation | Natural Gas | Steamer | E2 |  | Codes & Standards Forecast | 0 | 0 | 0 | 1858.9844 | 3854.7137 | 5962.6219 | 8169.047 | 10463.9451 | 12836.3933 | 15271.9693 | 17562.9027 | 19746.1201 | 21654.7254 | 23319.9266 | 24769.2539 | 26027.9803 | 27118.268 | 28059.793 | 28869.7794 | 29978.1346 | 30990.3677 | 31392.8114 | 31726.0739 | 31998.1864 | 32216.253 | 32386.2992 | 32513.8724 | 32603.8798 | 32660.6619 | 32688.058 | 32689.4642 | 32667.8839 | 32627.0977 | 0 | 0 | 0 | 0 | 0 | 0 | 0 | 0 | 0 | 0 | 0 | 0 | 0 | 0 | 0 | 0 | 0 | 0
Commercial_Other Health_Existing_Food Preparation_Natural Gas_Steamer_E3_Codes & Standards Forecast | Commercial | Other Health | Existing | Food Preparation | Natural Gas | Steamer | E3 |  | Codes & Standards Forecast | 0 | 0 | 0 | 0 | 0 | 0 | 0 | 0 | 0 | 0 | 0 | 0 | 0 | 0 | 0 | 0 | 0 | 0 | 0 | 0 | 0 | 0 | 0 | 0 | 0 | 0 | 0 | 0 | 0 | 0 | 0 | 0 | 0 | 0 | 0 | 0 | 0 | 0 | 0 | 0 | 0 | 0 | 0 | 0 | 0 | 0 | 0 | 0 | 0 | 0 | 0
Commercial_Other Health_Existing_Food Preparation_Natural Gas_Steamer_E4_Codes & Standards Forecast | Commercial | Other Health | Existing | Food Preparation | Natural Gas | Steamer | E4 |  | Codes & Standards Forecast | 0 | 0 | 0 | 0 | 0 | 0 | 0 | 0 | 0 | 0 | 0 | 0 | 0 | 0 | 0 | 0 | 0 | 0 | 0 | 0 | 0 | 0 | 0 | 0 | 0 | 0 | 0 | 0 | 0 | 0 | 0 | 0 | 0 | 0 | 0 | 0 | 0 | 0 | 0 | 0 | 0 | 0 | 0 | 0 | 0 | 0 | 0 | 0 | 0 | 0 | 0
Commercial_Other Health_Existing_Food Preparation_Natural Gas_Steamer_E5_Codes & Standards Forecast | Commercial | Other Health | Existing | Food Preparation | Natural Gas | Steamer | E5 |  | Codes & Standards Forecast | 0 | 0 | 0 | 0 | 0 | 0 | 0 | 0 | 0 | 0 | 0 | 0 | 0 | 0 | 0 | 0 | 0 | 0 | 0 | 0 | 0 | 0 | 0 | 0 | 0 | 0 | 0 | 0 | 0 | 0 | 0 | 0 | 0 | 0 | 0 | 0 | 0 | 0 | 0 | 0 | 0 | 0 | 0 | 0 | 0 | 0 | 0 | 0 | 0 | 0 | 0
Commercial_Other Health_Existing_Food Preparation_Natural Gas_Steamer_E6_Codes & Standards Forecast | Commercial | Other Health | Existing | Food Preparation | Natural Gas | Steamer | E6 |  | Codes & Standards Forecast | 0 | 0 | 0 | 0 | 0 | 0 | 0 | 0 | 0 | 0 | 0 | 0 | 0 | 0 | 0 | 0 | 0 | 0 | 0 | 0 | 0 | 0 | 0 | 0 | 0 | 0 | 0 | 0 | 0 | 0 | 0 | 0 | 0 | 0 | 0 | 0 | 0 | 0 | 0 | 0 | 0 | 0 | 0 | 0 | 0 | 0 | 0 | 0 | 0 | 0 | 0
Commercial_Other Health_Existing_Food Preparation_Natural Gas_Steamer_E7_Codes & Standards Forecast | Commercial | Other Health | Existing | Food Preparation | Natural Gas | Steamer | E7 |  | Codes & Standards Forecast | 0 | 0 | 0 | 0 | 0 | 0 | 0 | 0 | 0 | 0 | 0 | 0 | 0 | 0 | 0 | 0 | 0 | 0 | 0 | 0 | 0 | 0 | 0 | 0 | 0 | 0 | 0 | 0 | 0 | 0 | 0 | 0 | 0 | 0 | 0 | 0 | 0 | 0 | 0 | 0 | 0 | 0 | 0 | 0 | 0 | 0 | 0 | 0 | 0 | 0 | 0
Commercial_Other Health_Existing_Food Preparation_Natural Gas_Steamer_E8_Codes & Standards Forecast | Commercial | Other Health | Existing | Food Preparation | Natural Gas | Steamer | E8 |  | Codes & Standards Forecast | 0 | 0 | 0 | 0 | 0 | 0 | 0 | 0 | 0 | 0 | 0 | 0 | 0 | 0 | 0 | 0 | 0 | 0 | 0 | 0 | 0 | 0 | 0 | 0 | 0 | 0 | 0 | 0 | 0 | 0 | 0 | 0 | 0 | 0 | 0 | 0 | 0 | 0 | 0 | 0 | 0 | 0 | 0 | 0 | 0 | 0 | 0 | 0 | 0 | 0 | 0
Commercial_Other Health_Existing_Food Preparation_Natural Gas_Steamer_E9_Codes & Standards Forecast | Commercial | Other Health | Existing | Food Preparation | Natural Gas | Steamer | E9 |  | Codes & Standards Forecast | 0 | 0 | 0 | 0 | 0 | 0 | 0 | 0 | 0 | 0 | 0 | 0 | 0 | 0 | 0 | 0 | 0 | 0 | 0 | 0 | 0 | 0 | 0 | 0 | 0 | 0 | 0 | 0 | 0 | 0 | 0 | 0 | 0 | 0 | 0 | 0 | 0 | 0 | 0 | 0 | 0 | 0 | 0 | 0 | 0 | 0 | 0 | 0 | 0 | 0 | 0
Commercial_Other Health_Existing_Food Preparation_Natural Gas_Steamer_E10_Codes & Standards Forecast | Commercial | Other Health | Existing | Food Preparation | Natural Gas | Steamer | E10 |  | Codes & Standards Forecast | 0 | 0 | 0 | 0 | 0 | 0 | 0 | 0 | 0 | 0 | 0 | 0 | 0 | 0 | 0 | 0 | 0 | 0 | 0 | 0 | 0 | 0 | 0 | 0 | 0 | 0 | 0 | 0 | 0 | 0 | 0 | 0 | 0 | 0 | 0 | 0 | 0 | 0 | 0 | 0 | 0 | 0 | 0 | 0 | 0 | 0 | 0 | 0 | 0 | 0 | 0
Commercial_Other Health_Existing_Food Preparation_Natural Gas_Steamer_Vintage_Codes & Standards Forecast | Commercial | Other Health | Existing | Food Preparation | Natural Gas | Steamer | Vintage |  | Codes & Standards Forecast | 40421.0176 | 38725.9067 | 36840.218 | 34752.5543 | 32522.2022 | 30157.0592 | 27710.3185 | 25202.6265 | 22638.9737 | 20018.8427 | 17702.695 | 15654.9193 | 13843.7525 | 12241.6124 | 10824.2399 | 9570.6134 | 8461.9255 | 7481.5097 | 6614.5433 | 5847.9148 | 5169.981 | 4570.4973 | 4040.4321 | 3571.7574 | 3157.3725 | 2790.9748 | 2467.0164 | 2180.5903 | 1927.3555 | 1703.4726 | 1505.5454 | 1330.5701 | 1175.9306 | 0 | 0 | 0 | 0 | 0 | 0 | 0 | 0 | 0 | 0 | 0 | 0 | 0 | 0 | 0 | 0 | 0 | 0
Commercial_Other Health_Existing_Food Preparation_Natural Gas_Food Prep Other_E1_Codes & Standards Forecast | Commercial | Other Health | Existing | Food Preparation | Natural Gas | Food Prep Other | E1 |  | Codes & Standards Forecast | 0 | 0 | 0 | 0 | 0 | 0 | 0 | 0 | 0 | 0 | 0 | 0 | 0 | 0 | 0 | 0 | 0 | 0 | 0 | 0 | 0 | 0 | 0 | 0 | 0 | 0 | 0 | 0 | 0 | 0 | 0 | 0 | 0 | 0 | 0 | 0 | 0 | 0 | 0 | 0 | 0 | 0 | 0 | 0 | 0 | 0 | 0 | 0 | 0 | 0 | 0
Commercial_Other Health_Existing_Food Preparation_Natural Gas_Food Prep Other_E2_Codes & Standards Forecast | Commercial | Other Health | Existing | Food Preparation | Natural Gas | Food Prep Other | E2 |  | Codes & Standards Forecast | 0 | 0 | 0 | 0 | 0 | 0 | 0 | 0 | 0 | 0 | 0 | 0 | 0 | 0 | 0 | 0 | 0 | 0 | 0 | 0 | 0 | 0 | 0 | 0 | 0 | 0 | 0 | 0 | 0 | 0 | 0 | 0 | 0 | 0 | 0 | 0 | 0 | 0 | 0 | 0 | 0 | 0 | 0 | 0 | 0 | 0 | 0 | 0 | 0 | 0 | 0
Commercial_Other Health_Existing_Food Preparation_Natural Gas_Food Prep Other_E3_Codes & Standards Forecast | Commercial | Other Health | Existing | Food Preparation | Natural Gas | Food Prep Other | E3 |  | Codes & Standards Forecast | 0 | 0 | 0 | 0 | 0 | 0 | 0 | 0 | 0 | 0 | 0 | 0 | 0 | 0 | 0 | 0 | 0 | 0 | 0 | 0 | 0 | 0 | 0 | 0 | 0 | 0 | 0 | 0 | 0 | 0 | 0 | 0 | 0 | 0 | 0 | 0 | 0 | 0 | 0 | 0 | 0 | 0 | 0 | 0 | 0 | 0 | 0 | 0 | 0 | 0 | 0
Commercial_Other Health_Existing_Food Preparation_Natural Gas_Food Prep Other_E4_Codes & Standards Forecast | Commercial | Other Health | Existing | Food Preparation | Natural Gas | Food Prep Other | E4 |  | Codes & Standards Forecast | 0 | 0 | 0 | 0 | 0 | 0 | 0 | 0 | 0 | 0 | 0 | 0 | 0 | 0 | 0 | 0 | 0 | 0 | 0 | 0 | 0 | 0 | 0 | 0 | 0 | 0 | 0 | 0 | 0 | 0 | 0 | 0 | 0 | 0 | 0 | 0 | 0 | 0 | 0 | 0 | 0 | 0 | 0 | 0 | 0 | 0 | 0 | 0 | 0 | 0 | 0
Commercial_Other Health_Existing_Food Preparation_Natural Gas_Food Prep Other_E5_Codes & Standards Forecast | Commercial | Other Health | Existing | Food Preparation | Natural Gas | Food Prep Other | E5 |  | Codes & Standards Forecast | 0 | 0 | 0 | 0 | 0 | 0 | 0 | 0 | 0 | 0 | 0 | 0 | 0 | 0 | 0 | 0 | 0 | 0 | 0 | 0 | 0 | 0 | 0 | 0 | 0 | 0 | 0 | 0 | 0 | 0 | 0 | 0 | 0 | 0 | 0 | 0 | 0 | 0 | 0 | 0 | 0 | 0 | 0 | 0 | 0 | 0 | 0 | 0 | 0 | 0 | 0
Commercial_Other Health_Existing_Food Preparation_Natural Gas_Food Prep Other_E6_Codes & Standards Forecast | Commercial | Other Health | Existing | Food Preparation | Natural Gas | Food Prep Other | E6 |  | Codes & Standards Forecast | 0 | 0 | 0 | 0 | 0 | 0 | 0 | 0 | 0 | 0 | 0 | 0 | 0 | 0 | 0 | 0 | 0 | 0 | 0 | 0 | 0 | 0 | 0 | 0 | 0 | 0 | 0 | 0 | 0 | 0 | 0 | 0 | 0 | 0 | 0 | 0 | 0 | 0 | 0 | 0 | 0 | 0 | 0 | 0 | 0 | 0 | 0 | 0 | 0 | 0 | 0
Commercial_Other Health_Existing_Food Preparation_Natural Gas_Food Prep Other_E7_Codes & Standards Forecast | Commercial | Other Health | Existing | Food Preparation | Natural Gas | Food Prep Other | E7 |  | Codes & Standards Forecast | 0 | 0 | 0 | 0 | 0 | 0 | 0 | 0 | 0 | 0 | 0 | 0 | 0 | 0 | 0 | 0 | 0 | 0 | 0 | 0 | 0 | 0 | 0 | 0 | 0 | 0 | 0 | 0 | 0 | 0 | 0 | 0 | 0 | 0 | 0 | 0 | 0 | 0 | 0 | 0 | 0 | 0 | 0 | 0 | 0 | 0 | 0 | 0 | 0 | 0 | 0
Commercial_Other Health_Existing_Food Preparation_Natural Gas_Food Prep Other_E8_Codes & Standards Forecast | Commercial | Other Health | Existing | Food Preparation | Natural Gas | Food Prep Other | E8 |  | Codes & Standards Forecast | 0 | 0 | 0 | 0 | 0 | 0 | 0 | 0 | 0 | 0 | 0 | 0 | 0 | 0 | 0 | 0 | 0 | 0 | 0 | 0 | 0 | 0 | 0 | 0 | 0 | 0 | 0 | 0 | 0 | 0 | 0 | 0 | 0 | 0 | 0 | 0 | 0 | 0 | 0 | 0 | 0 | 0 | 0 | 0 | 0 | 0 | 0 | 0 | 0 | 0 | 0
Commercial_Other Health_Existing_Food Preparation_Natural Gas_Food Prep Other_E9_Codes & Standards Forecast | Commercial | Other Health | Existing | Food Preparation | Natural Gas | Food Prep Other | E9 |  | Codes & Standards Forecast | 0 | 0 | 0 | 0 | 0 | 0 | 0 | 0 | 0 | 0 | 0 | 0 | 0 | 0 | 0 | 0 | 0 | 0 | 0 | 0 | 0 | 0 | 0 | 0 | 0 | 0 | 0 | 0 | 0 | 0 | 0 | 0 | 0 | 0 | 0 | 0 | 0 | 0 | 0 | 0 | 0 | 0 | 0 | 0 | 0 | 0 | 0 | 0 | 0 | 0 | 0
Commercial_Other Health_Existing_Food Preparation_Natural Gas_Food Prep Other_E10_Codes & Standards Forecast | Commercial | Other Health | Existing | Food Preparation | Natural Gas | Food Prep Other | E10 |  | Codes & Standards Forecast | 0 | 0 | 0 | 0 | 0 | 0 | 0 | 0 | 0 | 0 | 0 | 0 | 0 | 0 | 0 | 0 | 0 | 0 | 0 | 0 | 0 | 0 | 0 | 0 | 0 | 0 | 0 | 0 | 0 | 0 | 0 | 0 | 0 | 0 | 0 | 0 | 0 | 0 | 0 | 0 | 0 | 0 | 0 | 0 | 0 | 0 | 0 | 0 | 0 | 0 | 0
Commercial_Other Health_Existing_Food Preparation_Natural Gas_Food Prep Other_Vintage_Codes & Standards Forecast | Commercial | Other Health | Existing | Food Preparation | Natural Gas | Food Prep Other | Vintage |  | Codes & Standards Forecast | 0 | 0 | 0 | 0 | 0 | 0 | 0 | 0 | 0 | 0 | 0 | 0 | 0 | 0 | 0 | 0 | 0 | 0 | 0 | 0 | 0 | 0 | 0 | 0 | 0 | 0 | 0 | 0 | 0 | 0 | 0 | 0 | 0 | 0 | 0 | 0 | 0 | 0 | 0 | 0 | 0 | 0 | 0 | 0 | 0 | 0 | 0 | 0 | 0 | 0 | 0
Commercial_Other Health_Existing_Miscellaneous_Natural Gas_Pool Heater_E1_Codes & Standards Forecast | Commercial | Other Health | Existing | Miscellaneous | Natural Gas | Pool Heater | E1 |  | Codes & Standards Forecast | 0 | 0 | 0 | 0 | 0 | 0 | 0 | 0 | 0 | 0 | 0 | 0 | 0 | 0 | 0 | 0 | 0 | 0 | 0 | 0 | 0 | 0 | 0 | 0 | 0 | 0 | 0 | 0 | 0 | 0 | 0 | 0 | 0 | 0 | 0 | 0 | 0 | 0 | 0 | 0 | 0 | 0 | 0 | 0 | 0 | 0 | 0 | 0 | 0 | 0 | 0
Commercial_Other Health_Existing_Miscellaneous_Natural Gas_Pool Heater_E2_Codes & Standards Forecast | Commercial | Other Health | Existing | Miscellaneous | Natural Gas | Pool Heater | E2 |  | Codes & Standards Forecast | 0 | 0 | 0 | 0 | 0 | 0 | 0 | 0 | 0 | 0 | 0 | 0 | 0 | 0 | 0 | 0 | 0 | 0 | 0 | 0 | 0 | 0 | 0 | 0 | 0 | 0 | 0 | 0 | 0 | 0 | 0 | 0 | 0 | 0 | 0 | 0 | 0 | 0 | 0 | 0 | 0 | 0 | 0 | 0 | 0 | 0 | 0 | 0 | 0 | 0 | 0
Commercial_Other Health_Existing_Miscellaneous_Natural Gas_Pool Heater_E3_Codes & Standards Forecast | Commercial | Other Health | Existing | Miscellaneous | Natural Gas | Pool Heater | E3 |  | Codes & Standards Forecast | 0 | 0 | 0 | 0 | 0 | 0 | 0 | 0 | 0 | 0 | 0 | 0 | 0 | 0 | 0 | 0 | 0 | 0 | 0 | 0 | 0 | 0 | 0 | 0 | 0 | 0 | 0 | 0 | 0 | 0 | 0 | 0 | 0 | 0 | 0 | 0 | 0 | 0 | 0 | 0 | 0 | 0 | 0 | 0 | 0 | 0 | 0 | 0 | 0 | 0 | 0
Commercial_Other Health_Existing_Miscellaneous_Natural Gas_Pool Heater_E4_Codes & Standards Forecast | Commercial | Other Health | Existing | Miscellaneous | Natural Gas | Pool Heater | E4 |  | Codes & Standards Forecast | 0 | 0 | 0 | 0 | 0 | 0 | 0 | 0 | 0 | 0 | 0 | 0 | 0 | 0 | 0 | 0 | 0 | 0 | 0 | 0 | 0 | 0 | 0 | 0 | 0 | 0 | 0 | 0 | 0 | 0 | 0 | 0 | 0 | 0 | 0 | 0 | 0 | 0 | 0 | 0 | 0 | 0 | 0 | 0 | 0 | 0 | 0 | 0 | 0 | 0 | 0
Commercial_Other Health_Existing_Miscellaneous_Natural Gas_Pool Heater_E5_Codes & Standards Forecast | Commercial | Other Health | Existing | Miscellaneous | Natural Gas | Pool Heater | E5 |  | Codes & Standards Forecast | 0 | 0 | 0 | 0 | 0 | 0 | 0 | 0 | 0 | 0 | 0 | 0 | 0 | 0 | 0 | 0 | 0 | 0 | 0 | 0 | 0 | 0 | 0 | 0 | 0 | 0 | 0 | 0 | 0 | 0 | 0 | 0 | 0 | 0 | 0 | 0 | 0 | 0 | 0 | 0 | 0 | 0 | 0 | 0 | 0 | 0 | 0 | 0 | 0 | 0 | 0
Commercial_Other Health_Existing_Miscellaneous_Natural Gas_Pool Heater_E6_Codes & Standards Forecast | Commercial | Other Health | Existing | Miscellaneous | Natural Gas | Pool Heater | E6 |  | Codes & Standards Forecast | 0 | 0 | 0 | 0 | 0 | 0 | 0 | 0 | 0 | 0 | 0 | 0 | 0 | 0 | 0 | 0 | 0 | 0 | 0 | 0 | 0 | 0 | 0 | 0 | 0 | 0 | 0 | 0 | 0 | 0 | 0 | 0 | 0 | 0 | 0 | 0 | 0 | 0 | 0 | 0 | 0 | 0 | 0 | 0 | 0 | 0 | 0 | 0 | 0 | 0 | 0
Commercial_Other Health_Existing_Miscellaneous_Natural Gas_Pool Heater_E7_Codes & Standards Forecast | Commercial | Other Health | Existing | Miscellaneous | Natural Gas | Pool Heater | E7 |  | Codes & Standards Forecast | 0 | 0 | 0 | 0 | 0 | 0 | 0 | 0 | 0 | 0 | 0 | 0 | 0 | 0 | 0 | 0 | 0 | 0 | 0 | 0 | 0 | 0 | 0 | 0 | 0 | 0 | 0 | 0 | 0 | 0 | 0 | 0 | 0 | 0 | 0 | 0 | 0 | 0 | 0 | 0 | 0 | 0 | 0 | 0 | 0 | 0 | 0 | 0 | 0 | 0 | 0
Commercial_Other Health_Existing_Miscellaneous_Natural Gas_Pool Heater_E8_Codes & Standards Forecast | Commercial | Other Health | Existing | Miscellaneous | Natural Gas | Pool Heater | E8 |  | Codes & Standards Forecast | 0 | 0 | 0 | 0 | 0 | 0 | 0 | 0 | 0 | 0 | 0 | 0 | 0 | 0 | 0 | 0 | 0 | 0 | 0 | 0 | 0 | 0 | 0 | 0 | 0 | 0 | 0 | 0 | 0 | 0 | 0 | 0 | 0 | 0 | 0 | 0 | 0 | 0 | 0 | 0 | 0 | 0 | 0 | 0 | 0 | 0 | 0 | 0 | 0 | 0 | 0
Commercial_Other Health_Existing_Miscellaneous_Natural Gas_Pool Heater_E9_Codes & Standards Forecast | Commercial | Other Health | Existing | Miscellaneous | Natural Gas | Pool Heater | E9 |  | Codes & Standards Forecast | 0 | 0 | 0 | 0 | 0 | 0 | 0 | 0 | 0 | 0 | 0 | 0 | 0 | 0 | 0 | 0 | 0 | 0 | 0 | 0 | 0 | 0 | 0 | 0 | 0 | 0 | 0 | 0 | 0 | 0 | 0 | 0 | 0 | 0 | 0 | 0 | 0 | 0 | 0 | 0 | 0 | 0 | 0 | 0 | 0 | 0 | 0 | 0 | 0 | 0 | 0
Commercial_Other Health_Existing_Miscellaneous_Natural Gas_Pool Heater_E10_Codes & Standards Forecast | Commercial | Other Health | Existing | Miscellaneous | Natural Gas | Pool Heater | E10 |  | Codes & Standards Forecast | 0 | 0 | 0 | 0 | 0 | 0 | 0 | 0 | 0 | 0 | 0 | 0 | 0 | 0 | 0 | 0 | 0 | 0 | 0 | 0 | 0 | 0 | 0 | 0 | 0 | 0 | 0 | 0 | 0 | 0 | 0 | 0 | 0 | 0 | 0 | 0 | 0 | 0 | 0 | 0 | 0 | 0 | 0 | 0 | 0 | 0 | 0 | 0 | 0 | 0 | 0
Commercial_Other Health_Existing_Miscellaneous_Natural Gas_Pool Heater_Vintage_Codes & Standards Forecast | Commercial | Other Health | Existing | Miscellaneous | Natural Gas | Pool Heater | Vintage |  | Codes & Standards Forecast | 0 | 0 | 0 | 0 | 0 | 0 | 0 | 0 | 0 | 0 | 0 | 0 | 0 | 0 | 0 | 0 | 0 | 0 | 0 | 0 | 0 | 0 | 0 | 0 | 0 | 0 | 0 | 0 | 0 | 0 | 0 | 0 | 0 | 0 | 0 | 0 | 0 | 0 | 0 | 0 | 0 | 0 | 0 | 0 | 0 | 0 | 0 | 0 | 0 | 0 | 0
Commercial_Other Health_Existing_Miscellaneous_Natural Gas_Miscellaneous_E1_Codes & Standards Forecast | Commercial | Other Health | Existing | Miscellaneous | Natural Gas | Miscellaneous | E1 |  | Codes & Standards Forecast | 0 | 144085.9064 | 314002.749 | 504906.6513 | 665914.2454 | 800989.7445 | 914678.5613 | 1010664.2125 | 1091703.4018 | 1159744.6732 | 1216622.6625 | 1263980.713 | 1303176.2414 | 1335381.6521 | 1361596.3465 | 1382723.616 | 1399520.9027 | 1412636.892 | 1422615.2673 | 1429919.7597 | 1434933.4561 | 1437993.2517 | 1439397.7858 | 1439392.4766 | 1438186.6397 | 1435947.35 | 1432826.6068 | 1428954.0418 | 1424440.2071 | 1419379.3816 | 1413851.9633 | 1407926.5113 | 1401709.776 | 0 | 0 | 0 | 0 | 0 | 0 | 0 | 0 | 0 | 0 | 0 | 0 | 0 | 0 | 0 | 0 | 0 | 0
Commercial_Other Health_Existing_Miscellaneous_Natural Gas_Miscellaneous_E2_Codes & Standards Forecast | Commercial | Other Health | Existing | Miscellaneous | Natural Gas | Miscellaneous | E2 |  | Codes & Standards Forecast | 0 | 0 | 0 | 0 | 0 | 0 | 0 | 0 | 0 | 0 | 0 | 0 | 0 | 0 | 0 | 0 | 0 | 0 | 0 | 0 | 0 | 0 | 0 | 0 | 0 | 0 | 0 | 0 | 0 | 0 | 0 | 0 | 0 | 0 | 0 | 0 | 0 | 0 | 0 | 0 | 0 | 0 | 0 | 0 | 0 | 0 | 0 | 0 | 0 | 0 | 0
Commercial_Other Health_Existing_Miscellaneous_Natural Gas_Miscellaneous_E3_Codes & Standards Forecast | Commercial | Other Health | Existing | Miscellaneous | Natural Gas | Miscellaneous | E3 |  | Codes & Standards Forecast | 0 | 0 | 0 | 0 | 0 | 0 | 0 | 0 | 0 | 0 | 0 | 0 | 0 | 0 | 0 | 0 | 0 | 0 | 0 | 0 | 0 | 0 | 0 | 0 | 0 | 0 | 0 | 0 | 0 | 0 | 0 | 0 | 0 | 0 | 0 | 0 | 0 | 0 | 0 | 0 | 0 | 0 | 0 | 0 | 0 | 0 | 0 | 0 | 0 | 0 | 0
Commercial_Other Health_Existing_Miscellaneous_Natural Gas_Miscellaneous_E4_Codes & Standards Forecast | Commercial | Other Health | Existing | Miscellaneous | Natural Gas | Miscellaneous | E4 |  | Codes & Standards Forecast | 0 | 0 | 0 | 0 | 0 | 0 | 0 | 0 | 0 | 0 | 0 | 0 | 0 | 0 | 0 | 0 | 0 | 0 | 0 | 0 | 0 | 0 | 0 | 0 | 0 | 0 | 0 | 0 | 0 | 0 | 0 | 0 | 0 | 0 | 0 | 0 | 0 | 0 | 0 | 0 | 0 | 0 | 0 | 0 | 0 | 0 | 0 | 0 | 0 | 0 | 0
Commercial_Other Health_Existing_Miscellaneous_Natural Gas_Miscellaneous_E5_Codes & Standards Forecast | Commercial | Other Health | Existing | Miscellaneous | Natural Gas | Miscellaneous | E5 |  | Codes & Standards Forecast | 0 | 0 | 0 | 0 | 0 | 0 | 0 | 0 | 0 | 0 | 0 | 0 | 0 | 0 | 0 | 0 | 0 | 0 | 0 | 0 | 0 | 0 | 0 | 0 | 0 | 0 | 0 | 0 | 0 | 0 | 0 | 0 | 0 | 0 | 0 | 0 | 0 | 0 | 0 | 0 | 0 | 0 | 0 | 0 | 0 | 0 | 0 | 0 | 0 | 0 | 0
Commercial_Other Health_Existing_Miscellaneous_Natural Gas_Miscellaneous_E6_Codes & Standards Forecast | Commercial | Other Health | Existing | Miscellaneous | Natural Gas | Miscellaneous | E6 |  | Codes & Standards Forecast | 0 | 0 | 0 | 0 | 0 | 0 | 0 | 0 | 0 | 0 | 0 | 0 | 0 | 0 | 0 | 0 | 0 | 0 | 0 | 0 | 0 | 0 | 0 | 0 | 0 | 0 | 0 | 0 | 0 | 0 | 0 | 0 | 0 | 0 | 0 | 0 | 0 | 0 | 0 | 0 | 0 | 0 | 0 | 0 | 0 | 0 | 0 | 0 | 0 | 0 | 0
Commercial_Other Health_Existing_Miscellaneous_Natural Gas_Miscellaneous_E7_Codes & Standards Forecast | Commercial | Other Health | Existing | Miscellaneous | Natural Gas | Miscellaneous | E7 |  | Codes & Standards Forecast | 0 | 0 | 0 | 0 | 0 | 0 | 0 | 0 | 0 | 0 | 0 | 0 | 0 | 0 | 0 | 0 | 0 | 0 | 0 | 0 | 0 | 0 | 0 | 0 | 0 | 0 | 0 | 0 | 0 | 0 | 0 | 0 | 0 | 0 | 0 | 0 | 0 | 0 | 0 | 0 | 0 | 0 | 0 | 0 | 0 | 0 | 0 | 0 | 0 | 0 | 0
Commercial_Other Health_Existing_Miscellaneous_Natural Gas_Miscellaneous_E8_Codes & Standards Forecast | Commercial | Other Health | Existing | Miscellaneous | Natural Gas | Miscellaneous | E8 |  | Codes & Standards Forecast | 0 | 0 | 0 | 0 | 0 | 0 | 0 | 0 | 0 | 0 | 0 | 0 | 0 | 0 | 0 | 0 | 0 | 0 | 0 | 0 | 0 | 0 | 0 | 0 | 0 | 0 | 0 | 0 | 0 | 0 | 0 | 0 | 0 | 0 | 0 | 0 | 0 | 0 | 0 | 0 | 0 | 0 | 0 | 0 | 0 | 0 | 0 | 0 | 0 | 0 | 0
Commercial_Other Health_Existing_Miscellaneous_Natural Gas_Miscellaneous_E9_Codes & Standards Forecast | Commercial | Other Health | Existing | Miscellaneous | Natural Gas | Miscellaneous | E9 |  | Codes & Standards Forecast | 0 | 0 | 0 | 0 | 0 | 0 | 0 | 0 | 0 | 0 | 0 | 0 | 0 | 0 | 0 | 0 | 0 | 0 | 0 | 0 | 0 | 0 | 0 | 0 | 0 | 0 | 0 | 0 | 0 | 0 | 0 | 0 | 0 | 0 | 0 | 0 | 0 | 0 | 0 | 0 | 0 | 0 | 0 | 0 | 0 | 0 | 0 | 0 | 0 | 0 | 0
Commercial_Other Health_Existing_Miscellaneous_Natural Gas_Miscellaneous_E10_Codes & Standards Forecast | Commercial | Other Health | Existing | Miscellaneous | Natural Gas | Miscellaneous | E10 |  | Codes & Standards Forecast | 0 | 0 | 0 | 0 | 0 | 0 | 0 | 0 | 0 | 0 | 0 | 0 | 0 | 0 | 0 | 0 | 0 | 0 | 0 | 0 | 0 | 0 | 0 | 0 | 0 | 0 | 0 | 0 | 0 | 0 | 0 | 0 | 0 | 0 | 0 | 0 | 0 | 0 | 0 | 0 | 0 | 0 | 0 | 0 | 0 | 0 | 0 | 0 | 0 | 0 | 0
Commercial_Other Health_Existing_Miscellaneous_Natural Gas_Miscellaneous_Vintage_Codes & Standards Forecast | Commercial | Other Health | Existing | Miscellaneous | Natural Gas | Miscellaneous | Vintage |  | Codes & Standards Forecast | 1689598.5377 | 1536916.3353 | 1358403.1967 | 1157118.1223 | 985459.5443 | 838706.5644 | 714108.3295 | 608462.6443 | 518743.494 | 442324.1247 | 377178.3694 | 321635.4869 | 274266.4506 | 233863.9156 | 199401.1839 | 170010.5341 | 144947.5868 | 123576.7487 | 105354.5075 | 89817.3059 | 76569.1227 | 65273.0508 | 55642.162 | 47431.1736 | 40430.9062 | 34462.6995 | 29374.546 | 25036.806 | 21338.9188 | 18186.5976 | 15499.4359 | 13208.8663 | 11256.8063 | 0 | 0 | 0 | 0 | 0 | 0 | 0 | 0 | 0 | 0 | 0 | 0 | 0 | 0 | 0 | 0 | 0 | 0
Commercial_Other Health_New_Space Heating_Natural Gas_Furnace_E1_Codes & Standards Forecast | Commercial | Other Health | New | Space Heating | Natural Gas | Furnace | E1 |  | Codes & Standards Forecast | 0 | 1795.3126 | 10454.7721 | 15988.7733 | 23125.9815 | 32811.9557 | 41865.194 | 49889.1798 | 57105.7738 | 64073.6906 | 70950.7152 | 77759.4181 | 84558.7921 | 91377.6215 | 98238.3935 | 105111.805 | 111987.0951 | 118853.4784 | 125710.8138 | 132558.9583 | 139408.5673 | 146259.6504 | 153102.5599 | 159937.1845 | 166763.4117 | 173590.7857 | 180419.3132 | 187249.001 | 194079.8559 | 200911.8847 | 207745.0942 | 214579.4914 | 217657.7883 | 0 | 0 | 0 | 0 | 0 | 0 | 0 | 0 | 0 | 0 | 0 | 0 | 0 | 0 | 0 | 0 | 0 | 0
Commercial_Other Health_New_Space Heating_Natural Gas_Furnace_E2_Codes & Standards Forecast | Commercial | Other Health | New | Space Heating | Natural Gas | Furnace | E2 |  | Codes & Standards Forecast | 0 | 0 | 0 | 0 | 0 | 0 | 0 | 0 | 0 | 0 | 0 | 0 | 0 | 0 | 0 | 0 | 0 | 0 | 0 | 0 | 0 | 0 | 0 | 0 | 0 | 0 | 0 | 0 | 0 | 0 | 0 | 0 | 0 | 0 | 0 | 0 | 0 | 0 | 0 | 0 | 0 | 0 | 0 | 0 | 0 | 0 | 0 | 0 | 0 | 0 | 0
Commercial_Other Health_New_Space Heating_Natural Gas_Furnace_E3_Codes & Standards Forecast | Commercial | Other Health | New | Space Heating | Natural Gas | Furnace | E3 |  | Codes & Standards Forecast | 0 | 0 | 0 | 0 | 0 | 0 | 0 | 0 | 0 | 0 | 0 | 0 | 0 | 0 | 0 | 0 | 0 | 0 | 0 | 0 | 0 | 0 | 0 | 0 | 0 | 0 | 0 | 0 | 0 | 0 | 0 | 0 | 0 | 0 | 0 | 0 | 0 | 0 | 0 | 0 | 0 | 0 | 0 | 0 | 0 | 0 | 0 | 0 | 0 | 0 | 0
Commercial_Other Health_New_Space Heating_Natural Gas_Furnace_E4_Codes & Standards Forecast | Commercial | Other Health | New | Space Heating | Natural Gas | Furnace | E4 |  | Codes & Standards Forecast | 0 | 0 | 0 | 0 | 0 | 0 | 0 | 0 | 0 | 0 | 0 | 0 | 0 | 0 | 0 | 0 | 0 | 0 | 0 | 0 | 0 | 0 | 0 | 0 | 0 | 0 | 0 | 0 | 0 | 0 | 0 | 0 | 0 | 0 | 0 | 0 | 0 | 0 | 0 | 0 | 0 | 0 | 0 | 0 | 0 | 0 | 0 | 0 | 0 | 0 | 0
Commercial_Other Health_New_Space Heating_Natural Gas_Furnace_E5_Codes & Standards Forecast | Commercial | Other Health | New | Space Heating | Natural Gas | Furnace | E5 |  | Codes & Standards Forecast | 0 | 0 | 0 | 0 | 0 | 0 | 0 | 0 | 0 | 0 | 0 | 0 | 0 | 0 | 0 | 0 | 0 | 0 | 0 | 0 | 0 | 0 | 0 | 0 | 0 | 0 | 0 | 0 | 0 | 0 | 0 | 0 | 0 | 0 | 0 | 0 | 0 | 0 | 0 | 0 | 0 | 0 | 0 | 0 | 0 | 0 | 0 | 0 | 0 | 0 | 0
Commercial_Other Health_New_Space Heating_Natural Gas_Furnace_E6_Codes & Standards Forecast | Commercial | Other Health | New | Space Heating | Natural Gas | Furnace | E6 |  | Codes & Standards Forecast | 0 | 0 | 0 | 0 | 0 | 0 | 0 | 0 | 0 | 0 | 0 | 0 | 0 | 0 | 0 | 0 | 0 | 0 | 0 | 0 | 0 | 0 | 0 | 0 | 0 | 0 | 0 | 0 | 0 | 0 | 0 | 0 | 0 | 0 | 0 | 0 | 0 | 0 | 0 | 0 | 0 | 0 | 0 | 0 | 0 | 0 | 0 | 0 | 0 | 0 | 0
Commercial_Other Health_New_Space Heating_Natural Gas_Furnace_E7_Codes & Standards Forecast | Commercial | Other Health | New | Space Heating | Natural Gas | Furnace | E7 |  | Codes & Standards Forecast | 0 | 0 | 0 | 0 | 0 | 0 | 0 | 0 | 0 | 0 | 0 | 0 | 0 | 0 | 0 | 0 | 0 | 0 | 0 | 0 | 0 | 0 | 0 | 0 | 0 | 0 | 0 | 0 | 0 | 0 | 0 | 0 | 0 | 0 | 0 | 0 | 0 | 0 | 0 | 0 | 0 | 0 | 0 | 0 | 0 | 0 | 0 | 0 | 0 | 0 | 0
Commercial_Other Health_New_Space Heating_Natural Gas_Furnace_E8_Codes & Standards Forecast | Commercial | Other Health | New | Space Heating | Natural Gas | Furnace | E8 |  | Codes & Standards Forecast | 0 | 0 | 0 | 0 | 0 | 0 | 0 | 0 | 0 | 0 | 0 | 0 | 0 | 0 | 0 | 0 | 0 | 0 | 0 | 0 | 0 | 0 | 0 | 0 | 0 | 0 | 0 | 0 | 0 | 0 | 0 | 0 | 0 | 0 | 0 | 0 | 0 | 0 | 0 | 0 | 0 | 0 | 0 | 0 | 0 | 0 | 0 | 0 | 0 | 0 | 0
Commercial_Other Health_New_Space Heating_Natural Gas_Furnace_E9_Codes & Standards Forecast | Commercial | Other Health | New | Space Heating | Natural Gas | Furnace | E9 |  | Codes & Standards Forecast | 0 | 0 | 0 | 0 | 0 | 0 | 0 | 0 | 0 | 0 | 0 | 0 | 0 | 0 | 0 | 0 | 0 | 0 | 0 | 0 | 0 | 0 | 0 | 0 | 0 | 0 | 0 | 0 | 0 | 0 | 0 | 0 | 0 | 0 | 0 | 0 | 0 | 0 | 0 | 0 | 0 | 0 | 0 | 0 | 0 | 0 | 0 | 0 | 0 | 0 | 0
Commercial_Other Health_New_Space Heating_Natural Gas_Furnace_E10_Codes & Standards Forecast | Commercial | Other Health | New | Space Heating | Natural Gas | Furnace | E10 |  | Codes & Standards Forecast | 0 | 0 | 0 | 0 | 0 | 0 | 0 | 0 | 0 | 0 | 0 | 0 | 0 | 0 | 0 | 0 | 0 | 0 | 0 | 0 | 0 | 0 | 0 | 0 | 0 | 0 | 0 | 0 | 0 | 0 | 0 | 0 | 0 | 0 | 0 | 0 | 0 | 0 | 0 | 0 | 0 | 0 | 0 | 0 | 0 | 0 | 0 | 0 | 0 | 0 | 0
Commercial_Other Health_New_Space Heating_Natural Gas_Furnace_Vintage_Codes & Standards Forecast | Commercial | Other Health | New | Space Heating | Natural Gas | Furnace | Vintage |  | Codes & Standards Forecast | 0 | 0 | 0 | 0 | 0 | 0 | 0 | 0 | 0 | 0 | 0 | 0 | 0 | 0 | 0 | 0 | 0 | 0 | 0 | 0 | 0 | 0 | 0 | 0 | 0 | 0 | 0 | 0 | 0 | 0 | 0 | 0 | 0 | 0 | 0 | 0 | 0 | 0 | 0 | 0 | 0 | 0 | 0 | 0 | 0 | 0 | 0 | 0 | 0 | 0 | 0
Commercial_Other Health_New_Space Heating_Natural Gas_Boiler_E1_Codes & Standards Forecast | Commercial | Other Health | New | Space Heating | Natural Gas | Boiler | E1 |  | Codes & Standards Forecast | 0 | 10118.3225 | 58922.7494 | 90112.1964 | 130337.2657 | 184927.0954 | 235950.8461 | 281173.7642 | 321846.249 | 361117.1972 | 399875.8801 | 438249.5036 | 476570.5507 | 515001.2469 | 553668.3305 | 592406.6504 | 631155.5573 | 669854.2664 | 708501.9813 | 747097.8969 | 785702.0658 | 824314.5435 | 862880.9549 | 901400.6725 | 939873.0626 | 978351.9162 | 1016837.2712 | 1055329.1654 | 1093827.6372 | 1132332.7249 | 1170844.4674 | 1209362.9035 | 1226712.083 | 0 | 0 | 0 | 0 | 0 | 0 | 0 | 0 | 0 | 0 | 0 | 0 | 0 | 0 | 0 | 0 | 0 | 0
Commercial_Other Health_New_Space Heating_Natural Gas_Boiler_E2_Codes & Standards Forecast | Commercial | Other Health | New | Space Heating | Natural Gas | Boiler | E2 |  | Codes & Standards Forecast | 0 | 0 | 0 | 0 | 0 | 0 | 0 | 0 | 0 | 0 | 0 | 0 | 0 | 0 | 0 | 0 | 0 | 0 | 0 | 0 | 0 | 0 | 0 | 0 | 0 | 0 | 0 | 0 | 0 | 0 | 0 | 0 | 0 | 0 | 0 | 0 | 0 | 0 | 0 | 0 | 0 | 0 | 0 | 0 | 0 | 0 | 0 | 0 | 0 | 0 | 0
Commercial_Other Health_New_Space Heating_Natural Gas_Boiler_E3_Codes & Standards Forecast | Commercial | Other Health | New | Space Heating | Natural Gas | Boiler | E3 |  | Codes & Standards Forecast | 0 | 0 | 0 | 0 | 0 | 0 | 0 | 0 | 0 | 0 | 0 | 0 | 0 | 0 | 0 | 0 | 0 | 0 | 0 | 0 | 0 | 0 | 0 | 0 | 0 | 0 | 0 | 0 | 0 | 0 | 0 | 0 | 0 | 0 | 0 | 0 | 0 | 0 | 0 | 0 | 0 | 0 | 0 | 0 | 0 | 0 | 0 | 0 | 0 | 0 | 0
Commercial_Other Health_New_Space Heating_Natural Gas_Boiler_E4_Codes & Standards Forecast | Commercial | Other Health | New | Space Heating | Natural Gas | Boiler | E4 |  | Codes & Standards Forecast | 0 | 0 | 0 | 0 | 0 | 0 | 0 | 0 | 0 | 0 | 0 | 0 | 0 | 0 | 0 | 0 | 0 | 0 | 0 | 0 | 0 | 0 | 0 | 0 | 0 | 0 | 0 | 0 | 0 | 0 | 0 | 0 | 0 | 0 | 0 | 0 | 0 | 0 | 0 | 0 | 0 | 0 | 0 | 0 | 0 | 0 | 0 | 0 | 0 | 0 | 0
Commercial_Other Health_New_Space Heating_Natural Gas_Boiler_E5_Codes & Standards Forecast | Commercial | Other Health | New | Space Heating | Natural Gas | Boiler | E5 |  | Codes & Standards Forecast | 0 | 0 | 0 | 0 | 0 | 0 | 0 | 0 | 0 | 0 | 0 | 0 | 0 | 0 | 0 | 0 | 0 | 0 | 0 | 0 | 0 | 0 | 0 | 0 | 0 | 0 | 0 | 0 | 0 | 0 | 0 | 0 | 0 | 0 | 0 | 0 | 0 | 0 | 0 | 0 | 0 | 0 | 0 | 0 | 0 | 0 | 0 | 0 | 0 | 0 | 0
Commercial_Other Health_New_Space Heating_Natural Gas_Boiler_E6_Codes & Standards Forecast | Commercial | Other Health | New | Space Heating | Natural Gas | Boiler | E6 |  | Codes & Standards Forecast | 0 | 0 | 0 | 0 | 0 | 0 | 0 | 0 | 0 | 0 | 0 | 0 | 0 | 0 | 0 | 0 | 0 | 0 | 0 | 0 | 0 | 0 | 0 | 0 | 0 | 0 | 0 | 0 | 0 | 0 | 0 | 0 | 0 | 0 | 0 | 0 | 0 | 0 | 0 | 0 | 0 | 0 | 0 | 0 | 0 | 0 | 0 | 0 | 0 | 0 | 0
Commercial_Other Health_New_Space Heating_Natural Gas_Boiler_E7_Codes & Standards Forecast | Commercial | Other Health | New | Space Heating | Natural Gas | Boiler | E7 |  | Codes & Standards Forecast | 0 | 0 | 0 | 0 | 0 | 0 | 0 | 0 | 0 | 0 | 0 | 0 | 0 | 0 | 0 | 0 | 0 | 0 | 0 | 0 | 0 | 0 | 0 | 0 | 0 | 0 | 0 | 0 | 0 | 0 | 0 | 0 | 0 | 0 | 0 | 0 | 0 | 0 | 0 | 0 | 0 | 0 | 0 | 0 | 0 | 0 | 0 | 0 | 0 | 0 | 0
Commercial_Other Health_New_Space Heating_Natural Gas_Boiler_E8_Codes & Standards Forecast | Commercial | Other Health | New | Space Heating | Natural Gas | Boiler | E8 |  | Codes & Standards Forecast | 0 | 0 | 0 | 0 | 0 | 0 | 0 | 0 | 0 | 0 | 0 | 0 | 0 | 0 | 0 | 0 | 0 | 0 | 0 | 0 | 0 | 0 | 0 | 0 | 0 | 0 | 0 | 0 | 0 | 0 | 0 | 0 | 0 | 0 | 0 | 0 | 0 | 0 | 0 | 0 | 0 | 0 | 0 | 0 | 0 | 0 | 0 | 0 | 0 | 0 | 0
Commercial_Other Health_New_Space Heating_Natural Gas_Boiler_E9_Codes & Standards Forecast | Commercial | Other Health | New | Space Heating | Natural Gas | Boiler | E9 |  | Codes & Standards Forecast | 0 | 0 | 0 | 0 | 0 | 0 | 0 | 0 | 0 | 0 | 0 | 0 | 0 | 0 | 0 | 0 | 0 | 0 | 0 | 0 | 0 | 0 | 0 | 0 | 0 | 0 | 0 | 0 | 0 | 0 | 0 | 0 | 0 | 0 | 0 | 0 | 0 | 0 | 0 | 0 | 0 | 0 | 0 | 0 | 0 | 0 | 0 | 0 | 0 | 0 | 0
Commercial_Other Health_New_Space Heating_Natural Gas_Boiler_E10_Codes & Standards Forecast | Commercial | Other Health | New | Space Heating | Natural Gas | Boiler | E10 |  | Codes & Standards Forecast | 0 | 0 | 0 | 0 | 0 | 0 | 0 | 0 | 0 | 0 | 0 | 0 | 0 | 0 | 0 | 0 | 0 | 0 | 0 | 0 | 0 | 0 | 0 | 0 | 0 | 0 | 0 | 0 | 0 | 0 | 0 | 0 | 0 | 0 | 0 | 0 | 0 | 0 | 0 | 0 | 0 | 0 | 0 | 0 | 0 | 0 | 0 | 0 | 0 | 0 | 0
Commercial_Other Health_New_Space Heating_Natural Gas_Boiler_Vintage_Codes & Standards Forecast | Commercial | Other Health | New | Space Heating | Natural Gas | Boiler | Vintage |  | Codes & Standards Forecast | 0 | 0 | 0 | 0 | 0 | 0 | 0 | 0 | 0 | 0 | 0 | 0 | 0 | 0 | 0 | 0 | 0 | 0 | 0 | 0 | 0 | 0 | 0 | 0 | 0 | 0 | 0 | 0 | 0 | 0 | 0 | 0 | 0 | 0 | 0 | 0 | 0 | 0 | 0 | 0 | 0 | 0 | 0 | 0 | 0 | 0 | 0 | 0 | 0 | 0 | 0
Commercial_Other Health_New_Space Heating_Natural Gas_Unit Heater_E1_Codes & Standards Forecast | Commercial | Other Health | New | Space Heating | Natural Gas | Unit Heater | E1 |  | Codes & Standards Forecast | 0 | 0 | 0 | 0 | 0 | 0 | 0 | 0 | 0 | 0 | 0 | 0 | 0 | 0 | 0 | 0 | 0 | 0 | 0 | 0 | 0 | 0 | 0 | 0 | 0 | 0 | 0 | 0 | 0 | 0 | 0 | 0 | 0 | 0 | 0 | 0 | 0 | 0 | 0 | 0 | 0 | 0 | 0 | 0 | 0 | 0 | 0 | 0 | 0 | 0 | 0
Commercial_Other Health_New_Space Heating_Natural Gas_Unit Heater_E2_Codes & Standards Forecast | Commercial | Other Health | New | Space Heating | Natural Gas | Unit Heater | E2 |  | Codes & Standards Forecast | 0 | 0 | 0 | 0 | 0 | 0 | 0 | 0 | 0 | 0 | 0 | 0 | 0 | 0 | 0 | 0 | 0 | 0 | 0 | 0 | 0 | 0 | 0 | 0 | 0 | 0 | 0 | 0 | 0 | 0 | 0 | 0 | 0 | 0 | 0 | 0 | 0 | 0 | 0 | 0 | 0 | 0 | 0 | 0 | 0 | 0 | 0 | 0 | 0 | 0 | 0
Commercial_Other Health_New_Space Heating_Natural Gas_Unit Heater_E3_Codes & Standards Forecast | Commercial | Other Health | New | Space Heating | Natural Gas | Unit Heater | E3 |  | Codes & Standards Forecast | 0 | 0 | 0 | 0 | 0 | 0 | 0 | 0 | 0 | 0 | 0 | 0 | 0 | 0 | 0 | 0 | 0 | 0 | 0 | 0 | 0 | 0 | 0 | 0 | 0 | 0 | 0 | 0 | 0 | 0 | 0 | 0 | 0 | 0 | 0 | 0 | 0 | 0 | 0 | 0 | 0 | 0 | 0 | 0 | 0 | 0 | 0 | 0 | 0 | 0 | 0
Commercial_Other Health_New_Space Heating_Natural Gas_Unit Heater_E4_Codes & Standards Forecast | Commercial | Other Health | New | Space Heating | Natural Gas | Unit Heater | E4 |  | Codes & Standards Forecast | 0 | 0 | 0 | 0 | 0 | 0 | 0 | 0 | 0 | 0 | 0 | 0 | 0 | 0 | 0 | 0 | 0 | 0 | 0 | 0 | 0 | 0 | 0 | 0 | 0 | 0 | 0 | 0 | 0 | 0 | 0 | 0 | 0 | 0 | 0 | 0 | 0 | 0 | 0 | 0 | 0 | 0 | 0 | 0 | 0 | 0 | 0 | 0 | 0 | 0 | 0
Commercial_Other Health_New_Space Heating_Natural Gas_Unit Heater_E5_Codes & Standards Forecast | Commercial | Other Health | New | Space Heating | Natural Gas | Unit Heater | E5 |  | Codes & Standards Forecast | 0 | 0 | 0 | 0 | 0 | 0 | 0 | 0 | 0 | 0 | 0 | 0 | 0 | 0 | 0 | 0 | 0 | 0 | 0 | 0 | 0 | 0 | 0 | 0 | 0 | 0 | 0 | 0 | 0 | 0 | 0 | 0 | 0 | 0 | 0 | 0 | 0 | 0 | 0 | 0 | 0 | 0 | 0 | 0 | 0 | 0 | 0 | 0 | 0 | 0 | 0
Commercial_Other Health_New_Space Heating_Natural Gas_Unit Heater_E6_Codes & Standards Forecast | Commercial | Other Health | New | Space Heating | Natural Gas | Unit Heater | E6 |  | Codes & Standards Forecast | 0 | 0 | 0 | 0 | 0 | 0 | 0 | 0 | 0 | 0 | 0 | 0 | 0 | 0 | 0 | 0 | 0 | 0 | 0 | 0 | 0 | 0 | 0 | 0 | 0 | 0 | 0 | 0 | 0 | 0 | 0 | 0 | 0 | 0 | 0 | 0 | 0 | 0 | 0 | 0 | 0 | 0 | 0 | 0 | 0 | 0 | 0 | 0 | 0 | 0 | 0
Commercial_Other Health_New_Space Heating_Natural Gas_Unit Heater_E7_Codes & Standards Forecast | Commercial | Other Health | New | Space Heating | Natural Gas | Unit Heater | E7 |  | Codes & Standards Forecast | 0 | 0 | 0 | 0 | 0 | 0 | 0 | 0 | 0 | 0 | 0 | 0 | 0 | 0 | 0 | 0 | 0 | 0 | 0 | 0 | 0 | 0 | 0 | 0 | 0 | 0 | 0 | 0 | 0 | 0 | 0 | 0 | 0 | 0 | 0 | 0 | 0 | 0 | 0 | 0 | 0 | 0 | 0 | 0 | 0 | 0 | 0 | 0 | 0 | 0 | 0
Commercial_Other Health_New_Space Heating_Natural Gas_Unit Heater_E8_Codes & Standards Forecast | Commercial | Other Health | New | Space Heating | Natural Gas | Unit Heater | E8 |  | Codes & Standards Forecast | 0 | 0 | 0 | 0 | 0 | 0 | 0 | 0 | 0 | 0 | 0 | 0 | 0 | 0 | 0 | 0 | 0 | 0 | 0 | 0 | 0 | 0 | 0 | 0 | 0 | 0 | 0 | 0 | 0 | 0 | 0 | 0 | 0 | 0 | 0 | 0 | 0 | 0 | 0 | 0 | 0 | 0 | 0 | 0 | 0 | 0 | 0 | 0 | 0 | 0 | 0
Commercial_Other Health_New_Space Heating_Natural Gas_Unit Heater_E9_Codes & Standards Forecast | Commercial | Other Health | New | Space Heating | Natural Gas | Unit Heater | E9 |  | Codes & Standards Forecast | 0 | 0 | 0 | 0 | 0 | 0 | 0 | 0 | 0 | 0 | 0 | 0 | 0 | 0 | 0 | 0 | 0 | 0 | 0 | 0 | 0 | 0 | 0 | 0 | 0 | 0 | 0 | 0 | 0 | 0 | 0 | 0 | 0 | 0 | 0 | 0 | 0 | 0 | 0 | 0 | 0 | 0 | 0 | 0 | 0 | 0 | 0 | 0 | 0 | 0 | 0
Commercial_Other Health_New_Space Heating_Natural Gas_Unit Heater_E10_Codes & Standards Forecast | Commercial | Other Health | New | Space Heating | Natural Gas | Unit Heater | E10 |  | Codes & Standards Forecast | 0 | 0 | 0 | 0 | 0 | 0 | 0 | 0 | 0 | 0 | 0 | 0 | 0 | 0 | 0 | 0 | 0 | 0 | 0 | 0 | 0 | 0 | 0 | 0 | 0 | 0 | 0 | 0 | 0 | 0 | 0 | 0 | 0 | 0 | 0 | 0 | 0 | 0 | 0 | 0 | 0 | 0 | 0 | 0 | 0 | 0 | 0 | 0 | 0 | 0 | 0
Commercial_Other Health_New_Space Heating_Natural Gas_Unit Heater_Vintage_Codes & Standards Forecast | Commercial | Other Health | New | Space Heating | Natural Gas | Unit Heater | Vintage |  | Codes & Standards Forecast | 0 | 0 | 0 | 0 | 0 | 0 | 0 | 0 | 0 | 0 | 0 | 0 | 0 | 0 | 0 | 0 | 0 | 0 | 0 | 0 | 0 | 0 | 0 | 0 | 0 | 0 | 0 | 0 | 0 | 0 | 0 | 0 | 0 | 0 | 0 | 0 | 0 | 0 | 0 | 0 | 0 | 0 | 0 | 0 | 0 | 0 | 0 | 0 | 0 | 0 | 0
Commercial_Other Health_New_Water Heating_Natural Gas_Water Heater_E1_Codes & Standards Forecast | Commercial | Other Health | New | Water Heating | Natural Gas | Water Heater | E1 |  | Codes & Standards Forecast | 0 | 13037.8568 | 75924.2822 | 116113.1125 | 167944.6978 | 238285.8424 | 304031.9538 | 362303.4641 | 414711.5618 | 465313.7246 | 515255.8133 | 564701.7378 | 614079.9156 | 663599.3805 | 713423.4399 | 763339.2901 | 813268.7821 | 863133.5922 | 912932.6943 | 962665.0509 | 1012408.0423 | 1062161.7398 | 1111856.0792 | 1161490.2517 | 1211063.4409 | 1260644.9586 | 1310234.8534 | 1359833.1744 | 1409439.9709 | 1459055.2923 | 1508679.1886 | 1558311.7097 | 1580666.8106 | 0 | 0 | 0 | 0 | 0 | 0 | 0 | 0 | 0 | 0 | 0 | 0 | 0 | 0 | 0 | 0 | 0 | 0
Commercial_Other Health_New_Water Heating_Natural Gas_Water Heater_E2_Codes & Standards Forecast | Commercial | Other Health | New | Water Heating | Natural Gas | Water Heater | E2 |  | Codes & Standards Forecast | 0 | 0 | 0 | 0 | 0 | 0 | 0 | 0 | 0 | 0 | 0 | 0 | 0 | 0 | 0 | 0 | 0 | 0 | 0 | 0 | 0 | 0 | 0 | 0 | 0 | 0 | 0 | 0 | 0 | 0 | 0 | 0 | 0 | 0 | 0 | 0 | 0 | 0 | 0 | 0 | 0 | 0 | 0 | 0 | 0 | 0 | 0 | 0 | 0 | 0 | 0
Commercial_Other Health_New_Water Heating_Natural Gas_Water Heater_E3_Codes & Standards Forecast | Commercial | Other Health | New | Water Heating | Natural Gas | Water Heater | E3 |  | Codes & Standards Forecast | 0 | 0 | 0 | 0 | 0 | 0 | 0 | 0 | 0 | 0 | 0 | 0 | 0 | 0 | 0 | 0 | 0 | 0 | 0 | 0 | 0 | 0 | 0 | 0 | 0 | 0 | 0 | 0 | 0 | 0 | 0 | 0 | 0 | 0 | 0 | 0 | 0 | 0 | 0 | 0 | 0 | 0 | 0 | 0 | 0 | 0 | 0 | 0 | 0 | 0 | 0
Commercial_Other Health_New_Water Heating_Natural Gas_Water Heater_E4_Codes & Standards Forecast | Commercial | Other Health | New | Water Heating | Natural Gas | Water Heater | E4 |  | Codes & Standards Forecast | 0 | 0 | 0 | 0 | 0 | 0 | 0 | 0 | 0 | 0 | 0 | 0 | 0 | 0 | 0 | 0 | 0 | 0 | 0 | 0 | 0 | 0 | 0 | 0 | 0 | 0 | 0 | 0 | 0 | 0 | 0 | 0 | 0 | 0 | 0 | 0 | 0 | 0 | 0 | 0 | 0 | 0 | 0 | 0 | 0 | 0 | 0 | 0 | 0 | 0 | 0
Commercial_Other Health_New_Water Heating_Natural Gas_Water Heater_E5_Codes & Standards Forecast | Commercial | Other Health | New | Water Heating | Natural Gas | Water Heater | E5 |  | Codes & Standards Forecast | 0 | 0 | 0 | 0 | 0 | 0 | 0 | 0 | 0 | 0 | 0 | 0 | 0 | 0 | 0 | 0 | 0 | 0 | 0 | 0 | 0 | 0 | 0 | 0 | 0 | 0 | 0 | 0 | 0 | 0 | 0 | 0 | 0 | 0 | 0 | 0 | 0 | 0 | 0 | 0 | 0 | 0 | 0 | 0 | 0 | 0 | 0 | 0 | 0 | 0 | 0
Commercial_Other Health_New_Water Heating_Natural Gas_Water Heater_E6_Codes & Standards Forecast | Commercial | Other Health | New | Water Heating | Natural Gas | Water Heater | E6 |  | Codes & Standards Forecast | 0 | 0 | 0 | 0 | 0 | 0 | 0 | 0 | 0 | 0 | 0 | 0 | 0 | 0 | 0 | 0 | 0 | 0 | 0 | 0 | 0 | 0 | 0 | 0 | 0 | 0 | 0 | 0 | 0 | 0 | 0 | 0 | 0 | 0 | 0 | 0 | 0 | 0 | 0 | 0 | 0 | 0 | 0 | 0 | 0 | 0 | 0 | 0 | 0 | 0 | 0
Commercial_Other Health_New_Water Heating_Natural Gas_Water Heater_E7_Codes & Standards Forecast | Commercial | Other Health | New | Water Heating | Natural Gas | Water Heater | E7 |  | Codes & Standards Forecast | 0 | 0 | 0 | 0 | 0 | 0 | 0 | 0 | 0 | 0 | 0 | 0 | 0 | 0 | 0 | 0 | 0 | 0 | 0 | 0 | 0 | 0 | 0 | 0 | 0 | 0 | 0 | 0 | 0 | 0 | 0 | 0 | 0 | 0 | 0 | 0 | 0 | 0 | 0 | 0 | 0 | 0 | 0 | 0 | 0 | 0 | 0 | 0 | 0 | 0 | 0
Commercial_Other Health_New_Water Heating_Natural Gas_Water Heater_E8_Codes & Standards Forecast | Commercial | Other Health | New | Water Heating | Natural Gas | Water Heater | E8 |  | Codes & Standards Forecast | 0 | 0 | 0 | 0 | 0 | 0 | 0 | 0 | 0 | 0 | 0 | 0 | 0 | 0 | 0 | 0 | 0 | 0 | 0 | 0 | 0 | 0 | 0 | 0 | 0 | 0 | 0 | 0 | 0 | 0 | 0 | 0 | 0 | 0 | 0 | 0 | 0 | 0 | 0 | 0 | 0 | 0 | 0 | 0 | 0 | 0 | 0 | 0 | 0 | 0 | 0
Commercial_Other Health_New_Water Heating_Natural Gas_Water Heater_E9_Codes & Standards Forecast | Commercial | Other Health | New | Water Heating | Natural Gas | Water Heater | E9 |  | Codes & Standards Forecast | 0 | 0 | 0 | 0 | 0 | 0 | 0 | 0 | 0 | 0 | 0 | 0 | 0 | 0 | 0 | 0 | 0 | 0 | 0 | 0 | 0 | 0 | 0 | 0 | 0 | 0 | 0 | 0 | 0 | 0 | 0 | 0 | 0 | 0 | 0 | 0 | 0 | 0 | 0 | 0 | 0 | 0 | 0 | 0 | 0 | 0 | 0 | 0 | 0 | 0 | 0
Commercial_Other Health_New_Water Heating_Natural Gas_Water Heater_E10_Codes & Standards Forecast | Commercial | Other Health | New | Water Heating | Natural Gas | Water Heater | E10 |  | Codes & Standards Forecast | 0 | 0 | 0 | 0 | 0 | 0 | 0 | 0 | 0 | 0 | 0 | 0 | 0 | 0 | 0 | 0 | 0 | 0 | 0 | 0 | 0 | 0 | 0 | 0 | 0 | 0 | 0 | 0 | 0 | 0 | 0 | 0 | 0 | 0 | 0 | 0 | 0 | 0 | 0 | 0 | 0 | 0 | 0 | 0 | 0 | 0 | 0 | 0 | 0 | 0 | 0
Commercial_Other Health_New_Water Heating_Natural Gas_Water Heater_Vintage_Codes & Standards Forecast | Commercial | Other Health | New | Water Heating | Natural Gas | Water Heater | Vintage |  | Codes & Standards Forecast | 0 | 0 | 0 | 0 | 0 | 0 | 0 | 0 | 0 | 0 | 0 | 0 | 0 | 0 | 0 | 0 | 0 | 0 | 0 | 0 | 0 | 0 | 0 | 0 | 0 | 0 | 0 | 0 | 0 | 0 | 0 | 0 | 0 | 0 | 0 | 0 | 0 | 0 | 0 | 0 | 0 | 0 | 0 | 0 | 0 | 0 | 0 | 0 | 0 | 0 | 0
Commercial_Other Health_New_Food Preparation_Natural Gas_Oven_E1_Codes & Standards Forecast | Commercial | Other Health | New | Food Preparation | Natural Gas | Oven | E1 |  | Codes & Standards Forecast | 0 | 264.369 | 1539.5189 | 2354.429 | 3405.4195 | 4831.729 | 6164.8648 | 7346.4379 | 8409.1185 | 9435.18 | 10447.8572 | 11450.4736 | 12451.7164 | 13455.824 | 14466.1079 | 15478.2531 | 16490.6749 | 17501.7851 | 18511.5629 | 19519.9874 | 20528.6274 | 21537.4846 | 22545.1382 | 23551.5718 | 24556.7688 | 25562.1347 | 26567.6704 | 27573.377 | 28579.2555 | 29585.3068 | 30591.532 | 31597.9321 | 32051.2271 | 0 | 0 | 0 | 0 | 0 | 0 | 0 | 0 | 0 | 0 | 0 | 0 | 0 | 0 | 0 | 0 | 0 | 0
Commercial_Other Health_New_Food Preparation_Natural Gas_Oven_E2_Codes & Standards Forecast | Commercial | Other Health | New | Food Preparation | Natural Gas | Oven | E2 |  | Codes & Standards Forecast | 0 | 0 | 0 | 0 | 0 | 0 | 0 | 0 | 0 | 0 | 0 | 0 | 0 | 0 | 0 | 0 | 0 | 0 | 0 | 0 | 0 | 0 | 0 | 0 | 0 | 0 | 0 | 0 | 0 | 0 | 0 | 0 | 0 | 0 | 0 | 0 | 0 | 0 | 0 | 0 | 0 | 0 | 0 | 0 | 0 | 0 | 0 | 0 | 0 | 0 | 0
Commercial_Other Health_New_Food Preparation_Natural Gas_Oven_E3_Codes & Standards Forecast | Commercial | Other Health | New | Food Preparation | Natural Gas | Oven | E3 |  | Codes & Standards Forecast | 0 | 0 | 0 | 0 | 0 | 0 | 0 | 0 | 0 | 0 | 0 | 0 | 0 | 0 | 0 | 0 | 0 | 0 | 0 | 0 | 0 | 0 | 0 | 0 | 0 | 0 | 0 | 0 | 0 | 0 | 0 | 0 | 0 | 0 | 0 | 0 | 0 | 0 | 0 | 0 | 0 | 0 | 0 | 0 | 0 | 0 | 0 | 0 | 0 | 0 | 0
Commercial_Other Health_New_Food Preparation_Natural Gas_Oven_E4_Codes & Standards Forecast | Commercial | Other Health | New | Food Preparation | Natural Gas | Oven | E4 |  | Codes & Standards Forecast | 0 | 0 | 0 | 0 | 0 | 0 | 0 | 0 | 0 | 0 | 0 | 0 | 0 | 0 | 0 | 0 | 0 | 0 | 0 | 0 | 0 | 0 | 0 | 0 | 0 | 0 | 0 | 0 | 0 | 0 | 0 | 0 | 0 | 0 | 0 | 0 | 0 | 0 | 0 | 0 | 0 | 0 | 0 | 0 | 0 | 0 | 0 | 0 | 0 | 0 | 0
Commercial_Other Health_New_Food Preparation_Natural Gas_Oven_E5_Codes & Standards Forecast | Commercial | Other Health | New | Food Preparation | Natural Gas | Oven | E5 |  | Codes & Standards Forecast | 0 | 0 | 0 | 0 | 0 | 0 | 0 | 0 | 0 | 0 | 0 | 0 | 0 | 0 | 0 | 0 | 0 | 0 | 0 | 0 | 0 | 0 | 0 | 0 | 0 | 0 | 0 | 0 | 0 | 0 | 0 | 0 | 0 | 0 | 0 | 0 | 0 | 0 | 0 | 0 | 0 | 0 | 0 | 0 | 0 | 0 | 0 | 0 | 0 | 0 | 0
Commercial_Other Health_New_Food Preparation_Natural Gas_Oven_E6_Codes & Standards Forecast | Commercial | Other Health | New | Food Preparation | Natural Gas | Oven | E6 |  | Codes & Standards Forecast | 0 | 0 | 0 | 0 | 0 | 0 | 0 | 0 | 0 | 0 | 0 | 0 | 0 | 0 | 0 | 0 | 0 | 0 | 0 | 0 | 0 | 0 | 0 | 0 | 0 | 0 | 0 | 0 | 0 | 0 | 0 | 0 | 0 | 0 | 0 | 0 | 0 | 0 | 0 | 0 | 0 | 0 | 0 | 0 | 0 | 0 | 0 | 0 | 0 | 0 | 0
Commercial_Other Health_New_Food Preparation_Natural Gas_Oven_E7_Codes & Standards Forecast | Commercial | Other Health | New | Food Preparation | Natural Gas | Oven | E7 |  | Codes & Standards Forecast | 0 | 0 | 0 | 0 | 0 | 0 | 0 | 0 | 0 | 0 | 0 | 0 | 0 | 0 | 0 | 0 | 0 | 0 | 0 | 0 | 0 | 0 | 0 | 0 | 0 | 0 | 0 | 0 | 0 | 0 | 0 | 0 | 0 | 0 | 0 | 0 | 0 | 0 | 0 | 0 | 0 | 0 | 0 | 0 | 0 | 0 | 0 | 0 | 0 | 0 | 0
Commercial_Other Health_New_Food Preparation_Natural Gas_Oven_E8_Codes & Standards Forecast | Commercial | Other Health | New | Food Preparation | Natural Gas | Oven | E8 |  | Codes & Standards Forecast | 0 | 0 | 0 | 0 | 0 | 0 | 0 | 0 | 0 | 0 | 0 | 0 | 0 | 0 | 0 | 0 | 0 | 0 | 0 | 0 | 0 | 0 | 0 | 0 | 0 | 0 | 0 | 0 | 0 | 0 | 0 | 0 | 0 | 0 | 0 | 0 | 0 | 0 | 0 | 0 | 0 | 0 | 0 | 0 | 0 | 0 | 0 | 0 | 0 | 0 | 0
Commercial_Other Health_New_Food Preparation_Natural Gas_Oven_E9_Codes & Standards Forecast | Commercial | Other Health | New | Food Preparation | Natural Gas | Oven | E9 |  | Codes & Standards Forecast | 0 | 0 | 0 | 0 | 0 | 0 | 0 | 0 | 0 | 0 | 0 | 0 | 0 | 0 | 0 | 0 | 0 | 0 | 0 | 0 | 0 | 0 | 0 | 0 | 0 | 0 | 0 | 0 | 0 | 0 | 0 | 0 | 0 | 0 | 0 | 0 | 0 | 0 | 0 | 0 | 0 | 0 | 0 | 0 | 0 | 0 | 0 | 0 | 0 | 0 | 0
Commercial_Other Health_New_Food Preparation_Natural Gas_Oven_E10_Codes & Standards Forecast | Commercial | Other Health | New | Food Preparation | Natural Gas | Oven | E10 |  | Codes & Standards Forecast | 0 | 0 | 0 | 0 | 0 | 0 | 0 | 0 | 0 | 0 | 0 | 0 | 0 | 0 | 0 | 0 | 0 | 0 | 0 | 0 | 0 | 0 | 0 | 0 | 0 | 0 | 0 | 0 | 0 | 0 | 0 | 0 | 0 | 0 | 0 | 0 | 0 | 0 | 0 | 0 | 0 | 0 | 0 | 0 | 0 | 0 | 0 | 0 | 0 | 0 | 0
Commercial_Other Health_New_Food Preparation_Natural Gas_Oven_Vintage_Codes & Standards Forecast | Commercial | Other Health | New | Food Preparation | Natural Gas | Oven | Vintage |  | Codes & Standards Forecast | 0 | 0 | 0 | 0 | 0 | 0 | 0 | 0 | 0 | 0 | 0 | 0 | 0 | 0 | 0 | 0 | 0 | 0 | 0 | 0 | 0 | 0 | 0 | 0 | 0 | 0 | 0 | 0 | 0 | 0 | 0 | 0 | 0 | 0 | 0 | 0 | 0 | 0 | 0 | 0 | 0 | 0 | 0 | 0 | 0 | 0 | 0 | 0 | 0 | 0 | 0
Commercial_Other Health_New_Food Preparation_Natural Gas_Conveyor Oven_E1_Codes & Standards Forecast | Commercial | Other Health | New | Food Preparation | Natural Gas | Conveyor Oven | E1 |  | Codes & Standards Forecast | 0 | 132.1845 | 769.7594 | 1177.2145 | 1702.7098 | 2415.8645 | 3082.4324 | 3673.219 | 4204.5592 | 4717.59 | 5223.9286 | 5725.2368 | 6225.8582 | 6727.912 | 7233.054 | 7739.1265 | 8245.3374 | 8750.8925 | 9255.7815 | 9759.9937 | 10264.3137 | 10768.7423 | 11272.5691 | 11775.7859 | 12278.3844 | 12781.0673 | 13283.8352 | 13786.6885 | 14289.6277 | 14792.6534 | 15295.766 | 15798.966 | 16025.6135 | 0 | 0 | 0 | 0 | 0 | 0 | 0 | 0 | 0 | 0 | 0 | 0 | 0 | 0 | 0 | 0 | 0 | 0
Commercial_Other Health_New_Food Preparation_Natural Gas_Conveyor Oven_E2_Codes & Standards Forecast | Commercial | Other Health | New | Food Preparation | Natural Gas | Conveyor Oven | E2 |  | Codes & Standards Forecast | 0 | 0 | 0 | 0 | 0 | 0 | 0 | 0 | 0 | 0 | 0 | 0 | 0 | 0 | 0 | 0 | 0 | 0 | 0 | 0 | 0 | 0 | 0 | 0 | 0 | 0 | 0 | 0 | 0 | 0 | 0 | 0 | 0 | 0 | 0 | 0 | 0 | 0 | 0 | 0 | 0 | 0 | 0 | 0 | 0 | 0 | 0 | 0 | 0 | 0 | 0
Commercial_Other Health_New_Food Preparation_Natural Gas_Conveyor Oven_E3_Codes & Standards Forecast | Commercial | Other Health | New | Food Preparation | Natural Gas | Conveyor Oven | E3 |  | Codes & Standards Forecast | 0 | 0 | 0 | 0 | 0 | 0 | 0 | 0 | 0 | 0 | 0 | 0 | 0 | 0 | 0 | 0 | 0 | 0 | 0 | 0 | 0 | 0 | 0 | 0 | 0 | 0 | 0 | 0 | 0 | 0 | 0 | 0 | 0 | 0 | 0 | 0 | 0 | 0 | 0 | 0 | 0 | 0 | 0 | 0 | 0 | 0 | 0 | 0 | 0 | 0 | 0
Commercial_Other Health_New_Food Preparation_Natural Gas_Conveyor Oven_E4_Codes & Standards Forecast | Commercial | Other Health | New | Food Preparation | Natural Gas | Conveyor Oven | E4 |  | Codes & Standards Forecast | 0 | 0 | 0 | 0 | 0 | 0 | 0 | 0 | 0 | 0 | 0 | 0 | 0 | 0 | 0 | 0 | 0 | 0 | 0 | 0 | 0 | 0 | 0 | 0 | 0 | 0 | 0 | 0 | 0 | 0 | 0 | 0 | 0 | 0 | 0 | 0 | 0 | 0 | 0 | 0 | 0 | 0 | 0 | 0 | 0 | 0 | 0 | 0 | 0 | 0 | 0
Commercial_Other Health_New_Food Preparation_Natural Gas_Conveyor Oven_E5_Codes & Standards Forecast | Commercial | Other Health | New | Food Preparation | Natural Gas | Conveyor Oven | E5 |  | Codes & Standards Forecast | 0 | 0 | 0 | 0 | 0 | 0 | 0 | 0 | 0 | 0 | 0 | 0 | 0 | 0 | 0 | 0 | 0 | 0 | 0 | 0 | 0 | 0 | 0 | 0 | 0 | 0 | 0 | 0 | 0 | 0 | 0 | 0 | 0 | 0 | 0 | 0 | 0 | 0 | 0 | 0 | 0 | 0 | 0 | 0 | 0 | 0 | 0 | 0 | 0 | 0 | 0
Commercial_Other Health_New_Food Preparation_Natural Gas_Conveyor Oven_E6_Codes & Standards Forecast | Commercial | Other Health | New | Food Preparation | Natural Gas | Conveyor Oven | E6 |  | Codes & Standards Forecast | 0 | 0 | 0 | 0 | 0 | 0 | 0 | 0 | 0 | 0 | 0 | 0 | 0 | 0 | 0 | 0 | 0 | 0 | 0 | 0 | 0 | 0 | 0 | 0 | 0 | 0 | 0 | 0 | 0 | 0 | 0 | 0 | 0 | 0 | 0 | 0 | 0 | 0 | 0 | 0 | 0 | 0 | 0 | 0 | 0 | 0 | 0 | 0 | 0 | 0 | 0
Commercial_Other Health_New_Food Preparation_Natural Gas_Conveyor Oven_E7_Codes & Standards Forecast | Commercial | Other Health | New | Food Preparation | Natural Gas | Conveyor Oven | E7 |  | Codes & Standards Forecast | 0 | 0 | 0 | 0 | 0 | 0 | 0 | 0 | 0 | 0 | 0 | 0 | 0 | 0 | 0 | 0 | 0 | 0 | 0 | 0 | 0 | 0 | 0 | 0 | 0 | 0 | 0 | 0 | 0 | 0 | 0 | 0 | 0 | 0 | 0 | 0 | 0 | 0 | 0 | 0 | 0 | 0 | 0 | 0 | 0 | 0 | 0 | 0 | 0 | 0 | 0
Commercial_Other Health_New_Food Preparation_Natural Gas_Conveyor Oven_E8_Codes & Standards Forecast | Commercial | Other Health | New | Food Preparation | Natural Gas | Conveyor Oven | E8 |  | Codes & Standards Forecast | 0 | 0 | 0 | 0 | 0 | 0 | 0 | 0 | 0 | 0 | 0 | 0 | 0 | 0 | 0 | 0 | 0 | 0 | 0 | 0 | 0 | 0 | 0 | 0 | 0 | 0 | 0 | 0 | 0 | 0 | 0 | 0 | 0 | 0 | 0 | 0 | 0 | 0 | 0 | 0 | 0 | 0 | 0 | 0 | 0 | 0 | 0 | 0 | 0 | 0 | 0
Commercial_Other Health_New_Food Preparation_Natural Gas_Conveyor Oven_E9_Codes & Standards Forecast | Commercial | Other Health | New | Food Preparation | Natural Gas | Conveyor Oven | E9 |  | Codes & Standards Forecast | 0 | 0 | 0 | 0 | 0 | 0 | 0 | 0 | 0 | 0 | 0 | 0 | 0 | 0 | 0 | 0 | 0 | 0 | 0 | 0 | 0 | 0 | 0 | 0 | 0 | 0 | 0 | 0 | 0 | 0 | 0 | 0 | 0 | 0 | 0 | 0 | 0 | 0 | 0 | 0 | 0 | 0 | 0 | 0 | 0 | 0 | 0 | 0 | 0 | 0 | 0
Commercial_Other Health_New_Food Preparation_Natural Gas_Conveyor Oven_E10_Codes & Standards Forecast | Commercial | Other Health | New | Food Preparation | Natural Gas | Conveyor Oven | E10 |  | Codes & Standards Forecast | 0 | 0 | 0 | 0 | 0 | 0 | 0 | 0 | 0 | 0 | 0 | 0 | 0 | 0 | 0 | 0 | 0 | 0 | 0 | 0 | 0 | 0 | 0 | 0 | 0 | 0 | 0 | 0 | 0 | 0 | 0 | 0 | 0 | 0 | 0 | 0 | 0 | 0 | 0 | 0 | 0 | 0 | 0 | 0 | 0 | 0 | 0 | 0 | 0 | 0 | 0
Commercial_Other Health_New_Food Preparation_Natural Gas_Conveyor Oven_Vintage_Codes & Standards Forecast | Commercial | Other Health | New | Food Preparation | Natural Gas | Conveyor Oven | Vintage |  | Codes & Standards Forecast | 0 | 0 | 0 | 0 | 0 | 0 | 0 | 0 | 0 | 0 | 0 | 0 | 0 | 0 | 0 | 0 | 0 | 0 | 0 | 0 | 0 | 0 | 0 | 0 | 0 | 0 | 0 | 0 | 0 | 0 | 0 | 0 | 0 | 0 | 0 | 0 | 0 | 0 | 0 | 0 | 0 | 0 | 0 | 0 | 0 | 0 | 0 | 0 | 0 | 0 | 0
Commercial_Other Health_New_Food Preparation_Natural Gas_Double Rack Oven_E1_Codes & Standards Forecast | Commercial | Other Health | New | Food Preparation | Natural Gas | Double Rack Oven | E1 |  | Codes & Standards Forecast | 0 | 132.1845 | 769.7594 | 1177.2145 | 1702.7098 | 2415.8645 | 3082.4324 | 3673.219 | 4204.5592 | 4717.59 | 5223.9286 | 5725.2368 | 6225.8582 | 6727.912 | 7233.054 | 7739.1265 | 8245.3374 | 8750.8925 | 9255.7815 | 9759.9937 | 10264.3137 | 10768.7423 | 11272.5691 | 11775.7859 | 12278.3844 | 12781.0673 | 13283.8352 | 13786.6885 | 14289.6277 | 14792.6534 | 15295.766 | 15798.966 | 16025.6135 | 0 | 0 | 0 | 0 | 0 | 0 | 0 | 0 | 0 | 0 | 0 | 0 | 0 | 0 | 0 | 0 | 0 | 0
Commercial_Other Health_New_Food Preparation_Natural Gas_Double Rack Oven_E2_Codes & Standards Forecast | Commercial | Other Health | New | Food Preparation | Natural Gas | Double Rack Oven | E2 |  | Codes & Standards Forecast | 0 | 0 | 0 | 0 | 0 | 0 | 0 | 0 | 0 | 0 | 0 | 0 | 0 | 0 | 0 | 0 | 0 | 0 | 0 | 0 | 0 | 0 | 0 | 0 | 0 | 0 | 0 | 0 | 0 | 0 | 0 | 0 | 0 | 0 | 0 | 0 | 0 | 0 | 0 | 0 | 0 | 0 | 0 | 0 | 0 | 0 | 0 | 0 | 0 | 0 | 0
Commercial_Other Health_New_Food Preparation_Natural Gas_Double Rack Oven_E3_Codes & Standards Forecast | Commercial | Other Health | New | Food Preparation | Natural Gas | Double Rack Oven | E3 |  | Codes & Standards Forecast | 0 | 0 | 0 | 0 | 0 | 0 | 0 | 0 | 0 | 0 | 0 | 0 | 0 | 0 | 0 | 0 | 0 | 0 | 0 | 0 | 0 | 0 | 0 | 0 | 0 | 0 | 0 | 0 | 0 | 0 | 0 | 0 | 0 | 0 | 0 | 0 | 0 | 0 | 0 | 0 | 0 | 0 | 0 | 0 | 0 | 0 | 0 | 0 | 0 | 0 | 0
Commercial_Other Health_New_Food Preparation_Natural Gas_Double Rack Oven_E4_Codes & Standards Forecast | Commercial | Other Health | New | Food Preparation | Natural Gas | Double Rack Oven | E4 |  | Codes & Standards Forecast | 0 | 0 | 0 | 0 | 0 | 0 | 0 | 0 | 0 | 0 | 0 | 0 | 0 | 0 | 0 | 0 | 0 | 0 | 0 | 0 | 0 | 0 | 0 | 0 | 0 | 0 | 0 | 0 | 0 | 0 | 0 | 0 | 0 | 0 | 0 | 0 | 0 | 0 | 0 | 0 | 0 | 0 | 0 | 0 | 0 | 0 | 0 | 0 | 0 | 0 | 0
Commercial_Other Health_New_Food Preparation_Natural Gas_Double Rack Oven_E5_Codes & Standards Forecast | Commercial | Other Health | New | Food Preparation | Natural Gas | Double Rack Oven | E5 |  | Codes & Standards Forecast | 0 | 0 | 0 | 0 | 0 | 0 | 0 | 0 | 0 | 0 | 0 | 0 | 0 | 0 | 0 | 0 | 0 | 0 | 0 | 0 | 0 | 0 | 0 | 0 | 0 | 0 | 0 | 0 | 0 | 0 | 0 | 0 | 0 | 0 | 0 | 0 | 0 | 0 | 0 | 0 | 0 | 0 | 0 | 0 | 0 | 0 | 0 | 0 | 0 | 0 | 0
Commercial_Other Health_New_Food Preparation_Natural Gas_Double Rack Oven_E6_Codes & Standards Forecast | Commercial | Other Health | New | Food Preparation | Natural Gas | Double Rack Oven | E6 |  | Codes & Standards Forecast | 0 | 0 | 0 | 0 | 0 | 0 | 0 | 0 | 0 | 0 | 0 | 0 | 0 | 0 | 0 | 0 | 0 | 0 | 0 | 0 | 0 | 0 | 0 | 0 | 0 | 0 | 0 | 0 | 0 | 0 | 0 | 0 | 0 | 0 | 0 | 0 | 0 | 0 | 0 | 0 | 0 | 0 | 0 | 0 | 0 | 0 | 0 | 0 | 0 | 0 | 0
Commercial_Other Health_New_Food Preparation_Natural Gas_Double Rack Oven_E7_Codes & Standards Forecast | Commercial | Other Health | New | Food Preparation | Natural Gas | Double Rack Oven | E7 |  | Codes & Standards Forecast | 0 | 0 | 0 | 0 | 0 | 0 | 0 | 0 | 0 | 0 | 0 | 0 | 0 | 0 | 0 | 0 | 0 | 0 | 0 | 0 | 0 | 0 | 0 | 0 | 0 | 0 | 0 | 0 | 0 | 0 | 0 | 0 | 0 | 0 | 0 | 0 | 0 | 0 | 0 | 0 | 0 | 0 | 0 | 0 | 0 | 0 | 0 | 0 | 0 | 0 | 0
Commercial_Other Health_New_Food Preparation_Natural Gas_Double Rack Oven_E8_Codes & Standards Forecast | Commercial | Other Health | New | Food Preparation | Natural Gas | Double Rack Oven | E8 |  | Codes & Standards Forecast | 0 | 0 | 0 | 0 | 0 | 0 | 0 | 0 | 0 | 0 | 0 | 0 | 0 | 0 | 0 | 0 | 0 | 0 | 0 | 0 | 0 | 0 | 0 | 0 | 0 | 0 | 0 | 0 | 0 | 0 | 0 | 0 | 0 | 0 | 0 | 0 | 0 | 0 | 0 | 0 | 0 | 0 | 0 | 0 | 0 | 0 | 0 | 0 | 0 | 0 | 0
Commercial_Other Health_New_Food Preparation_Natural Gas_Double Rack Oven_E9_Codes & Standards Forecast | Commercial | Other Health | New | Food Preparation | Natural Gas | Double Rack Oven | E9 |  | Codes & Standards Forecast | 0 | 0 | 0 | 0 | 0 | 0 | 0 | 0 | 0 | 0 | 0 | 0 | 0 | 0 | 0 | 0 | 0 | 0 | 0 | 0 | 0 | 0 | 0 | 0 | 0 | 0 | 0 | 0 | 0 | 0 | 0 | 0 | 0 | 0 | 0 | 0 | 0 | 0 | 0 | 0 | 0 | 0 | 0 | 0 | 0 | 0 | 0 | 0 | 0 | 0 | 0
Commercial_Other Health_New_Food Preparation_Natural Gas_Double Rack Oven_E10_Codes & Standards Forecast | Commercial | Other Health | New | Food Preparation | Natural Gas | Double Rack Oven | E10 |  | Codes & Standards Forecast | 0 | 0 | 0 | 0 | 0 | 0 | 0 | 0 | 0 | 0 | 0 | 0 | 0 | 0 | 0 | 0 | 0 | 0 | 0 | 0 | 0 | 0 | 0 | 0 | 0 | 0 | 0 | 0 | 0 | 0 | 0 | 0 | 0 | 0 | 0 | 0 | 0 | 0 | 0 | 0 | 0 | 0 | 0 | 0 | 0 | 0 | 0 | 0 | 0 | 0 | 0
Commercial_Other Health_New_Food Preparation_Natural Gas_Double Rack Oven_Vintage_Codes & Standards Forecast | Commercial | Other Health | New | Food Preparation | Natural Gas | Double Rack Oven | Vintage |  | Codes & Standards Forecast | 0 | 0 | 0 | 0 | 0 | 0 | 0 | 0 | 0 | 0 | 0 | 0 | 0 | 0 | 0 | 0 | 0 | 0 | 0 | 0 | 0 | 0 | 0 | 0 | 0 | 0 | 0 | 0 | 0 | 0 | 0 | 0 | 0 | 0 | 0 | 0 | 0 | 0 | 0 | 0 | 0 | 0 | 0 | 0 | 0 | 0 | 0 | 0 | 0 | 0 | 0
Commercial_Other Health_New_Food Preparation_Natural Gas_Fryer_E1_Codes & Standards Forecast | Commercial | Other Health | New | Food Preparation | Natural Gas | Fryer | E1 |  | Codes & Standards Forecast | 0 | 3060.2715 | 17821.0974 | 17821.0974 | 17821.0974 | 17821.0974 | 17056.0296 | 12792.0222 | 9594.0166 | 7195.5125 | 4670.4176 | 0 | 0 | 0 | 0 | 0 | 0 | 0 | 0 | 0 | 0 | 0 | 0 | 0 | 0 | 0 | 0 | 0 | 0 | 0 | 0 | 0 | 0 | 0 | 0 | 0 | 0 | 0 | 0 | 0 | 0 | 0 | 0 | 0 | 0 | 0 | 0 | 0 | 0 | 0 | 0
Commercial_Other Health_New_Food Preparation_Natural Gas_Fryer_E2_Codes & Standards Forecast | Commercial | Other Health | New | Food Preparation | Natural Gas | Fryer | E2 |  | Codes & Standards Forecast | 0 | 0 | 0 | 9433.2016 | 21599.2137 | 38109.826 | 54306.9509 | 72248.5623 | 87747.9 | 102023.8437 | 116271.4443 | 132547.9069 | 144138.0503 | 155761.3569 | 167456.1585 | 179172.5054 | 190892.0543 | 202596.421 | 214285.3646 | 225958.6415 | 237634.4147 | 249312.7008 | 260977.0543 | 272627.2852 | 284263.2021 | 295901.0738 | 307540.9119 | 319182.7277 | 330826.5329 | 342472.3391 | 354120.158 | 365770.0014 | 371017.2348 | 0 | 0 | 0 | 0 | 0 | 0 | 0 | 0 | 0 | 0 | 0 | 0 | 0 | 0 | 0 | 0 | 0 | 0
Commercial_Other Health_New_Food Preparation_Natural Gas_Fryer_E3_Codes & Standards Forecast | Commercial | Other Health | New | Food Preparation | Natural Gas | Fryer | E3 |  | Codes & Standards Forecast | 0 | 0 | 0 | 0 | 0 | 0 | 0 | 0 | 0 | 0 | 0 | 0 | 0 | 0 | 0 | 0 | 0 | 0 | 0 | 0 | 0 | 0 | 0 | 0 | 0 | 0 | 0 | 0 | 0 | 0 | 0 | 0 | 0 | 0 | 0 | 0 | 0 | 0 | 0 | 0 | 0 | 0 | 0 | 0 | 0 | 0 | 0 | 0 | 0 | 0 | 0
Commercial_Other Health_New_Food Preparation_Natural Gas_Fryer_E4_Codes & Standards Forecast | Commercial | Other Health | New | Food Preparation | Natural Gas | Fryer | E4 |  | Codes & Standards Forecast | 0 | 0 | 0 | 0 | 0 | 0 | 0 | 0 | 0 | 0 | 0 | 0 | 0 | 0 | 0 | 0 | 0 | 0 | 0 | 0 | 0 | 0 | 0 | 0 | 0 | 0 | 0 | 0 | 0 | 0 | 0 | 0 | 0 | 0 | 0 | 0 | 0 | 0 | 0 | 0 | 0 | 0 | 0 | 0 | 0 | 0 | 0 | 0 | 0 | 0 | 0
Commercial_Other Health_New_Food Preparation_Natural Gas_Fryer_E5_Codes & Standards Forecast | Commercial | Other Health | New | Food Preparation | Natural Gas | Fryer | E5 |  | Codes & Standards Forecast | 0 | 0 | 0 | 0 | 0 | 0 | 0 | 0 | 0 | 0 | 0 | 0 | 0 | 0 | 0 | 0 | 0 | 0 | 0 | 0 | 0 | 0 | 0 | 0 | 0 | 0 | 0 | 0 | 0 | 0 | 0 | 0 | 0 | 0 | 0 | 0 | 0 | 0 | 0 | 0 | 0 | 0 | 0 | 0 | 0 | 0 | 0 | 0 | 0 | 0 | 0
Commercial_Other Health_New_Food Preparation_Natural Gas_Fryer_E6_Codes & Standards Forecast | Commercial | Other Health | New | Food Preparation | Natural Gas | Fryer | E6 |  | Codes & Standards Forecast | 0 | 0 | 0 | 0 | 0 | 0 | 0 | 0 | 0 | 0 | 0 | 0 | 0 | 0 | 0 | 0 | 0 | 0 | 0 | 0 | 0 | 0 | 0 | 0 | 0 | 0 | 0 | 0 | 0 | 0 | 0 | 0 | 0 | 0 | 0 | 0 | 0 | 0 | 0 | 0 | 0 | 0 | 0 | 0 | 0 | 0 | 0 | 0 | 0 | 0 | 0
Commercial_Other Health_New_Food Preparation_Natural Gas_Fryer_E7_Codes & Standards Forecast | Commercial | Other Health | New | Food Preparation | Natural Gas | Fryer | E7 |  | Codes & Standards Forecast | 0 | 0 | 0 | 0 | 0 | 0 | 0 | 0 | 0 | 0 | 0 | 0 | 0 | 0 | 0 | 0 | 0 | 0 | 0 | 0 | 0 | 0 | 0 | 0 | 0 | 0 | 0 | 0 | 0 | 0 | 0 | 0 | 0 | 0 | 0 | 0 | 0 | 0 | 0 | 0 | 0 | 0 | 0 | 0 | 0 | 0 | 0 | 0 | 0 | 0 | 0
Commercial_Other Health_New_Food Preparation_Natural Gas_Fryer_E8_Codes & Standards Forecast | Commercial | Other Health | New | Food Preparation | Natural Gas | Fryer | E8 |  | Codes & Standards Forecast | 0 | 0 | 0 | 0 | 0 | 0 | 0 | 0 | 0 | 0 | 0 | 0 | 0 | 0 | 0 | 0 | 0 | 0 | 0 | 0 | 0 | 0 | 0 | 0 | 0 | 0 | 0 | 0 | 0 | 0 | 0 | 0 | 0 | 0 | 0 | 0 | 0 | 0 | 0 | 0 | 0 | 0 | 0 | 0 | 0 | 0 | 0 | 0 | 0 | 0 | 0
Commercial_Other Health_New_Food Preparation_Natural Gas_Fryer_E9_Codes & Standards Forecast | Commercial | Other Health | New | Food Preparation | Natural Gas | Fryer | E9 |  | Codes & Standards Forecast | 0 | 0 | 0 | 0 | 0 | 0 | 0 | 0 | 0 | 0 | 0 | 0 | 0 | 0 | 0 | 0 | 0 | 0 | 0 | 0 | 0 | 0 | 0 | 0 | 0 | 0 | 0 | 0 | 0 | 0 | 0 | 0 | 0 | 0 | 0 | 0 | 0 | 0 | 0 | 0 | 0 | 0 | 0 | 0 | 0 | 0 | 0 | 0 | 0 | 0 | 0
Commercial_Other Health_New_Food Preparation_Natural Gas_Fryer_E10_Codes & Standards Forecast | Commercial | Other Health | New | Food Preparation | Natural Gas | Fryer | E10 |  | Codes & Standards Forecast | 0 | 0 | 0 | 0 | 0 | 0 | 0 | 0 | 0 | 0 | 0 | 0 | 0 | 0 | 0 | 0 | 0 | 0 | 0 | 0 | 0 | 0 | 0 | 0 | 0 | 0 | 0 | 0 | 0 | 0 | 0 | 0 | 0 | 0 | 0 | 0 | 0 | 0 | 0 | 0 | 0 | 0 | 0 | 0 | 0 | 0 | 0 | 0 | 0 | 0 | 0
Commercial_Other Health_New_Food Preparation_Natural Gas_Fryer_Vintage_Codes & Standards Forecast | Commercial | Other Health | New | Food Preparation | Natural Gas | Fryer | Vintage |  | Codes & Standards Forecast | 0 | 0 | 0 | 0 | 0 | 0 | 0 | 0 | 0 | 0 | 0 | 0 | 0 | 0 | 0 | 0 | 0 | 0 | 0 | 0 | 0 | 0 | 0 | 0 | 0 | 0 | 0 | 0 | 0 | 0 | 0 | 0 | 0 | 0 | 0 | 0 | 0 | 0 | 0 | 0 | 0 | 0 | 0 | 0 | 0 | 0 | 0 | 0 | 0 | 0 | 0
Commercial_Other Health_New_Food Preparation_Natural Gas_Broiler_E1_Codes & Standards Forecast | Commercial | Other Health | New | Food Preparation | Natural Gas | Broiler | E1 |  | Codes & Standards Forecast | 0 | 688.9616 | 4012.0795 | 6135.7846 | 8874.7297 | 12591.7786 | 16066.0113 | 19145.2625 | 21914.6723 | 24588.6509 | 27227.749 | 29840.6283 | 32449.9276 | 35066.6929 | 37699.554 | 40337.2656 | 42975.6981 | 45610.7126 | 48242.2549 | 50870.2701 | 53498.8473 | 56127.9902 | 58753.9965 | 61376.8234 | 63996.4277 | 66616.4721 | 69236.9592 | 71857.8916 | 74479.2718 | 77101.1025 | 79723.3864 | 82346.126 | 83527.4403 | 0 | 0 | 0 | 0 | 0 | 0 | 0 | 0 | 0 | 0 | 0 | 0 | 0 | 0 | 0 | 0 | 0 | 0
Commercial_Other Health_New_Food Preparation_Natural Gas_Broiler_E2_Codes & Standards Forecast | Commercial | Other Health | New | Food Preparation | Natural Gas | Broiler | E2 |  | Codes & Standards Forecast | 0 | 0 | 0 | 0 | 0 | 0 | 0 | 0 | 0 | 0 | 0 | 0 | 0 | 0 | 0 | 0 | 0 | 0 | 0 | 0 | 0 | 0 | 0 | 0 | 0 | 0 | 0 | 0 | 0 | 0 | 0 | 0 | 0 | 0 | 0 | 0 | 0 | 0 | 0 | 0 | 0 | 0 | 0 | 0 | 0 | 0 | 0 | 0 | 0 | 0 | 0
Commercial_Other Health_New_Food Preparation_Natural Gas_Broiler_E3_Codes & Standards Forecast | Commercial | Other Health | New | Food Preparation | Natural Gas | Broiler | E3 |  | Codes & Standards Forecast | 0 | 0 | 0 | 0 | 0 | 0 | 0 | 0 | 0 | 0 | 0 | 0 | 0 | 0 | 0 | 0 | 0 | 0 | 0 | 0 | 0 | 0 | 0 | 0 | 0 | 0 | 0 | 0 | 0 | 0 | 0 | 0 | 0 | 0 | 0 | 0 | 0 | 0 | 0 | 0 | 0 | 0 | 0 | 0 | 0 | 0 | 0 | 0 | 0 | 0 | 0
Commercial_Other Health_New_Food Preparation_Natural Gas_Broiler_E4_Codes & Standards Forecast | Commercial | Other Health | New | Food Preparation | Natural Gas | Broiler | E4 |  | Codes & Standards Forecast | 0 | 0 | 0 | 0 | 0 | 0 | 0 | 0 | 0 | 0 | 0 | 0 | 0 | 0 | 0 | 0 | 0 | 0 | 0 | 0 | 0 | 0 | 0 | 0 | 0 | 0 | 0 | 0 | 0 | 0 | 0 | 0 | 0 | 0 | 0 | 0 | 0 | 0 | 0 | 0 | 0 | 0 | 0 | 0 | 0 | 0 | 0 | 0 | 0 | 0 | 0
Commercial_Other Health_New_Food Preparation_Natural Gas_Broiler_E5_Codes & Standards Forecast | Commercial | Other Health | New | Food Preparation | Natural Gas | Broiler | E5 |  | Codes & Standards Forecast | 0 | 0 | 0 | 0 | 0 | 0 | 0 | 0 | 0 | 0 | 0 | 0 | 0 | 0 | 0 | 0 | 0 | 0 | 0 | 0 | 0 | 0 | 0 | 0 | 0 | 0 | 0 | 0 | 0 | 0 | 0 | 0 | 0 | 0 | 0 | 0 | 0 | 0 | 0 | 0 | 0 | 0 | 0 | 0 | 0 | 0 | 0 | 0 | 0 | 0 | 0
Commercial_Other Health_New_Food Preparation_Natural Gas_Broiler_E6_Codes & Standards Forecast | Commercial | Other Health | New | Food Preparation | Natural Gas | Broiler | E6 |  | Codes & Standards Forecast | 0 | 0 | 0 | 0 | 0 | 0 | 0 | 0 | 0 | 0 | 0 | 0 | 0 | 0 | 0 | 0 | 0 | 0 | 0 | 0 | 0 | 0 | 0 | 0 | 0 | 0 | 0 | 0 | 0 | 0 | 0 | 0 | 0 | 0 | 0 | 0 | 0 | 0 | 0 | 0 | 0 | 0 | 0 | 0 | 0 | 0 | 0 | 0 | 0 | 0 | 0
Commercial_Other Health_New_Food Preparation_Natural Gas_Broiler_E7_Codes & Standards Forecast | Commercial | Other Health | New | Food Preparation | Natural Gas | Broiler | E7 |  | Codes & Standards Forecast | 0 | 0 | 0 | 0 | 0 | 0 | 0 | 0 | 0 | 0 | 0 | 0 | 0 | 0 | 0 | 0 | 0 | 0 | 0 | 0 | 0 | 0 | 0 | 0 | 0 | 0 | 0 | 0 | 0 | 0 | 0 | 0 | 0 | 0 | 0 | 0 | 0 | 0 | 0 | 0 | 0 | 0 | 0 | 0 | 0 | 0 | 0 | 0 | 0 | 0 | 0
Commercial_Other Health_New_Food Preparation_Natural Gas_Broiler_E8_Codes & Standards Forecast | Commercial | Other Health | New | Food Preparation | Natural Gas | Broiler | E8 |  | Codes & Standards Forecast | 0 | 0 | 0 | 0 | 0 | 0 | 0 | 0 | 0 | 0 | 0 | 0 | 0 | 0 | 0 | 0 | 0 | 0 | 0 | 0 | 0 | 0 | 0 | 0 | 0 | 0 | 0 | 0 | 0 | 0 | 0 | 0 | 0 | 0 | 0 | 0 | 0 | 0 | 0 | 0 | 0 | 0 | 0 | 0 | 0 | 0 | 0 | 0 | 0 | 0 | 0
Commercial_Other Health_New_Food Preparation_Natural Gas_Broiler_E9_Codes & Standards Forecast | Commercial | Other Health | New | Food Preparation | Natural Gas | Broiler | E9 |  | Codes & Standards Forecast | 0 | 0 | 0 | 0 | 0 | 0 | 0 | 0 | 0 | 0 | 0 | 0 | 0 | 0 | 0 | 0 | 0 | 0 | 0 | 0 | 0 | 0 | 0 | 0 | 0 | 0 | 0 | 0 | 0 | 0 | 0 | 0 | 0 | 0 | 0 | 0 | 0 | 0 | 0 | 0 | 0 | 0 | 0 | 0 | 0 | 0 | 0 | 0 | 0 | 0 | 0
Commercial_Other Health_New_Food Preparation_Natural Gas_Broiler_E10_Codes & Standards Forecast | Commercial | Other Health | New | Food Preparation | Natural Gas | Broiler | E10 |  | Codes & Standards Forecast | 0 | 0 | 0 | 0 | 0 | 0 | 0 | 0 | 0 | 0 | 0 | 0 | 0 | 0 | 0 | 0 | 0 | 0 | 0 | 0 | 0 | 0 | 0 | 0 | 0 | 0 | 0 | 0 | 0 | 0 | 0 | 0 | 0 | 0 | 0 | 0 | 0 | 0 | 0 | 0 | 0 | 0 | 0 | 0 | 0 | 0 | 0 | 0 | 0 | 0 | 0
Commercial_Other Health_New_Food Preparation_Natural Gas_Broiler_Vintage_Codes & Standards Forecast | Commercial | Other Health | New | Food Preparation | Natural Gas | Broiler | Vintage |  | Codes & Standards Forecast | 0 | 0 | 0 | 0 | 0 | 0 | 0 | 0 | 0 | 0 | 0 | 0 | 0 | 0 | 0 | 0 | 0 | 0 | 0 | 0 | 0 | 0 | 0 | 0 | 0 | 0 | 0 | 0 | 0 | 0 | 0 | 0 | 0 | 0 | 0 | 0 | 0 | 0 | 0 | 0 | 0 | 0 | 0 | 0 | 0 | 0 | 0 | 0 | 0 | 0 | 0
Commercial_Other Health_New_Food Preparation_Natural Gas_Griddle_E1_Codes & Standards Forecast | Commercial | Other Health | New | Food Preparation | Natural Gas | Griddle | E1 |  | Codes & Standards Forecast | 0 | 688.9616 | 4012.0795 | 6135.7846 | 8874.7297 | 12591.7786 | 16066.0113 | 19145.2625 | 21914.6723 | 24588.6509 | 27227.749 | 29840.6283 | 32449.9276 | 35066.6929 | 37699.554 | 40337.2656 | 42975.6981 | 45610.7126 | 48242.2549 | 50870.2701 | 53498.8473 | 56127.9902 | 58753.9965 | 61376.8234 | 63996.4277 | 66616.4721 | 69236.9592 | 71857.8916 | 74479.2718 | 77101.1025 | 79723.3864 | 82346.126 | 83527.4403 | 0 | 0 | 0 | 0 | 0 | 0 | 0 | 0 | 0 | 0 | 0 | 0 | 0 | 0 | 0 | 0 | 0 | 0
Commercial_Other Health_New_Food Preparation_Natural Gas_Griddle_E2_Codes & Standards Forecast | Commercial | Other Health | New | Food Preparation | Natural Gas | Griddle | E2 |  | Codes & Standards Forecast | 0 | 0 | 0 | 0 | 0 | 0 | 0 | 0 | 0 | 0 | 0 | 0 | 0 | 0 | 0 | 0 | 0 | 0 | 0 | 0 | 0 | 0 | 0 | 0 | 0 | 0 | 0 | 0 | 0 | 0 | 0 | 0 | 0 | 0 | 0 | 0 | 0 | 0 | 0 | 0 | 0 | 0 | 0 | 0 | 0 | 0 | 0 | 0 | 0 | 0 | 0
Commercial_Other Health_New_Food Preparation_Natural Gas_Griddle_E3_Codes & Standards Forecast | Commercial | Other Health | New | Food Preparation | Natural Gas | Griddle | E3 |  | Codes & Standards Forecast | 0 | 0 | 0 | 0 | 0 | 0 | 0 | 0 | 0 | 0 | 0 | 0 | 0 | 0 | 0 | 0 | 0 | 0 | 0 | 0 | 0 | 0 | 0 | 0 | 0 | 0 | 0 | 0 | 0 | 0 | 0 | 0 | 0 | 0 | 0 | 0 | 0 | 0 | 0 | 0 | 0 | 0 | 0 | 0 | 0 | 0 | 0 | 0 | 0 | 0 | 0
Commercial_Other Health_New_Food Preparation_Natural Gas_Griddle_E4_Codes & Standards Forecast | Commercial | Other Health | New | Food Preparation | Natural Gas | Griddle | E4 |  | Codes & Standards Forecast | 0 | 0 | 0 | 0 | 0 | 0 | 0 | 0 | 0 | 0 | 0 | 0 | 0 | 0 | 0 | 0 | 0 | 0 | 0 | 0 | 0 | 0 | 0 | 0 | 0 | 0 | 0 | 0 | 0 | 0 | 0 | 0 | 0 | 0 | 0 | 0 | 0 | 0 | 0 | 0 | 0 | 0 | 0 | 0 | 0 | 0 | 0 | 0 | 0 | 0 | 0
Commercial_Other Health_New_Food Preparation_Natural Gas_Griddle_E5_Codes & Standards Forecast | Commercial | Other Health | New | Food Preparation | Natural Gas | Griddle | E5 |  | Codes & Standards Forecast | 0 | 0 | 0 | 0 | 0 | 0 | 0 | 0 | 0 | 0 | 0 | 0 | 0 | 0 | 0 | 0 | 0 | 0 | 0 | 0 | 0 | 0 | 0 | 0 | 0 | 0 | 0 | 0 | 0 | 0 | 0 | 0 | 0 | 0 | 0 | 0 | 0 | 0 | 0 | 0 | 0 | 0 | 0 | 0 | 0 | 0 | 0 | 0 | 0 | 0 | 0
Commercial_Other Health_New_Food Preparation_Natural Gas_Griddle_E6_Codes & Standards Forecast | Commercial | Other Health | New | Food Preparation | Natural Gas | Griddle | E6 |  | Codes & Standards Forecast | 0 | 0 | 0 | 0 | 0 | 0 | 0 | 0 | 0 | 0 | 0 | 0 | 0 | 0 | 0 | 0 | 0 | 0 | 0 | 0 | 0 | 0 | 0 | 0 | 0 | 0 | 0 | 0 | 0 | 0 | 0 | 0 | 0 | 0 | 0 | 0 | 0 | 0 | 0 | 0 | 0 | 0 | 0 | 0 | 0 | 0 | 0 | 0 | 0 | 0 | 0
Commercial_Other Health_New_Food Preparation_Natural Gas_Griddle_E7_Codes & Standards Forecast | Commercial | Other Health | New | Food Preparation | Natural Gas | Griddle | E7 |  | Codes & Standards Forecast | 0 | 0 | 0 | 0 | 0 | 0 | 0 | 0 | 0 | 0 | 0 | 0 | 0 | 0 | 0 | 0 | 0 | 0 | 0 | 0 | 0 | 0 | 0 | 0 | 0 | 0 | 0 | 0 | 0 | 0 | 0 | 0 | 0 | 0 | 0 | 0 | 0 | 0 | 0 | 0 | 0 | 0 | 0 | 0 | 0 | 0 | 0 | 0 | 0 | 0 | 0
Commercial_Other Health_New_Food Preparation_Natural Gas_Griddle_E8_Codes & Standards Forecast | Commercial | Other Health | New | Food Preparation | Natural Gas | Griddle | E8 |  | Codes & Standards Forecast | 0 | 0 | 0 | 0 | 0 | 0 | 0 | 0 | 0 | 0 | 0 | 0 | 0 | 0 | 0 | 0 | 0 | 0 | 0 | 0 | 0 | 0 | 0 | 0 | 0 | 0 | 0 | 0 | 0 | 0 | 0 | 0 | 0 | 0 | 0 | 0 | 0 | 0 | 0 | 0 | 0 | 0 | 0 | 0 | 0 | 0 | 0 | 0 | 0 | 0 | 0
Commercial_Other Health_New_Food Preparation_Natural Gas_Griddle_E9_Codes & Standards Forecast | Commercial | Other Health | New | Food Preparation | Natural Gas | Griddle | E9 |  | Codes & Standards Forecast | 0 | 0 | 0 | 0 | 0 | 0 | 0 | 0 | 0 | 0 | 0 | 0 | 0 | 0 | 0 | 0 | 0 | 0 | 0 | 0 | 0 | 0 | 0 | 0 | 0 | 0 | 0 | 0 | 0 | 0 | 0 | 0 | 0 | 0 | 0 | 0 | 0 | 0 | 0 | 0 | 0 | 0 | 0 | 0 | 0 | 0 | 0 | 0 | 0 | 0 | 0
Commercial_Other Health_New_Food Preparation_Natural Gas_Griddle_E10_Codes & Standards Forecast | Commercial | Other Health | New | Food Preparation | Natural Gas | Griddle | E10 |  | Codes & Standards Forecast | 0 | 0 | 0 | 0 | 0 | 0 | 0 | 0 | 0 | 0 | 0 | 0 | 0 | 0 | 0 | 0 | 0 | 0 | 0 | 0 | 0 | 0 | 0 | 0 | 0 | 0 | 0 | 0 | 0 | 0 | 0 | 0 | 0 | 0 | 0 | 0 | 0 | 0 | 0 | 0 | 0 | 0 | 0 | 0 | 0 | 0 | 0 | 0 | 0 | 0 | 0
Commercial_Other Health_New_Food Preparation_Natural Gas_Griddle_Vintage_Codes & Standards Forecast | Commercial | Other Health | New | Food Preparation | Natural Gas | Griddle | Vintage |  | Codes & Standards Forecast | 0 | 0 | 0 | 0 | 0 | 0 | 0 | 0 | 0 | 0 | 0 | 0 | 0 | 0 | 0 | 0 | 0 | 0 | 0 | 0 | 0 | 0 | 0 | 0 | 0 | 0 | 0 | 0 | 0 | 0 | 0 | 0 | 0 | 0 | 0 | 0 | 0 | 0 | 0 | 0 | 0 | 0 | 0 | 0 | 0 | 0 | 0 | 0 | 0 | 0 | 0
Commercial_Other Health_New_Food Preparation_Natural Gas_Range_E1_Codes & Standards Forecast | Commercial | Other Health | New | Food Preparation | Natural Gas | Range | E1 |  | Codes & Standards Forecast | 0 | 2912.5821 | 16961.0472 | 25939.0004 | 37517.8779 | 53231.6844 | 67918.9869 | 80936.5065 | 92644.1737 | 103948.4053 | 115105.1802 | 126151.1148 | 137181.9153 | 148244.2784 | 159374.6863 | 170525.5996 | 181679.5605 | 192819.0718 | 203943.9043 | 215053.8262 | 226166.1239 | 237280.8133 | 248382.2424 | 259470.2306 | 270544.5954 | 281620.8208 | 292698.9177 | 303778.8968 | 314860.7694 | 325944.5463 | 337030.2388 | 348117.8581 | 353111.8589 | 0 | 0 | 0 | 0 | 0 | 0 | 0 | 0 | 0 | 0 | 0 | 0 | 0 | 0 | 0 | 0 | 0 | 0
Commercial_Other Health_New_Food Preparation_Natural Gas_Range_E2_Codes & Standards Forecast | Commercial | Other Health | New | Food Preparation | Natural Gas | Range | E2 |  | Codes & Standards Forecast | 0 | 0 | 0 | 0 | 0 | 0 | 0 | 0 | 0 | 0 | 0 | 0 | 0 | 0 | 0 | 0 | 0 | 0 | 0 | 0 | 0 | 0 | 0 | 0 | 0 | 0 | 0 | 0 | 0 | 0 | 0 | 0 | 0 | 0 | 0 | 0 | 0 | 0 | 0 | 0 | 0 | 0 | 0 | 0 | 0 | 0 | 0 | 0 | 0 | 0 | 0
Commercial_Other Health_New_Food Preparation_Natural Gas_Range_E3_Codes & Standards Forecast | Commercial | Other Health | New | Food Preparation | Natural Gas | Range | E3 |  | Codes & Standards Forecast | 0 | 0 | 0 | 0 | 0 | 0 | 0 | 0 | 0 | 0 | 0 | 0 | 0 | 0 | 0 | 0 | 0 | 0 | 0 | 0 | 0 | 0 | 0 | 0 | 0 | 0 | 0 | 0 | 0 | 0 | 0 | 0 | 0 | 0 | 0 | 0 | 0 | 0 | 0 | 0 | 0 | 0 | 0 | 0 | 0 | 0 | 0 | 0 | 0 | 0 | 0
Commercial_Other Health_New_Food Preparation_Natural Gas_Range_E4_Codes & Standards Forecast | Commercial | Other Health | New | Food Preparation | Natural Gas | Range | E4 |  | Codes & Standards Forecast | 0 | 0 | 0 | 0 | 0 | 0 | 0 | 0 | 0 | 0 | 0 | 0 | 0 | 0 | 0 | 0 | 0 | 0 | 0 | 0 | 0 | 0 | 0 | 0 | 0 | 0 | 0 | 0 | 0 | 0 | 0 | 0 | 0 | 0 | 0 | 0 | 0 | 0 | 0 | 0 | 0 | 0 | 0 | 0 | 0 | 0 | 0 | 0 | 0 | 0 | 0
Commercial_Other Health_New_Food Preparation_Natural Gas_Range_E5_Codes & Standards Forecast | Commercial | Other Health | New | Food Preparation | Natural Gas | Range | E5 |  | Codes & Standards Forecast | 0 | 0 | 0 | 0 | 0 | 0 | 0 | 0 | 0 | 0 | 0 | 0 | 0 | 0 | 0 | 0 | 0 | 0 | 0 | 0 | 0 | 0 | 0 | 0 | 0 | 0 | 0 | 0 | 0 | 0 | 0 | 0 | 0 | 0 | 0 | 0 | 0 | 0 | 0 | 0 | 0 | 0 | 0 | 0 | 0 | 0 | 0 | 0 | 0 | 0 | 0
Commercial_Other Health_New_Food Preparation_Natural Gas_Range_E6_Codes & Standards Forecast | Commercial | Other Health | New | Food Preparation | Natural Gas | Range | E6 |  | Codes & Standards Forecast | 0 | 0 | 0 | 0 | 0 | 0 | 0 | 0 | 0 | 0 | 0 | 0 | 0 | 0 | 0 | 0 | 0 | 0 | 0 | 0 | 0 | 0 | 0 | 0 | 0 | 0 | 0 | 0 | 0 | 0 | 0 | 0 | 0 | 0 | 0 | 0 | 0 | 0 | 0 | 0 | 0 | 0 | 0 | 0 | 0 | 0 | 0 | 0 | 0 | 0 | 0
Commercial_Other Health_New_Food Preparation_Natural Gas_Range_E7_Codes & Standards Forecast | Commercial | Other Health | New | Food Preparation | Natural Gas | Range | E7 |  | Codes & Standards Forecast | 0 | 0 | 0 | 0 | 0 | 0 | 0 | 0 | 0 | 0 | 0 | 0 | 0 | 0 | 0 | 0 | 0 | 0 | 0 | 0 | 0 | 0 | 0 | 0 | 0 | 0 | 0 | 0 | 0 | 0 | 0 | 0 | 0 | 0 | 0 | 0 | 0 | 0 | 0 | 0 | 0 | 0 | 0 | 0 | 0 | 0 | 0 | 0 | 0 | 0 | 0
Commercial_Other Health_New_Food Preparation_Natural Gas_Range_E8_Codes & Standards Forecast | Commercial | Other Health | New | Food Preparation | Natural Gas | Range | E8 |  | Codes & Standards Forecast | 0 | 0 | 0 | 0 | 0 | 0 | 0 | 0 | 0 | 0 | 0 | 0 | 0 | 0 | 0 | 0 | 0 | 0 | 0 | 0 | 0 | 0 | 0 | 0 | 0 | 0 | 0 | 0 | 0 | 0 | 0 | 0 | 0 | 0 | 0 | 0 | 0 | 0 | 0 | 0 | 0 | 0 | 0 | 0 | 0 | 0 | 0 | 0 | 0 | 0 | 0
Commercial_Other Health_New_Food Preparation_Natural Gas_Range_E9_Codes & Standards Forecast | Commercial | Other Health | New | Food Preparation | Natural Gas | Range | E9 |  | Codes & Standards Forecast | 0 | 0 | 0 | 0 | 0 | 0 | 0 | 0 | 0 | 0 | 0 | 0 | 0 | 0 | 0 | 0 | 0 | 0 | 0 | 0 | 0 | 0 | 0 | 0 | 0 | 0 | 0 | 0 | 0 | 0 | 0 | 0 | 0 | 0 | 0 | 0 | 0 | 0 | 0 | 0 | 0 | 0 | 0 | 0 | 0 | 0 | 0 | 0 | 0 | 0 | 0
Commercial_Other Health_New_Food Preparation_Natural Gas_Range_E10_Codes & Standards Forecast | Commercial | Other Health | New | Food Preparation | Natural Gas | Range | E10 |  | Codes & Standards Forecast | 0 | 0 | 0 | 0 | 0 | 0 | 0 | 0 | 0 | 0 | 0 | 0 | 0 | 0 | 0 | 0 | 0 | 0 | 0 | 0 | 0 | 0 | 0 | 0 | 0 | 0 | 0 | 0 | 0 | 0 | 0 | 0 | 0 | 0 | 0 | 0 | 0 | 0 | 0 | 0 | 0 | 0 | 0 | 0 | 0 | 0 | 0 | 0 | 0 | 0 | 0
Commercial_Other Health_New_Food Preparation_Natural Gas_Range_Vintage_Codes & Standards Forecast | Commercial | Other Health | New | Food Preparation | Natural Gas | Range | Vintage |  | Codes & Standards Forecast | 0 | 0 | 0 | 0 | 0 | 0 | 0 | 0 | 0 | 0 | 0 | 0 | 0 | 0 | 0 | 0 | 0 | 0 | 0 | 0 | 0 | 0 | 0 | 0 | 0 | 0 | 0 | 0 | 0 | 0 | 0 | 0 | 0 | 0 | 0 | 0 | 0 | 0 | 0 | 0 | 0 | 0 | 0 | 0 | 0 | 0 | 0 | 0 | 0 | 0 | 0
Commercial_Other Health_New_Food Preparation_Natural Gas_Steamer_E1_Codes & Standards Forecast | Commercial | Other Health | New | Food Preparation | Natural Gas | Steamer | E1 |  | Codes & Standards Forecast | 0 | 320.064 | 1863.8513 | 1863.8513 | 1863.8513 | 1863.8513 | 1863.8513 | 1863.8513 | 1863.8513 | 1863.8513 | 1828.2887 | 1625.1455 | 1444.5738 | 1284.0656 | 1141.3916 | 1014.5703 | 901.8403 | 801.6358 | 712.5652 | 534.8288 | 0 | 0 | 0 | 0 | 0 | 0 | 0 | 0 | 0 | 0 | 0 | 0 | 0 | 0 | 0 | 0 | 0 | 0 | 0 | 0 | 0 | 0 | 0 | 0 | 0 | 0 | 0 | 0 | 0 | 0 | 0
Commercial_Other Health_New_Food Preparation_Natural Gas_Steamer_E2_Codes & Standards Forecast | Commercial | Other Health | New | Food Preparation | Natural Gas | Steamer | E2 |  | Codes & Standards Forecast | 0 | 0 | 0 | 986.5883 | 2258.9924 | 3985.7843 | 5599.7736 | 7030.2703 | 8316.8271 | 9559.0503 | 10820.6322 | 12237.6144 | 13630.362 | 15006.5145 | 16372.3102 | 17724.5065 | 19062.9466 | 20387.2732 | 21698.8529 | 23097.4598 | 24853.4202 | 26074.8146 | 27294.7519 | 28513.2122 | 29730.1753 | 30947.343 | 32164.7162 | 33382.2964 | 34600.0845 | 35818.082 | 37036.29 | 38254.7097 | 38803.501 | 0 | 0 | 0 | 0 | 0 | 0 | 0 | 0 | 0 | 0 | 0 | 0 | 0 | 0 | 0 | 0 | 0 | 0
Commercial_Other Health_New_Food Preparation_Natural Gas_Steamer_E3_Codes & Standards Forecast | Commercial | Other Health | New | Food Preparation | Natural Gas | Steamer | E3 |  | Codes & Standards Forecast | 0 | 0 | 0 | 0 | 0 | 0 | 0 | 0 | 0 | 0 | 0 | 0 | 0 | 0 | 0 | 0 | 0 | 0 | 0 | 0 | 0 | 0 | 0 | 0 | 0 | 0 | 0 | 0 | 0 | 0 | 0 | 0 | 0 | 0 | 0 | 0 | 0 | 0 | 0 | 0 | 0 | 0 | 0 | 0 | 0 | 0 | 0 | 0 | 0 | 0 | 0
Commercial_Other Health_New_Food Preparation_Natural Gas_Steamer_E4_Codes & Standards Forecast | Commercial | Other Health | New | Food Preparation | Natural Gas | Steamer | E4 |  | Codes & Standards Forecast | 0 | 0 | 0 | 0 | 0 | 0 | 0 | 0 | 0 | 0 | 0 | 0 | 0 | 0 | 0 | 0 | 0 | 0 | 0 | 0 | 0 | 0 | 0 | 0 | 0 | 0 | 0 | 0 | 0 | 0 | 0 | 0 | 0 | 0 | 0 | 0 | 0 | 0 | 0 | 0 | 0 | 0 | 0 | 0 | 0 | 0 | 0 | 0 | 0 | 0 | 0
Commercial_Other Health_New_Food Preparation_Natural Gas_Steamer_E5_Codes & Standards Forecast | Commercial | Other Health | New | Food Preparation | Natural Gas | Steamer | E5 |  | Codes & Standards Forecast | 0 | 0 | 0 | 0 | 0 | 0 | 0 | 0 | 0 | 0 | 0 | 0 | 0 | 0 | 0 | 0 | 0 | 0 | 0 | 0 | 0 | 0 | 0 | 0 | 0 | 0 | 0 | 0 | 0 | 0 | 0 | 0 | 0 | 0 | 0 | 0 | 0 | 0 | 0 | 0 | 0 | 0 | 0 | 0 | 0 | 0 | 0 | 0 | 0 | 0 | 0
Commercial_Other Health_New_Food Preparation_Natural Gas_Steamer_E6_Codes & Standards Forecast | Commercial | Other Health | New | Food Preparation | Natural Gas | Steamer | E6 |  | Codes & Standards Forecast | 0 | 0 | 0 | 0 | 0 | 0 | 0 | 0 | 0 | 0 | 0 | 0 | 0 | 0 | 0 | 0 | 0 | 0 | 0 | 0 | 0 | 0 | 0 | 0 | 0 | 0 | 0 | 0 | 0 | 0 | 0 | 0 | 0 | 0 | 0 | 0 | 0 | 0 | 0 | 0 | 0 | 0 | 0 | 0 | 0 | 0 | 0 | 0 | 0 | 0 | 0
Commercial_Other Health_New_Food Preparation_Natural Gas_Steamer_E7_Codes & Standards Forecast | Commercial | Other Health | New | Food Preparation | Natural Gas | Steamer | E7 |  | Codes & Standards Forecast | 0 | 0 | 0 | 0 | 0 | 0 | 0 | 0 | 0 | 0 | 0 | 0 | 0 | 0 | 0 | 0 | 0 | 0 | 0 | 0 | 0 | 0 | 0 | 0 | 0 | 0 | 0 | 0 | 0 | 0 | 0 | 0 | 0 | 0 | 0 | 0 | 0 | 0 | 0 | 0 | 0 | 0 | 0 | 0 | 0 | 0 | 0 | 0 | 0 | 0 | 0
Commercial_Other Health_New_Food Preparation_Natural Gas_Steamer_E8_Codes & Standards Forecast | Commercial | Other Health | New | Food Preparation | Natural Gas | Steamer | E8 |  | Codes & Standards Forecast | 0 | 0 | 0 | 0 | 0 | 0 | 0 | 0 | 0 | 0 | 0 | 0 | 0 | 0 | 0 | 0 | 0 | 0 | 0 | 0 | 0 | 0 | 0 | 0 | 0 | 0 | 0 | 0 | 0 | 0 | 0 | 0 | 0 | 0 | 0 | 0 | 0 | 0 | 0 | 0 | 0 | 0 | 0 | 0 | 0 | 0 | 0 | 0 | 0 | 0 | 0
Commercial_Other Health_New_Food Preparation_Natural Gas_Steamer_E9_Codes & Standards Forecast | Commercial | Other Health | New | Food Preparation | Natural Gas | Steamer | E9 |  | Codes & Standards Forecast | 0 | 0 | 0 | 0 | 0 | 0 | 0 | 0 | 0 | 0 | 0 | 0 | 0 | 0 | 0 | 0 | 0 | 0 | 0 | 0 | 0 | 0 | 0 | 0 | 0 | 0 | 0 | 0 | 0 | 0 | 0 | 0 | 0 | 0 | 0 | 0 | 0 | 0 | 0 | 0 | 0 | 0 | 0 | 0 | 0 | 0 | 0 | 0 | 0 | 0 | 0
Commercial_Other Health_New_Food Preparation_Natural Gas_Steamer_E10_Codes & Standards Forecast | Commercial | Other Health | New | Food Preparation | Natural Gas | Steamer | E10 |  | Codes & Standards Forecast | 0 | 0 | 0 | 0 | 0 | 0 | 0 | 0 | 0 | 0 | 0 | 0 | 0 | 0 | 0 | 0 | 0 | 0 | 0 | 0 | 0 | 0 | 0 | 0 | 0 | 0 | 0 | 0 | 0 | 0 | 0 | 0 | 0 | 0 | 0 | 0 | 0 | 0 | 0 | 0 | 0 | 0 | 0 | 0 | 0 | 0 | 0 | 0 | 0 | 0 | 0
Commercial_Other Health_New_Food Preparation_Natural Gas_Steamer_Vintage_Codes & Standards Forecast | Commercial | Other Health | New | Food Preparation | Natural Gas | Steamer | Vintage |  | Codes & Standards Forecast | 0 | 0 | 0 | 0 | 0 | 0 | 0 | 0 | 0 | 0 | 0 | 0 | 0 | 0 | 0 | 0 | 0 | 0 | 0 | 0 | 0 | 0 | 0 | 0 | 0 | 0 | 0 | 0 | 0 | 0 | 0 | 0 | 0 | 0 | 0 | 0 | 0 | 0 | 0 | 0 | 0 | 0 | 0 | 0 | 0 | 0 | 0 | 0 | 0 | 0 | 0
Commercial_Other Health_New_Food Preparation_Natural Gas_Food Prep Other_E1_Codes & Standards Forecast | Commercial | Other Health | New | Food Preparation | Natural Gas | Food Prep Other | E1 |  | Codes & Standards Forecast | 0 | 0 | 0 | 0 | 0 | 0 | 0 | 0 | 0 | 0 | 0 | 0 | 0 | 0 | 0 | 0 | 0 | 0 | 0 | 0 | 0 | 0 | 0 | 0 | 0 | 0 | 0 | 0 | 0 | 0 | 0 | 0 | 0 | 0 | 0 | 0 | 0 | 0 | 0 | 0 | 0 | 0 | 0 | 0 | 0 | 0 | 0 | 0 | 0 | 0 | 0
Commercial_Other Health_New_Food Preparation_Natural Gas_Food Prep Other_E2_Codes & Standards Forecast | Commercial | Other Health | New | Food Preparation | Natural Gas | Food Prep Other | E2 |  | Codes & Standards Forecast | 0 | 0 | 0 | 0 | 0 | 0 | 0 | 0 | 0 | 0 | 0 | 0 | 0 | 0 | 0 | 0 | 0 | 0 | 0 | 0 | 0 | 0 | 0 | 0 | 0 | 0 | 0 | 0 | 0 | 0 | 0 | 0 | 0 | 0 | 0 | 0 | 0 | 0 | 0 | 0 | 0 | 0 | 0 | 0 | 0 | 0 | 0 | 0 | 0 | 0 | 0
Commercial_Other Health_New_Food Preparation_Natural Gas_Food Prep Other_E3_Codes & Standards Forecast | Commercial | Other Health | New | Food Preparation | Natural Gas | Food Prep Other | E3 |  | Codes & Standards Forecast | 0 | 0 | 0 | 0 | 0 | 0 | 0 | 0 | 0 | 0 | 0 | 0 | 0 | 0 | 0 | 0 | 0 | 0 | 0 | 0 | 0 | 0 | 0 | 0 | 0 | 0 | 0 | 0 | 0 | 0 | 0 | 0 | 0 | 0 | 0 | 0 | 0 | 0 | 0 | 0 | 0 | 0 | 0 | 0 | 0 | 0 | 0 | 0 | 0 | 0 | 0
Commercial_Other Health_New_Food Preparation_Natural Gas_Food Prep Other_E4_Codes & Standards Forecast | Commercial | Other Health | New | Food Preparation | Natural Gas | Food Prep Other | E4 |  | Codes & Standards Forecast | 0 | 0 | 0 | 0 | 0 | 0 | 0 | 0 | 0 | 0 | 0 | 0 | 0 | 0 | 0 | 0 | 0 | 0 | 0 | 0 | 0 | 0 | 0 | 0 | 0 | 0 | 0 | 0 | 0 | 0 | 0 | 0 | 0 | 0 | 0 | 0 | 0 | 0 | 0 | 0 | 0 | 0 | 0 | 0 | 0 | 0 | 0 | 0 | 0 | 0 | 0
Commercial_Other Health_New_Food Preparation_Natural Gas_Food Prep Other_E5_Codes & Standards Forecast | Commercial | Other Health | New | Food Preparation | Natural Gas | Food Prep Other | E5 |  | Codes & Standards Forecast | 0 | 0 | 0 | 0 | 0 | 0 | 0 | 0 | 0 | 0 | 0 | 0 | 0 | 0 | 0 | 0 | 0 | 0 | 0 | 0 | 0 | 0 | 0 | 0 | 0 | 0 | 0 | 0 | 0 | 0 | 0 | 0 | 0 | 0 | 0 | 0 | 0 | 0 | 0 | 0 | 0 | 0 | 0 | 0 | 0 | 0 | 0 | 0 | 0 | 0 | 0
Commercial_Other Health_New_Food Preparation_Natural Gas_Food Prep Other_E6_Codes & Standards Forecast | Commercial | Other Health | New | Food Preparation | Natural Gas | Food Prep Other | E6 |  | Codes & Standards Forecast | 0 | 0 | 0 | 0 | 0 | 0 | 0 | 0 | 0 | 0 | 0 | 0 | 0 | 0 | 0 | 0 | 0 | 0 | 0 | 0 | 0 | 0 | 0 | 0 | 0 | 0 | 0 | 0 | 0 | 0 | 0 | 0 | 0 | 0 | 0 | 0 | 0 | 0 | 0 | 0 | 0 | 0 | 0 | 0 | 0 | 0 | 0 | 0 | 0 | 0 | 0
Commercial_Other Health_New_Food Preparation_Natural Gas_Food Prep Other_E7_Codes & Standards Forecast | Commercial | Other Health | New | Food Preparation | Natural Gas | Food Prep Other | E7 |  | Codes & Standards Forecast | 0 | 0 | 0 | 0 | 0 | 0 | 0 | 0 | 0 | 0 | 0 | 0 | 0 | 0 | 0 | 0 | 0 | 0 | 0 | 0 | 0 | 0 | 0 | 0 | 0 | 0 | 0 | 0 | 0 | 0 | 0 | 0 | 0 | 0 | 0 | 0 | 0 | 0 | 0 | 0 | 0 | 0 | 0 | 0 | 0 | 0 | 0 | 0 | 0 | 0 | 0
Commercial_Other Health_New_Food Preparation_Natural Gas_Food Prep Other_E8_Codes & Standards Forecast | Commercial | Other Health | New | Food Preparation | Natural Gas | Food Prep Other | E8 |  | Codes & Standards Forecast | 0 | 0 | 0 | 0 | 0 | 0 | 0 | 0 | 0 | 0 | 0 | 0 | 0 | 0 | 0 | 0 | 0 | 0 | 0 | 0 | 0 | 0 | 0 | 0 | 0 | 0 | 0 | 0 | 0 | 0 | 0 | 0 | 0 | 0 | 0 | 0 | 0 | 0 | 0 | 0 | 0 | 0 | 0 | 0 | 0 | 0 | 0 | 0 | 0 | 0 | 0
Commercial_Other Health_New_Food Preparation_Natural Gas_Food Prep Other_E9_Codes & Standards Forecast | Commercial | Other Health | New | Food Preparation | Natural Gas | Food Prep Other | E9 |  | Codes & Standards Forecast | 0 | 0 | 0 | 0 | 0 | 0 | 0 | 0 | 0 | 0 | 0 | 0 | 0 | 0 | 0 | 0 | 0 | 0 | 0 | 0 | 0 | 0 | 0 | 0 | 0 | 0 | 0 | 0 | 0 | 0 | 0 | 0 | 0 | 0 | 0 | 0 | 0 | 0 | 0 | 0 | 0 | 0 | 0 | 0 | 0 | 0 | 0 | 0 | 0 | 0 | 0
Commercial_Other Health_New_Food Preparation_Natural Gas_Food Prep Other_E10_Codes & Standards Forecast | Commercial | Other Health | New | Food Preparation | Natural Gas | Food Prep Other | E10 |  | Codes & Standards Forecast | 0 | 0 | 0 | 0 | 0 | 0 | 0 | 0 | 0 | 0 | 0 | 0 | 0 | 0 | 0 | 0 | 0 | 0 | 0 | 0 | 0 | 0 | 0 | 0 | 0 | 0 | 0 | 0 | 0 | 0 | 0 | 0 | 0 | 0 | 0 | 0 | 0 | 0 | 0 | 0 | 0 | 0 | 0 | 0 | 0 | 0 | 0 | 0 | 0 | 0 | 0
Commercial_Other Health_New_Food Preparation_Natural Gas_Food Prep Other_Vintage_Codes & Standards Forecast | Commercial | Other Health | New | Food Preparation | Natural Gas | Food Prep Other | Vintage |  | Codes & Standards Forecast | 0 | 0 | 0 | 0 | 0 | 0 | 0 | 0 | 0 | 0 | 0 | 0 | 0 | 0 | 0 | 0 | 0 | 0 | 0 | 0 | 0 | 0 | 0 | 0 | 0 | 0 | 0 | 0 | 0 | 0 | 0 | 0 | 0 | 0 | 0 | 0 | 0 | 0 | 0 | 0 | 0 | 0 | 0 | 0 | 0 | 0 | 0 | 0 | 0 | 0 | 0
Commercial_Other Health_New_Miscellaneous_Natural Gas_Pool Heater_E1_Codes & Standards Forecast | Commercial | Other Health | New | Miscellaneous | Natural Gas | Pool Heater | E1 |  | Codes & Standards Forecast | 0 | 0 | 0 | 0 | 0 | 0 | 0 | 0 | 0 | 0 | 0 | 0 | 0 | 0 | 0 | 0 | 0 | 0 | 0 | 0 | 0 | 0 | 0 | 0 | 0 | 0 | 0 | 0 | 0 | 0 | 0 | 0 | 0 | 0 | 0 | 0 | 0 | 0 | 0 | 0 | 0 | 0 | 0 | 0 | 0 | 0 | 0 | 0 | 0 | 0 | 0
Commercial_Other Health_New_Miscellaneous_Natural Gas_Pool Heater_E2_Codes & Standards Forecast | Commercial | Other Health | New | Miscellaneous | Natural Gas | Pool Heater | E2 |  | Codes & Standards Forecast | 0 | 0 | 0 | 0 | 0 | 0 | 0 | 0 | 0 | 0 | 0 | 0 | 0 | 0 | 0 | 0 | 0 | 0 | 0 | 0 | 0 | 0 | 0 | 0 | 0 | 0 | 0 | 0 | 0 | 0 | 0 | 0 | 0 | 0 | 0 | 0 | 0 | 0 | 0 | 0 | 0 | 0 | 0 | 0 | 0 | 0 | 0 | 0 | 0 | 0 | 0
Commercial_Other Health_New_Miscellaneous_Natural Gas_Pool Heater_E3_Codes & Standards Forecast | Commercial | Other Health | New | Miscellaneous | Natural Gas | Pool Heater | E3 |  | Codes & Standards Forecast | 0 | 0 | 0 | 0 | 0 | 0 | 0 | 0 | 0 | 0 | 0 | 0 | 0 | 0 | 0 | 0 | 0 | 0 | 0 | 0 | 0 | 0 | 0 | 0 | 0 | 0 | 0 | 0 | 0 | 0 | 0 | 0 | 0 | 0 | 0 | 0 | 0 | 0 | 0 | 0 | 0 | 0 | 0 | 0 | 0 | 0 | 0 | 0 | 0 | 0 | 0
Commercial_Other Health_New_Miscellaneous_Natural Gas_Pool Heater_E4_Codes & Standards Forecast | Commercial | Other Health | New | Miscellaneous | Natural Gas | Pool Heater | E4 |  | Codes & Standards Forecast | 0 | 0 | 0 | 0 | 0 | 0 | 0 | 0 | 0 | 0 | 0 | 0 | 0 | 0 | 0 | 0 | 0 | 0 | 0 | 0 | 0 | 0 | 0 | 0 | 0 | 0 | 0 | 0 | 0 | 0 | 0 | 0 | 0 | 0 | 0 | 0 | 0 | 0 | 0 | 0 | 0 | 0 | 0 | 0 | 0 | 0 | 0 | 0 | 0 | 0 | 0
Commercial_Other Health_New_Miscellaneous_Natural Gas_Pool Heater_E5_Codes & Standards Forecast | Commercial | Other Health | New | Miscellaneous | Natural Gas | Pool Heater | E5 |  | Codes & Standards Forecast | 0 | 0 | 0 | 0 | 0 | 0 | 0 | 0 | 0 | 0 | 0 | 0 | 0 | 0 | 0 | 0 | 0 | 0 | 0 | 0 | 0 | 0 | 0 | 0 | 0 | 0 | 0 | 0 | 0 | 0 | 0 | 0 | 0 | 0 | 0 | 0 | 0 | 0 | 0 | 0 | 0 | 0 | 0 | 0 | 0 | 0 | 0 | 0 | 0 | 0 | 0
Commercial_Other Health_New_Miscellaneous_Natural Gas_Pool Heater_E6_Codes & Standards Forecast | Commercial | Other Health | New | Miscellaneous | Natural Gas | Pool Heater | E6 |  | Codes & Standards Forecast | 0 | 0 | 0 | 0 | 0 | 0 | 0 | 0 | 0 | 0 | 0 | 0 | 0 | 0 | 0 | 0 | 0 | 0 | 0 | 0 | 0 | 0 | 0 | 0 | 0 | 0 | 0 | 0 | 0 | 0 | 0 | 0 | 0 | 0 | 0 | 0 | 0 | 0 | 0 | 0 | 0 | 0 | 0 | 0 | 0 | 0 | 0 | 0 | 0 | 0 | 0
Commercial_Other Health_New_Miscellaneous_Natural Gas_Pool Heater_E7_Codes & Standards Forecast | Commercial | Other Health | New | Miscellaneous | Natural Gas | Pool Heater | E7 |  | Codes & Standards Forecast | 0 | 0 | 0 | 0 | 0 | 0 | 0 | 0 | 0 | 0 | 0 | 0 | 0 | 0 | 0 | 0 | 0 | 0 | 0 | 0 | 0 | 0 | 0 | 0 | 0 | 0 | 0 | 0 | 0 | 0 | 0 | 0 | 0 | 0 | 0 | 0 | 0 | 0 | 0 | 0 | 0 | 0 | 0 | 0 | 0 | 0 | 0 | 0 | 0 | 0 | 0
Commercial_Other Health_New_Miscellaneous_Natural Gas_Pool Heater_E8_Codes & Standards Forecast | Commercial | Other Health | New | Miscellaneous | Natural Gas | Pool Heater | E8 |  | Codes & Standards Forecast | 0 | 0 | 0 | 0 | 0 | 0 | 0 | 0 | 0 | 0 | 0 | 0 | 0 | 0 | 0 | 0 | 0 | 0 | 0 | 0 | 0 | 0 | 0 | 0 | 0 | 0 | 0 | 0 | 0 | 0 | 0 | 0 | 0 | 0 | 0 | 0 | 0 | 0 | 0 | 0 | 0 | 0 | 0 | 0 | 0 | 0 | 0 | 0 | 0 | 0 | 0
Commercial_Other Health_New_Miscellaneous_Natural Gas_Pool Heater_E9_Codes & Standards Forecast | Commercial | Other Health | New | Miscellaneous | Natural Gas | Pool Heater | E9 |  | Codes & Standards Forecast | 0 | 0 | 0 | 0 | 0 | 0 | 0 | 0 | 0 | 0 | 0 | 0 | 0 | 0 | 0 | 0 | 0 | 0 | 0 | 0 | 0 | 0 | 0 | 0 | 0 | 0 | 0 | 0 | 0 | 0 | 0 | 0 | 0 | 0 | 0 | 0 | 0 | 0 | 0 | 0 | 0 | 0 | 0 | 0 | 0 | 0 | 0 | 0 | 0 | 0 | 0
Commercial_Other Health_New_Miscellaneous_Natural Gas_Pool Heater_E10_Codes & Standards Forecast | Commercial | Other Health | New | Miscellaneous | Natural Gas | Pool Heater | E10 |  | Codes & Standards Forecast | 0 | 0 | 0 | 0 | 0 | 0 | 0 | 0 | 0 | 0 | 0 | 0 | 0 | 0 | 0 | 0 | 0 | 0 | 0 | 0 | 0 | 0 | 0 | 0 | 0 | 0 | 0 | 0 | 0 | 0 | 0 | 0 | 0 | 0 | 0 | 0 | 0 | 0 | 0 | 0 | 0 | 0 | 0 | 0 | 0 | 0 | 0 | 0 | 0 | 0 | 0
Commercial_Other Health_New_Miscellaneous_Natural Gas_Pool Heater_Vintage_Codes & Standards Forecast | Commercial | Other Health | New | Miscellaneous | Natural Gas | Pool Heater | Vintage |  | Codes & Standards Forecast | 0 | 0 | 0 | 0 | 0 | 0 | 0 | 0 | 0 | 0 | 0 | 0 | 0 | 0 | 0 | 0 | 0 | 0 | 0 | 0 | 0 | 0 | 0 | 0 | 0 | 0 | 0 | 0 | 0 | 0 | 0 | 0 | 0 | 0 | 0 | 0 | 0 | 0 | 0 | 0 | 0 | 0 | 0 | 0 | 0 | 0 | 0 | 0 | 0 | 0 | 0
Commercial_Other Health_New_Miscellaneous_Natural Gas_Miscellaneous_E1_Codes & Standards Forecast | Commercial | Other Health | New | Miscellaneous | Natural Gas | Miscellaneous | E1 |  | Codes & Standards Forecast | 0 | 13378.6738 | 77908.9861 | 119148.3753 | 172334.8678 | 244514.7699 | 311979.5221 | 371774.2828 | 425552.3581 | 477477.2902 | 528724.8936 | 579463.3627 | 630132.3141 | 680946.246 | 732072.7347 | 783293.4136 | 834528.091 | 885696.3956 | 936797.2745 | 987829.6633 | 1038872.9648 | 1089927.2523 | 1140920.6299 | 1191852.268 | 1242721.3285 | 1293598.9353 | 1344485.1383 | 1395379.9876 | 1446283.534 | 1497195.8281 | 1548116.9213 | 1599046.8648 | 1621986.3407 | 0 | 0 | 0 | 0 | 0 | 0 | 0 | 0 | 0 | 0 | 0 | 0 | 0 | 0 | 0 | 0 | 0 | 0
Commercial_Other Health_New_Miscellaneous_Natural Gas_Miscellaneous_E2_Codes & Standards Forecast | Commercial | Other Health | New | Miscellaneous | Natural Gas | Miscellaneous | E2 |  | Codes & Standards Forecast | 0 | 0 | 0 | 0 | 0 | 0 | 0 | 0 | 0 | 0 | 0 | 0 | 0 | 0 | 0 | 0 | 0 | 0 | 0 | 0 | 0 | 0 | 0 | 0 | 0 | 0 | 0 | 0 | 0 | 0 | 0 | 0 | 0 | 0 | 0 | 0 | 0 | 0 | 0 | 0 | 0 | 0 | 0 | 0 | 0 | 0 | 0 | 0 | 0 | 0 | 0
Commercial_Other Health_New_Miscellaneous_Natural Gas_Miscellaneous_E3_Codes & Standards Forecast | Commercial | Other Health | New | Miscellaneous | Natural Gas | Miscellaneous | E3 |  | Codes & Standards Forecast | 0 | 0 | 0 | 0 | 0 | 0 | 0 | 0 | 0 | 0 | 0 | 0 | 0 | 0 | 0 | 0 | 0 | 0 | 0 | 0 | 0 | 0 | 0 | 0 | 0 | 0 | 0 | 0 | 0 | 0 | 0 | 0 | 0 | 0 | 0 | 0 | 0 | 0 | 0 | 0 | 0 | 0 | 0 | 0 | 0 | 0 | 0 | 0 | 0 | 0 | 0
Commercial_Other Health_New_Miscellaneous_Natural Gas_Miscellaneous_E4_Codes & Standards Forecast | Commercial | Other Health | New | Miscellaneous | Natural Gas | Miscellaneous | E4 |  | Codes & Standards Forecast | 0 | 0 | 0 | 0 | 0 | 0 | 0 | 0 | 0 | 0 | 0 | 0 | 0 | 0 | 0 | 0 | 0 | 0 | 0 | 0 | 0 | 0 | 0 | 0 | 0 | 0 | 0 | 0 | 0 | 0 | 0 | 0 | 0 | 0 | 0 | 0 | 0 | 0 | 0 | 0 | 0 | 0 | 0 | 0 | 0 | 0 | 0 | 0 | 0 | 0 | 0
Commercial_Other Health_New_Miscellaneous_Natural Gas_Miscellaneous_E5_Codes & Standards Forecast | Commercial | Other Health | New | Miscellaneous | Natural Gas | Miscellaneous | E5 |  | Codes & Standards Forecast | 0 | 0 | 0 | 0 | 0 | 0 | 0 | 0 | 0 | 0 | 0 | 0 | 0 | 0 | 0 | 0 | 0 | 0 | 0 | 0 | 0 | 0 | 0 | 0 | 0 | 0 | 0 | 0 | 0 | 0 | 0 | 0 | 0 | 0 | 0 | 0 | 0 | 0 | 0 | 0 | 0 | 0 | 0 | 0 | 0 | 0 | 0 | 0 | 0 | 0 | 0
Commercial_Other Health_New_Miscellaneous_Natural Gas_Miscellaneous_E6_Codes & Standards Forecast | Commercial | Other Health | New | Miscellaneous | Natural Gas | Miscellaneous | E6 |  | Codes & Standards Forecast | 0 | 0 | 0 | 0 | 0 | 0 | 0 | 0 | 0 | 0 | 0 | 0 | 0 | 0 | 0 | 0 | 0 | 0 | 0 | 0 | 0 | 0 | 0 | 0 | 0 | 0 | 0 | 0 | 0 | 0 | 0 | 0 | 0 | 0 | 0 | 0 | 0 | 0 | 0 | 0 | 0 | 0 | 0 | 0 | 0 | 0 | 0 | 0 | 0 | 0 | 0
Commercial_Other Health_New_Miscellaneous_Natural Gas_Miscellaneous_E7_Codes & Standards Forecast | Commercial | Other Health | New | Miscellaneous | Natural Gas | Miscellaneous | E7 |  | Codes & Standards Forecast | 0 | 0 | 0 | 0 | 0 | 0 | 0 | 0 | 0 | 0 | 0 | 0 | 0 | 0 | 0 | 0 | 0 | 0 | 0 | 0 | 0 | 0 | 0 | 0 | 0 | 0 | 0 | 0 | 0 | 0 | 0 | 0 | 0 | 0 | 0 | 0 | 0 | 0 | 0 | 0 | 0 | 0 | 0 | 0 | 0 | 0 | 0 | 0 | 0 | 0 | 0
Commercial_Other Health_New_Miscellaneous_Natural Gas_Miscellaneous_E8_Codes & Standards Forecast | Commercial | Other Health | New | Miscellaneous | Natural Gas | Miscellaneous | E8 |  | Codes & Standards Forecast | 0 | 0 | 0 | 0 | 0 | 0 | 0 | 0 | 0 | 0 | 0 | 0 | 0 | 0 | 0 | 0 | 0 | 0 | 0 | 0 | 0 | 0 | 0 | 0 | 0 | 0 | 0 | 0 | 0 | 0 | 0 | 0 | 0 | 0 | 0 | 0 | 0 | 0 | 0 | 0 | 0 | 0 | 0 | 0 | 0 | 0 | 0 | 0 | 0 | 0 | 0
Commercial_Other Health_New_Miscellaneous_Natural Gas_Miscellaneous_E9_Codes & Standards Forecast | Commercial | Other Health | New | Miscellaneous | Natural Gas | Miscellaneous | E9 |  | Codes & Standards Forecast | 0 | 0 | 0 | 0 | 0 | 0 | 0 | 0 | 0 | 0 | 0 | 0 | 0 | 0 | 0 | 0 | 0 | 0 | 0 | 0 | 0 | 0 | 0 | 0 | 0 | 0 | 0 | 0 | 0 | 0 | 0 | 0 | 0 | 0 | 0 | 0 | 0 | 0 | 0 | 0 | 0 | 0 | 0 | 0 | 0 | 0 | 0 | 0 | 0 | 0 | 0
Commercial_Other Health_New_Miscellaneous_Natural Gas_Miscellaneous_E10_Codes & Standards Forecast | Commercial | Other Health | New | Miscellaneous | Natural Gas | Miscellaneous | E10 |  | Codes & Standards Forecast | 0 | 0 | 0 | 0 | 0 | 0 | 0 | 0 | 0 | 0 | 0 | 0 | 0 | 0 | 0 | 0 | 0 | 0 | 0 | 0 | 0 | 0 | 0 | 0 | 0 | 0 | 0 | 0 | 0 | 0 | 0 | 0 | 0 | 0 | 0 | 0 | 0 | 0 | 0 | 0 | 0 | 0 | 0 | 0 | 0 | 0 | 0 | 0 | 0 | 0 | 0
Commercial_Other Health_New_Miscellaneous_Natural Gas_Miscellaneous_Vintage_Codes & Standards Forecast | Commercial | Other Health | New | Miscellaneous | Natural Gas | Miscellaneous | Vintage |  | Codes & Standards Forecast | 0 | 0 | 0 | 0 | 0 | 0 | 0 | 0 | 0 | 0 | 0 | 0 | 0 | 0 | 0 | 0 | 0 | 0 | 0 | 0 | 0 | 0 | 0 | 0 | 0 | 0 | 0 | 0 | 0 | 0 | 0 | 0 | 0 | 0 | 0 | 0 | 0 | 0 | 0 | 0 | 0 | 0 | 0 | 0 | 0 | 0 | 0 | 0 | 0 | 0 | 0
Commercial_Lodging_Existing_Space Heating_Natural Gas_Furnace_E1_Codes & Standards Forecast | Commercial | Lodging | Existing | Space Heating | Natural Gas | Furnace | E1 |  | Codes & Standards Forecast | 0 | 4072.8143 | 8467.6134 | 13136.8535 | 18050.1591 | 23165.0914 | 28475.7838 | 33975.2446 | 39647.6876 | 45464.4687 | 51404.4699 | 57451.1586 | 63587.2024 | 69797.0024 | 76065.8919 | 82383.111 | 88738.1815 | 95121.7473 | 101524.6513 | 107324.816 | 112570.4807 | 117306.7108 | 121575.8716 | 125416.1365 | 128862.5778 | 131946.3664 | 134697.0092 | 137141.6187 | 139305.1065 | 141210.3613 | 142878.4131 | 144328.5837 | 145583.6397 | 0 | 0 | 0 | 0 | 0 | 0 | 0 | 0 | 0 | 0 | 0 | 0 | 0 | 0 | 0 | 0 | 0 | 0
Commercial_Lodging_Existing_Space Heating_Natural Gas_Furnace_E2_Codes & Standards Forecast | Commercial | Lodging | Existing | Space Heating | Natural Gas | Furnace | E2 |  | Codes & Standards Forecast | 0 | 0 | 0 | 0 | 0 | 0 | 0 | 0 | 0 | 0 | 0 | 0 | 0 | 0 | 0 | 0 | 0 | 0 | 0 | 0 | 0 | 0 | 0 | 0 | 0 | 0 | 0 | 0 | 0 | 0 | 0 | 0 | 0 | 0 | 0 | 0 | 0 | 0 | 0 | 0 | 0 | 0 | 0 | 0 | 0 | 0 | 0 | 0 | 0 | 0 | 0
Commercial_Lodging_Existing_Space Heating_Natural Gas_Furnace_E3_Codes & Standards Forecast | Commercial | Lodging | Existing | Space Heating | Natural Gas | Furnace | E3 |  | Codes & Standards Forecast | 0 | 0 | 0 | 0 | 0 | 0 | 0 | 0 | 0 | 0 | 0 | 0 | 0 | 0 | 0 | 0 | 0 | 0 | 0 | 0 | 0 | 0 | 0 | 0 | 0 | 0 | 0 | 0 | 0 | 0 | 0 | 0 | 0 | 0 | 0 | 0 | 0 | 0 | 0 | 0 | 0 | 0 | 0 | 0 | 0 | 0 | 0 | 0 | 0 | 0 | 0
Commercial_Lodging_Existing_Space Heating_Natural Gas_Furnace_E4_Codes & Standards Forecast | Commercial | Lodging | Existing | Space Heating | Natural Gas | Furnace | E4 |  | Codes & Standards Forecast | 0 | 0 | 0 | 0 | 0 | 0 | 0 | 0 | 0 | 0 | 0 | 0 | 0 | 0 | 0 | 0 | 0 | 0 | 0 | 0 | 0 | 0 | 0 | 0 | 0 | 0 | 0 | 0 | 0 | 0 | 0 | 0 | 0 | 0 | 0 | 0 | 0 | 0 | 0 | 0 | 0 | 0 | 0 | 0 | 0 | 0 | 0 | 0 | 0 | 0 | 0
Commercial_Lodging_Existing_Space Heating_Natural Gas_Furnace_E5_Codes & Standards Forecast | Commercial | Lodging | Existing | Space Heating | Natural Gas | Furnace | E5 |  | Codes & Standards Forecast | 0 | 0 | 0 | 0 | 0 | 0 | 0 | 0 | 0 | 0 | 0 | 0 | 0 | 0 | 0 | 0 | 0 | 0 | 0 | 0 | 0 | 0 | 0 | 0 | 0 | 0 | 0 | 0 | 0 | 0 | 0 | 0 | 0 | 0 | 0 | 0 | 0 | 0 | 0 | 0 | 0 | 0 | 0 | 0 | 0 | 0 | 0 | 0 | 0 | 0 | 0
Commercial_Lodging_Existing_Space Heating_Natural Gas_Furnace_E6_Codes & Standards Forecast | Commercial | Lodging | Existing | Space Heating | Natural Gas | Furnace | E6 |  | Codes & Standards Forecast | 0 | 0 | 0 | 0 | 0 | 0 | 0 | 0 | 0 | 0 | 0 | 0 | 0 | 0 | 0 | 0 | 0 | 0 | 0 | 0 | 0 | 0 | 0 | 0 | 0 | 0 | 0 | 0 | 0 | 0 | 0 | 0 | 0 | 0 | 0 | 0 | 0 | 0 | 0 | 0 | 0 | 0 | 0 | 0 | 0 | 0 | 0 | 0 | 0 | 0 | 0
Commercial_Lodging_Existing_Space Heating_Natural Gas_Furnace_E7_Codes & Standards Forecast | Commercial | Lodging | Existing | Space Heating | Natural Gas | Furnace | E7 |  | Codes & Standards Forecast | 0 | 0 | 0 | 0 | 0 | 0 | 0 | 0 | 0 | 0 | 0 | 0 | 0 | 0 | 0 | 0 | 0 | 0 | 0 | 0 | 0 | 0 | 0 | 0 | 0 | 0 | 0 | 0 | 0 | 0 | 0 | 0 | 0 | 0 | 0 | 0 | 0 | 0 | 0 | 0 | 0 | 0 | 0 | 0 | 0 | 0 | 0 | 0 | 0 | 0 | 0
Commercial_Lodging_Existing_Space Heating_Natural Gas_Furnace_E8_Codes & Standards Forecast | Commercial | Lodging | Existing | Space Heating | Natural Gas | Furnace | E8 |  | Codes & Standards Forecast | 0 | 0 | 0 | 0 | 0 | 0 | 0 | 0 | 0 | 0 | 0 | 0 | 0 | 0 | 0 | 0 | 0 | 0 | 0 | 0 | 0 | 0 | 0 | 0 | 0 | 0 | 0 | 0 | 0 | 0 | 0 | 0 | 0 | 0 | 0 | 0 | 0 | 0 | 0 | 0 | 0 | 0 | 0 | 0 | 0 | 0 | 0 | 0 | 0 | 0 | 0
Commercial_Lodging_Existing_Space Heating_Natural Gas_Furnace_E9_Codes & Standards Forecast | Commercial | Lodging | Existing | Space Heating | Natural Gas | Furnace | E9 |  | Codes & Standards Forecast | 0 | 0 | 0 | 0 | 0 | 0 | 0 | 0 | 0 | 0 | 0 | 0 | 0 | 0 | 0 | 0 | 0 | 0 | 0 | 0 | 0 | 0 | 0 | 0 | 0 | 0 | 0 | 0 | 0 | 0 | 0 | 0 | 0 | 0 | 0 | 0 | 0 | 0 | 0 | 0 | 0 | 0 | 0 | 0 | 0 | 0 | 0 | 0 | 0 | 0 | 0
Commercial_Lodging_Existing_Space Heating_Natural Gas_Furnace_E10_Codes & Standards Forecast | Commercial | Lodging | Existing | Space Heating | Natural Gas | Furnace | E10 |  | Codes & Standards Forecast | 0 | 0 | 0 | 0 | 0 | 0 | 0 | 0 | 0 | 0 | 0 | 0 | 0 | 0 | 0 | 0 | 0 | 0 | 0 | 0 | 0 | 0 | 0 | 0 | 0 | 0 | 0 | 0 | 0 | 0 | 0 | 0 | 0 | 0 | 0 | 0 | 0 | 0 | 0 | 0 | 0 | 0 | 0 | 0 | 0 | 0 | 0 | 0 | 0 | 0 | 0
Commercial_Lodging_Existing_Space Heating_Natural Gas_Furnace_Vintage_Codes & Standards Forecast | Commercial | Lodging | Existing | Space Heating | Natural Gas | Furnace | Vintage |  | Codes & Standards Forecast | 203999.8182 | 198889.0989 | 193456.3947 | 187533.7461 | 181334.4553 | 174809.5999 | 168181.7193 | 161515.9192 | 154795.4695 | 147967.1284 | 141028.8884 | 133993.9743 | 126871.0723 | 119671.5626 | 112406.8164 | 105091.8881 | 97738.833 | 90358.588 | 82960.331 | 76166.1602 | 69926.2748 | 64195.6079 | 58933.2083 | 54100.9189 | 49663.6838 | 45588.9333 | 41847.1595 | 38411.249 | 35256.2892 | 32359.3903 | 29699.5212 | 27257.3595 | 25016.0142 | 0 | 0 | 0 | 0 | 0 | 0 | 0 | 0 | 0 | 0 | 0 | 0 | 0 | 0 | 0 | 0 | 0 | 0
Commercial_Lodging_Existing_Space Heating_Natural Gas_Boiler_E1_Codes & Standards Forecast | Commercial | Lodging | Existing | Space Heating | Natural Gas | Boiler | E1 |  | Codes & Standards Forecast | 0 | 2555.7351 | 5362.7128 | 8382.5669 | 11588.7823 | 14948.0409 | 18451.4128 | 22090.1844 | 25850.6451 | 29711.2199 | 33655.6499 | 37671.0626 | 41744.4057 | 45864.0592 | 50019.2735 | 54202.0928 | 58404.9428 | 62621.1548 | 66844.3331 | 71068.7048 | 75288.4071 | 79498.6094 | 83240.9941 | 86560.3158 | 89497.0658 | 92087.1427 | 94363.6121 | 96356.3916 | 98092.5503 | 99596.5791 | 100890.6361 | 101994.768 | 102930.6569 | 0 | 0 | 0 | 0 | 0 | 0 | 0 | 0 | 0 | 0 | 0 | 0 | 0 | 0 | 0 | 0 | 0 | 0
Commercial_Lodging_Existing_Space Heating_Natural Gas_Boiler_E2_Codes & Standards Forecast | Commercial | Lodging | Existing | Space Heating | Natural Gas | Boiler | E2 |  | Codes & Standards Forecast | 0 | 0 | 0 | 0 | 0 | 0 | 0 | 0 | 0 | 0 | 0 | 0 | 0 | 0 | 0 | 0 | 0 | 0 | 0 | 0 | 0 | 0 | 0 | 0 | 0 | 0 | 0 | 0 | 0 | 0 | 0 | 0 | 0 | 0 | 0 | 0 | 0 | 0 | 0 | 0 | 0 | 0 | 0 | 0 | 0 | 0 | 0 | 0 | 0 | 0 | 0
Commercial_Lodging_Existing_Space Heating_Natural Gas_Boiler_E3_Codes & Standards Forecast | Commercial | Lodging | Existing | Space Heating | Natural Gas | Boiler | E3 |  | Codes & Standards Forecast | 0 | 0 | 0 | 0 | 0 | 0 | 0 | 0 | 0 | 0 | 0 | 0 | 0 | 0 | 0 | 0 | 0 | 0 | 0 | 0 | 0 | 0 | 0 | 0 | 0 | 0 | 0 | 0 | 0 | 0 | 0 | 0 | 0 | 0 | 0 | 0 | 0 | 0 | 0 | 0 | 0 | 0 | 0 | 0 | 0 | 0 | 0 | 0 | 0 | 0 | 0
Commercial_Lodging_Existing_Space Heating_Natural Gas_Boiler_E4_Codes & Standards Forecast | Commercial | Lodging | Existing | Space Heating | Natural Gas | Boiler | E4 |  | Codes & Standards Forecast | 0 | 0 | 0 | 0 | 0 | 0 | 0 | 0 | 0 | 0 | 0 | 0 | 0 | 0 | 0 | 0 | 0 | 0 | 0 | 0 | 0 | 0 | 0 | 0 | 0 | 0 | 0 | 0 | 0 | 0 | 0 | 0 | 0 | 0 | 0 | 0 | 0 | 0 | 0 | 0 | 0 | 0 | 0 | 0 | 0 | 0 | 0 | 0 | 0 | 0 | 0
Commercial_Lodging_Existing_Space Heating_Natural Gas_Boiler_E5_Codes & Standards Forecast | Commercial | Lodging | Existing | Space Heating | Natural Gas | Boiler | E5 |  | Codes & Standards Forecast | 0 | 0 | 0 | 0 | 0 | 0 | 0 | 0 | 0 | 0 | 0 | 0 | 0 | 0 | 0 | 0 | 0 | 0 | 0 | 0 | 0 | 0 | 0 | 0 | 0 | 0 | 0 | 0 | 0 | 0 | 0 | 0 | 0 | 0 | 0 | 0 | 0 | 0 | 0 | 0 | 0 | 0 | 0 | 0 | 0 | 0 | 0 | 0 | 0 | 0 | 0
Commercial_Lodging_Existing_Space Heating_Natural Gas_Boiler_E6_Codes & Standards Forecast | Commercial | Lodging | Existing | Space Heating | Natural Gas | Boiler | E6 |  | Codes & Standards Forecast | 0 | 0 | 0 | 0 | 0 | 0 | 0 | 0 | 0 | 0 | 0 | 0 | 0 | 0 | 0 | 0 | 0 | 0 | 0 | 0 | 0 | 0 | 0 | 0 | 0 | 0 | 0 | 0 | 0 | 0 | 0 | 0 | 0 | 0 | 0 | 0 | 0 | 0 | 0 | 0 | 0 | 0 | 0 | 0 | 0 | 0 | 0 | 0 | 0 | 0 | 0
Commercial_Lodging_Existing_Space Heating_Natural Gas_Boiler_E7_Codes & Standards Forecast | Commercial | Lodging | Existing | Space Heating | Natural Gas | Boiler | E7 |  | Codes & Standards Forecast | 0 | 0 | 0 | 0 | 0 | 0 | 0 | 0 | 0 | 0 | 0 | 0 | 0 | 0 | 0 | 0 | 0 | 0 | 0 | 0 | 0 | 0 | 0 | 0 | 0 | 0 | 0 | 0 | 0 | 0 | 0 | 0 | 0 | 0 | 0 | 0 | 0 | 0 | 0 | 0 | 0 | 0 | 0 | 0 | 0 | 0 | 0 | 0 | 0 | 0 | 0
Commercial_Lodging_Existing_Space Heating_Natural Gas_Boiler_E8_Codes & Standards Forecast | Commercial | Lodging | Existing | Space Heating | Natural Gas | Boiler | E8 |  | Codes & Standards Forecast | 0 | 0 | 0 | 0 | 0 | 0 | 0 | 0 | 0 | 0 | 0 | 0 | 0 | 0 | 0 | 0 | 0 | 0 | 0 | 0 | 0 | 0 | 0 | 0 | 0 | 0 | 0 | 0 | 0 | 0 | 0 | 0 | 0 | 0 | 0 | 0 | 0 | 0 | 0 | 0 | 0 | 0 | 0 | 0 | 0 | 0 | 0 | 0 | 0 | 0 | 0
Commercial_Lodging_Existing_Space Heating_Natural Gas_Boiler_E9_Codes & Standards Forecast | Commercial | Lodging | Existing | Space Heating | Natural Gas | Boiler | E9 |  | Codes & Standards Forecast | 0 | 0 | 0 | 0 | 0 | 0 | 0 | 0 | 0 | 0 | 0 | 0 | 0 | 0 | 0 | 0 | 0 | 0 | 0 | 0 | 0 | 0 | 0 | 0 | 0 | 0 | 0 | 0 | 0 | 0 | 0 | 0 | 0 | 0 | 0 | 0 | 0 | 0 | 0 | 0 | 0 | 0 | 0 | 0 | 0 | 0 | 0 | 0 | 0 | 0 | 0
Commercial_Lodging_Existing_Space Heating_Natural Gas_Boiler_E10_Codes & Standards Forecast | Commercial | Lodging | Existing | Space Heating | Natural Gas | Boiler | E10 |  | Codes & Standards Forecast | 0 | 0 | 0 | 0 | 0 | 0 | 0 | 0 | 0 | 0 | 0 | 0 | 0 | 0 | 0 | 0 | 0 | 0 | 0 | 0 | 0 | 0 | 0 | 0 | 0 | 0 | 0 | 0 | 0 | 0 | 0 | 0 | 0 | 0 | 0 | 0 | 0 | 0 | 0 | 0 | 0 | 0 | 0 | 0 | 0 | 0 | 0 | 0 | 0 | 0 | 0
Commercial_Lodging_Existing_Space Heating_Natural Gas_Boiler_Vintage_Codes & Standards Forecast | Commercial | Lodging | Existing | Space Heating | Natural Gas | Boiler | Vintage |  | Codes & Standards Forecast | 141284.251 | 138009.6936 | 134483.8934 | 130595.9656 | 126499.1148 | 122163.3851 | 117747.7675 | 113301.2238 | 108814.9446 | 104253.7932 | 99618.0125 | 94918.184 | 90161.3721 | 85356.275 | 80511.3597 | 75637.5564 | 70743.5317 | 65837.0492 | 60924.5187 | 56011.7277 | 51103.4576 | 46204.5377 | 41774.2652 | 37767.8965 | 34144.952 | 30868.5642 | 27905.6667 | 25226.3414 | 22803.5184 | 20612.7062 | 18631.7459 | 16840.5901 | 15221.6265 | 0 | 0 | 0 | 0 | 0 | 0 | 0 | 0 | 0 | 0 | 0 | 0 | 0 | 0 | 0 | 0 | 0 | 0
Commercial_Lodging_Existing_Space Heating_Natural Gas_Unit Heater_E1_Codes & Standards Forecast | Commercial | Lodging | Existing | Space Heating | Natural Gas | Unit Heater | E1 |  | Codes & Standards Forecast | 0 | 313.3264 | 716.9655 | 1189.5904 | 1715.0834 | 2279.2463 | 2873.844 | 3492.6131 | 4129.9011 | 4779.8019 | 5438.0081 | 6101.3485 | 6620.0601 | 7023.5022 | 7335.0197 | 7573.4618 | 7753.7821 | 7887.9053 | 7985.2747 | 8053.4068 | 8098.2141 | 8124.4557 | 8135.9835 | 8135.8143 | 8126.3493 | 8109.4349 | 8086.5909 | 8059.0267 | 8027.7048 | 7993.3912 | 7956.6956 | 7918.1029 | 7878.2706 | 0 | 0 | 0 | 0 | 0 | 0 | 0 | 0 | 0 | 0 | 0 | 0 | 0 | 0 | 0 | 0 | 0 | 0
Commercial_Lodging_Existing_Space Heating_Natural Gas_Unit Heater_E2_Codes & Standards Forecast | Commercial | Lodging | Existing | Space Heating | Natural Gas | Unit Heater | E2 |  | Codes & Standards Forecast | 0 | 0 | 0 | 0 | 0 | 0 | 0 | 0 | 0 | 0 | 0 | 0 | 0 | 0 | 0 | 0 | 0 | 0 | 0 | 0 | 0 | 0 | 0 | 0 | 0 | 0 | 0 | 0 | 0 | 0 | 0 | 0 | 0 | 0 | 0 | 0 | 0 | 0 | 0 | 0 | 0 | 0 | 0 | 0 | 0 | 0 | 0 | 0 | 0 | 0 | 0
Commercial_Lodging_Existing_Space Heating_Natural Gas_Unit Heater_E3_Codes & Standards Forecast | Commercial | Lodging | Existing | Space Heating | Natural Gas | Unit Heater | E3 |  | Codes & Standards Forecast | 0 | 0 | 0 | 0 | 0 | 0 | 0 | 0 | 0 | 0 | 0 | 0 | 0 | 0 | 0 | 0 | 0 | 0 | 0 | 0 | 0 | 0 | 0 | 0 | 0 | 0 | 0 | 0 | 0 | 0 | 0 | 0 | 0 | 0 | 0 | 0 | 0 | 0 | 0 | 0 | 0 | 0 | 0 | 0 | 0 | 0 | 0 | 0 | 0 | 0 | 0
Commercial_Lodging_Existing_Space Heating_Natural Gas_Unit Heater_E4_Codes & Standards Forecast | Commercial | Lodging | Existing | Space Heating | Natural Gas | Unit Heater | E4 |  | Codes & Standards Forecast | 0 | 0 | 0 | 0 | 0 | 0 | 0 | 0 | 0 | 0 | 0 | 0 | 0 | 0 | 0 | 0 | 0 | 0 | 0 | 0 | 0 | 0 | 0 | 0 | 0 | 0 | 0 | 0 | 0 | 0 | 0 | 0 | 0 | 0 | 0 | 0 | 0 | 0 | 0 | 0 | 0 | 0 | 0 | 0 | 0 | 0 | 0 | 0 | 0 | 0 | 0
Commercial_Lodging_Existing_Space Heating_Natural Gas_Unit Heater_E5_Codes & Standards Forecast | Commercial | Lodging | Existing | Space Heating | Natural Gas | Unit Heater | E5 |  | Codes & Standards Forecast | 0 | 0 | 0 | 0 | 0 | 0 | 0 | 0 | 0 | 0 | 0 | 0 | 0 | 0 | 0 | 0 | 0 | 0 | 0 | 0 | 0 | 0 | 0 | 0 | 0 | 0 | 0 | 0 | 0 | 0 | 0 | 0 | 0 | 0 | 0 | 0 | 0 | 0 | 0 | 0 | 0 | 0 | 0 | 0 | 0 | 0 | 0 | 0 | 0 | 0 | 0
Commercial_Lodging_Existing_Space Heating_Natural Gas_Unit Heater_E6_Codes & Standards Forecast | Commercial | Lodging | Existing | Space Heating | Natural Gas | Unit Heater | E6 |  | Codes & Standards Forecast | 0 | 0 | 0 | 0 | 0 | 0 | 0 | 0 | 0 | 0 | 0 | 0 | 0 | 0 | 0 | 0 | 0 | 0 | 0 | 0 | 0 | 0 | 0 | 0 | 0 | 0 | 0 | 0 | 0 | 0 | 0 | 0 | 0 | 0 | 0 | 0 | 0 | 0 | 0 | 0 | 0 | 0 | 0 | 0 | 0 | 0 | 0 | 0 | 0 | 0 | 0
Commercial_Lodging_Existing_Space Heating_Natural Gas_Unit Heater_E7_Codes & Standards Forecast | Commercial | Lodging | Existing | Space Heating | Natural Gas | Unit Heater | E7 |  | Codes & Standards Forecast | 0 | 0 | 0 | 0 | 0 | 0 | 0 | 0 | 0 | 0 | 0 | 0 | 0 | 0 | 0 | 0 | 0 | 0 | 0 | 0 | 0 | 0 | 0 | 0 | 0 | 0 | 0 | 0 | 0 | 0 | 0 | 0 | 0 | 0 | 0 | 0 | 0 | 0 | 0 | 0 | 0 | 0 | 0 | 0 | 0 | 0 | 0 | 0 | 0 | 0 | 0
Commercial_Lodging_Existing_Space Heating_Natural Gas_Unit Heater_E8_Codes & Standards Forecast | Commercial | Lodging | Existing | Space Heating | Natural Gas | Unit Heater | E8 |  | Codes & Standards Forecast | 0 | 0 | 0 | 0 | 0 | 0 | 0 | 0 | 0 | 0 | 0 | 0 | 0 | 0 | 0 | 0 | 0 | 0 | 0 | 0 | 0 | 0 | 0 | 0 | 0 | 0 | 0 | 0 | 0 | 0 | 0 | 0 | 0 | 0 | 0 | 0 | 0 | 0 | 0 | 0 | 0 | 0 | 0 | 0 | 0 | 0 | 0 | 0 | 0 | 0 | 0
Commercial_Lodging_Existing_Space Heating_Natural Gas_Unit Heater_E9_Codes & Standards Forecast | Commercial | Lodging | Existing | Space Heating | Natural Gas | Unit Heater | E9 |  | Codes & Standards Forecast | 0 | 0 | 0 | 0 | 0 | 0 | 0 | 0 | 0 | 0 | 0 | 0 | 0 | 0 | 0 | 0 | 0 | 0 | 0 | 0 | 0 | 0 | 0 | 0 | 0 | 0 | 0 | 0 | 0 | 0 | 0 | 0 | 0 | 0 | 0 | 0 | 0 | 0 | 0 | 0 | 0 | 0 | 0 | 0 | 0 | 0 | 0 | 0 | 0 | 0 | 0
Commercial_Lodging_Existing_Space Heating_Natural Gas_Unit Heater_E10_Codes & Standards Forecast | Commercial | Lodging | Existing | Space Heating | Natural Gas | Unit Heater | E10 |  | Codes & Standards Forecast | 0 | 0 | 0 | 0 | 0 | 0 | 0 | 0 | 0 | 0 | 0 | 0 | 0 | 0 | 0 | 0 | 0 | 0 | 0 | 0 | 0 | 0 | 0 | 0 | 0 | 0 | 0 | 0 | 0 | 0 | 0 | 0 | 0 | 0 | 0 | 0 | 0 | 0 | 0 | 0 | 0 | 0 | 0 | 0 | 0 | 0 | 0 | 0 | 0 | 0 | 0
Commercial_Lodging_Existing_Space Heating_Natural Gas_Unit Heater_Vintage_Codes & Standards Forecast | Commercial | Lodging | Existing | Space Heating | Natural Gas | Unit Heater | Vintage |  | Codes & Standards Forecast | 9447.8617 | 9086.4667 | 8634.759 | 8104.0849 | 7519.034 | 6889.5732 | 6233.9725 | 5561.1866 | 4875.3621 | 4178.6129 | 3474.1751 | 2765.067 | 2200.6509 | 1751.3723 | 1393.7336 | 1109.0845 | 882.5444 | 702.2619 | 558.7947 | 444.6271 | 353.7744 | 281.4773 | 223.9496 | 178.175 | 141.7533 | 112.7732 | 89.7149 | 71.3689 | 56.7727 | 45.1601 | 35.9217 | 28.5721 | 22.7263 | 0 | 0 | 0 | 0 | 0 | 0 | 0 | 0 | 0 | 0 | 0 | 0 | 0 | 0 | 0 | 0 | 0 | 0
Commercial_Lodging_Existing_Water Heating_Natural Gas_Water Heater_E1_Codes & Standards Forecast | Commercial | Lodging | Existing | Water Heating | Natural Gas | Water Heater | E1 |  | Codes & Standards Forecast | 0 | 19970.0249 | 45696.1755 | 75819.171 | 109311.7405 | 145268.9572 | 183165.9531 | 222603.5266 | 263221.4155 | 304643.182 | 337127.2584 | 362501.0494 | 382204.7221 | 397386.7591 | 408960.404 | 417667.5149 | 424095.4525 | 428712.8065 | 431889.8699 | 433921.3843 | 435038.1793 | 435426.8611 | 435239.3729 | 434594.0197 | 433584.9637 | 432283.7043 | 430749.8295 | 429030.7627 | 427164.245 | 425180.3113 | 423102.8626 | 420950.9186 | 418754.0393 | 0 | 0 | 0 | 0 | 0 | 0 | 0 | 0 | 0 | 0 | 0 | 0 | 0 | 0 | 0 | 0 | 0 | 0
Commercial_Lodging_Existing_Water Heating_Natural Gas_Water Heater_E2_Codes & Standards Forecast | Commercial | Lodging | Existing | Water Heating | Natural Gas | Water Heater | E2 |  | Codes & Standards Forecast | 0 | 0 | 0 | 0 | 0 | 0 | 0 | 0 | 0 | 0 | 0 | 0 | 0 | 0 | 0 | 0 | 0 | 0 | 0 | 0 | 0 | 0 | 0 | 0 | 0 | 0 | 0 | 0 | 0 | 0 | 0 | 0 | 0 | 0 | 0 | 0 | 0 | 0 | 0 | 0 | 0 | 0 | 0 | 0 | 0 | 0 | 0 | 0 | 0 | 0 | 0
Commercial_Lodging_Existing_Water Heating_Natural Gas_Water Heater_E3_Codes & Standards Forecast | Commercial | Lodging | Existing | Water Heating | Natural Gas | Water Heater | E3 |  | Codes & Standards Forecast | 0 | 0 | 0 | 0 | 0 | 0 | 0 | 0 | 0 | 0 | 0 | 0 | 0 | 0 | 0 | 0 | 0 | 0 | 0 | 0 | 0 | 0 | 0 | 0 | 0 | 0 | 0 | 0 | 0 | 0 | 0 | 0 | 0 | 0 | 0 | 0 | 0 | 0 | 0 | 0 | 0 | 0 | 0 | 0 | 0 | 0 | 0 | 0 | 0 | 0 | 0
Commercial_Lodging_Existing_Water Heating_Natural Gas_Water Heater_E4_Codes & Standards Forecast | Commercial | Lodging | Existing | Water Heating | Natural Gas | Water Heater | E4 |  | Codes & Standards Forecast | 0 | 0 | 0 | 0 | 0 | 0 | 0 | 0 | 0 | 0 | 0 | 0 | 0 | 0 | 0 | 0 | 0 | 0 | 0 | 0 | 0 | 0 | 0 | 0 | 0 | 0 | 0 | 0 | 0 | 0 | 0 | 0 | 0 | 0 | 0 | 0 | 0 | 0 | 0 | 0 | 0 | 0 | 0 | 0 | 0 | 0 | 0 | 0 | 0 | 0 | 0
Commercial_Lodging_Existing_Water Heating_Natural Gas_Water Heater_E5_Codes & Standards Forecast | Commercial | Lodging | Existing | Water Heating | Natural Gas | Water Heater | E5 |  | Codes & Standards Forecast | 0 | 0 | 0 | 0 | 0 | 0 | 0 | 0 | 0 | 0 | 0 | 0 | 0 | 0 | 0 | 0 | 0 | 0 | 0 | 0 | 0 | 0 | 0 | 0 | 0 | 0 | 0 | 0 | 0 | 0 | 0 | 0 | 0 | 0 | 0 | 0 | 0 | 0 | 0 | 0 | 0 | 0 | 0 | 0 | 0 | 0 | 0 | 0 | 0 | 0 | 0
Commercial_Lodging_Existing_Water Heating_Natural Gas_Water Heater_E6_Codes & Standards Forecast | Commercial | Lodging | Existing | Water Heating | Natural Gas | Water Heater | E6 |  | Codes & Standards Forecast | 0 | 0 | 0 | 0 | 0 | 0 | 0 | 0 | 0 | 0 | 0 | 0 | 0 | 0 | 0 | 0 | 0 | 0 | 0 | 0 | 0 | 0 | 0 | 0 | 0 | 0 | 0 | 0 | 0 | 0 | 0 | 0 | 0 | 0 | 0 | 0 | 0 | 0 | 0 | 0 | 0 | 0 | 0 | 0 | 0 | 0 | 0 | 0 | 0 | 0 | 0
Commercial_Lodging_Existing_Water Heating_Natural Gas_Water Heater_E7_Codes & Standards Forecast | Commercial | Lodging | Existing | Water Heating | Natural Gas | Water Heater | E7 |  | Codes & Standards Forecast | 0 | 0 | 0 | 0 | 0 | 0 | 0 | 0 | 0 | 0 | 0 | 0 | 0 | 0 | 0 | 0 | 0 | 0 | 0 | 0 | 0 | 0 | 0 | 0 | 0 | 0 | 0 | 0 | 0 | 0 | 0 | 0 | 0 | 0 | 0 | 0 | 0 | 0 | 0 | 0 | 0 | 0 | 0 | 0 | 0 | 0 | 0 | 0 | 0 | 0 | 0
Commercial_Lodging_Existing_Water Heating_Natural Gas_Water Heater_E8_Codes & Standards Forecast | Commercial | Lodging | Existing | Water Heating | Natural Gas | Water Heater | E8 |  | Codes & Standards Forecast | 0 | 0 | 0 | 0 | 0 | 0 | 0 | 0 | 0 | 0 | 0 | 0 | 0 | 0 | 0 | 0 | 0 | 0 | 0 | 0 | 0 | 0 | 0 | 0 | 0 | 0 | 0 | 0 | 0 | 0 | 0 | 0 | 0 | 0 | 0 | 0 | 0 | 0 | 0 | 0 | 0 | 0 | 0 | 0 | 0 | 0 | 0 | 0 | 0 | 0 | 0
Commercial_Lodging_Existing_Water Heating_Natural Gas_Water Heater_E9_Codes & Standards Forecast | Commercial | Lodging | Existing | Water Heating | Natural Gas | Water Heater | E9 |  | Codes & Standards Forecast | 0 | 0 | 0 | 0 | 0 | 0 | 0 | 0 | 0 | 0 | 0 | 0 | 0 | 0 | 0 | 0 | 0 | 0 | 0 | 0 | 0 | 0 | 0 | 0 | 0 | 0 | 0 | 0 | 0 | 0 | 0 | 0 | 0 | 0 | 0 | 0 | 0 | 0 | 0 | 0 | 0 | 0 | 0 | 0 | 0 | 0 | 0 | 0 | 0 | 0 | 0
Commercial_Lodging_Existing_Water Heating_Natural Gas_Water Heater_E10_Codes & Standards Forecast | Commercial | Lodging | Existing | Water Heating | Natural Gas | Water Heater | E10 |  | Codes & Standards Forecast | 0 | 0 | 0 | 0 | 0 | 0 | 0 | 0 | 0 | 0 | 0 | 0 | 0 | 0 | 0 | 0 | 0 | 0 | 0 | 0 | 0 | 0 | 0 | 0 | 0 | 0 | 0 | 0 | 0 | 0 | 0 | 0 | 0 | 0 | 0 | 0 | 0 | 0 | 0 | 0 | 0 | 0 | 0 | 0 | 0 | 0 | 0 | 0 | 0 | 0 | 0
Commercial_Lodging_Existing_Water Heating_Natural Gas_Water Heater_Vintage_Codes & Standards Forecast | Commercial | Lodging | Existing | Water Heating | Natural Gas | Water Heater | Vintage |  | Codes & Standards Forecast | 501803.6871 | 479280.5983 | 451001.3839 | 417795.2237 | 381139.3566 | 341713.977 | 300576.9296 | 258270.3665 | 215074.5656 | 171164.5391 | 136224.9708 | 108420.3191 | 86289.1486 | 68672.6001 | 54649.3227 | 43488.0225 | 34605.2183 | 27536.2088 | 21910.7518 | 17434.1572 | 13871.7541 | 11036.9328 | 8781.2281 | 6986.3753 | 5558.2528 | 4421.9201 | 3517.787 | 2798.4276 | 2226.0983 | 1770.7619 | 1408.5147 | 1120.3347 | 891.116 | 0 | 0 | 0 | 0 | 0 | 0 | 0 | 0 | 0 | 0 | 0 | 0 | 0 | 0 | 0 | 0 | 0 | 0
Commercial_Lodging_Existing_Food Preparation_Natural Gas_Oven_E1_Codes & Standards Forecast | Commercial | Lodging | Existing | Food Preparation | Natural Gas | Oven | E1 |  | Codes & Standards Forecast | 0 | 2224.5226 | 5090.2379 | 8445.7312 | 12176.5718 | 16181.957 | 20403.4202 | 24796.4931 | 29321.0449 | 33935.1432 | 38608.2079 | 43317.7229 | 47000.4179 | 49864.7349 | 52076.4146 | 53769.2809 | 55049.5006 | 56001.7346 | 56693.0277 | 57176.7447 | 57494.863 | 57681.1706 | 57763.0143 | 57761.8131 | 57694.6144 | 57574.5275 | 57412.3418 | 57216.6441 | 56994.2682 | 56750.6523 | 56490.1244 | 56216.1282 | 55933.3311 | 0 | 0 | 0 | 0 | 0 | 0 | 0 | 0 | 0 | 0 | 0 | 0 | 0 | 0 | 0 | 0 | 0 | 0
Commercial_Lodging_Existing_Food Preparation_Natural Gas_Oven_E2_Codes & Standards Forecast | Commercial | Lodging | Existing | Food Preparation | Natural Gas | Oven | E2 |  | Codes & Standards Forecast | 0 | 0 | 0 | 0 | 0 | 0 | 0 | 0 | 0 | 0 | 0 | 0 | 0 | 0 | 0 | 0 | 0 | 0 | 0 | 0 | 0 | 0 | 0 | 0 | 0 | 0 | 0 | 0 | 0 | 0 | 0 | 0 | 0 | 0 | 0 | 0 | 0 | 0 | 0 | 0 | 0 | 0 | 0 | 0 | 0 | 0 | 0 | 0 | 0 | 0 | 0
Commercial_Lodging_Existing_Food Preparation_Natural Gas_Oven_E3_Codes & Standards Forecast | Commercial | Lodging | Existing | Food Preparation | Natural Gas | Oven | E3 |  | Codes & Standards Forecast | 0 | 0 | 0 | 0 | 0 | 0 | 0 | 0 | 0 | 0 | 0 | 0 | 0 | 0 | 0 | 0 | 0 | 0 | 0 | 0 | 0 | 0 | 0 | 0 | 0 | 0 | 0 | 0 | 0 | 0 | 0 | 0 | 0 | 0 | 0 | 0 | 0 | 0 | 0 | 0 | 0 | 0 | 0 | 0 | 0 | 0 | 0 | 0 | 0 | 0 | 0
Commercial_Lodging_Existing_Food Preparation_Natural Gas_Oven_E4_Codes & Standards Forecast | Commercial | Lodging | Existing | Food Preparation | Natural Gas | Oven | E4 |  | Codes & Standards Forecast | 0 | 0 | 0 | 0 | 0 | 0 | 0 | 0 | 0 | 0 | 0 | 0 | 0 | 0 | 0 | 0 | 0 | 0 | 0 | 0 | 0 | 0 | 0 | 0 | 0 | 0 | 0 | 0 | 0 | 0 | 0 | 0 | 0 | 0 | 0 | 0 | 0 | 0 | 0 | 0 | 0 | 0 | 0 | 0 | 0 | 0 | 0 | 0 | 0 | 0 | 0
Commercial_Lodging_Existing_Food Preparation_Natural Gas_Oven_E5_Codes & Standards Forecast | Commercial | Lodging | Existing | Food Preparation | Natural Gas | Oven | E5 |  | Codes & Standards Forecast | 0 | 0 | 0 | 0 | 0 | 0 | 0 | 0 | 0 | 0 | 0 | 0 | 0 | 0 | 0 | 0 | 0 | 0 | 0 | 0 | 0 | 0 | 0 | 0 | 0 | 0 | 0 | 0 | 0 | 0 | 0 | 0 | 0 | 0 | 0 | 0 | 0 | 0 | 0 | 0 | 0 | 0 | 0 | 0 | 0 | 0 | 0 | 0 | 0 | 0 | 0
Commercial_Lodging_Existing_Food Preparation_Natural Gas_Oven_E6_Codes & Standards Forecast | Commercial | Lodging | Existing | Food Preparation | Natural Gas | Oven | E6 |  | Codes & Standards Forecast | 0 | 0 | 0 | 0 | 0 | 0 | 0 | 0 | 0 | 0 | 0 | 0 | 0 | 0 | 0 | 0 | 0 | 0 | 0 | 0 | 0 | 0 | 0 | 0 | 0 | 0 | 0 | 0 | 0 | 0 | 0 | 0 | 0 | 0 | 0 | 0 | 0 | 0 | 0 | 0 | 0 | 0 | 0 | 0 | 0 | 0 | 0 | 0 | 0 | 0 | 0
Commercial_Lodging_Existing_Food Preparation_Natural Gas_Oven_E7_Codes & Standards Forecast | Commercial | Lodging | Existing | Food Preparation | Natural Gas | Oven | E7 |  | Codes & Standards Forecast | 0 | 0 | 0 | 0 | 0 | 0 | 0 | 0 | 0 | 0 | 0 | 0 | 0 | 0 | 0 | 0 | 0 | 0 | 0 | 0 | 0 | 0 | 0 | 0 | 0 | 0 | 0 | 0 | 0 | 0 | 0 | 0 | 0 | 0 | 0 | 0 | 0 | 0 | 0 | 0 | 0 | 0 | 0 | 0 | 0 | 0 | 0 | 0 | 0 | 0 | 0
Commercial_Lodging_Existing_Food Preparation_Natural Gas_Oven_E8_Codes & Standards Forecast | Commercial | Lodging | Existing | Food Preparation | Natural Gas | Oven | E8 |  | Codes & Standards Forecast | 0 | 0 | 0 | 0 | 0 | 0 | 0 | 0 | 0 | 0 | 0 | 0 | 0 | 0 | 0 | 0 | 0 | 0 | 0 | 0 | 0 | 0 | 0 | 0 | 0 | 0 | 0 | 0 | 0 | 0 | 0 | 0 | 0 | 0 | 0 | 0 | 0 | 0 | 0 | 0 | 0 | 0 | 0 | 0 | 0 | 0 | 0 | 0 | 0 | 0 | 0
Commercial_Lodging_Existing_Food Preparation_Natural Gas_Oven_E9_Codes & Standards Forecast | Commercial | Lodging | Existing | Food Preparation | Natural Gas | Oven | E9 |  | Codes & Standards Forecast | 0 | 0 | 0 | 0 | 0 | 0 | 0 | 0 | 0 | 0 | 0 | 0 | 0 | 0 | 0 | 0 | 0 | 0 | 0 | 0 | 0 | 0 | 0 | 0 | 0 | 0 | 0 | 0 | 0 | 0 | 0 | 0 | 0 | 0 | 0 | 0 | 0 | 0 | 0 | 0 | 0 | 0 | 0 | 0 | 0 | 0 | 0 | 0 | 0 | 0 | 0
Commercial_Lodging_Existing_Food Preparation_Natural Gas_Oven_E10_Codes & Standards Forecast | Commercial | Lodging | Existing | Food Preparation | Natural Gas | Oven | E10 |  | Codes & Standards Forecast | 0 | 0 | 0 | 0 | 0 | 0 | 0 | 0 | 0 | 0 | 0 | 0 | 0 | 0 | 0 | 0 | 0 | 0 | 0 | 0 | 0 | 0 | 0 | 0 | 0 | 0 | 0 | 0 | 0 | 0 | 0 | 0 | 0 | 0 | 0 | 0 | 0 | 0 | 0 | 0 | 0 | 0 | 0 | 0 | 0 | 0 | 0 | 0 | 0 | 0 | 0
Commercial_Lodging_Existing_Food Preparation_Natural Gas_Oven_Vintage_Codes & Standards Forecast | Commercial | Lodging | Existing | Food Preparation | Natural Gas | Oven | Vintage |  | Codes & Standards Forecast | 67076.9516 | 64511.1566 | 61304.169 | 57536.5438 | 53382.8599 | 48913.8794 | 44259.313 | 39482.7374 | 34613.5917 | 29666.8835 | 24665.589 | 19631.1367 | 15623.954 | 12434.2117 | 9895.0855 | 7874.1635 | 6265.7976 | 4985.8466 | 3967.2726 | 3156.7176 | 2511.6907 | 1998.4034 | 1589.974 | 1264.9888 | 1006.4056 | 800.6554 | 636.9485 | 506.6976 | 403.0687 | 320.6232 | 255.0329 | 202.8535 | 161.35 | 0 | 0 | 0 | 0 | 0 | 0 | 0 | 0 | 0 | 0 | 0 | 0 | 0 | 0 | 0 | 0 | 0 | 0
Commercial_Lodging_Existing_Food Preparation_Natural Gas_Conveyor Oven_E1_Codes & Standards Forecast | Commercial | Lodging | Existing | Food Preparation | Natural Gas | Conveyor Oven | E1 |  | Codes & Standards Forecast | 0 | 785.1256 | 1796.5545 | 2980.8463 | 4297.6136 | 5711.2789 | 7201.2071 | 8751.7034 | 10348.6041 | 11977.1094 | 13626.4263 | 15288.6081 | 16956.7614 | 18625.4185 | 20290.0914 | 21947.8821 | 23596.3674 | 24874.9581 | 25859.2063 | 26609.2476 | 27172.7106 | 27587.6732 | 27884.6625 | 28087.8135 | 28216.3346 | 28285.2876 | 28306.8319 | 28290.6447 | 28244.4275 | 28174.3094 | 28085.1677 | 27980.8837 | 27865.5061 | 0 | 0 | 0 | 0 | 0 | 0 | 0 | 0 | 0 | 0 | 0 | 0 | 0 | 0 | 0 | 0 | 0 | 0
Commercial_Lodging_Existing_Food Preparation_Natural Gas_Conveyor Oven_E2_Codes & Standards Forecast | Commercial | Lodging | Existing | Food Preparation | Natural Gas | Conveyor Oven | E2 |  | Codes & Standards Forecast | 0 | 0 | 0 | 0 | 0 | 0 | 0 | 0 | 0 | 0 | 0 | 0 | 0 | 0 | 0 | 0 | 0 | 0 | 0 | 0 | 0 | 0 | 0 | 0 | 0 | 0 | 0 | 0 | 0 | 0 | 0 | 0 | 0 | 0 | 0 | 0 | 0 | 0 | 0 | 0 | 0 | 0 | 0 | 0 | 0 | 0 | 0 | 0 | 0 | 0 | 0
Commercial_Lodging_Existing_Food Preparation_Natural Gas_Conveyor Oven_E3_Codes & Standards Forecast | Commercial | Lodging | Existing | Food Preparation | Natural Gas | Conveyor Oven | E3 |  | Codes & Standards Forecast | 0 | 0 | 0 | 0 | 0 | 0 | 0 | 0 | 0 | 0 | 0 | 0 | 0 | 0 | 0 | 0 | 0 | 0 | 0 | 0 | 0 | 0 | 0 | 0 | 0 | 0 | 0 | 0 | 0 | 0 | 0 | 0 | 0 | 0 | 0 | 0 | 0 | 0 | 0 | 0 | 0 | 0 | 0 | 0 | 0 | 0 | 0 | 0 | 0 | 0 | 0
Commercial_Lodging_Existing_Food Preparation_Natural Gas_Conveyor Oven_E4_Codes & Standards Forecast | Commercial | Lodging | Existing | Food Preparation | Natural Gas | Conveyor Oven | E4 |  | Codes & Standards Forecast | 0 | 0 | 0 | 0 | 0 | 0 | 0 | 0 | 0 | 0 | 0 | 0 | 0 | 0 | 0 | 0 | 0 | 0 | 0 | 0 | 0 | 0 | 0 | 0 | 0 | 0 | 0 | 0 | 0 | 0 | 0 | 0 | 0 | 0 | 0 | 0 | 0 | 0 | 0 | 0 | 0 | 0 | 0 | 0 | 0 | 0 | 0 | 0 | 0 | 0 | 0
Commercial_Lodging_Existing_Food Preparation_Natural Gas_Conveyor Oven_E5_Codes & Standards Forecast | Commercial | Lodging | Existing | Food Preparation | Natural Gas | Conveyor Oven | E5 |  | Codes & Standards Forecast | 0 | 0 | 0 | 0 | 0 | 0 | 0 | 0 | 0 | 0 | 0 | 0 | 0 | 0 | 0 | 0 | 0 | 0 | 0 | 0 | 0 | 0 | 0 | 0 | 0 | 0 | 0 | 0 | 0 | 0 | 0 | 0 | 0 | 0 | 0 | 0 | 0 | 0 | 0 | 0 | 0 | 0 | 0 | 0 | 0 | 0 | 0 | 0 | 0 | 0 | 0
Commercial_Lodging_Existing_Food Preparation_Natural Gas_Conveyor Oven_E6_Codes & Standards Forecast | Commercial | Lodging | Existing | Food Preparation | Natural Gas | Conveyor Oven | E6 |  | Codes & Standards Forecast | 0 | 0 | 0 | 0 | 0 | 0 | 0 | 0 | 0 | 0 | 0 | 0 | 0 | 0 | 0 | 0 | 0 | 0 | 0 | 0 | 0 | 0 | 0 | 0 | 0 | 0 | 0 | 0 | 0 | 0 | 0 | 0 | 0 | 0 | 0 | 0 | 0 | 0 | 0 | 0 | 0 | 0 | 0 | 0 | 0 | 0 | 0 | 0 | 0 | 0 | 0
Commercial_Lodging_Existing_Food Preparation_Natural Gas_Conveyor Oven_E7_Codes & Standards Forecast | Commercial | Lodging | Existing | Food Preparation | Natural Gas | Conveyor Oven | E7 |  | Codes & Standards Forecast | 0 | 0 | 0 | 0 | 0 | 0 | 0 | 0 | 0 | 0 | 0 | 0 | 0 | 0 | 0 | 0 | 0 | 0 | 0 | 0 | 0 | 0 | 0 | 0 | 0 | 0 | 0 | 0 | 0 | 0 | 0 | 0 | 0 | 0 | 0 | 0 | 0 | 0 | 0 | 0 | 0 | 0 | 0 | 0 | 0 | 0 | 0 | 0 | 0 | 0 | 0
Commercial_Lodging_Existing_Food Preparation_Natural Gas_Conveyor Oven_E8_Codes & Standards Forecast | Commercial | Lodging | Existing | Food Preparation | Natural Gas | Conveyor Oven | E8 |  | Codes & Standards Forecast | 0 | 0 | 0 | 0 | 0 | 0 | 0 | 0 | 0 | 0 | 0 | 0 | 0 | 0 | 0 | 0 | 0 | 0 | 0 | 0 | 0 | 0 | 0 | 0 | 0 | 0 | 0 | 0 | 0 | 0 | 0 | 0 | 0 | 0 | 0 | 0 | 0 | 0 | 0 | 0 | 0 | 0 | 0 | 0 | 0 | 0 | 0 | 0 | 0 | 0 | 0
Commercial_Lodging_Existing_Food Preparation_Natural Gas_Conveyor Oven_E9_Codes & Standards Forecast | Commercial | Lodging | Existing | Food Preparation | Natural Gas | Conveyor Oven | E9 |  | Codes & Standards Forecast | 0 | 0 | 0 | 0 | 0 | 0 | 0 | 0 | 0 | 0 | 0 | 0 | 0 | 0 | 0 | 0 | 0 | 0 | 0 | 0 | 0 | 0 | 0 | 0 | 0 | 0 | 0 | 0 | 0 | 0 | 0 | 0 | 0 | 0 | 0 | 0 | 0 | 0 | 0 | 0 | 0 | 0 | 0 | 0 | 0 | 0 | 0 | 0 | 0 | 0 | 0
Commercial_Lodging_Existing_Food Preparation_Natural Gas_Conveyor Oven_E10_Codes & Standards Forecast | Commercial | Lodging | Existing | Food Preparation | Natural Gas | Conveyor Oven | E10 |  | Codes & Standards Forecast | 0 | 0 | 0 | 0 | 0 | 0 | 0 | 0 | 0 | 0 | 0 | 0 | 0 | 0 | 0 | 0 | 0 | 0 | 0 | 0 | 0 | 0 | 0 | 0 | 0 | 0 | 0 | 0 | 0 | 0 | 0 | 0 | 0 | 0 | 0 | 0 | 0 | 0 | 0 | 0 | 0 | 0 | 0 | 0 | 0 | 0 | 0 | 0 | 0 | 0 | 0
Commercial_Lodging_Existing_Food Preparation_Natural Gas_Conveyor Oven_Vintage_Codes & Standards Forecast | Commercial | Lodging | Existing | Food Preparation | Natural Gas | Conveyor Oven | Vintage |  | Codes & Standards Forecast | 33538.4758 | 32582.714 | 31400.6489 | 30010.2912 | 28482.1023 | 26836.6393 | 25130.1595 | 23387.9118 | 21618.7142 | 19823.904 | 18010.4721 | 16185.8217 | 14355.4245 | 12524.0548 | 10695.6586 | 8873.8401 | 7061.2817 | 5618.8325 | 4470.9439 | 3557.4835 | 2830.5662 | 2252.1138 | 1791.8316 | 1425.5874 | 1134.1754 | 902.3039 | 717.8133 | 571.0262 | 454.2409 | 361.3284 | 287.411 | 228.6071 | 181.8344 | 0 | 0 | 0 | 0 | 0 | 0 | 0 | 0 | 0 | 0 | 0 | 0 | 0 | 0 | 0 | 0 | 0 | 0
Commercial_Lodging_Existing_Food Preparation_Natural Gas_Double Rack Oven_E1_Codes & Standards Forecast | Commercial | Lodging | Existing | Food Preparation | Natural Gas | Double Rack Oven | E1 |  | Codes & Standards Forecast | 0 | 1112.2613 | 2545.1189 | 4222.8656 | 6088.2859 | 8090.9785 | 10201.7101 | 12398.2465 | 14660.5225 | 16967.5716 | 19304.104 | 21658.8614 | 23500.209 | 24932.3674 | 26038.2073 | 26884.6405 | 27524.7503 | 28000.8673 | 28346.5138 | 28588.3724 | 28747.4315 | 28840.5853 | 28881.5072 | 28880.9065 | 28847.3072 | 28787.2638 | 28706.1709 | 28608.3221 | 28497.1341 | 28375.3262 | 28245.0622 | 28108.0641 | 27966.6655 | 0 | 0 | 0 | 0 | 0 | 0 | 0 | 0 | 0 | 0 | 0 | 0 | 0 | 0 | 0 | 0 | 0 | 0
Commercial_Lodging_Existing_Food Preparation_Natural Gas_Double Rack Oven_E2_Codes & Standards Forecast | Commercial | Lodging | Existing | Food Preparation | Natural Gas | Double Rack Oven | E2 |  | Codes & Standards Forecast | 0 | 0 | 0 | 0 | 0 | 0 | 0 | 0 | 0 | 0 | 0 | 0 | 0 | 0 | 0 | 0 | 0 | 0 | 0 | 0 | 0 | 0 | 0 | 0 | 0 | 0 | 0 | 0 | 0 | 0 | 0 | 0 | 0 | 0 | 0 | 0 | 0 | 0 | 0 | 0 | 0 | 0 | 0 | 0 | 0 | 0 | 0 | 0 | 0 | 0 | 0
Commercial_Lodging_Existing_Food Preparation_Natural Gas_Double Rack Oven_E3_Codes & Standards Forecast | Commercial | Lodging | Existing | Food Preparation | Natural Gas | Double Rack Oven | E3 |  | Codes & Standards Forecast | 0 | 0 | 0 | 0 | 0 | 0 | 0 | 0 | 0 | 0 | 0 | 0 | 0 | 0 | 0 | 0 | 0 | 0 | 0 | 0 | 0 | 0 | 0 | 0 | 0 | 0 | 0 | 0 | 0 | 0 | 0 | 0 | 0 | 0 | 0 | 0 | 0 | 0 | 0 | 0 | 0 | 0 | 0 | 0 | 0 | 0 | 0 | 0 | 0 | 0 | 0
Commercial_Lodging_Existing_Food Preparation_Natural Gas_Double Rack Oven_E4_Codes & Standards Forecast | Commercial | Lodging | Existing | Food Preparation | Natural Gas | Double Rack Oven | E4 |  | Codes & Standards Forecast | 0 | 0 | 0 | 0 | 0 | 0 | 0 | 0 | 0 | 0 | 0 | 0 | 0 | 0 | 0 | 0 | 0 | 0 | 0 | 0 | 0 | 0 | 0 | 0 | 0 | 0 | 0 | 0 | 0 | 0 | 0 | 0 | 0 | 0 | 0 | 0 | 0 | 0 | 0 | 0 | 0 | 0 | 0 | 0 | 0 | 0 | 0 | 0 | 0 | 0 | 0
Commercial_Lodging_Existing_Food Preparation_Natural Gas_Double Rack Oven_E5_Codes & Standards Forecast | Commercial | Lodging | Existing | Food Preparation | Natural Gas | Double Rack Oven | E5 |  | Codes & Standards Forecast | 0 | 0 | 0 | 0 | 0 | 0 | 0 | 0 | 0 | 0 | 0 | 0 | 0 | 0 | 0 | 0 | 0 | 0 | 0 | 0 | 0 | 0 | 0 | 0 | 0 | 0 | 0 | 0 | 0 | 0 | 0 | 0 | 0 | 0 | 0 | 0 | 0 | 0 | 0 | 0 | 0 | 0 | 0 | 0 | 0 | 0 | 0 | 0 | 0 | 0 | 0
Commercial_Lodging_Existing_Food Preparation_Natural Gas_Double Rack Oven_E6_Codes & Standards Forecast | Commercial | Lodging | Existing | Food Preparation | Natural Gas | Double Rack Oven | E6 |  | Codes & Standards Forecast | 0 | 0 | 0 | 0 | 0 | 0 | 0 | 0 | 0 | 0 | 0 | 0 | 0 | 0 | 0 | 0 | 0 | 0 | 0 | 0 | 0 | 0 | 0 | 0 | 0 | 0 | 0 | 0 | 0 | 0 | 0 | 0 | 0 | 0 | 0 | 0 | 0 | 0 | 0 | 0 | 0 | 0 | 0 | 0 | 0 | 0 | 0 | 0 | 0 | 0 | 0
Commercial_Lodging_Existing_Food Preparation_Natural Gas_Double Rack Oven_E7_Codes & Standards Forecast | Commercial | Lodging | Existing | Food Preparation | Natural Gas | Double Rack Oven | E7 |  | Codes & Standards Forecast | 0 | 0 | 0 | 0 | 0 | 0 | 0 | 0 | 0 | 0 | 0 | 0 | 0 | 0 | 0 | 0 | 0 | 0 | 0 | 0 | 0 | 0 | 0 | 0 | 0 | 0 | 0 | 0 | 0 | 0 | 0 | 0 | 0 | 0 | 0 | 0 | 0 | 0 | 0 | 0 | 0 | 0 | 0 | 0 | 0 | 0 | 0 | 0 | 0 | 0 | 0
Commercial_Lodging_Existing_Food Preparation_Natural Gas_Double Rack Oven_E8_Codes & Standards Forecast | Commercial | Lodging | Existing | Food Preparation | Natural Gas | Double Rack Oven | E8 |  | Codes & Standards Forecast | 0 | 0 | 0 | 0 | 0 | 0 | 0 | 0 | 0 | 0 | 0 | 0 | 0 | 0 | 0 | 0 | 0 | 0 | 0 | 0 | 0 | 0 | 0 | 0 | 0 | 0 | 0 | 0 | 0 | 0 | 0 | 0 | 0 | 0 | 0 | 0 | 0 | 0 | 0 | 0 | 0 | 0 | 0 | 0 | 0 | 0 | 0 | 0 | 0 | 0 | 0
Commercial_Lodging_Existing_Food Preparation_Natural Gas_Double Rack Oven_E9_Codes & Standards Forecast | Commercial | Lodging | Existing | Food Preparation | Natural Gas | Double Rack Oven | E9 |  | Codes & Standards Forecast | 0 | 0 | 0 | 0 | 0 | 0 | 0 | 0 | 0 | 0 | 0 | 0 | 0 | 0 | 0 | 0 | 0 | 0 | 0 | 0 | 0 | 0 | 0 | 0 | 0 | 0 | 0 | 0 | 0 | 0 | 0 | 0 | 0 | 0 | 0 | 0 | 0 | 0 | 0 | 0 | 0 | 0 | 0 | 0 | 0 | 0 | 0 | 0 | 0 | 0 | 0
Commercial_Lodging_Existing_Food Preparation_Natural Gas_Double Rack Oven_E10_Codes & Standards Forecast | Commercial | Lodging | Existing | Food Preparation | Natural Gas | Double Rack Oven | E10 |  | Codes & Standards Forecast | 0 | 0 | 0 | 0 | 0 | 0 | 0 | 0 | 0 | 0 | 0 | 0 | 0 | 0 | 0 | 0 | 0 | 0 | 0 | 0 | 0 | 0 | 0 | 0 | 0 | 0 | 0 | 0 | 0 | 0 | 0 | 0 | 0 | 0 | 0 | 0 | 0 | 0 | 0 | 0 | 0 | 0 | 0 | 0 | 0 | 0 | 0 | 0 | 0 | 0 | 0
Commercial_Lodging_Existing_Food Preparation_Natural Gas_Double Rack Oven_Vintage_Codes & Standards Forecast | Commercial | Lodging | Existing | Food Preparation | Natural Gas | Double Rack Oven | Vintage |  | Codes & Standards Forecast | 33538.4758 | 32255.5783 | 30652.0845 | 28768.2719 | 26691.4299 | 24456.9397 | 22129.6565 | 19741.3687 | 17306.7958 | 14833.4417 | 12332.7945 | 9815.5684 | 7811.977 | 6217.1059 | 4947.5427 | 3937.0817 | 3132.8988 | 2492.9233 | 1983.6363 | 1578.3588 | 1255.8453 | 999.2017 | 794.987 | 632.4944 | 503.2028 | 400.3277 | 318.4742 | 253.3488 | 201.5344 | 160.3116 | 127.5164 | 101.4268 | 80.675 | 0 | 0 | 0 | 0 | 0 | 0 | 0 | 0 | 0 | 0 | 0 | 0 | 0 | 0 | 0 | 0 | 0 | 0
Commercial_Lodging_Existing_Food Preparation_Natural Gas_Fryer_E1_Codes & Standards Forecast | Commercial | Lodging | Existing | Food Preparation | Natural Gas | Fryer | E1 |  | Codes & Standards Forecast | 0 | 3456.7107 | 8310.9983 | 8259.4092 | 8206.4792 | 8148.4482 | 7256.8994 | 5410.3951 | 4036.0429 | 3011.2845 | 1469.0669 | 0 | 0 | 0 | 0 | 0 | 0 | 0 | 0 | 0 | 0 | 0 | 0 | 0 | 0 | 0 | 0 | 0 | 0 | 0 | 0 | 0 | 0 | 0 | 0 | 0 | 0 | 0 | 0 | 0 | 0 | 0 | 0 | 0 | 0 | 0 | 0 | 0 | 0 | 0 | 0
Commercial_Lodging_Existing_Food Preparation_Natural Gas_Fryer_E2_Codes & Standards Forecast | Commercial | Lodging | Existing | Food Preparation | Natural Gas | Fryer | E2 |  | Codes & Standards Forecast | 0 | 0 | 0 | 5909.7497 | 12539.6418 | 19664.2777 | 25744.7665 | 31402.1302 | 35567.9649 | 38616.6508 | 41607.8797 | 44097.2 | 44796.1924 | 45254.5284 | 45532.2822 | 45675.9134 | 45719.7289 | 45689.4378 | 45603.9438 | 45477.353 | 45319.7987 | 45139.1288 | 44941.5516 | 44731.4412 | 44512.0623 | 44285.4984 | 44053.5637 | 43817.6114 | 43578.6512 | 43337.4362 | 43094.5282 | 42850.3461 | 42606.6703 | 0 | 0 | 0 | 0 | 0 | 0 | 0 | 0 | 0 | 0 | 0 | 0 | 0 | 0 | 0 | 0 | 0 | 0
Commercial_Lodging_Existing_Food Preparation_Natural Gas_Fryer_E3_Codes & Standards Forecast | Commercial | Lodging | Existing | Food Preparation | Natural Gas | Fryer | E3 |  | Codes & Standards Forecast | 0 | 0 | 0 | 0 | 0 | 0 | 0 | 0 | 0 | 0 | 0 | 0 | 0 | 0 | 0 | 0 | 0 | 0 | 0 | 0 | 0 | 0 | 0 | 0 | 0 | 0 | 0 | 0 | 0 | 0 | 0 | 0 | 0 | 0 | 0 | 0 | 0 | 0 | 0 | 0 | 0 | 0 | 0 | 0 | 0 | 0 | 0 | 0 | 0 | 0 | 0
Commercial_Lodging_Existing_Food Preparation_Natural Gas_Fryer_E4_Codes & Standards Forecast | Commercial | Lodging | Existing | Food Preparation | Natural Gas | Fryer | E4 |  | Codes & Standards Forecast | 0 | 0 | 0 | 0 | 0 | 0 | 0 | 0 | 0 | 0 | 0 | 0 | 0 | 0 | 0 | 0 | 0 | 0 | 0 | 0 | 0 | 0 | 0 | 0 | 0 | 0 | 0 | 0 | 0 | 0 | 0 | 0 | 0 | 0 | 0 | 0 | 0 | 0 | 0 | 0 | 0 | 0 | 0 | 0 | 0 | 0 | 0 | 0 | 0 | 0 | 0
Commercial_Lodging_Existing_Food Preparation_Natural Gas_Fryer_E5_Codes & Standards Forecast | Commercial | Lodging | Existing | Food Preparation | Natural Gas | Fryer | E5 |  | Codes & Standards Forecast | 0 | 0 | 0 | 0 | 0 | 0 | 0 | 0 | 0 | 0 | 0 | 0 | 0 | 0 | 0 | 0 | 0 | 0 | 0 | 0 | 0 | 0 | 0 | 0 | 0 | 0 | 0 | 0 | 0 | 0 | 0 | 0 | 0 | 0 | 0 | 0 | 0 | 0 | 0 | 0 | 0 | 0 | 0 | 0 | 0 | 0 | 0 | 0 | 0 | 0 | 0
Commercial_Lodging_Existing_Food Preparation_Natural Gas_Fryer_E6_Codes & Standards Forecast | Commercial | Lodging | Existing | Food Preparation | Natural Gas | Fryer | E6 |  | Codes & Standards Forecast | 0 | 0 | 0 | 0 | 0 | 0 | 0 | 0 | 0 | 0 | 0 | 0 | 0 | 0 | 0 | 0 | 0 | 0 | 0 | 0 | 0 | 0 | 0 | 0 | 0 | 0 | 0 | 0 | 0 | 0 | 0 | 0 | 0 | 0 | 0 | 0 | 0 | 0 | 0 | 0 | 0 | 0 | 0 | 0 | 0 | 0 | 0 | 0 | 0 | 0 | 0
Commercial_Lodging_Existing_Food Preparation_Natural Gas_Fryer_E7_Codes & Standards Forecast | Commercial | Lodging | Existing | Food Preparation | Natural Gas | Fryer | E7 |  | Codes & Standards Forecast | 0 | 0 | 0 | 0 | 0 | 0 | 0 | 0 | 0 | 0 | 0 | 0 | 0 | 0 | 0 | 0 | 0 | 0 | 0 | 0 | 0 | 0 | 0 | 0 | 0 | 0 | 0 | 0 | 0 | 0 | 0 | 0 | 0 | 0 | 0 | 0 | 0 | 0 | 0 | 0 | 0 | 0 | 0 | 0 | 0 | 0 | 0 | 0 | 0 | 0 | 0
Commercial_Lodging_Existing_Food Preparation_Natural Gas_Fryer_E8_Codes & Standards Forecast | Commercial | Lodging | Existing | Food Preparation | Natural Gas | Fryer | E8 |  | Codes & Standards Forecast | 0 | 0 | 0 | 0 | 0 | 0 | 0 | 0 | 0 | 0 | 0 | 0 | 0 | 0 | 0 | 0 | 0 | 0 | 0 | 0 | 0 | 0 | 0 | 0 | 0 | 0 | 0 | 0 | 0 | 0 | 0 | 0 | 0 | 0 | 0 | 0 | 0 | 0 | 0 | 0 | 0 | 0 | 0 | 0 | 0 | 0 | 0 | 0 | 0 | 0 | 0
Commercial_Lodging_Existing_Food Preparation_Natural Gas_Fryer_E9_Codes & Standards Forecast | Commercial | Lodging | Existing | Food Preparation | Natural Gas | Fryer | E9 |  | Codes & Standards Forecast | 0 | 0 | 0 | 0 | 0 | 0 | 0 | 0 | 0 | 0 | 0 | 0 | 0 | 0 | 0 | 0 | 0 | 0 | 0 | 0 | 0 | 0 | 0 | 0 | 0 | 0 | 0 | 0 | 0 | 0 | 0 | 0 | 0 | 0 | 0 | 0 | 0 | 0 | 0 | 0 | 0 | 0 | 0 | 0 | 0 | 0 | 0 | 0 | 0 | 0 | 0
Commercial_Lodging_Existing_Food Preparation_Natural Gas_Fryer_E10_Codes & Standards Forecast | Commercial | Lodging | Existing | Food Preparation | Natural Gas | Fryer | E10 |  | Codes & Standards Forecast | 0 | 0 | 0 | 0 | 0 | 0 | 0 | 0 | 0 | 0 | 0 | 0 | 0 | 0 | 0 | 0 | 0 | 0 | 0 | 0 | 0 | 0 | 0 | 0 | 0 | 0 | 0 | 0 | 0 | 0 | 0 | 0 | 0 | 0 | 0 | 0 | 0 | 0 | 0 | 0 | 0 | 0 | 0 | 0 | 0 | 0 | 0 | 0 | 0 | 0 | 0
Commercial_Lodging_Existing_Food Preparation_Natural Gas_Fryer_Vintage_Codes & Standards Forecast | Commercial | Lodging | Existing | Food Preparation | Natural Gas | Fryer | Vintage |  | Codes & Standards Forecast | 50957.6842 | 47241.7123 | 42128.1636 | 35956.9106 | 29058.7185 | 21639.9251 | 16121.9609 | 12019.7584 | 8966.4913 | 6689.8834 | 4991.5193 | 3724.4143 | 2778.9118 | 2073.3535 | 1546.8419 | 1153.9901 | 860.8853 | 642.213 | 479.075 | 357.3703 | 266.5755 | 198.8422 | 148.3155 | 110.6253 | 82.5111 | 61.5398 | 45.8972 | 34.2296 | 25.5272 | 19.0366 | 14.1959 | 10.5857 | 7.8937 | 0 | 0 | 0 | 0 | 0 | 0 | 0 | 0 | 0 | 0 | 0 | 0 | 0 | 0 | 0 | 0 | 0 | 0
Commercial_Lodging_Existing_Food Preparation_Natural Gas_Broiler_E1_Codes & Standards Forecast | Commercial | Lodging | Existing | Food Preparation | Natural Gas | Broiler | E1 |  | Codes & Standards Forecast | 0 | 1689.9474 | 3867.0024 | 6416.1369 | 9250.4189 | 12293.2697 | 15500.2727 | 18837.6459 | 22274.9024 | 25780.1863 | 29330.2665 | 32908.0375 | 35705.7438 | 37881.7366 | 39561.9273 | 40847.9809 | 41820.5509 | 42543.9534 | 43069.1218 | 43436.5968 | 43678.2681 | 43819.8041 | 43881.9799 | 43881.0673 | 43830.0171 | 43738.7884 | 43615.5775 | 43466.908 | 43297.9712 | 43112.8987 | 42914.9782 | 42706.8261 | 42491.9879 | 0 | 0 | 0 | 0 | 0 | 0 | 0 | 0 | 0 | 0 | 0 | 0 | 0 | 0 | 0 | 0 | 0 | 0
Commercial_Lodging_Existing_Food Preparation_Natural Gas_Broiler_E2_Codes & Standards Forecast | Commercial | Lodging | Existing | Food Preparation | Natural Gas | Broiler | E2 |  | Codes & Standards Forecast | 0 | 0 | 0 | 0 | 0 | 0 | 0 | 0 | 0 | 0 | 0 | 0 | 0 | 0 | 0 | 0 | 0 | 0 | 0 | 0 | 0 | 0 | 0 | 0 | 0 | 0 | 0 | 0 | 0 | 0 | 0 | 0 | 0 | 0 | 0 | 0 | 0 | 0 | 0 | 0 | 0 | 0 | 0 | 0 | 0 | 0 | 0 | 0 | 0 | 0 | 0
Commercial_Lodging_Existing_Food Preparation_Natural Gas_Broiler_E3_Codes & Standards Forecast | Commercial | Lodging | Existing | Food Preparation | Natural Gas | Broiler | E3 |  | Codes & Standards Forecast | 0 | 0 | 0 | 0 | 0 | 0 | 0 | 0 | 0 | 0 | 0 | 0 | 0 | 0 | 0 | 0 | 0 | 0 | 0 | 0 | 0 | 0 | 0 | 0 | 0 | 0 | 0 | 0 | 0 | 0 | 0 | 0 | 0 | 0 | 0 | 0 | 0 | 0 | 0 | 0 | 0 | 0 | 0 | 0 | 0 | 0 | 0 | 0 | 0 | 0 | 0
Commercial_Lodging_Existing_Food Preparation_Natural Gas_Broiler_E4_Codes & Standards Forecast | Commercial | Lodging | Existing | Food Preparation | Natural Gas | Broiler | E4 |  | Codes & Standards Forecast | 0 | 0 | 0 | 0 | 0 | 0 | 0 | 0 | 0 | 0 | 0 | 0 | 0 | 0 | 0 | 0 | 0 | 0 | 0 | 0 | 0 | 0 | 0 | 0 | 0 | 0 | 0 | 0 | 0 | 0 | 0 | 0 | 0 | 0 | 0 | 0 | 0 | 0 | 0 | 0 | 0 | 0 | 0 | 0 | 0 | 0 | 0 | 0 | 0 | 0 | 0
Commercial_Lodging_Existing_Food Preparation_Natural Gas_Broiler_E5_Codes & Standards Forecast | Commercial | Lodging | Existing | Food Preparation | Natural Gas | Broiler | E5 |  | Codes & Standards Forecast | 0 | 0 | 0 | 0 | 0 | 0 | 0 | 0 | 0 | 0 | 0 | 0 | 0 | 0 | 0 | 0 | 0 | 0 | 0 | 0 | 0 | 0 | 0 | 0 | 0 | 0 | 0 | 0 | 0 | 0 | 0 | 0 | 0 | 0 | 0 | 0 | 0 | 0 | 0 | 0 | 0 | 0 | 0 | 0 | 0 | 0 | 0 | 0 | 0 | 0 | 0
Commercial_Lodging_Existing_Food Preparation_Natural Gas_Broiler_E6_Codes & Standards Forecast | Commercial | Lodging | Existing | Food Preparation | Natural Gas | Broiler | E6 |  | Codes & Standards Forecast | 0 | 0 | 0 | 0 | 0 | 0 | 0 | 0 | 0 | 0 | 0 | 0 | 0 | 0 | 0 | 0 | 0 | 0 | 0 | 0 | 0 | 0 | 0 | 0 | 0 | 0 | 0 | 0 | 0 | 0 | 0 | 0 | 0 | 0 | 0 | 0 | 0 | 0 | 0 | 0 | 0 | 0 | 0 | 0 | 0 | 0 | 0 | 0 | 0 | 0 | 0
Commercial_Lodging_Existing_Food Preparation_Natural Gas_Broiler_E7_Codes & Standards Forecast | Commercial | Lodging | Existing | Food Preparation | Natural Gas | Broiler | E7 |  | Codes & Standards Forecast | 0 | 0 | 0 | 0 | 0 | 0 | 0 | 0 | 0 | 0 | 0 | 0 | 0 | 0 | 0 | 0 | 0 | 0 | 0 | 0 | 0 | 0 | 0 | 0 | 0 | 0 | 0 | 0 | 0 | 0 | 0 | 0 | 0 | 0 | 0 | 0 | 0 | 0 | 0 | 0 | 0 | 0 | 0 | 0 | 0 | 0 | 0 | 0 | 0 | 0 | 0
Commercial_Lodging_Existing_Food Preparation_Natural Gas_Broiler_E8_Codes & Standards Forecast | Commercial | Lodging | Existing | Food Preparation | Natural Gas | Broiler | E8 |  | Codes & Standards Forecast | 0 | 0 | 0 | 0 | 0 | 0 | 0 | 0 | 0 | 0 | 0 | 0 | 0 | 0 | 0 | 0 | 0 | 0 | 0 | 0 | 0 | 0 | 0 | 0 | 0 | 0 | 0 | 0 | 0 | 0 | 0 | 0 | 0 | 0 | 0 | 0 | 0 | 0 | 0 | 0 | 0 | 0 | 0 | 0 | 0 | 0 | 0 | 0 | 0 | 0 | 0
Commercial_Lodging_Existing_Food Preparation_Natural Gas_Broiler_E9_Codes & Standards Forecast | Commercial | Lodging | Existing | Food Preparation | Natural Gas | Broiler | E9 |  | Codes & Standards Forecast | 0 | 0 | 0 | 0 | 0 | 0 | 0 | 0 | 0 | 0 | 0 | 0 | 0 | 0 | 0 | 0 | 0 | 0 | 0 | 0 | 0 | 0 | 0 | 0 | 0 | 0 | 0 | 0 | 0 | 0 | 0 | 0 | 0 | 0 | 0 | 0 | 0 | 0 | 0 | 0 | 0 | 0 | 0 | 0 | 0 | 0 | 0 | 0 | 0 | 0 | 0
Commercial_Lodging_Existing_Food Preparation_Natural Gas_Broiler_E10_Codes & Standards Forecast | Commercial | Lodging | Existing | Food Preparation | Natural Gas | Broiler | E10 |  | Codes & Standards Forecast | 0 | 0 | 0 | 0 | 0 | 0 | 0 | 0 | 0 | 0 | 0 | 0 | 0 | 0 | 0 | 0 | 0 | 0 | 0 | 0 | 0 | 0 | 0 | 0 | 0 | 0 | 0 | 0 | 0 | 0 | 0 | 0 | 0 | 0 | 0 | 0 | 0 | 0 | 0 | 0 | 0 | 0 | 0 | 0 | 0 | 0 | 0 | 0 | 0 | 0 | 0
Commercial_Lodging_Existing_Food Preparation_Natural Gas_Broiler_Vintage_Codes & Standards Forecast | Commercial | Lodging | Existing | Food Preparation | Natural Gas | Broiler | Vintage |  | Codes & Standards Forecast | 50957.6842 | 49008.4756 | 46572.1594 | 43709.9325 | 40554.4207 | 37159.3813 | 33623.3541 | 29994.6377 | 26295.5968 | 22537.6324 | 18738.1994 | 14913.5767 | 11869.3604 | 9446.1454 | 7517.1967 | 5981.9226 | 4760.0633 | 3787.6974 | 3013.897 | 2398.1265 | 1908.1061 | 1518.1669 | 1207.8872 | 960.9992 | 764.5562 | 608.2499 | 483.8833 | 384.9331 | 306.2072 | 243.5742 | 193.7459 | 154.1058 | 122.576 | 0 | 0 | 0 | 0 | 0 | 0 | 0 | 0 | 0 | 0 | 0 | 0 | 0 | 0 | 0 | 0 | 0 | 0
Commercial_Lodging_Existing_Food Preparation_Natural Gas_Griddle_E1_Codes & Standards Forecast | Commercial | Lodging | Existing | Food Preparation | Natural Gas | Griddle | E1 |  | Codes & Standards Forecast | 0 | 4518.0227 | 10338.3126 | 17153.3455 | 24730.7117 | 32865.6801 | 41439.5046 | 50361.8697 | 59551.2696 | 68922.539 | 78413.5696 | 87978.631 | 95458.2131 | 101275.663 | 105767.6016 | 109205.8264 | 111805.9625 | 113739.9572 | 115143.9787 | 116126.4118 | 116772.5125 | 117150.9047 | 117317.1298 | 117314.6901 | 117178.2091 | 116934.3117 | 116604.9113 | 116207.4478 | 115755.8005 | 115261.0148 | 114731.8805 | 114175.3921 | 113601.029 | 0 | 0 | 0 | 0 | 0 | 0 | 0 | 0 | 0 | 0 | 0 | 0 | 0 | 0 | 0 | 0 | 0 | 0
Commercial_Lodging_Existing_Food Preparation_Natural Gas_Griddle_E2_Codes & Standards Forecast | Commercial | Lodging | Existing | Food Preparation | Natural Gas | Griddle | E2 |  | Codes & Standards Forecast | 0 | 0 | 0 | 0 | 0 | 0 | 0 | 0 | 0 | 0 | 0 | 0 | 0 | 0 | 0 | 0 | 0 | 0 | 0 | 0 | 0 | 0 | 0 | 0 | 0 | 0 | 0 | 0 | 0 | 0 | 0 | 0 | 0 | 0 | 0 | 0 | 0 | 0 | 0 | 0 | 0 | 0 | 0 | 0 | 0 | 0 | 0 | 0 | 0 | 0 | 0
Commercial_Lodging_Existing_Food Preparation_Natural Gas_Griddle_E3_Codes & Standards Forecast | Commercial | Lodging | Existing | Food Preparation | Natural Gas | Griddle | E3 |  | Codes & Standards Forecast | 0 | 0 | 0 | 0 | 0 | 0 | 0 | 0 | 0 | 0 | 0 | 0 | 0 | 0 | 0 | 0 | 0 | 0 | 0 | 0 | 0 | 0 | 0 | 0 | 0 | 0 | 0 | 0 | 0 | 0 | 0 | 0 | 0 | 0 | 0 | 0 | 0 | 0 | 0 | 0 | 0 | 0 | 0 | 0 | 0 | 0 | 0 | 0 | 0 | 0 | 0
Commercial_Lodging_Existing_Food Preparation_Natural Gas_Griddle_E4_Codes & Standards Forecast | Commercial | Lodging | Existing | Food Preparation | Natural Gas | Griddle | E4 |  | Codes & Standards Forecast | 0 | 0 | 0 | 0 | 0 | 0 | 0 | 0 | 0 | 0 | 0 | 0 | 0 | 0 | 0 | 0 | 0 | 0 | 0 | 0 | 0 | 0 | 0 | 0 | 0 | 0 | 0 | 0 | 0 | 0 | 0 | 0 | 0 | 0 | 0 | 0 | 0 | 0 | 0 | 0 | 0 | 0 | 0 | 0 | 0 | 0 | 0 | 0 | 0 | 0 | 0
Commercial_Lodging_Existing_Food Preparation_Natural Gas_Griddle_E5_Codes & Standards Forecast | Commercial | Lodging | Existing | Food Preparation | Natural Gas | Griddle | E5 |  | Codes & Standards Forecast | 0 | 0 | 0 | 0 | 0 | 0 | 0 | 0 | 0 | 0 | 0 | 0 | 0 | 0 | 0 | 0 | 0 | 0 | 0 | 0 | 0 | 0 | 0 | 0 | 0 | 0 | 0 | 0 | 0 | 0 | 0 | 0 | 0 | 0 | 0 | 0 | 0 | 0 | 0 | 0 | 0 | 0 | 0 | 0 | 0 | 0 | 0 | 0 | 0 | 0 | 0
Commercial_Lodging_Existing_Food Preparation_Natural Gas_Griddle_E6_Codes & Standards Forecast | Commercial | Lodging | Existing | Food Preparation | Natural Gas | Griddle | E6 |  | Codes & Standards Forecast | 0 | 0 | 0 | 0 | 0 | 0 | 0 | 0 | 0 | 0 | 0 | 0 | 0 | 0 | 0 | 0 | 0 | 0 | 0 | 0 | 0 | 0 | 0 | 0 | 0 | 0 | 0 | 0 | 0 | 0 | 0 | 0 | 0 | 0 | 0 | 0 | 0 | 0 | 0 | 0 | 0 | 0 | 0 | 0 | 0 | 0 | 0 | 0 | 0 | 0 | 0
Commercial_Lodging_Existing_Food Preparation_Natural Gas_Griddle_E7_Codes & Standards Forecast | Commercial | Lodging | Existing | Food Preparation | Natural Gas | Griddle | E7 |  | Codes & Standards Forecast | 0 | 0 | 0 | 0 | 0 | 0 | 0 | 0 | 0 | 0 | 0 | 0 | 0 | 0 | 0 | 0 | 0 | 0 | 0 | 0 | 0 | 0 | 0 | 0 | 0 | 0 | 0 | 0 | 0 | 0 | 0 | 0 | 0 | 0 | 0 | 0 | 0 | 0 | 0 | 0 | 0 | 0 | 0 | 0 | 0 | 0 | 0 | 0 | 0 | 0 | 0
Commercial_Lodging_Existing_Food Preparation_Natural Gas_Griddle_E8_Codes & Standards Forecast | Commercial | Lodging | Existing | Food Preparation | Natural Gas | Griddle | E8 |  | Codes & Standards Forecast | 0 | 0 | 0 | 0 | 0 | 0 | 0 | 0 | 0 | 0 | 0 | 0 | 0 | 0 | 0 | 0 | 0 | 0 | 0 | 0 | 0 | 0 | 0 | 0 | 0 | 0 | 0 | 0 | 0 | 0 | 0 | 0 | 0 | 0 | 0 | 0 | 0 | 0 | 0 | 0 | 0 | 0 | 0 | 0 | 0 | 0 | 0 | 0 | 0 | 0 | 0
Commercial_Lodging_Existing_Food Preparation_Natural Gas_Griddle_E9_Codes & Standards Forecast | Commercial | Lodging | Existing | Food Preparation | Natural Gas | Griddle | E9 |  | Codes & Standards Forecast | 0 | 0 | 0 | 0 | 0 | 0 | 0 | 0 | 0 | 0 | 0 | 0 | 0 | 0 | 0 | 0 | 0 | 0 | 0 | 0 | 0 | 0 | 0 | 0 | 0 | 0 | 0 | 0 | 0 | 0 | 0 | 0 | 0 | 0 | 0 | 0 | 0 | 0 | 0 | 0 | 0 | 0 | 0 | 0 | 0 | 0 | 0 | 0 | 0 | 0 | 0
Commercial_Lodging_Existing_Food Preparation_Natural Gas_Griddle_E10_Codes & Standards Forecast | Commercial | Lodging | Existing | Food Preparation | Natural Gas | Griddle | E10 |  | Codes & Standards Forecast | 0 | 0 | 0 | 0 | 0 | 0 | 0 | 0 | 0 | 0 | 0 | 0 | 0 | 0 | 0 | 0 | 0 | 0 | 0 | 0 | 0 | 0 | 0 | 0 | 0 | 0 | 0 | 0 | 0 | 0 | 0 | 0 | 0 | 0 | 0 | 0 | 0 | 0 | 0 | 0 | 0 | 0 | 0 | 0 | 0 | 0 | 0 | 0 | 0 | 0 | 0
Commercial_Lodging_Existing_Food Preparation_Natural Gas_Griddle_Vintage_Codes & Standards Forecast | Commercial | Lodging | Existing | Food Preparation | Natural Gas | Griddle | Vintage |  | Codes & Standards Forecast | 136233.8088 | 131022.6592 | 124509.2425 | 116857.1665 | 108421.0022 | 99344.4683 | 89891.0079 | 80189.7458 | 70300.473 | 60253.6703 | 50096.0025 | 39870.9909 | 31732.3717 | 25253.9804 | 20096.9953 | 15992.487 | 12725.8835 | 10126.2931 | 8057.5615 | 6411.3178 | 5101.2632 | 4058.7729 | 3229.2496 | 2569.202 | 2044.0176 | 1626.1374 | 1293.6473 | 1029.1067 | 818.6357 | 651.1882 | 517.9737 | 411.9971 | 327.7031 | 0 | 0 | 0 | 0 | 0 | 0 | 0 | 0 | 0 | 0 | 0 | 0 | 0 | 0 | 0 | 0 | 0 | 0
Commercial_Lodging_Existing_Food Preparation_Natural Gas_Range_E1_Codes & Standards Forecast | Commercial | Lodging | Existing | Food Preparation | Natural Gas | Range | E1 |  | Codes & Standards Forecast | 0 | 82.7729 | 189.4042 | 314.2598 | 453.0817 | 602.1193 | 759.197 | 922.6602 | 1091.0156 | 1262.703 | 1397.3449 | 1502.5157 | 1584.1846 | 1647.112 | 1695.0832 | 1731.1729 | 1757.8158 | 1776.9541 | 1790.1226 | 1798.5429 | 1803.1719 | 1804.7829 | 1804.0058 | 1801.3309 | 1797.1485 | 1791.755 | 1785.3973 | 1778.272 | 1770.5355 | 1762.3124 | 1753.7017 | 1744.7822 | 1735.6764 | 0 | 0 | 0 | 0 | 0 | 0 | 0 | 0 | 0 | 0 | 0 | 0 | 0 | 0 | 0 | 0 | 0 | 0
Commercial_Lodging_Existing_Food Preparation_Natural Gas_Range_E2_Codes & Standards Forecast | Commercial | Lodging | Existing | Food Preparation | Natural Gas | Range | E2 |  | Codes & Standards Forecast | 0 | 0 | 0 | 0 | 0 | 0 | 0 | 0 | 0 | 0 | 0 | 0 | 0 | 0 | 0 | 0 | 0 | 0 | 0 | 0 | 0 | 0 | 0 | 0 | 0 | 0 | 0 | 0 | 0 | 0 | 0 | 0 | 0 | 0 | 0 | 0 | 0 | 0 | 0 | 0 | 0 | 0 | 0 | 0 | 0 | 0 | 0 | 0 | 0 | 0 | 0
Commercial_Lodging_Existing_Food Preparation_Natural Gas_Range_E3_Codes & Standards Forecast | Commercial | Lodging | Existing | Food Preparation | Natural Gas | Range | E3 |  | Codes & Standards Forecast | 0 | 0 | 0 | 0 | 0 | 0 | 0 | 0 | 0 | 0 | 0 | 0 | 0 | 0 | 0 | 0 | 0 | 0 | 0 | 0 | 0 | 0 | 0 | 0 | 0 | 0 | 0 | 0 | 0 | 0 | 0 | 0 | 0 | 0 | 0 | 0 | 0 | 0 | 0 | 0 | 0 | 0 | 0 | 0 | 0 | 0 | 0 | 0 | 0 | 0 | 0
Commercial_Lodging_Existing_Food Preparation_Natural Gas_Range_E4_Codes & Standards Forecast | Commercial | Lodging | Existing | Food Preparation | Natural Gas | Range | E4 |  | Codes & Standards Forecast | 0 | 0 | 0 | 0 | 0 | 0 | 0 | 0 | 0 | 0 | 0 | 0 | 0 | 0 | 0 | 0 | 0 | 0 | 0 | 0 | 0 | 0 | 0 | 0 | 0 | 0 | 0 | 0 | 0 | 0 | 0 | 0 | 0 | 0 | 0 | 0 | 0 | 0 | 0 | 0 | 0 | 0 | 0 | 0 | 0 | 0 | 0 | 0 | 0 | 0 | 0
Commercial_Lodging_Existing_Food Preparation_Natural Gas_Range_E5_Codes & Standards Forecast | Commercial | Lodging | Existing | Food Preparation | Natural Gas | Range | E5 |  | Codes & Standards Forecast | 0 | 0 | 0 | 0 | 0 | 0 | 0 | 0 | 0 | 0 | 0 | 0 | 0 | 0 | 0 | 0 | 0 | 0 | 0 | 0 | 0 | 0 | 0 | 0 | 0 | 0 | 0 | 0 | 0 | 0 | 0 | 0 | 0 | 0 | 0 | 0 | 0 | 0 | 0 | 0 | 0 | 0 | 0 | 0 | 0 | 0 | 0 | 0 | 0 | 0 | 0
Commercial_Lodging_Existing_Food Preparation_Natural Gas_Range_E6_Codes & Standards Forecast | Commercial | Lodging | Existing | Food Preparation | Natural Gas | Range | E6 |  | Codes & Standards Forecast | 0 | 0 | 0 | 0 | 0 | 0 | 0 | 0 | 0 | 0 | 0 | 0 | 0 | 0 | 0 | 0 | 0 | 0 | 0 | 0 | 0 | 0 | 0 | 0 | 0 | 0 | 0 | 0 | 0 | 0 | 0 | 0 | 0 | 0 | 0 | 0 | 0 | 0 | 0 | 0 | 0 | 0 | 0 | 0 | 0 | 0 | 0 | 0 | 0 | 0 | 0
Commercial_Lodging_Existing_Food Preparation_Natural Gas_Range_E7_Codes & Standards Forecast | Commercial | Lodging | Existing | Food Preparation | Natural Gas | Range | E7 |  | Codes & Standards Forecast | 0 | 0 | 0 | 0 | 0 | 0 | 0 | 0 | 0 | 0 | 0 | 0 | 0 | 0 | 0 | 0 | 0 | 0 | 0 | 0 | 0 | 0 | 0 | 0 | 0 | 0 | 0 | 0 | 0 | 0 | 0 | 0 | 0 | 0 | 0 | 0 | 0 | 0 | 0 | 0 | 0 | 0 | 0 | 0 | 0 | 0 | 0 | 0 | 0 | 0 | 0
Commercial_Lodging_Existing_Food Preparation_Natural Gas_Range_E8_Codes & Standards Forecast | Commercial | Lodging | Existing | Food Preparation | Natural Gas | Range | E8 |  | Codes & Standards Forecast | 0 | 0 | 0 | 0 | 0 | 0 | 0 | 0 | 0 | 0 | 0 | 0 | 0 | 0 | 0 | 0 | 0 | 0 | 0 | 0 | 0 | 0 | 0 | 0 | 0 | 0 | 0 | 0 | 0 | 0 | 0 | 0 | 0 | 0 | 0 | 0 | 0 | 0 | 0 | 0 | 0 | 0 | 0 | 0 | 0 | 0 | 0 | 0 | 0 | 0 | 0
Commercial_Lodging_Existing_Food Preparation_Natural Gas_Range_E9_Codes & Standards Forecast | Commercial | Lodging | Existing | Food Preparation | Natural Gas | Range | E9 |  | Codes & Standards Forecast | 0 | 0 | 0 | 0 | 0 | 0 | 0 | 0 | 0 | 0 | 0 | 0 | 0 | 0 | 0 | 0 | 0 | 0 | 0 | 0 | 0 | 0 | 0 | 0 | 0 | 0 | 0 | 0 | 0 | 0 | 0 | 0 | 0 | 0 | 0 | 0 | 0 | 0 | 0 | 0 | 0 | 0 | 0 | 0 | 0 | 0 | 0 | 0 | 0 | 0 | 0
Commercial_Lodging_Existing_Food Preparation_Natural Gas_Range_E10_Codes & Standards Forecast | Commercial | Lodging | Existing | Food Preparation | Natural Gas | Range | E10 |  | Codes & Standards Forecast | 0 | 0 | 0 | 0 | 0 | 0 | 0 | 0 | 0 | 0 | 0 | 0 | 0 | 0 | 0 | 0 | 0 | 0 | 0 | 0 | 0 | 0 | 0 | 0 | 0 | 0 | 0 | 0 | 0 | 0 | 0 | 0 | 0 | 0 | 0 | 0 | 0 | 0 | 0 | 0 | 0 | 0 | 0 | 0 | 0 | 0 | 0 | 0 | 0 | 0 | 0
Commercial_Lodging_Existing_Food Preparation_Natural Gas_Range_Vintage_Codes & Standards Forecast | Commercial | Lodging | Existing | Food Preparation | Natural Gas | Range | Vintage |  | Codes & Standards Forecast | 2079.9055 | 1986.5505 | 1869.3371 | 1731.7023 | 1579.7689 | 1416.3562 | 1245.849 | 1070.4942 | 891.4537 | 709.4529 | 564.6333 | 449.3869 | 357.6563 | 284.6382 | 226.5137 | 180.2517 | 143.4337 | 114.1337 | 90.817 | 72.2621 | 57.4965 | 45.7465 | 36.397 | 28.9575 | 23.0382 | 18.3282 | 14.5807 | 11.5991 | 9.2269 | 7.3396 | 5.8381 | 4.6436 | 3.6935 | 0 | 0 | 0 | 0 | 0 | 0 | 0 | 0 | 0 | 0 | 0 | 0 | 0 | 0 | 0 | 0 | 0 | 0
Commercial_Lodging_Existing_Food Preparation_Natural Gas_Steamer_E1_Codes & Standards Forecast | Commercial | Lodging | Existing | Food Preparation | Natural Gas | Steamer | E1 |  | Codes & Standards Forecast | 0 | 76.6416 | 163.0896 | 162.0772 | 161.0386 | 159.8998 | 158.8359 | 157.8939 | 157.0475 | 156.2305 | 147.3502 | 130.3053 | 115.2299 | 101.8943 | 90.0967 | 79.662 | 70.4337 | 62.2731 | 55.0568 | 27.3384 | 0 | 0 | 0 | 0 | 0 | 0 | 0 | 0 | 0 | 0 | 0 | 0 | 0 | 0 | 0 | 0 | 0 | 0 | 0 | 0 | 0 | 0 | 0 | 0 | 0 | 0 | 0 | 0 | 0 | 0 | 0
Commercial_Lodging_Existing_Food Preparation_Natural Gas_Steamer_E2_Codes & Standards Forecast | Commercial | Lodging | Existing | Food Preparation | Natural Gas | Steamer | E2 |  | Codes & Standards Forecast | 0 | 0 | 0 | 95.656 | 198.3483 | 306.8129 | 420.3468 | 538.4332 | 660.51 | 785.8351 | 903.7174 | 1016.0571 | 1114.2664 | 1199.9511 | 1274.5277 | 1339.2968 | 1395.3987 | 1443.8458 | 1485.5245 | 1542.5561 | 1594.6416 | 1615.3497 | 1632.4981 | 1646.4999 | 1657.7208 | 1666.4707 | 1673.0351 | 1677.6665 | 1680.5883 | 1681.998 | 1682.0704 | 1680.9599 | 1678.8612 | 0 | 0 | 0 | 0 | 0 | 0 | 0 | 0 | 0 | 0 | 0 | 0 | 0 | 0 | 0 | 0 | 0 | 0
Commercial_Lodging_Existing_Food Preparation_Natural Gas_Steamer_E3_Codes & Standards Forecast | Commercial | Lodging | Existing | Food Preparation | Natural Gas | Steamer | E3 |  | Codes & Standards Forecast | 0 | 0 | 0 | 0 | 0 | 0 | 0 | 0 | 0 | 0 | 0 | 0 | 0 | 0 | 0 | 0 | 0 | 0 | 0 | 0 | 0 | 0 | 0 | 0 | 0 | 0 | 0 | 0 | 0 | 0 | 0 | 0 | 0 | 0 | 0 | 0 | 0 | 0 | 0 | 0 | 0 | 0 | 0 | 0 | 0 | 0 | 0 | 0 | 0 | 0 | 0
Commercial_Lodging_Existing_Food Preparation_Natural Gas_Steamer_E4_Codes & Standards Forecast | Commercial | Lodging | Existing | Food Preparation | Natural Gas | Steamer | E4 |  | Codes & Standards Forecast | 0 | 0 | 0 | 0 | 0 | 0 | 0 | 0 | 0 | 0 | 0 | 0 | 0 | 0 | 0 | 0 | 0 | 0 | 0 | 0 | 0 | 0 | 0 | 0 | 0 | 0 | 0 | 0 | 0 | 0 | 0 | 0 | 0 | 0 | 0 | 0 | 0 | 0 | 0 | 0 | 0 | 0 | 0 | 0 | 0 | 0 | 0 | 0 | 0 | 0 | 0
Commercial_Lodging_Existing_Food Preparation_Natural Gas_Steamer_E5_Codes & Standards Forecast | Commercial | Lodging | Existing | Food Preparation | Natural Gas | Steamer | E5 |  | Codes & Standards Forecast | 0 | 0 | 0 | 0 | 0 | 0 | 0 | 0 | 0 | 0 | 0 | 0 | 0 | 0 | 0 | 0 | 0 | 0 | 0 | 0 | 0 | 0 | 0 | 0 | 0 | 0 | 0 | 0 | 0 | 0 | 0 | 0 | 0 | 0 | 0 | 0 | 0 | 0 | 0 | 0 | 0 | 0 | 0 | 0 | 0 | 0 | 0 | 0 | 0 | 0 | 0
Commercial_Lodging_Existing_Food Preparation_Natural Gas_Steamer_E6_Codes & Standards Forecast | Commercial | Lodging | Existing | Food Preparation | Natural Gas | Steamer | E6 |  | Codes & Standards Forecast | 0 | 0 | 0 | 0 | 0 | 0 | 0 | 0 | 0 | 0 | 0 | 0 | 0 | 0 | 0 | 0 | 0 | 0 | 0 | 0 | 0 | 0 | 0 | 0 | 0 | 0 | 0 | 0 | 0 | 0 | 0 | 0 | 0 | 0 | 0 | 0 | 0 | 0 | 0 | 0 | 0 | 0 | 0 | 0 | 0 | 0 | 0 | 0 | 0 | 0 | 0
Commercial_Lodging_Existing_Food Preparation_Natural Gas_Steamer_E7_Codes & Standards Forecast | Commercial | Lodging | Existing | Food Preparation | Natural Gas | Steamer | E7 |  | Codes & Standards Forecast | 0 | 0 | 0 | 0 | 0 | 0 | 0 | 0 | 0 | 0 | 0 | 0 | 0 | 0 | 0 | 0 | 0 | 0 | 0 | 0 | 0 | 0 | 0 | 0 | 0 | 0 | 0 | 0 | 0 | 0 | 0 | 0 | 0 | 0 | 0 | 0 | 0 | 0 | 0 | 0 | 0 | 0 | 0 | 0 | 0 | 0 | 0 | 0 | 0 | 0 | 0
Commercial_Lodging_Existing_Food Preparation_Natural Gas_Steamer_E8_Codes & Standards Forecast | Commercial | Lodging | Existing | Food Preparation | Natural Gas | Steamer | E8 |  | Codes & Standards Forecast | 0 | 0 | 0 | 0 | 0 | 0 | 0 | 0 | 0 | 0 | 0 | 0 | 0 | 0 | 0 | 0 | 0 | 0 | 0 | 0 | 0 | 0 | 0 | 0 | 0 | 0 | 0 | 0 | 0 | 0 | 0 | 0 | 0 | 0 | 0 | 0 | 0 | 0 | 0 | 0 | 0 | 0 | 0 | 0 | 0 | 0 | 0 | 0 | 0 | 0 | 0
Commercial_Lodging_Existing_Food Preparation_Natural Gas_Steamer_E9_Codes & Standards Forecast | Commercial | Lodging | Existing | Food Preparation | Natural Gas | Steamer | E9 |  | Codes & Standards Forecast | 0 | 0 | 0 | 0 | 0 | 0 | 0 | 0 | 0 | 0 | 0 | 0 | 0 | 0 | 0 | 0 | 0 | 0 | 0 | 0 | 0 | 0 | 0 | 0 | 0 | 0 | 0 | 0 | 0 | 0 | 0 | 0 | 0 | 0 | 0 | 0 | 0 | 0 | 0 | 0 | 0 | 0 | 0 | 0 | 0 | 0 | 0 | 0 | 0 | 0 | 0
Commercial_Lodging_Existing_Food Preparation_Natural Gas_Steamer_E10_Codes & Standards Forecast | Commercial | Lodging | Existing | Food Preparation | Natural Gas | Steamer | E10 |  | Codes & Standards Forecast | 0 | 0 | 0 | 0 | 0 | 0 | 0 | 0 | 0 | 0 | 0 | 0 | 0 | 0 | 0 | 0 | 0 | 0 | 0 | 0 | 0 | 0 | 0 | 0 | 0 | 0 | 0 | 0 | 0 | 0 | 0 | 0 | 0 | 0 | 0 | 0 | 0 | 0 | 0 | 0 | 0 | 0 | 0 | 0 | 0 | 0 | 0 | 0 | 0 | 0 | 0
Commercial_Lodging_Existing_Food Preparation_Natural Gas_Steamer_Vintage_Codes & Standards Forecast | Commercial | Lodging | Existing | Food Preparation | Natural Gas | Steamer | Vintage |  | Codes & Standards Forecast | 2079.9055 | 1992.6818 | 1895.6517 | 1788.2288 | 1673.4637 | 1551.7628 | 1425.8632 | 1296.8273 | 1164.9119 | 1030.0904 | 910.9106 | 805.5401 | 712.3447 | 629.9049 | 556.9725 | 492.4659 | 435.4172 | 384.9689 | 340.3582 | 300.9105 | 266.0267 | 235.1797 | 207.9046 | 183.7885 | 162.4659 | 143.6125 | 126.9429 | 112.2045 | 99.1741 | 87.654 | 77.4694 | 68.4659 | 60.5087 | 0 | 0 | 0 | 0 | 0 | 0 | 0 | 0 | 0 | 0 | 0 | 0 | 0 | 0 | 0 | 0 | 0 | 0
Commercial_Lodging_Existing_Food Preparation_Natural Gas_Food Prep Other_E1_Codes & Standards Forecast | Commercial | Lodging | Existing | Food Preparation | Natural Gas | Food Prep Other | E1 |  | Codes & Standards Forecast | 0 | 0 | 0 | 0 | 0 | 0 | 0 | 0 | 0 | 0 | 0 | 0 | 0 | 0 | 0 | 0 | 0 | 0 | 0 | 0 | 0 | 0 | 0 | 0 | 0 | 0 | 0 | 0 | 0 | 0 | 0 | 0 | 0 | 0 | 0 | 0 | 0 | 0 | 0 | 0 | 0 | 0 | 0 | 0 | 0 | 0 | 0 | 0 | 0 | 0 | 0
Commercial_Lodging_Existing_Food Preparation_Natural Gas_Food Prep Other_E2_Codes & Standards Forecast | Commercial | Lodging | Existing | Food Preparation | Natural Gas | Food Prep Other | E2 |  | Codes & Standards Forecast | 0 | 0 | 0 | 0 | 0 | 0 | 0 | 0 | 0 | 0 | 0 | 0 | 0 | 0 | 0 | 0 | 0 | 0 | 0 | 0 | 0 | 0 | 0 | 0 | 0 | 0 | 0 | 0 | 0 | 0 | 0 | 0 | 0 | 0 | 0 | 0 | 0 | 0 | 0 | 0 | 0 | 0 | 0 | 0 | 0 | 0 | 0 | 0 | 0 | 0 | 0
Commercial_Lodging_Existing_Food Preparation_Natural Gas_Food Prep Other_E3_Codes & Standards Forecast | Commercial | Lodging | Existing | Food Preparation | Natural Gas | Food Prep Other | E3 |  | Codes & Standards Forecast | 0 | 0 | 0 | 0 | 0 | 0 | 0 | 0 | 0 | 0 | 0 | 0 | 0 | 0 | 0 | 0 | 0 | 0 | 0 | 0 | 0 | 0 | 0 | 0 | 0 | 0 | 0 | 0 | 0 | 0 | 0 | 0 | 0 | 0 | 0 | 0 | 0 | 0 | 0 | 0 | 0 | 0 | 0 | 0 | 0 | 0 | 0 | 0 | 0 | 0 | 0
Commercial_Lodging_Existing_Food Preparation_Natural Gas_Food Prep Other_E4_Codes & Standards Forecast | Commercial | Lodging | Existing | Food Preparation | Natural Gas | Food Prep Other | E4 |  | Codes & Standards Forecast | 0 | 0 | 0 | 0 | 0 | 0 | 0 | 0 | 0 | 0 | 0 | 0 | 0 | 0 | 0 | 0 | 0 | 0 | 0 | 0 | 0 | 0 | 0 | 0 | 0 | 0 | 0 | 0 | 0 | 0 | 0 | 0 | 0 | 0 | 0 | 0 | 0 | 0 | 0 | 0 | 0 | 0 | 0 | 0 | 0 | 0 | 0 | 0 | 0 | 0 | 0
Commercial_Lodging_Existing_Food Preparation_Natural Gas_Food Prep Other_E5_Codes & Standards Forecast | Commercial | Lodging | Existing | Food Preparation | Natural Gas | Food Prep Other | E5 |  | Codes & Standards Forecast | 0 | 0 | 0 | 0 | 0 | 0 | 0 | 0 | 0 | 0 | 0 | 0 | 0 | 0 | 0 | 0 | 0 | 0 | 0 | 0 | 0 | 0 | 0 | 0 | 0 | 0 | 0 | 0 | 0 | 0 | 0 | 0 | 0 | 0 | 0 | 0 | 0 | 0 | 0 | 0 | 0 | 0 | 0 | 0 | 0 | 0 | 0 | 0 | 0 | 0 | 0
Commercial_Lodging_Existing_Food Preparation_Natural Gas_Food Prep Other_E6_Codes & Standards Forecast | Commercial | Lodging | Existing | Food Preparation | Natural Gas | Food Prep Other | E6 |  | Codes & Standards Forecast | 0 | 0 | 0 | 0 | 0 | 0 | 0 | 0 | 0 | 0 | 0 | 0 | 0 | 0 | 0 | 0 | 0 | 0 | 0 | 0 | 0 | 0 | 0 | 0 | 0 | 0 | 0 | 0 | 0 | 0 | 0 | 0 | 0 | 0 | 0 | 0 | 0 | 0 | 0 | 0 | 0 | 0 | 0 | 0 | 0 | 0 | 0 | 0 | 0 | 0 | 0
Commercial_Lodging_Existing_Food Preparation_Natural Gas_Food Prep Other_E7_Codes & Standards Forecast | Commercial | Lodging | Existing | Food Preparation | Natural Gas | Food Prep Other | E7 |  | Codes & Standards Forecast | 0 | 0 | 0 | 0 | 0 | 0 | 0 | 0 | 0 | 0 | 0 | 0 | 0 | 0 | 0 | 0 | 0 | 0 | 0 | 0 | 0 | 0 | 0 | 0 | 0 | 0 | 0 | 0 | 0 | 0 | 0 | 0 | 0 | 0 | 0 | 0 | 0 | 0 | 0 | 0 | 0 | 0 | 0 | 0 | 0 | 0 | 0 | 0 | 0 | 0 | 0
Commercial_Lodging_Existing_Food Preparation_Natural Gas_Food Prep Other_E8_Codes & Standards Forecast | Commercial | Lodging | Existing | Food Preparation | Natural Gas | Food Prep Other | E8 |  | Codes & Standards Forecast | 0 | 0 | 0 | 0 | 0 | 0 | 0 | 0 | 0 | 0 | 0 | 0 | 0 | 0 | 0 | 0 | 0 | 0 | 0 | 0 | 0 | 0 | 0 | 0 | 0 | 0 | 0 | 0 | 0 | 0 | 0 | 0 | 0 | 0 | 0 | 0 | 0 | 0 | 0 | 0 | 0 | 0 | 0 | 0 | 0 | 0 | 0 | 0 | 0 | 0 | 0
Commercial_Lodging_Existing_Food Preparation_Natural Gas_Food Prep Other_E9_Codes & Standards Forecast | Commercial | Lodging | Existing | Food Preparation | Natural Gas | Food Prep Other | E9 |  | Codes & Standards Forecast | 0 | 0 | 0 | 0 | 0 | 0 | 0 | 0 | 0 | 0 | 0 | 0 | 0 | 0 | 0 | 0 | 0 | 0 | 0 | 0 | 0 | 0 | 0 | 0 | 0 | 0 | 0 | 0 | 0 | 0 | 0 | 0 | 0 | 0 | 0 | 0 | 0 | 0 | 0 | 0 | 0 | 0 | 0 | 0 | 0 | 0 | 0 | 0 | 0 | 0 | 0
Commercial_Lodging_Existing_Food Preparation_Natural Gas_Food Prep Other_E10_Codes & Standards Forecast | Commercial | Lodging | Existing | Food Preparation | Natural Gas | Food Prep Other | E10 |  | Codes & Standards Forecast | 0 | 0 | 0 | 0 | 0 | 0 | 0 | 0 | 0 | 0 | 0 | 0 | 0 | 0 | 0 | 0 | 0 | 0 | 0 | 0 | 0 | 0 | 0 | 0 | 0 | 0 | 0 | 0 | 0 | 0 | 0 | 0 | 0 | 0 | 0 | 0 | 0 | 0 | 0 | 0 | 0 | 0 | 0 | 0 | 0 | 0 | 0 | 0 | 0 | 0 | 0
Commercial_Lodging_Existing_Food Preparation_Natural Gas_Food Prep Other_Vintage_Codes & Standards Forecast | Commercial | Lodging | Existing | Food Preparation | Natural Gas | Food Prep Other | Vintage |  | Codes & Standards Forecast | 0 | 0 | 0 | 0 | 0 | 0 | 0 | 0 | 0 | 0 | 0 | 0 | 0 | 0 | 0 | 0 | 0 | 0 | 0 | 0 | 0 | 0 | 0 | 0 | 0 | 0 | 0 | 0 | 0 | 0 | 0 | 0 | 0 | 0 | 0 | 0 | 0 | 0 | 0 | 0 | 0 | 0 | 0 | 0 | 0 | 0 | 0 | 0 | 0 | 0 | 0
Commercial_Lodging_Existing_Miscellaneous_Natural Gas_Pool Heater_E1_Codes & Standards Forecast | Commercial | Lodging | Existing | Miscellaneous | Natural Gas | Pool Heater | E1 |  | Codes & Standards Forecast | 0 | 3504.3735 | 8018.8416 | 13304.8754 | 19182.2078 | 25492.0405 | 30444.5087 | 34337.3054 | 37394.4433 | 39779.3882 | 41627.0368 | 43047.1804 | 44125.6762 | 44931.2884 | 45518.7034 | 45933.1162 | 46210.1083 | 46378.1014 | 46459.4195 | 46471.8321 | 46429.081 | 46342.4146 | 46221.149 | 46072.4173 | 45901.8975 | 45713.7449 | 45511.5513 | 45298.1754 | 45075.8921 | 44846.5118 | 44611.4752 | 44371.9287 | 44130.3047 | 0 | 0 | 0 | 0 | 0 | 0 | 0 | 0 | 0 | 0 | 0 | 0 | 0 | 0 | 0 | 0 | 0 | 0
Commercial_Lodging_Existing_Miscellaneous_Natural Gas_Pool Heater_E2_Codes & Standards Forecast | Commercial | Lodging | Existing | Miscellaneous | Natural Gas | Pool Heater | E2 |  | Codes & Standards Forecast | 0 | 0 | 0 | 0 | 0 | 0 | 0 | 0 | 0 | 0 | 0 | 0 | 0 | 0 | 0 | 0 | 0 | 0 | 0 | 0 | 0 | 0 | 0 | 0 | 0 | 0 | 0 | 0 | 0 | 0 | 0 | 0 | 0 | 0 | 0 | 0 | 0 | 0 | 0 | 0 | 0 | 0 | 0 | 0 | 0 | 0 | 0 | 0 | 0 | 0 | 0
Commercial_Lodging_Existing_Miscellaneous_Natural Gas_Pool Heater_E3_Codes & Standards Forecast | Commercial | Lodging | Existing | Miscellaneous | Natural Gas | Pool Heater | E3 |  | Codes & Standards Forecast | 0 | 0 | 0 | 0 | 0 | 0 | 0 | 0 | 0 | 0 | 0 | 0 | 0 | 0 | 0 | 0 | 0 | 0 | 0 | 0 | 0 | 0 | 0 | 0 | 0 | 0 | 0 | 0 | 0 | 0 | 0 | 0 | 0 | 0 | 0 | 0 | 0 | 0 | 0 | 0 | 0 | 0 | 0 | 0 | 0 | 0 | 0 | 0 | 0 | 0 | 0
Commercial_Lodging_Existing_Miscellaneous_Natural Gas_Pool Heater_E4_Codes & Standards Forecast | Commercial | Lodging | Existing | Miscellaneous | Natural Gas | Pool Heater | E4 |  | Codes & Standards Forecast | 0 | 0 | 0 | 0 | 0 | 0 | 0 | 0 | 0 | 0 | 0 | 0 | 0 | 0 | 0 | 0 | 0 | 0 | 0 | 0 | 0 | 0 | 0 | 0 | 0 | 0 | 0 | 0 | 0 | 0 | 0 | 0 | 0 | 0 | 0 | 0 | 0 | 0 | 0 | 0 | 0 | 0 | 0 | 0 | 0 | 0 | 0 | 0 | 0 | 0 | 0
Commercial_Lodging_Existing_Miscellaneous_Natural Gas_Pool Heater_E5_Codes & Standards Forecast | Commercial | Lodging | Existing | Miscellaneous | Natural Gas | Pool Heater | E5 |  | Codes & Standards Forecast | 0 | 0 | 0 | 0 | 0 | 0 | 0 | 0 | 0 | 0 | 0 | 0 | 0 | 0 | 0 | 0 | 0 | 0 | 0 | 0 | 0 | 0 | 0 | 0 | 0 | 0 | 0 | 0 | 0 | 0 | 0 | 0 | 0 | 0 | 0 | 0 | 0 | 0 | 0 | 0 | 0 | 0 | 0 | 0 | 0 | 0 | 0 | 0 | 0 | 0 | 0
Commercial_Lodging_Existing_Miscellaneous_Natural Gas_Pool Heater_E6_Codes & Standards Forecast | Commercial | Lodging | Existing | Miscellaneous | Natural Gas | Pool Heater | E6 |  | Codes & Standards Forecast | 0 | 0 | 0 | 0 | 0 | 0 | 0 | 0 | 0 | 0 | 0 | 0 | 0 | 0 | 0 | 0 | 0 | 0 | 0 | 0 | 0 | 0 | 0 | 0 | 0 | 0 | 0 | 0 | 0 | 0 | 0 | 0 | 0 | 0 | 0 | 0 | 0 | 0 | 0 | 0 | 0 | 0 | 0 | 0 | 0 | 0 | 0 | 0 | 0 | 0 | 0
Commercial_Lodging_Existing_Miscellaneous_Natural Gas_Pool Heater_E7_Codes & Standards Forecast | Commercial | Lodging | Existing | Miscellaneous | Natural Gas | Pool Heater | E7 |  | Codes & Standards Forecast | 0 | 0 | 0 | 0 | 0 | 0 | 0 | 0 | 0 | 0 | 0 | 0 | 0 | 0 | 0 | 0 | 0 | 0 | 0 | 0 | 0 | 0 | 0 | 0 | 0 | 0 | 0 | 0 | 0 | 0 | 0 | 0 | 0 | 0 | 0 | 0 | 0 | 0 | 0 | 0 | 0 | 0 | 0 | 0 | 0 | 0 | 0 | 0 | 0 | 0 | 0
Commercial_Lodging_Existing_Miscellaneous_Natural Gas_Pool Heater_E8_Codes & Standards Forecast | Commercial | Lodging | Existing | Miscellaneous | Natural Gas | Pool Heater | E8 |  | Codes & Standards Forecast | 0 | 0 | 0 | 0 | 0 | 0 | 0 | 0 | 0 | 0 | 0 | 0 | 0 | 0 | 0 | 0 | 0 | 0 | 0 | 0 | 0 | 0 | 0 | 0 | 0 | 0 | 0 | 0 | 0 | 0 | 0 | 0 | 0 | 0 | 0 | 0 | 0 | 0 | 0 | 0 | 0 | 0 | 0 | 0 | 0 | 0 | 0 | 0 | 0 | 0 | 0
Commercial_Lodging_Existing_Miscellaneous_Natural Gas_Pool Heater_E9_Codes & Standards Forecast | Commercial | Lodging | Existing | Miscellaneous | Natural Gas | Pool Heater | E9 |  | Codes & Standards Forecast | 0 | 0 | 0 | 0 | 0 | 0 | 0 | 0 | 0 | 0 | 0 | 0 | 0 | 0 | 0 | 0 | 0 | 0 | 0 | 0 | 0 | 0 | 0 | 0 | 0 | 0 | 0 | 0 | 0 | 0 | 0 | 0 | 0 | 0 | 0 | 0 | 0 | 0 | 0 | 0 | 0 | 0 | 0 | 0 | 0 | 0 | 0 | 0 | 0 | 0 | 0
Commercial_Lodging_Existing_Miscellaneous_Natural Gas_Pool Heater_E10_Codes & Standards Forecast | Commercial | Lodging | Existing | Miscellaneous | Natural Gas | Pool Heater | E10 |  | Codes & Standards Forecast | 0 | 0 | 0 | 0 | 0 | 0 | 0 | 0 | 0 | 0 | 0 | 0 | 0 | 0 | 0 | 0 | 0 | 0 | 0 | 0 | 0 | 0 | 0 | 0 | 0 | 0 | 0 | 0 | 0 | 0 | 0 | 0 | 0 | 0 | 0 | 0 | 0 | 0 | 0 | 0 | 0 | 0 | 0 | 0 | 0 | 0 | 0 | 0 | 0 | 0 | 0
Commercial_Lodging_Existing_Miscellaneous_Natural Gas_Pool Heater_Vintage_Codes & Standards Forecast | Commercial | Lodging | Existing | Miscellaneous | Natural Gas | Pool Heater | Vintage |  | Codes & Standards Forecast | 52834.4122 | 49061.2291 | 44277.9514 | 38667.2942 | 32456.9014 | 25781.9093 | 20488.2993 | 16293.4296 | 12964.8658 | 10317.9345 | 8211.7495 | 6535.663 | 5201.5785 | 4139.6389 | 3294.3046 | 2621.4926 | 2086.0301 | 1659.9046 | 1320.7975 | 1050.9449 | 836.2004 | 665.3151 | 529.3394 | 421.1443 | 335.0559 | 266.5569 | 212.055 | 168.6914 | 134.191 | 106.7429 | 84.9064 | 67.5347 | 53.7172 | 0 | 0 | 0 | 0 | 0 | 0 | 0 | 0 | 0 | 0 | 0 | 0 | 0 | 0 | 0 | 0 | 0 | 0
Commercial_Lodging_Existing_Miscellaneous_Natural Gas_Miscellaneous_E1_Codes & Standards Forecast | Commercial | Lodging | Existing | Miscellaneous | Natural Gas | Miscellaneous | E1 |  | Codes & Standards Forecast | 0 | 45672.9233 | 99533.8395 | 160047.3173 | 211084.1444 | 253900.913 | 289938.4461 | 320364.3593 | 346052.4837 | 367620.4763 | 385649.8875 | 400661.6306 | 413085.9849 | 423294.5841 | 431604.2221 | 438301.2279 | 443625.6986 | 447783.257 | 450946.2421 | 453261.6492 | 454850.9106 | 455820.8167 | 456266.0315 | 456264.3486 | 455882.1176 | 455172.2987 | 454183.0731 | 452955.532 | 451524.7188 | 449920.5182 | 448168.4152 | 446290.1419 | 444319.5364 | 0 | 0 | 0 | 0 | 0 | 0 | 0 | 0 | 0 | 0 | 0 | 0 | 0 | 0 | 0 | 0 | 0 | 0
Commercial_Lodging_Existing_Miscellaneous_Natural Gas_Miscellaneous_E2_Codes & Standards Forecast | Commercial | Lodging | Existing | Miscellaneous | Natural Gas | Miscellaneous | E2 |  | Codes & Standards Forecast | 0 | 0 | 0 | 0 | 0 | 0 | 0 | 0 | 0 | 0 | 0 | 0 | 0 | 0 | 0 | 0 | 0 | 0 | 0 | 0 | 0 | 0 | 0 | 0 | 0 | 0 | 0 | 0 | 0 | 0 | 0 | 0 | 0 | 0 | 0 | 0 | 0 | 0 | 0 | 0 | 0 | 0 | 0 | 0 | 0 | 0 | 0 | 0 | 0 | 0 | 0
Commercial_Lodging_Existing_Miscellaneous_Natural Gas_Miscellaneous_E3_Codes & Standards Forecast | Commercial | Lodging | Existing | Miscellaneous | Natural Gas | Miscellaneous | E3 |  | Codes & Standards Forecast | 0 | 0 | 0 | 0 | 0 | 0 | 0 | 0 | 0 | 0 | 0 | 0 | 0 | 0 | 0 | 0 | 0 | 0 | 0 | 0 | 0 | 0 | 0 | 0 | 0 | 0 | 0 | 0 | 0 | 0 | 0 | 0 | 0 | 0 | 0 | 0 | 0 | 0 | 0 | 0 | 0 | 0 | 0 | 0 | 0 | 0 | 0 | 0 | 0 | 0 | 0
Commercial_Lodging_Existing_Miscellaneous_Natural Gas_Miscellaneous_E4_Codes & Standards Forecast | Commercial | Lodging | Existing | Miscellaneous | Natural Gas | Miscellaneous | E4 |  | Codes & Standards Forecast | 0 | 0 | 0 | 0 | 0 | 0 | 0 | 0 | 0 | 0 | 0 | 0 | 0 | 0 | 0 | 0 | 0 | 0 | 0 | 0 | 0 | 0 | 0 | 0 | 0 | 0 | 0 | 0 | 0 | 0 | 0 | 0 | 0 | 0 | 0 | 0 | 0 | 0 | 0 | 0 | 0 | 0 | 0 | 0 | 0 | 0 | 0 | 0 | 0 | 0 | 0
Commercial_Lodging_Existing_Miscellaneous_Natural Gas_Miscellaneous_E5_Codes & Standards Forecast | Commercial | Lodging | Existing | Miscellaneous | Natural Gas | Miscellaneous | E5 |  | Codes & Standards Forecast | 0 | 0 | 0 | 0 | 0 | 0 | 0 | 0 | 0 | 0 | 0 | 0 | 0 | 0 | 0 | 0 | 0 | 0 | 0 | 0 | 0 | 0 | 0 | 0 | 0 | 0 | 0 | 0 | 0 | 0 | 0 | 0 | 0 | 0 | 0 | 0 | 0 | 0 | 0 | 0 | 0 | 0 | 0 | 0 | 0 | 0 | 0 | 0 | 0 | 0 | 0
Commercial_Lodging_Existing_Miscellaneous_Natural Gas_Miscellaneous_E6_Codes & Standards Forecast | Commercial | Lodging | Existing | Miscellaneous | Natural Gas | Miscellaneous | E6 |  | Codes & Standards Forecast | 0 | 0 | 0 | 0 | 0 | 0 | 0 | 0 | 0 | 0 | 0 | 0 | 0 | 0 | 0 | 0 | 0 | 0 | 0 | 0 | 0 | 0 | 0 | 0 | 0 | 0 | 0 | 0 | 0 | 0 | 0 | 0 | 0 | 0 | 0 | 0 | 0 | 0 | 0 | 0 | 0 | 0 | 0 | 0 | 0 | 0 | 0 | 0 | 0 | 0 | 0
Commercial_Lodging_Existing_Miscellaneous_Natural Gas_Miscellaneous_E7_Codes & Standards Forecast | Commercial | Lodging | Existing | Miscellaneous | Natural Gas | Miscellaneous | E7 |  | Codes & Standards Forecast | 0 | 0 | 0 | 0 | 0 | 0 | 0 | 0 | 0 | 0 | 0 | 0 | 0 | 0 | 0 | 0 | 0 | 0 | 0 | 0 | 0 | 0 | 0 | 0 | 0 | 0 | 0 | 0 | 0 | 0 | 0 | 0 | 0 | 0 | 0 | 0 | 0 | 0 | 0 | 0 | 0 | 0 | 0 | 0 | 0 | 0 | 0 | 0 | 0 | 0 | 0
Commercial_Lodging_Existing_Miscellaneous_Natural Gas_Miscellaneous_E8_Codes & Standards Forecast | Commercial | Lodging | Existing | Miscellaneous | Natural Gas | Miscellaneous | E8 |  | Codes & Standards Forecast | 0 | 0 | 0 | 0 | 0 | 0 | 0 | 0 | 0 | 0 | 0 | 0 | 0 | 0 | 0 | 0 | 0 | 0 | 0 | 0 | 0 | 0 | 0 | 0 | 0 | 0 | 0 | 0 | 0 | 0 | 0 | 0 | 0 | 0 | 0 | 0 | 0 | 0 | 0 | 0 | 0 | 0 | 0 | 0 | 0 | 0 | 0 | 0 | 0 | 0 | 0
Commercial_Lodging_Existing_Miscellaneous_Natural Gas_Miscellaneous_E9_Codes & Standards Forecast | Commercial | Lodging | Existing | Miscellaneous | Natural Gas | Miscellaneous | E9 |  | Codes & Standards Forecast | 0 | 0 | 0 | 0 | 0 | 0 | 0 | 0 | 0 | 0 | 0 | 0 | 0 | 0 | 0 | 0 | 0 | 0 | 0 | 0 | 0 | 0 | 0 | 0 | 0 | 0 | 0 | 0 | 0 | 0 | 0 | 0 | 0 | 0 | 0 | 0 | 0 | 0 | 0 | 0 | 0 | 0 | 0 | 0 | 0 | 0 | 0 | 0 | 0 | 0 | 0
Commercial_Lodging_Existing_Miscellaneous_Natural Gas_Miscellaneous_E10_Codes & Standards Forecast | Commercial | Lodging | Existing | Miscellaneous | Natural Gas | Miscellaneous | E10 |  | Codes & Standards Forecast | 0 | 0 | 0 | 0 | 0 | 0 | 0 | 0 | 0 | 0 | 0 | 0 | 0 | 0 | 0 | 0 | 0 | 0 | 0 | 0 | 0 | 0 | 0 | 0 | 0 | 0 | 0 | 0 | 0 | 0 | 0 | 0 | 0 | 0 | 0 | 0 | 0 | 0 | 0 | 0 | 0 | 0 | 0 | 0 | 0 | 0 | 0 | 0 | 0 | 0 | 0
Commercial_Lodging_Existing_Miscellaneous_Natural Gas_Miscellaneous_Vintage_Codes & Standards Forecast | Commercial | Lodging | Existing | Miscellaneous | Natural Gas | Miscellaneous | Vintage |  | Codes & Standards Forecast | 535575.6604 | 487177.849 | 430592.0448 | 366787.9018 | 312374.8834 | 265856.5405 | 226360.8968 | 192872.9075 | 164433.3746 | 140209.6592 | 119559.4988 | 101953.2951 | 86938.0697 | 74131.1135 | 63206.9799 | 53890.6149 | 45946.0622 | 39171.849 | 33395.6906 | 28470.6466 | 24271.1849 | 20690.5111 | 17637.6737 | 15034.9219 | 12815.9494 | 10924.1235 | 9311.2603 | 7936.2663 | 6764.0953 | 5764.86 | 4913.0728 | 4186.9989 | 3568.2272 | 0 | 0 | 0 | 0 | 0 | 0 | 0 | 0 | 0 | 0 | 0 | 0 | 0 | 0 | 0 | 0 | 0 | 0
Commercial_Lodging_New_Space Heating_Natural Gas_Furnace_E1_Codes & Standards Forecast | Commercial | Lodging | New | Space Heating | Natural Gas | Furnace | E1 |  | Codes & Standards Forecast | 0 | 1615.3228 | 9406.6245 | 14385.812 | 20807.4764 | 29522.3791 | 37667.9811 | 44887.5188 | 51380.6101 | 57649.9554 | 63837.521 | 69963.6144 | 76081.3144 | 82216.5191 | 88389.4614 | 94573.7762 | 100759.7811 | 106937.7723 | 113107.6226 | 119269.2034 | 125432.1019 | 131596.3268 | 137753.1975 | 143902.6139 | 150044.4747 | 156187.3674 | 162331.298 | 168476.2726 | 174622.2972 | 180769.378 | 186917.5212 | 193066.733 | 195836.4139 | 0 | 0 | 0 | 0 | 0 | 0 | 0 | 0 | 0 | 0 | 0 | 0 | 0 | 0 | 0 | 0 | 0 | 0
Commercial_Lodging_New_Space Heating_Natural Gas_Furnace_E2_Codes & Standards Forecast | Commercial | Lodging | New | Space Heating | Natural Gas | Furnace | E2 |  | Codes & Standards Forecast | 0 | 0 | 0 | 0 | 0 | 0 | 0 | 0 | 0 | 0 | 0 | 0 | 0 | 0 | 0 | 0 | 0 | 0 | 0 | 0 | 0 | 0 | 0 | 0 | 0 | 0 | 0 | 0 | 0 | 0 | 0 | 0 | 0 | 0 | 0 | 0 | 0 | 0 | 0 | 0 | 0 | 0 | 0 | 0 | 0 | 0 | 0 | 0 | 0 | 0 | 0
Commercial_Lodging_New_Space Heating_Natural Gas_Furnace_E3_Codes & Standards Forecast | Commercial | Lodging | New | Space Heating | Natural Gas | Furnace | E3 |  | Codes & Standards Forecast | 0 | 0 | 0 | 0 | 0 | 0 | 0 | 0 | 0 | 0 | 0 | 0 | 0 | 0 | 0 | 0 | 0 | 0 | 0 | 0 | 0 | 0 | 0 | 0 | 0 | 0 | 0 | 0 | 0 | 0 | 0 | 0 | 0 | 0 | 0 | 0 | 0 | 0 | 0 | 0 | 0 | 0 | 0 | 0 | 0 | 0 | 0 | 0 | 0 | 0 | 0
Commercial_Lodging_New_Space Heating_Natural Gas_Furnace_E4_Codes & Standards Forecast | Commercial | Lodging | New | Space Heating | Natural Gas | Furnace | E4 |  | Codes & Standards Forecast | 0 | 0 | 0 | 0 | 0 | 0 | 0 | 0 | 0 | 0 | 0 | 0 | 0 | 0 | 0 | 0 | 0 | 0 | 0 | 0 | 0 | 0 | 0 | 0 | 0 | 0 | 0 | 0 | 0 | 0 | 0 | 0 | 0 | 0 | 0 | 0 | 0 | 0 | 0 | 0 | 0 | 0 | 0 | 0 | 0 | 0 | 0 | 0 | 0 | 0 | 0
Commercial_Lodging_New_Space Heating_Natural Gas_Furnace_E5_Codes & Standards Forecast | Commercial | Lodging | New | Space Heating | Natural Gas | Furnace | E5 |  | Codes & Standards Forecast | 0 | 0 | 0 | 0 | 0 | 0 | 0 | 0 | 0 | 0 | 0 | 0 | 0 | 0 | 0 | 0 | 0 | 0 | 0 | 0 | 0 | 0 | 0 | 0 | 0 | 0 | 0 | 0 | 0 | 0 | 0 | 0 | 0 | 0 | 0 | 0 | 0 | 0 | 0 | 0 | 0 | 0 | 0 | 0 | 0 | 0 | 0 | 0 | 0 | 0 | 0
Commercial_Lodging_New_Space Heating_Natural Gas_Furnace_E6_Codes & Standards Forecast | Commercial | Lodging | New | Space Heating | Natural Gas | Furnace | E6 |  | Codes & Standards Forecast | 0 | 0 | 0 | 0 | 0 | 0 | 0 | 0 | 0 | 0 | 0 | 0 | 0 | 0 | 0 | 0 | 0 | 0 | 0 | 0 | 0 | 0 | 0 | 0 | 0 | 0 | 0 | 0 | 0 | 0 | 0 | 0 | 0 | 0 | 0 | 0 | 0 | 0 | 0 | 0 | 0 | 0 | 0 | 0 | 0 | 0 | 0 | 0 | 0 | 0 | 0
Commercial_Lodging_New_Space Heating_Natural Gas_Furnace_E7_Codes & Standards Forecast | Commercial | Lodging | New | Space Heating | Natural Gas | Furnace | E7 |  | Codes & Standards Forecast | 0 | 0 | 0 | 0 | 0 | 0 | 0 | 0 | 0 | 0 | 0 | 0 | 0 | 0 | 0 | 0 | 0 | 0 | 0 | 0 | 0 | 0 | 0 | 0 | 0 | 0 | 0 | 0 | 0 | 0 | 0 | 0 | 0 | 0 | 0 | 0 | 0 | 0 | 0 | 0 | 0 | 0 | 0 | 0 | 0 | 0 | 0 | 0 | 0 | 0 | 0
Commercial_Lodging_New_Space Heating_Natural Gas_Furnace_E8_Codes & Standards Forecast | Commercial | Lodging | New | Space Heating | Natural Gas | Furnace | E8 |  | Codes & Standards Forecast | 0 | 0 | 0 | 0 | 0 | 0 | 0 | 0 | 0 | 0 | 0 | 0 | 0 | 0 | 0 | 0 | 0 | 0 | 0 | 0 | 0 | 0 | 0 | 0 | 0 | 0 | 0 | 0 | 0 | 0 | 0 | 0 | 0 | 0 | 0 | 0 | 0 | 0 | 0 | 0 | 0 | 0 | 0 | 0 | 0 | 0 | 0 | 0 | 0 | 0 | 0
Commercial_Lodging_New_Space Heating_Natural Gas_Furnace_E9_Codes & Standards Forecast | Commercial | Lodging | New | Space Heating | Natural Gas | Furnace | E9 |  | Codes & Standards Forecast | 0 | 0 | 0 | 0 | 0 | 0 | 0 | 0 | 0 | 0 | 0 | 0 | 0 | 0 | 0 | 0 | 0 | 0 | 0 | 0 | 0 | 0 | 0 | 0 | 0 | 0 | 0 | 0 | 0 | 0 | 0 | 0 | 0 | 0 | 0 | 0 | 0 | 0 | 0 | 0 | 0 | 0 | 0 | 0 | 0 | 0 | 0 | 0 | 0 | 0 | 0
Commercial_Lodging_New_Space Heating_Natural Gas_Furnace_E10_Codes & Standards Forecast | Commercial | Lodging | New | Space Heating | Natural Gas | Furnace | E10 |  | Codes & Standards Forecast | 0 | 0 | 0 | 0 | 0 | 0 | 0 | 0 | 0 | 0 | 0 | 0 | 0 | 0 | 0 | 0 | 0 | 0 | 0 | 0 | 0 | 0 | 0 | 0 | 0 | 0 | 0 | 0 | 0 | 0 | 0 | 0 | 0 | 0 | 0 | 0 | 0 | 0 | 0 | 0 | 0 | 0 | 0 | 0 | 0 | 0 | 0 | 0 | 0 | 0 | 0
Commercial_Lodging_New_Space Heating_Natural Gas_Furnace_Vintage_Codes & Standards Forecast | Commercial | Lodging | New | Space Heating | Natural Gas | Furnace | Vintage |  | Codes & Standards Forecast | 0 | 0 | 0 | 0 | 0 | 0 | 0 | 0 | 0 | 0 | 0 | 0 | 0 | 0 | 0 | 0 | 0 | 0 | 0 | 0 | 0 | 0 | 0 | 0 | 0 | 0 | 0 | 0 | 0 | 0 | 0 | 0 | 0 | 0 | 0 | 0 | 0 | 0 | 0 | 0 | 0 | 0 | 0 | 0 | 0 | 0 | 0 | 0 | 0 | 0 | 0
Commercial_Lodging_New_Space Heating_Natural Gas_Boiler_E1_Codes & Standards Forecast | Commercial | Lodging | New | Space Heating | Natural Gas | Boiler | E1 |  | Codes & Standards Forecast | 0 | 1118.7249 | 6514.7504 | 9963.1886 | 14410.6438 | 20446.3281 | 26087.7316 | 31087.7702 | 35584.6935 | 39926.657 | 44211.9823 | 48454.7337 | 52691.672 | 56940.7337 | 61215.9313 | 65499.0051 | 69783.2495 | 74061.9438 | 78334.9999 | 82602.3289 | 86870.5704 | 91139.7306 | 95403.7975 | 99662.7017 | 103916.3732 | 108170.7593 | 112425.8642 | 116681.6921 | 120938.2473 | 125195.534 | 129453.5565 | 133712.319 | 135630.5183 | 0 | 0 | 0 | 0 | 0 | 0 | 0 | 0 | 0 | 0 | 0 | 0 | 0 | 0 | 0 | 0 | 0 | 0
Commercial_Lodging_New_Space Heating_Natural Gas_Boiler_E2_Codes & Standards Forecast | Commercial | Lodging | New | Space Heating | Natural Gas | Boiler | E2 |  | Codes & Standards Forecast | 0 | 0 | 0 | 0 | 0 | 0 | 0 | 0 | 0 | 0 | 0 | 0 | 0 | 0 | 0 | 0 | 0 | 0 | 0 | 0 | 0 | 0 | 0 | 0 | 0 | 0 | 0 | 0 | 0 | 0 | 0 | 0 | 0 | 0 | 0 | 0 | 0 | 0 | 0 | 0 | 0 | 0 | 0 | 0 | 0 | 0 | 0 | 0 | 0 | 0 | 0
Commercial_Lodging_New_Space Heating_Natural Gas_Boiler_E3_Codes & Standards Forecast | Commercial | Lodging | New | Space Heating | Natural Gas | Boiler | E3 |  | Codes & Standards Forecast | 0 | 0 | 0 | 0 | 0 | 0 | 0 | 0 | 0 | 0 | 0 | 0 | 0 | 0 | 0 | 0 | 0 | 0 | 0 | 0 | 0 | 0 | 0 | 0 | 0 | 0 | 0 | 0 | 0 | 0 | 0 | 0 | 0 | 0 | 0 | 0 | 0 | 0 | 0 | 0 | 0 | 0 | 0 | 0 | 0 | 0 | 0 | 0 | 0 | 0 | 0
Commercial_Lodging_New_Space Heating_Natural Gas_Boiler_E4_Codes & Standards Forecast | Commercial | Lodging | New | Space Heating | Natural Gas | Boiler | E4 |  | Codes & Standards Forecast | 0 | 0 | 0 | 0 | 0 | 0 | 0 | 0 | 0 | 0 | 0 | 0 | 0 | 0 | 0 | 0 | 0 | 0 | 0 | 0 | 0 | 0 | 0 | 0 | 0 | 0 | 0 | 0 | 0 | 0 | 0 | 0 | 0 | 0 | 0 | 0 | 0 | 0 | 0 | 0 | 0 | 0 | 0 | 0 | 0 | 0 | 0 | 0 | 0 | 0 | 0
Commercial_Lodging_New_Space Heating_Natural Gas_Boiler_E5_Codes & Standards Forecast | Commercial | Lodging | New | Space Heating | Natural Gas | Boiler | E5 |  | Codes & Standards Forecast | 0 | 0 | 0 | 0 | 0 | 0 | 0 | 0 | 0 | 0 | 0 | 0 | 0 | 0 | 0 | 0 | 0 | 0 | 0 | 0 | 0 | 0 | 0 | 0 | 0 | 0 | 0 | 0 | 0 | 0 | 0 | 0 | 0 | 0 | 0 | 0 | 0 | 0 | 0 | 0 | 0 | 0 | 0 | 0 | 0 | 0 | 0 | 0 | 0 | 0 | 0
Commercial_Lodging_New_Space Heating_Natural Gas_Boiler_E6_Codes & Standards Forecast | Commercial | Lodging | New | Space Heating | Natural Gas | Boiler | E6 |  | Codes & Standards Forecast | 0 | 0 | 0 | 0 | 0 | 0 | 0 | 0 | 0 | 0 | 0 | 0 | 0 | 0 | 0 | 0 | 0 | 0 | 0 | 0 | 0 | 0 | 0 | 0 | 0 | 0 | 0 | 0 | 0 | 0 | 0 | 0 | 0 | 0 | 0 | 0 | 0 | 0 | 0 | 0 | 0 | 0 | 0 | 0 | 0 | 0 | 0 | 0 | 0 | 0 | 0
Commercial_Lodging_New_Space Heating_Natural Gas_Boiler_E7_Codes & Standards Forecast | Commercial | Lodging | New | Space Heating | Natural Gas | Boiler | E7 |  | Codes & Standards Forecast | 0 | 0 | 0 | 0 | 0 | 0 | 0 | 0 | 0 | 0 | 0 | 0 | 0 | 0 | 0 | 0 | 0 | 0 | 0 | 0 | 0 | 0 | 0 | 0 | 0 | 0 | 0 | 0 | 0 | 0 | 0 | 0 | 0 | 0 | 0 | 0 | 0 | 0 | 0 | 0 | 0 | 0 | 0 | 0 | 0 | 0 | 0 | 0 | 0 | 0 | 0
Commercial_Lodging_New_Space Heating_Natural Gas_Boiler_E8_Codes & Standards Forecast | Commercial | Lodging | New | Space Heating | Natural Gas | Boiler | E8 |  | Codes & Standards Forecast | 0 | 0 | 0 | 0 | 0 | 0 | 0 | 0 | 0 | 0 | 0 | 0 | 0 | 0 | 0 | 0 | 0 | 0 | 0 | 0 | 0 | 0 | 0 | 0 | 0 | 0 | 0 | 0 | 0 | 0 | 0 | 0 | 0 | 0 | 0 | 0 | 0 | 0 | 0 | 0 | 0 | 0 | 0 | 0 | 0 | 0 | 0 | 0 | 0 | 0 | 0
Commercial_Lodging_New_Space Heating_Natural Gas_Boiler_E9_Codes & Standards Forecast | Commercial | Lodging | New | Space Heating | Natural Gas | Boiler | E9 |  | Codes & Standards Forecast | 0 | 0 | 0 | 0 | 0 | 0 | 0 | 0 | 0 | 0 | 0 | 0 | 0 | 0 | 0 | 0 | 0 | 0 | 0 | 0 | 0 | 0 | 0 | 0 | 0 | 0 | 0 | 0 | 0 | 0 | 0 | 0 | 0 | 0 | 0 | 0 | 0 | 0 | 0 | 0 | 0 | 0 | 0 | 0 | 0 | 0 | 0 | 0 | 0 | 0 | 0
Commercial_Lodging_New_Space Heating_Natural Gas_Boiler_E10_Codes & Standards Forecast | Commercial | Lodging | New | Space Heating | Natural Gas | Boiler | E10 |  | Codes & Standards Forecast | 0 | 0 | 0 | 0 | 0 | 0 | 0 | 0 | 0 | 0 | 0 | 0 | 0 | 0 | 0 | 0 | 0 | 0 | 0 | 0 | 0 | 0 | 0 | 0 | 0 | 0 | 0 | 0 | 0 | 0 | 0 | 0 | 0 | 0 | 0 | 0 | 0 | 0 | 0 | 0 | 0 | 0 | 0 | 0 | 0 | 0 | 0 | 0 | 0 | 0 | 0
Commercial_Lodging_New_Space Heating_Natural Gas_Boiler_Vintage_Codes & Standards Forecast | Commercial | Lodging | New | Space Heating | Natural Gas | Boiler | Vintage |  | Codes & Standards Forecast | 0 | 0 | 0 | 0 | 0 | 0 | 0 | 0 | 0 | 0 | 0 | 0 | 0 | 0 | 0 | 0 | 0 | 0 | 0 | 0 | 0 | 0 | 0 | 0 | 0 | 0 | 0 | 0 | 0 | 0 | 0 | 0 | 0 | 0 | 0 | 0 | 0 | 0 | 0 | 0 | 0 | 0 | 0 | 0 | 0 | 0 | 0 | 0 | 0 | 0 | 0
Commercial_Lodging_New_Space Heating_Natural Gas_Unit Heater_E1_Codes & Standards Forecast | Commercial | Lodging | New | Space Heating | Natural Gas | Unit Heater | E1 |  | Codes & Standards Forecast | 0 | 74.8106 | 435.6498 | 666.2514 | 963.6585 | 1367.2726 | 1744.5206 | 2078.8796 | 2379.5948 | 2669.9475 | 2956.5128 | 3240.2311 | 3523.5607 | 3807.701 | 4093.589 | 4380.0037 | 4666.4967 | 4952.6185 | 5238.3634 | 5523.7252 | 5809.1481 | 6094.6324 | 6379.7761 | 6664.5745 | 6949.0231 | 7233.5194 | 7518.0638 | 7802.6566 | 8087.298 | 8371.9883 | 8656.7278 | 8941.5168 | 9069.7892 | 0 | 0 | 0 | 0 | 0 | 0 | 0 | 0 | 0 | 0 | 0 | 0 | 0 | 0 | 0 | 0 | 0 | 0
Commercial_Lodging_New_Space Heating_Natural Gas_Unit Heater_E2_Codes & Standards Forecast | Commercial | Lodging | New | Space Heating | Natural Gas | Unit Heater | E2 |  | Codes & Standards Forecast | 0 | 0 | 0 | 0 | 0 | 0 | 0 | 0 | 0 | 0 | 0 | 0 | 0 | 0 | 0 | 0 | 0 | 0 | 0 | 0 | 0 | 0 | 0 | 0 | 0 | 0 | 0 | 0 | 0 | 0 | 0 | 0 | 0 | 0 | 0 | 0 | 0 | 0 | 0 | 0 | 0 | 0 | 0 | 0 | 0 | 0 | 0 | 0 | 0 | 0 | 0
Commercial_Lodging_New_Space Heating_Natural Gas_Unit Heater_E3_Codes & Standards Forecast | Commercial | Lodging | New | Space Heating | Natural Gas | Unit Heater | E3 |  | Codes & Standards Forecast | 0 | 0 | 0 | 0 | 0 | 0 | 0 | 0 | 0 | 0 | 0 | 0 | 0 | 0 | 0 | 0 | 0 | 0 | 0 | 0 | 0 | 0 | 0 | 0 | 0 | 0 | 0 | 0 | 0 | 0 | 0 | 0 | 0 | 0 | 0 | 0 | 0 | 0 | 0 | 0 | 0 | 0 | 0 | 0 | 0 | 0 | 0 | 0 | 0 | 0 | 0
Commercial_Lodging_New_Space Heating_Natural Gas_Unit Heater_E4_Codes & Standards Forecast | Commercial | Lodging | New | Space Heating | Natural Gas | Unit Heater | E4 |  | Codes & Standards Forecast | 0 | 0 | 0 | 0 | 0 | 0 | 0 | 0 | 0 | 0 | 0 | 0 | 0 | 0 | 0 | 0 | 0 | 0 | 0 | 0 | 0 | 0 | 0 | 0 | 0 | 0 | 0 | 0 | 0 | 0 | 0 | 0 | 0 | 0 | 0 | 0 | 0 | 0 | 0 | 0 | 0 | 0 | 0 | 0 | 0 | 0 | 0 | 0 | 0 | 0 | 0
Commercial_Lodging_New_Space Heating_Natural Gas_Unit Heater_E5_Codes & Standards Forecast | Commercial | Lodging | New | Space Heating | Natural Gas | Unit Heater | E5 |  | Codes & Standards Forecast | 0 | 0 | 0 | 0 | 0 | 0 | 0 | 0 | 0 | 0 | 0 | 0 | 0 | 0 | 0 | 0 | 0 | 0 | 0 | 0 | 0 | 0 | 0 | 0 | 0 | 0 | 0 | 0 | 0 | 0 | 0 | 0 | 0 | 0 | 0 | 0 | 0 | 0 | 0 | 0 | 0 | 0 | 0 | 0 | 0 | 0 | 0 | 0 | 0 | 0 | 0
Commercial_Lodging_New_Space Heating_Natural Gas_Unit Heater_E6_Codes & Standards Forecast | Commercial | Lodging | New | Space Heating | Natural Gas | Unit Heater | E6 |  | Codes & Standards Forecast | 0 | 0 | 0 | 0 | 0 | 0 | 0 | 0 | 0 | 0 | 0 | 0 | 0 | 0 | 0 | 0 | 0 | 0 | 0 | 0 | 0 | 0 | 0 | 0 | 0 | 0 | 0 | 0 | 0 | 0 | 0 | 0 | 0 | 0 | 0 | 0 | 0 | 0 | 0 | 0 | 0 | 0 | 0 | 0 | 0 | 0 | 0 | 0 | 0 | 0 | 0
Commercial_Lodging_New_Space Heating_Natural Gas_Unit Heater_E7_Codes & Standards Forecast | Commercial | Lodging | New | Space Heating | Natural Gas | Unit Heater | E7 |  | Codes & Standards Forecast | 0 | 0 | 0 | 0 | 0 | 0 | 0 | 0 | 0 | 0 | 0 | 0 | 0 | 0 | 0 | 0 | 0 | 0 | 0 | 0 | 0 | 0 | 0 | 0 | 0 | 0 | 0 | 0 | 0 | 0 | 0 | 0 | 0 | 0 | 0 | 0 | 0 | 0 | 0 | 0 | 0 | 0 | 0 | 0 | 0 | 0 | 0 | 0 | 0 | 0 | 0
Commercial_Lodging_New_Space Heating_Natural Gas_Unit Heater_E8_Codes & Standards Forecast | Commercial | Lodging | New | Space Heating | Natural Gas | Unit Heater | E8 |  | Codes & Standards Forecast | 0 | 0 | 0 | 0 | 0 | 0 | 0 | 0 | 0 | 0 | 0 | 0 | 0 | 0 | 0 | 0 | 0 | 0 | 0 | 0 | 0 | 0 | 0 | 0 | 0 | 0 | 0 | 0 | 0 | 0 | 0 | 0 | 0 | 0 | 0 | 0 | 0 | 0 | 0 | 0 | 0 | 0 | 0 | 0 | 0 | 0 | 0 | 0 | 0 | 0 | 0
Commercial_Lodging_New_Space Heating_Natural Gas_Unit Heater_E9_Codes & Standards Forecast | Commercial | Lodging | New | Space Heating | Natural Gas | Unit Heater | E9 |  | Codes & Standards Forecast | 0 | 0 | 0 | 0 | 0 | 0 | 0 | 0 | 0 | 0 | 0 | 0 | 0 | 0 | 0 | 0 | 0 | 0 | 0 | 0 | 0 | 0 | 0 | 0 | 0 | 0 | 0 | 0 | 0 | 0 | 0 | 0 | 0 | 0 | 0 | 0 | 0 | 0 | 0 | 0 | 0 | 0 | 0 | 0 | 0 | 0 | 0 | 0 | 0 | 0 | 0
Commercial_Lodging_New_Space Heating_Natural Gas_Unit Heater_E10_Codes & Standards Forecast | Commercial | Lodging | New | Space Heating | Natural Gas | Unit Heater | E10 |  | Codes & Standards Forecast | 0 | 0 | 0 | 0 | 0 | 0 | 0 | 0 | 0 | 0 | 0 | 0 | 0 | 0 | 0 | 0 | 0 | 0 | 0 | 0 | 0 | 0 | 0 | 0 | 0 | 0 | 0 | 0 | 0 | 0 | 0 | 0 | 0 | 0 | 0 | 0 | 0 | 0 | 0 | 0 | 0 | 0 | 0 | 0 | 0 | 0 | 0 | 0 | 0 | 0 | 0
Commercial_Lodging_New_Space Heating_Natural Gas_Unit Heater_Vintage_Codes & Standards Forecast | Commercial | Lodging | New | Space Heating | Natural Gas | Unit Heater | Vintage |  | Codes & Standards Forecast | 0 | 0 | 0 | 0 | 0 | 0 | 0 | 0 | 0 | 0 | 0 | 0 | 0 | 0 | 0 | 0 | 0 | 0 | 0 | 0 | 0 | 0 | 0 | 0 | 0 | 0 | 0 | 0 | 0 | 0 | 0 | 0 | 0 | 0 | 0 | 0 | 0 | 0 | 0 | 0 | 0 | 0 | 0 | 0 | 0 | 0 | 0 | 0 | 0 | 0 | 0
Commercial_Lodging_New_Water Heating_Natural Gas_Water Heater_E1_Codes & Standards Forecast | Commercial | Lodging | New | Water Heating | Natural Gas | Water Heater | E1 |  | Codes & Standards Forecast | 0 | 3973.4101 | 23138.6425 | 35386.5683 | 51182.7337 | 72619.8623 | 92656.611 | 110415.4044 | 126387.2675 | 141808.7548 | 157029.0783 | 172098.191 | 187146.6573 | 202238.1822 | 217422.5352 | 232634.8622 | 247851.3468 | 263048.1188 | 278224.8658 | 293381.2715 | 308540.9182 | 323703.8277 | 338848.6472 | 353975.1303 | 369083.0282 | 384193.4642 | 399306.4533 | 414422.0104 | 429540.1504 | 444660.8884 | 459784.2398 | 474910.2196 | 481723.1479 | 0 | 0 | 0 | 0 | 0 | 0 | 0 | 0 | 0 | 0 | 0 | 0 | 0 | 0 | 0 | 0 | 0 | 0
Commercial_Lodging_New_Water Heating_Natural Gas_Water Heater_E2_Codes & Standards Forecast | Commercial | Lodging | New | Water Heating | Natural Gas | Water Heater | E2 |  | Codes & Standards Forecast | 0 | 0 | 0 | 0 | 0 | 0 | 0 | 0 | 0 | 0 | 0 | 0 | 0 | 0 | 0 | 0 | 0 | 0 | 0 | 0 | 0 | 0 | 0 | 0 | 0 | 0 | 0 | 0 | 0 | 0 | 0 | 0 | 0 | 0 | 0 | 0 | 0 | 0 | 0 | 0 | 0 | 0 | 0 | 0 | 0 | 0 | 0 | 0 | 0 | 0 | 0
Commercial_Lodging_New_Water Heating_Natural Gas_Water Heater_E3_Codes & Standards Forecast | Commercial | Lodging | New | Water Heating | Natural Gas | Water Heater | E3 |  | Codes & Standards Forecast | 0 | 0 | 0 | 0 | 0 | 0 | 0 | 0 | 0 | 0 | 0 | 0 | 0 | 0 | 0 | 0 | 0 | 0 | 0 | 0 | 0 | 0 | 0 | 0 | 0 | 0 | 0 | 0 | 0 | 0 | 0 | 0 | 0 | 0 | 0 | 0 | 0 | 0 | 0 | 0 | 0 | 0 | 0 | 0 | 0 | 0 | 0 | 0 | 0 | 0 | 0
Commercial_Lodging_New_Water Heating_Natural Gas_Water Heater_E4_Codes & Standards Forecast | Commercial | Lodging | New | Water Heating | Natural Gas | Water Heater | E4 |  | Codes & Standards Forecast | 0 | 0 | 0 | 0 | 0 | 0 | 0 | 0 | 0 | 0 | 0 | 0 | 0 | 0 | 0 | 0 | 0 | 0 | 0 | 0 | 0 | 0 | 0 | 0 | 0 | 0 | 0 | 0 | 0 | 0 | 0 | 0 | 0 | 0 | 0 | 0 | 0 | 0 | 0 | 0 | 0 | 0 | 0 | 0 | 0 | 0 | 0 | 0 | 0 | 0 | 0
Commercial_Lodging_New_Water Heating_Natural Gas_Water Heater_E5_Codes & Standards Forecast | Commercial | Lodging | New | Water Heating | Natural Gas | Water Heater | E5 |  | Codes & Standards Forecast | 0 | 0 | 0 | 0 | 0 | 0 | 0 | 0 | 0 | 0 | 0 | 0 | 0 | 0 | 0 | 0 | 0 | 0 | 0 | 0 | 0 | 0 | 0 | 0 | 0 | 0 | 0 | 0 | 0 | 0 | 0 | 0 | 0 | 0 | 0 | 0 | 0 | 0 | 0 | 0 | 0 | 0 | 0 | 0 | 0 | 0 | 0 | 0 | 0 | 0 | 0
Commercial_Lodging_New_Water Heating_Natural Gas_Water Heater_E6_Codes & Standards Forecast | Commercial | Lodging | New | Water Heating | Natural Gas | Water Heater | E6 |  | Codes & Standards Forecast | 0 | 0 | 0 | 0 | 0 | 0 | 0 | 0 | 0 | 0 | 0 | 0 | 0 | 0 | 0 | 0 | 0 | 0 | 0 | 0 | 0 | 0 | 0 | 0 | 0 | 0 | 0 | 0 | 0 | 0 | 0 | 0 | 0 | 0 | 0 | 0 | 0 | 0 | 0 | 0 | 0 | 0 | 0 | 0 | 0 | 0 | 0 | 0 | 0 | 0 | 0
Commercial_Lodging_New_Water Heating_Natural Gas_Water Heater_E7_Codes & Standards Forecast | Commercial | Lodging | New | Water Heating | Natural Gas | Water Heater | E7 |  | Codes & Standards Forecast | 0 | 0 | 0 | 0 | 0 | 0 | 0 | 0 | 0 | 0 | 0 | 0 | 0 | 0 | 0 | 0 | 0 | 0 | 0 | 0 | 0 | 0 | 0 | 0 | 0 | 0 | 0 | 0 | 0 | 0 | 0 | 0 | 0 | 0 | 0 | 0 | 0 | 0 | 0 | 0 | 0 | 0 | 0 | 0 | 0 | 0 | 0 | 0 | 0 | 0 | 0
Commercial_Lodging_New_Water Heating_Natural Gas_Water Heater_E8_Codes & Standards Forecast | Commercial | Lodging | New | Water Heating | Natural Gas | Water Heater | E8 |  | Codes & Standards Forecast | 0 | 0 | 0 | 0 | 0 | 0 | 0 | 0 | 0 | 0 | 0 | 0 | 0 | 0 | 0 | 0 | 0 | 0 | 0 | 0 | 0 | 0 | 0 | 0 | 0 | 0 | 0 | 0 | 0 | 0 | 0 | 0 | 0 | 0 | 0 | 0 | 0 | 0 | 0 | 0 | 0 | 0 | 0 | 0 | 0 | 0 | 0 | 0 | 0 | 0 | 0
Commercial_Lodging_New_Water Heating_Natural Gas_Water Heater_E9_Codes & Standards Forecast | Commercial | Lodging | New | Water Heating | Natural Gas | Water Heater | E9 |  | Codes & Standards Forecast | 0 | 0 | 0 | 0 | 0 | 0 | 0 | 0 | 0 | 0 | 0 | 0 | 0 | 0 | 0 | 0 | 0 | 0 | 0 | 0 | 0 | 0 | 0 | 0 | 0 | 0 | 0 | 0 | 0 | 0 | 0 | 0 | 0 | 0 | 0 | 0 | 0 | 0 | 0 | 0 | 0 | 0 | 0 | 0 | 0 | 0 | 0 | 0 | 0 | 0 | 0
Commercial_Lodging_New_Water Heating_Natural Gas_Water Heater_E10_Codes & Standards Forecast | Commercial | Lodging | New | Water Heating | Natural Gas | Water Heater | E10 |  | Codes & Standards Forecast | 0 | 0 | 0 | 0 | 0 | 0 | 0 | 0 | 0 | 0 | 0 | 0 | 0 | 0 | 0 | 0 | 0 | 0 | 0 | 0 | 0 | 0 | 0 | 0 | 0 | 0 | 0 | 0 | 0 | 0 | 0 | 0 | 0 | 0 | 0 | 0 | 0 | 0 | 0 | 0 | 0 | 0 | 0 | 0 | 0 | 0 | 0 | 0 | 0 | 0 | 0
Commercial_Lodging_New_Water Heating_Natural Gas_Water Heater_Vintage_Codes & Standards Forecast | Commercial | Lodging | New | Water Heating | Natural Gas | Water Heater | Vintage |  | Codes & Standards Forecast | 0 | 0 | 0 | 0 | 0 | 0 | 0 | 0 | 0 | 0 | 0 | 0 | 0 | 0 | 0 | 0 | 0 | 0 | 0 | 0 | 0 | 0 | 0 | 0 | 0 | 0 | 0 | 0 | 0 | 0 | 0 | 0 | 0 | 0 | 0 | 0 | 0 | 0 | 0 | 0 | 0 | 0 | 0 | 0 | 0 | 0 | 0 | 0 | 0 | 0 | 0
Commercial_Lodging_New_Food Preparation_Natural Gas_Oven_E1_Codes & Standards Forecast | Commercial | Lodging | New | Food Preparation | Natural Gas | Oven | E1 |  | Codes & Standards Forecast | 0 | 531.1325 | 3092.9817 | 4730.1827 | 6841.683 | 9707.2204 | 12385.5667 | 14759.4148 | 16894.4008 | 18955.8173 | 20990.3438 | 23004.6577 | 25016.2117 | 27033.5215 | 29063.2398 | 31096.6974 | 33130.7107 | 35162.0891 | 37190.7906 | 39216.7731 | 41243.1889 | 43270.0408 | 45294.4745 | 47316.4572 | 49335.9556 | 51355.7933 | 53375.9722 | 55396.4944 | 57417.3619 | 59438.5766 | 61460.1407 | 63482.0561 | 64392.7518 | 0 | 0 | 0 | 0 | 0 | 0 | 0 | 0 | 0 | 0 | 0 | 0 | 0 | 0 | 0 | 0 | 0 | 0
Commercial_Lodging_New_Food Preparation_Natural Gas_Oven_E2_Codes & Standards Forecast | Commercial | Lodging | New | Food Preparation | Natural Gas | Oven | E2 |  | Codes & Standards Forecast | 0 | 0 | 0 | 0 | 0 | 0 | 0 | 0 | 0 | 0 | 0 | 0 | 0 | 0 | 0 | 0 | 0 | 0 | 0 | 0 | 0 | 0 | 0 | 0 | 0 | 0 | 0 | 0 | 0 | 0 | 0 | 0 | 0 | 0 | 0 | 0 | 0 | 0 | 0 | 0 | 0 | 0 | 0 | 0 | 0 | 0 | 0 | 0 | 0 | 0 | 0
Commercial_Lodging_New_Food Preparation_Natural Gas_Oven_E3_Codes & Standards Forecast | Commercial | Lodging | New | Food Preparation | Natural Gas | Oven | E3 |  | Codes & Standards Forecast | 0 | 0 | 0 | 0 | 0 | 0 | 0 | 0 | 0 | 0 | 0 | 0 | 0 | 0 | 0 | 0 | 0 | 0 | 0 | 0 | 0 | 0 | 0 | 0 | 0 | 0 | 0 | 0 | 0 | 0 | 0 | 0 | 0 | 0 | 0 | 0 | 0 | 0 | 0 | 0 | 0 | 0 | 0 | 0 | 0 | 0 | 0 | 0 | 0 | 0 | 0
Commercial_Lodging_New_Food Preparation_Natural Gas_Oven_E4_Codes & Standards Forecast | Commercial | Lodging | New | Food Preparation | Natural Gas | Oven | E4 |  | Codes & Standards Forecast | 0 | 0 | 0 | 0 | 0 | 0 | 0 | 0 | 0 | 0 | 0 | 0 | 0 | 0 | 0 | 0 | 0 | 0 | 0 | 0 | 0 | 0 | 0 | 0 | 0 | 0 | 0 | 0 | 0 | 0 | 0 | 0 | 0 | 0 | 0 | 0 | 0 | 0 | 0 | 0 | 0 | 0 | 0 | 0 | 0 | 0 | 0 | 0 | 0 | 0 | 0
Commercial_Lodging_New_Food Preparation_Natural Gas_Oven_E5_Codes & Standards Forecast | Commercial | Lodging | New | Food Preparation | Natural Gas | Oven | E5 |  | Codes & Standards Forecast | 0 | 0 | 0 | 0 | 0 | 0 | 0 | 0 | 0 | 0 | 0 | 0 | 0 | 0 | 0 | 0 | 0 | 0 | 0 | 0 | 0 | 0 | 0 | 0 | 0 | 0 | 0 | 0 | 0 | 0 | 0 | 0 | 0 | 0 | 0 | 0 | 0 | 0 | 0 | 0 | 0 | 0 | 0 | 0 | 0 | 0 | 0 | 0 | 0 | 0 | 0
Commercial_Lodging_New_Food Preparation_Natural Gas_Oven_E6_Codes & Standards Forecast | Commercial | Lodging | New | Food Preparation | Natural Gas | Oven | E6 |  | Codes & Standards Forecast | 0 | 0 | 0 | 0 | 0 | 0 | 0 | 0 | 0 | 0 | 0 | 0 | 0 | 0 | 0 | 0 | 0 | 0 | 0 | 0 | 0 | 0 | 0 | 0 | 0 | 0 | 0 | 0 | 0 | 0 | 0 | 0 | 0 | 0 | 0 | 0 | 0 | 0 | 0 | 0 | 0 | 0 | 0 | 0 | 0 | 0 | 0 | 0 | 0 | 0 | 0
Commercial_Lodging_New_Food Preparation_Natural Gas_Oven_E7_Codes & Standards Forecast | Commercial | Lodging | New | Food Preparation | Natural Gas | Oven | E7 |  | Codes & Standards Forecast | 0 | 0 | 0 | 0 | 0 | 0 | 0 | 0 | 0 | 0 | 0 | 0 | 0 | 0 | 0 | 0 | 0 | 0 | 0 | 0 | 0 | 0 | 0 | 0 | 0 | 0 | 0 | 0 | 0 | 0 | 0 | 0 | 0 | 0 | 0 | 0 | 0 | 0 | 0 | 0 | 0 | 0 | 0 | 0 | 0 | 0 | 0 | 0 | 0 | 0 | 0
Commercial_Lodging_New_Food Preparation_Natural Gas_Oven_E8_Codes & Standards Forecast | Commercial | Lodging | New | Food Preparation | Natural Gas | Oven | E8 |  | Codes & Standards Forecast | 0 | 0 | 0 | 0 | 0 | 0 | 0 | 0 | 0 | 0 | 0 | 0 | 0 | 0 | 0 | 0 | 0 | 0 | 0 | 0 | 0 | 0 | 0 | 0 | 0 | 0 | 0 | 0 | 0 | 0 | 0 | 0 | 0 | 0 | 0 | 0 | 0 | 0 | 0 | 0 | 0 | 0 | 0 | 0 | 0 | 0 | 0 | 0 | 0 | 0 | 0
Commercial_Lodging_New_Food Preparation_Natural Gas_Oven_E9_Codes & Standards Forecast | Commercial | Lodging | New | Food Preparation | Natural Gas | Oven | E9 |  | Codes & Standards Forecast | 0 | 0 | 0 | 0 | 0 | 0 | 0 | 0 | 0 | 0 | 0 | 0 | 0 | 0 | 0 | 0 | 0 | 0 | 0 | 0 | 0 | 0 | 0 | 0 | 0 | 0 | 0 | 0 | 0 | 0 | 0 | 0 | 0 | 0 | 0 | 0 | 0 | 0 | 0 | 0 | 0 | 0 | 0 | 0 | 0 | 0 | 0 | 0 | 0 | 0 | 0
Commercial_Lodging_New_Food Preparation_Natural Gas_Oven_E10_Codes & Standards Forecast | Commercial | Lodging | New | Food Preparation | Natural Gas | Oven | E10 |  | Codes & Standards Forecast | 0 | 0 | 0 | 0 | 0 | 0 | 0 | 0 | 0 | 0 | 0 | 0 | 0 | 0 | 0 | 0 | 0 | 0 | 0 | 0 | 0 | 0 | 0 | 0 | 0 | 0 | 0 | 0 | 0 | 0 | 0 | 0 | 0 | 0 | 0 | 0 | 0 | 0 | 0 | 0 | 0 | 0 | 0 | 0 | 0 | 0 | 0 | 0 | 0 | 0 | 0
Commercial_Lodging_New_Food Preparation_Natural Gas_Oven_Vintage_Codes & Standards Forecast | Commercial | Lodging | New | Food Preparation | Natural Gas | Oven | Vintage |  | Codes & Standards Forecast | 0 | 0 | 0 | 0 | 0 | 0 | 0 | 0 | 0 | 0 | 0 | 0 | 0 | 0 | 0 | 0 | 0 | 0 | 0 | 0 | 0 | 0 | 0 | 0 | 0 | 0 | 0 | 0 | 0 | 0 | 0 | 0 | 0 | 0 | 0 | 0 | 0 | 0 | 0 | 0 | 0 | 0 | 0 | 0 | 0 | 0 | 0 | 0 | 0 | 0 | 0
Commercial_Lodging_New_Food Preparation_Natural Gas_Conveyor Oven_E1_Codes & Standards Forecast | Commercial | Lodging | New | Food Preparation | Natural Gas | Conveyor Oven | E1 |  | Codes & Standards Forecast | 0 | 265.5662 | 1546.4908 | 2365.0914 | 3420.8415 | 4853.6102 | 6192.7833 | 7379.7074 | 8447.2004 | 9477.9086 | 10495.1719 | 11502.3288 | 12508.1059 | 13516.7608 | 14531.6199 | 15548.3487 | 16565.3554 | 17581.0445 | 18595.3953 | 19608.3866 | 20621.5944 | 21635.0204 | 22647.2373 | 23658.2286 | 24667.9778 | 25677.8966 | 26687.9861 | 27698.2472 | 28708.6809 | 29719.2883 | 30730.0704 | 31741.0281 | 32196.3759 | 0 | 0 | 0 | 0 | 0 | 0 | 0 | 0 | 0 | 0 | 0 | 0 | 0 | 0 | 0 | 0 | 0 | 0
Commercial_Lodging_New_Food Preparation_Natural Gas_Conveyor Oven_E2_Codes & Standards Forecast | Commercial | Lodging | New | Food Preparation | Natural Gas | Conveyor Oven | E2 |  | Codes & Standards Forecast | 0 | 0 | 0 | 0 | 0 | 0 | 0 | 0 | 0 | 0 | 0 | 0 | 0 | 0 | 0 | 0 | 0 | 0 | 0 | 0 | 0 | 0 | 0 | 0 | 0 | 0 | 0 | 0 | 0 | 0 | 0 | 0 | 0 | 0 | 0 | 0 | 0 | 0 | 0 | 0 | 0 | 0 | 0 | 0 | 0 | 0 | 0 | 0 | 0 | 0 | 0
Commercial_Lodging_New_Food Preparation_Natural Gas_Conveyor Oven_E3_Codes & Standards Forecast | Commercial | Lodging | New | Food Preparation | Natural Gas | Conveyor Oven | E3 |  | Codes & Standards Forecast | 0 | 0 | 0 | 0 | 0 | 0 | 0 | 0 | 0 | 0 | 0 | 0 | 0 | 0 | 0 | 0 | 0 | 0 | 0 | 0 | 0 | 0 | 0 | 0 | 0 | 0 | 0 | 0 | 0 | 0 | 0 | 0 | 0 | 0 | 0 | 0 | 0 | 0 | 0 | 0 | 0 | 0 | 0 | 0 | 0 | 0 | 0 | 0 | 0 | 0 | 0
Commercial_Lodging_New_Food Preparation_Natural Gas_Conveyor Oven_E4_Codes & Standards Forecast | Commercial | Lodging | New | Food Preparation | Natural Gas | Conveyor Oven | E4 |  | Codes & Standards Forecast | 0 | 0 | 0 | 0 | 0 | 0 | 0 | 0 | 0 | 0 | 0 | 0 | 0 | 0 | 0 | 0 | 0 | 0 | 0 | 0 | 0 | 0 | 0 | 0 | 0 | 0 | 0 | 0 | 0 | 0 | 0 | 0 | 0 | 0 | 0 | 0 | 0 | 0 | 0 | 0 | 0 | 0 | 0 | 0 | 0 | 0 | 0 | 0 | 0 | 0 | 0
Commercial_Lodging_New_Food Preparation_Natural Gas_Conveyor Oven_E5_Codes & Standards Forecast | Commercial | Lodging | New | Food Preparation | Natural Gas | Conveyor Oven | E5 |  | Codes & Standards Forecast | 0 | 0 | 0 | 0 | 0 | 0 | 0 | 0 | 0 | 0 | 0 | 0 | 0 | 0 | 0 | 0 | 0 | 0 | 0 | 0 | 0 | 0 | 0 | 0 | 0 | 0 | 0 | 0 | 0 | 0 | 0 | 0 | 0 | 0 | 0 | 0 | 0 | 0 | 0 | 0 | 0 | 0 | 0 | 0 | 0 | 0 | 0 | 0 | 0 | 0 | 0
Commercial_Lodging_New_Food Preparation_Natural Gas_Conveyor Oven_E6_Codes & Standards Forecast | Commercial | Lodging | New | Food Preparation | Natural Gas | Conveyor Oven | E6 |  | Codes & Standards Forecast | 0 | 0 | 0 | 0 | 0 | 0 | 0 | 0 | 0 | 0 | 0 | 0 | 0 | 0 | 0 | 0 | 0 | 0 | 0 | 0 | 0 | 0 | 0 | 0 | 0 | 0 | 0 | 0 | 0 | 0 | 0 | 0 | 0 | 0 | 0 | 0 | 0 | 0 | 0 | 0 | 0 | 0 | 0 | 0 | 0 | 0 | 0 | 0 | 0 | 0 | 0
Commercial_Lodging_New_Food Preparation_Natural Gas_Conveyor Oven_E7_Codes & Standards Forecast | Commercial | Lodging | New | Food Preparation | Natural Gas | Conveyor Oven | E7 |  | Codes & Standards Forecast | 0 | 0 | 0 | 0 | 0 | 0 | 0 | 0 | 0 | 0 | 0 | 0 | 0 | 0 | 0 | 0 | 0 | 0 | 0 | 0 | 0 | 0 | 0 | 0 | 0 | 0 | 0 | 0 | 0 | 0 | 0 | 0 | 0 | 0 | 0 | 0 | 0 | 0 | 0 | 0 | 0 | 0 | 0 | 0 | 0 | 0 | 0 | 0 | 0 | 0 | 0
Commercial_Lodging_New_Food Preparation_Natural Gas_Conveyor Oven_E8_Codes & Standards Forecast | Commercial | Lodging | New | Food Preparation | Natural Gas | Conveyor Oven | E8 |  | Codes & Standards Forecast | 0 | 0 | 0 | 0 | 0 | 0 | 0 | 0 | 0 | 0 | 0 | 0 | 0 | 0 | 0 | 0 | 0 | 0 | 0 | 0 | 0 | 0 | 0 | 0 | 0 | 0 | 0 | 0 | 0 | 0 | 0 | 0 | 0 | 0 | 0 | 0 | 0 | 0 | 0 | 0 | 0 | 0 | 0 | 0 | 0 | 0 | 0 | 0 | 0 | 0 | 0
Commercial_Lodging_New_Food Preparation_Natural Gas_Conveyor Oven_E9_Codes & Standards Forecast | Commercial | Lodging | New | Food Preparation | Natural Gas | Conveyor Oven | E9 |  | Codes & Standards Forecast | 0 | 0 | 0 | 0 | 0 | 0 | 0 | 0 | 0 | 0 | 0 | 0 | 0 | 0 | 0 | 0 | 0 | 0 | 0 | 0 | 0 | 0 | 0 | 0 | 0 | 0 | 0 | 0 | 0 | 0 | 0 | 0 | 0 | 0 | 0 | 0 | 0 | 0 | 0 | 0 | 0 | 0 | 0 | 0 | 0 | 0 | 0 | 0 | 0 | 0 | 0
Commercial_Lodging_New_Food Preparation_Natural Gas_Conveyor Oven_E10_Codes & Standards Forecast | Commercial | Lodging | New | Food Preparation | Natural Gas | Conveyor Oven | E10 |  | Codes & Standards Forecast | 0 | 0 | 0 | 0 | 0 | 0 | 0 | 0 | 0 | 0 | 0 | 0 | 0 | 0 | 0 | 0 | 0 | 0 | 0 | 0 | 0 | 0 | 0 | 0 | 0 | 0 | 0 | 0 | 0 | 0 | 0 | 0 | 0 | 0 | 0 | 0 | 0 | 0 | 0 | 0 | 0 | 0 | 0 | 0 | 0 | 0 | 0 | 0 | 0 | 0 | 0
Commercial_Lodging_New_Food Preparation_Natural Gas_Conveyor Oven_Vintage_Codes & Standards Forecast | Commercial | Lodging | New | Food Preparation | Natural Gas | Conveyor Oven | Vintage |  | Codes & Standards Forecast | 0 | 0 | 0 | 0 | 0 | 0 | 0 | 0 | 0 | 0 | 0 | 0 | 0 | 0 | 0 | 0 | 0 | 0 | 0 | 0 | 0 | 0 | 0 | 0 | 0 | 0 | 0 | 0 | 0 | 0 | 0 | 0 | 0 | 0 | 0 | 0 | 0 | 0 | 0 | 0 | 0 | 0 | 0 | 0 | 0 | 0 | 0 | 0 | 0 | 0 | 0
Commercial_Lodging_New_Food Preparation_Natural Gas_Double Rack Oven_E1_Codes & Standards Forecast | Commercial | Lodging | New | Food Preparation | Natural Gas | Double Rack Oven | E1 |  | Codes & Standards Forecast | 0 | 265.5662 | 1546.4908 | 2365.0914 | 3420.8415 | 4853.6102 | 6192.7833 | 7379.7074 | 8447.2004 | 9477.9086 | 10495.1719 | 11502.3288 | 12508.1059 | 13516.7608 | 14531.6199 | 15548.3487 | 16565.3554 | 17581.0445 | 18595.3953 | 19608.3866 | 20621.5944 | 21635.0204 | 22647.2373 | 23658.2286 | 24667.9778 | 25677.8966 | 26687.9861 | 27698.2472 | 28708.6809 | 29719.2883 | 30730.0704 | 31741.0281 | 32196.3759 | 0 | 0 | 0 | 0 | 0 | 0 | 0 | 0 | 0 | 0 | 0 | 0 | 0 | 0 | 0 | 0 | 0 | 0
Commercial_Lodging_New_Food Preparation_Natural Gas_Double Rack Oven_E2_Codes & Standards Forecast | Commercial | Lodging | New | Food Preparation | Natural Gas | Double Rack Oven | E2 |  | Codes & Standards Forecast | 0 | 0 | 0 | 0 | 0 | 0 | 0 | 0 | 0 | 0 | 0 | 0 | 0 | 0 | 0 | 0 | 0 | 0 | 0 | 0 | 0 | 0 | 0 | 0 | 0 | 0 | 0 | 0 | 0 | 0 | 0 | 0 | 0 | 0 | 0 | 0 | 0 | 0 | 0 | 0 | 0 | 0 | 0 | 0 | 0 | 0 | 0 | 0 | 0 | 0 | 0
Commercial_Lodging_New_Food Preparation_Natural Gas_Double Rack Oven_E3_Codes & Standards Forecast | Commercial | Lodging | New | Food Preparation | Natural Gas | Double Rack Oven | E3 |  | Codes & Standards Forecast | 0 | 0 | 0 | 0 | 0 | 0 | 0 | 0 | 0 | 0 | 0 | 0 | 0 | 0 | 0 | 0 | 0 | 0 | 0 | 0 | 0 | 0 | 0 | 0 | 0 | 0 | 0 | 0 | 0 | 0 | 0 | 0 | 0 | 0 | 0 | 0 | 0 | 0 | 0 | 0 | 0 | 0 | 0 | 0 | 0 | 0 | 0 | 0 | 0 | 0 | 0
Commercial_Lodging_New_Food Preparation_Natural Gas_Double Rack Oven_E4_Codes & Standards Forecast | Commercial | Lodging | New | Food Preparation | Natural Gas | Double Rack Oven | E4 |  | Codes & Standards Forecast | 0 | 0 | 0 | 0 | 0 | 0 | 0 | 0 | 0 | 0 | 0 | 0 | 0 | 0 | 0 | 0 | 0 | 0 | 0 | 0 | 0 | 0 | 0 | 0 | 0 | 0 | 0 | 0 | 0 | 0 | 0 | 0 | 0 | 0 | 0 | 0 | 0 | 0 | 0 | 0 | 0 | 0 | 0 | 0 | 0 | 0 | 0 | 0 | 0 | 0 | 0
Commercial_Lodging_New_Food Preparation_Natural Gas_Double Rack Oven_E5_Codes & Standards Forecast | Commercial | Lodging | New | Food Preparation | Natural Gas | Double Rack Oven | E5 |  | Codes & Standards Forecast | 0 | 0 | 0 | 0 | 0 | 0 | 0 | 0 | 0 | 0 | 0 | 0 | 0 | 0 | 0 | 0 | 0 | 0 | 0 | 0 | 0 | 0 | 0 | 0 | 0 | 0 | 0 | 0 | 0 | 0 | 0 | 0 | 0 | 0 | 0 | 0 | 0 | 0 | 0 | 0 | 0 | 0 | 0 | 0 | 0 | 0 | 0 | 0 | 0 | 0 | 0
Commercial_Lodging_New_Food Preparation_Natural Gas_Double Rack Oven_E6_Codes & Standards Forecast | Commercial | Lodging | New | Food Preparation | Natural Gas | Double Rack Oven | E6 |  | Codes & Standards Forecast | 0 | 0 | 0 | 0 | 0 | 0 | 0 | 0 | 0 | 0 | 0 | 0 | 0 | 0 | 0 | 0 | 0 | 0 | 0 | 0 | 0 | 0 | 0 | 0 | 0 | 0 | 0 | 0 | 0 | 0 | 0 | 0 | 0 | 0 | 0 | 0 | 0 | 0 | 0 | 0 | 0 | 0 | 0 | 0 | 0 | 0 | 0 | 0 | 0 | 0 | 0
Commercial_Lodging_New_Food Preparation_Natural Gas_Double Rack Oven_E7_Codes & Standards Forecast | Commercial | Lodging | New | Food Preparation | Natural Gas | Double Rack Oven | E7 |  | Codes & Standards Forecast | 0 | 0 | 0 | 0 | 0 | 0 | 0 | 0 | 0 | 0 | 0 | 0 | 0 | 0 | 0 | 0 | 0 | 0 | 0 | 0 | 0 | 0 | 0 | 0 | 0 | 0 | 0 | 0 | 0 | 0 | 0 | 0 | 0 | 0 | 0 | 0 | 0 | 0 | 0 | 0 | 0 | 0 | 0 | 0 | 0 | 0 | 0 | 0 | 0 | 0 | 0
Commercial_Lodging_New_Food Preparation_Natural Gas_Double Rack Oven_E8_Codes & Standards Forecast | Commercial | Lodging | New | Food Preparation | Natural Gas | Double Rack Oven | E8 |  | Codes & Standards Forecast | 0 | 0 | 0 | 0 | 0 | 0 | 0 | 0 | 0 | 0 | 0 | 0 | 0 | 0 | 0 | 0 | 0 | 0 | 0 | 0 | 0 | 0 | 0 | 0 | 0 | 0 | 0 | 0 | 0 | 0 | 0 | 0 | 0 | 0 | 0 | 0 | 0 | 0 | 0 | 0 | 0 | 0 | 0 | 0 | 0 | 0 | 0 | 0 | 0 | 0 | 0
Commercial_Lodging_New_Food Preparation_Natural Gas_Double Rack Oven_E9_Codes & Standards Forecast | Commercial | Lodging | New | Food Preparation | Natural Gas | Double Rack Oven | E9 |  | Codes & Standards Forecast | 0 | 0 | 0 | 0 | 0 | 0 | 0 | 0 | 0 | 0 | 0 | 0 | 0 | 0 | 0 | 0 | 0 | 0 | 0 | 0 | 0 | 0 | 0 | 0 | 0 | 0 | 0 | 0 | 0 | 0 | 0 | 0 | 0 | 0 | 0 | 0 | 0 | 0 | 0 | 0 | 0 | 0 | 0 | 0 | 0 | 0 | 0 | 0 | 0 | 0 | 0
Commercial_Lodging_New_Food Preparation_Natural Gas_Double Rack Oven_E10_Codes & Standards Forecast | Commercial | Lodging | New | Food Preparation | Natural Gas | Double Rack Oven | E10 |  | Codes & Standards Forecast | 0 | 0 | 0 | 0 | 0 | 0 | 0 | 0 | 0 | 0 | 0 | 0 | 0 | 0 | 0 | 0 | 0 | 0 | 0 | 0 | 0 | 0 | 0 | 0 | 0 | 0 | 0 | 0 | 0 | 0 | 0 | 0 | 0 | 0 | 0 | 0 | 0 | 0 | 0 | 0 | 0 | 0 | 0 | 0 | 0 | 0 | 0 | 0 | 0 | 0 | 0
Commercial_Lodging_New_Food Preparation_Natural Gas_Double Rack Oven_Vintage_Codes & Standards Forecast | Commercial | Lodging | New | Food Preparation | Natural Gas | Double Rack Oven | Vintage |  | Codes & Standards Forecast | 0 | 0 | 0 | 0 | 0 | 0 | 0 | 0 | 0 | 0 | 0 | 0 | 0 | 0 | 0 | 0 | 0 | 0 | 0 | 0 | 0 | 0 | 0 | 0 | 0 | 0 | 0 | 0 | 0 | 0 | 0 | 0 | 0 | 0 | 0 | 0 | 0 | 0 | 0 | 0 | 0 | 0 | 0 | 0 | 0 | 0 | 0 | 0 | 0 | 0 | 0
Commercial_Lodging_New_Food Preparation_Natural Gas_Fryer_E1_Codes & Standards Forecast | Commercial | Lodging | New | Food Preparation | Natural Gas | Fryer | E1 |  | Codes & Standards Forecast | 0 | 403.496 | 2349.707 | 2349.707 | 2349.707 | 2349.707 | 2248.833 | 1686.6248 | 1264.9686 | 948.7264 | 615.7933 | 0 | 0 | 0 | 0 | 0 | 0 | 0 | 0 | 0 | 0 | 0 | 0 | 0 | 0 | 0 | 0 | 0 | 0 | 0 | 0 | 0 | 0 | 0 | 0 | 0 | 0 | 0 | 0 | 0 | 0 | 0 | 0 | 0 | 0 | 0 | 0 | 0 | 0 | 0 | 0
Commercial_Lodging_New_Food Preparation_Natural Gas_Fryer_E2_Codes & Standards Forecast | Commercial | Lodging | New | Food Preparation | Natural Gas | Fryer | E2 |  | Codes & Standards Forecast | 0 | 0 | 0 | 1243.7651 | 2847.8506 | 5024.7705 | 7160.3572 | 9525.9539 | 11569.5375 | 13451.8169 | 15330.3593 | 17476.4066 | 19004.564 | 20537.0939 | 22079.0504 | 23623.8476 | 25169.0671 | 26712.2847 | 28253.4689 | 29792.5873 | 31332.035 | 32871.8139 | 34409.7558 | 35945.8357 | 37480.0283 | 39014.4786 | 40549.1882 | 42084.1585 | 43619.3912 | 45154.8877 | 46690.6495 | 48226.6783 | 48918.5247 | 0 | 0 | 0 | 0 | 0 | 0 | 0 | 0 | 0 | 0 | 0 | 0 | 0 | 0 | 0 | 0 | 0 | 0
Commercial_Lodging_New_Food Preparation_Natural Gas_Fryer_E3_Codes & Standards Forecast | Commercial | Lodging | New | Food Preparation | Natural Gas | Fryer | E3 |  | Codes & Standards Forecast | 0 | 0 | 0 | 0 | 0 | 0 | 0 | 0 | 0 | 0 | 0 | 0 | 0 | 0 | 0 | 0 | 0 | 0 | 0 | 0 | 0 | 0 | 0 | 0 | 0 | 0 | 0 | 0 | 0 | 0 | 0 | 0 | 0 | 0 | 0 | 0 | 0 | 0 | 0 | 0 | 0 | 0 | 0 | 0 | 0 | 0 | 0 | 0 | 0 | 0 | 0
Commercial_Lodging_New_Food Preparation_Natural Gas_Fryer_E4_Codes & Standards Forecast | Commercial | Lodging | New | Food Preparation | Natural Gas | Fryer | E4 |  | Codes & Standards Forecast | 0 | 0 | 0 | 0 | 0 | 0 | 0 | 0 | 0 | 0 | 0 | 0 | 0 | 0 | 0 | 0 | 0 | 0 | 0 | 0 | 0 | 0 | 0 | 0 | 0 | 0 | 0 | 0 | 0 | 0 | 0 | 0 | 0 | 0 | 0 | 0 | 0 | 0 | 0 | 0 | 0 | 0 | 0 | 0 | 0 | 0 | 0 | 0 | 0 | 0 | 0
Commercial_Lodging_New_Food Preparation_Natural Gas_Fryer_E5_Codes & Standards Forecast | Commercial | Lodging | New | Food Preparation | Natural Gas | Fryer | E5 |  | Codes & Standards Forecast | 0 | 0 | 0 | 0 | 0 | 0 | 0 | 0 | 0 | 0 | 0 | 0 | 0 | 0 | 0 | 0 | 0 | 0 | 0 | 0 | 0 | 0 | 0 | 0 | 0 | 0 | 0 | 0 | 0 | 0 | 0 | 0 | 0 | 0 | 0 | 0 | 0 | 0 | 0 | 0 | 0 | 0 | 0 | 0 | 0 | 0 | 0 | 0 | 0 | 0 | 0
Commercial_Lodging_New_Food Preparation_Natural Gas_Fryer_E6_Codes & Standards Forecast | Commercial | Lodging | New | Food Preparation | Natural Gas | Fryer | E6 |  | Codes & Standards Forecast | 0 | 0 | 0 | 0 | 0 | 0 | 0 | 0 | 0 | 0 | 0 | 0 | 0 | 0 | 0 | 0 | 0 | 0 | 0 | 0 | 0 | 0 | 0 | 0 | 0 | 0 | 0 | 0 | 0 | 0 | 0 | 0 | 0 | 0 | 0 | 0 | 0 | 0 | 0 | 0 | 0 | 0 | 0 | 0 | 0 | 0 | 0 | 0 | 0 | 0 | 0
Commercial_Lodging_New_Food Preparation_Natural Gas_Fryer_E7_Codes & Standards Forecast | Commercial | Lodging | New | Food Preparation | Natural Gas | Fryer | E7 |  | Codes & Standards Forecast | 0 | 0 | 0 | 0 | 0 | 0 | 0 | 0 | 0 | 0 | 0 | 0 | 0 | 0 | 0 | 0 | 0 | 0 | 0 | 0 | 0 | 0 | 0 | 0 | 0 | 0 | 0 | 0 | 0 | 0 | 0 | 0 | 0 | 0 | 0 | 0 | 0 | 0 | 0 | 0 | 0 | 0 | 0 | 0 | 0 | 0 | 0 | 0 | 0 | 0 | 0
Commercial_Lodging_New_Food Preparation_Natural Gas_Fryer_E8_Codes & Standards Forecast | Commercial | Lodging | New | Food Preparation | Natural Gas | Fryer | E8 |  | Codes & Standards Forecast | 0 | 0 | 0 | 0 | 0 | 0 | 0 | 0 | 0 | 0 | 0 | 0 | 0 | 0 | 0 | 0 | 0 | 0 | 0 | 0 | 0 | 0 | 0 | 0 | 0 | 0 | 0 | 0 | 0 | 0 | 0 | 0 | 0 | 0 | 0 | 0 | 0 | 0 | 0 | 0 | 0 | 0 | 0 | 0 | 0 | 0 | 0 | 0 | 0 | 0 | 0
Commercial_Lodging_New_Food Preparation_Natural Gas_Fryer_E9_Codes & Standards Forecast | Commercial | Lodging | New | Food Preparation | Natural Gas | Fryer | E9 |  | Codes & Standards Forecast | 0 | 0 | 0 | 0 | 0 | 0 | 0 | 0 | 0 | 0 | 0 | 0 | 0 | 0 | 0 | 0 | 0 | 0 | 0 | 0 | 0 | 0 | 0 | 0 | 0 | 0 | 0 | 0 | 0 | 0 | 0 | 0 | 0 | 0 | 0 | 0 | 0 | 0 | 0 | 0 | 0 | 0 | 0 | 0 | 0 | 0 | 0 | 0 | 0 | 0 | 0
Commercial_Lodging_New_Food Preparation_Natural Gas_Fryer_E10_Codes & Standards Forecast | Commercial | Lodging | New | Food Preparation | Natural Gas | Fryer | E10 |  | Codes & Standards Forecast | 0 | 0 | 0 | 0 | 0 | 0 | 0 | 0 | 0 | 0 | 0 | 0 | 0 | 0 | 0 | 0 | 0 | 0 | 0 | 0 | 0 | 0 | 0 | 0 | 0 | 0 | 0 | 0 | 0 | 0 | 0 | 0 | 0 | 0 | 0 | 0 | 0 | 0 | 0 | 0 | 0 | 0 | 0 | 0 | 0 | 0 | 0 | 0 | 0 | 0 | 0
Commercial_Lodging_New_Food Preparation_Natural Gas_Fryer_Vintage_Codes & Standards Forecast | Commercial | Lodging | New | Food Preparation | Natural Gas | Fryer | Vintage |  | Codes & Standards Forecast | 0 | 0 | 0 | 0 | 0 | 0 | 0 | 0 | 0 | 0 | 0 | 0 | 0 | 0 | 0 | 0 | 0 | 0 | 0 | 0 | 0 | 0 | 0 | 0 | 0 | 0 | 0 | 0 | 0 | 0 | 0 | 0 | 0 | 0 | 0 | 0 | 0 | 0 | 0 | 0 | 0 | 0 | 0 | 0 | 0 | 0 | 0 | 0 | 0 | 0 | 0
Commercial_Lodging_New_Food Preparation_Natural Gas_Broiler_E1_Codes & Standards Forecast | Commercial | Lodging | New | Food Preparation | Natural Gas | Broiler | E1 |  | Codes & Standards Forecast | 0 | 403.496 | 2349.707 | 3593.4721 | 5197.5576 | 7374.4775 | 9409.1902 | 11212.5787 | 12834.5061 | 14400.5433 | 15946.1526 | 17476.4066 | 19004.564 | 20537.0939 | 22079.0504 | 23623.8476 | 25169.0671 | 26712.2847 | 28253.4689 | 29792.5873 | 31332.035 | 32871.8139 | 34409.7558 | 35945.8357 | 37480.0283 | 39014.4786 | 40549.1882 | 42084.1585 | 43619.3912 | 45154.8877 | 46690.6495 | 48226.6783 | 48918.5247 | 0 | 0 | 0 | 0 | 0 | 0 | 0 | 0 | 0 | 0 | 0 | 0 | 0 | 0 | 0 | 0 | 0 | 0
Commercial_Lodging_New_Food Preparation_Natural Gas_Broiler_E2_Codes & Standards Forecast | Commercial | Lodging | New | Food Preparation | Natural Gas | Broiler | E2 |  | Codes & Standards Forecast | 0 | 0 | 0 | 0 | 0 | 0 | 0 | 0 | 0 | 0 | 0 | 0 | 0 | 0 | 0 | 0 | 0 | 0 | 0 | 0 | 0 | 0 | 0 | 0 | 0 | 0 | 0 | 0 | 0 | 0 | 0 | 0 | 0 | 0 | 0 | 0 | 0 | 0 | 0 | 0 | 0 | 0 | 0 | 0 | 0 | 0 | 0 | 0 | 0 | 0 | 0
Commercial_Lodging_New_Food Preparation_Natural Gas_Broiler_E3_Codes & Standards Forecast | Commercial | Lodging | New | Food Preparation | Natural Gas | Broiler | E3 |  | Codes & Standards Forecast | 0 | 0 | 0 | 0 | 0 | 0 | 0 | 0 | 0 | 0 | 0 | 0 | 0 | 0 | 0 | 0 | 0 | 0 | 0 | 0 | 0 | 0 | 0 | 0 | 0 | 0 | 0 | 0 | 0 | 0 | 0 | 0 | 0 | 0 | 0 | 0 | 0 | 0 | 0 | 0 | 0 | 0 | 0 | 0 | 0 | 0 | 0 | 0 | 0 | 0 | 0
Commercial_Lodging_New_Food Preparation_Natural Gas_Broiler_E4_Codes & Standards Forecast | Commercial | Lodging | New | Food Preparation | Natural Gas | Broiler | E4 |  | Codes & Standards Forecast | 0 | 0 | 0 | 0 | 0 | 0 | 0 | 0 | 0 | 0 | 0 | 0 | 0 | 0 | 0 | 0 | 0 | 0 | 0 | 0 | 0 | 0 | 0 | 0 | 0 | 0 | 0 | 0 | 0 | 0 | 0 | 0 | 0 | 0 | 0 | 0 | 0 | 0 | 0 | 0 | 0 | 0 | 0 | 0 | 0 | 0 | 0 | 0 | 0 | 0 | 0
Commercial_Lodging_New_Food Preparation_Natural Gas_Broiler_E5_Codes & Standards Forecast | Commercial | Lodging | New | Food Preparation | Natural Gas | Broiler | E5 |  | Codes & Standards Forecast | 0 | 0 | 0 | 0 | 0 | 0 | 0 | 0 | 0 | 0 | 0 | 0 | 0 | 0 | 0 | 0 | 0 | 0 | 0 | 0 | 0 | 0 | 0 | 0 | 0 | 0 | 0 | 0 | 0 | 0 | 0 | 0 | 0 | 0 | 0 | 0 | 0 | 0 | 0 | 0 | 0 | 0 | 0 | 0 | 0 | 0 | 0 | 0 | 0 | 0 | 0
Commercial_Lodging_New_Food Preparation_Natural Gas_Broiler_E6_Codes & Standards Forecast | Commercial | Lodging | New | Food Preparation | Natural Gas | Broiler | E6 |  | Codes & Standards Forecast | 0 | 0 | 0 | 0 | 0 | 0 | 0 | 0 | 0 | 0 | 0 | 0 | 0 | 0 | 0 | 0 | 0 | 0 | 0 | 0 | 0 | 0 | 0 | 0 | 0 | 0 | 0 | 0 | 0 | 0 | 0 | 0 | 0 | 0 | 0 | 0 | 0 | 0 | 0 | 0 | 0 | 0 | 0 | 0 | 0 | 0 | 0 | 0 | 0 | 0 | 0
Commercial_Lodging_New_Food Preparation_Natural Gas_Broiler_E7_Codes & Standards Forecast | Commercial | Lodging | New | Food Preparation | Natural Gas | Broiler | E7 |  | Codes & Standards Forecast | 0 | 0 | 0 | 0 | 0 | 0 | 0 | 0 | 0 | 0 | 0 | 0 | 0 | 0 | 0 | 0 | 0 | 0 | 0 | 0 | 0 | 0 | 0 | 0 | 0 | 0 | 0 | 0 | 0 | 0 | 0 | 0 | 0 | 0 | 0 | 0 | 0 | 0 | 0 | 0 | 0 | 0 | 0 | 0 | 0 | 0 | 0 | 0 | 0 | 0 | 0
Commercial_Lodging_New_Food Preparation_Natural Gas_Broiler_E8_Codes & Standards Forecast | Commercial | Lodging | New | Food Preparation | Natural Gas | Broiler | E8 |  | Codes & Standards Forecast | 0 | 0 | 0 | 0 | 0 | 0 | 0 | 0 | 0 | 0 | 0 | 0 | 0 | 0 | 0 | 0 | 0 | 0 | 0 | 0 | 0 | 0 | 0 | 0 | 0 | 0 | 0 | 0 | 0 | 0 | 0 | 0 | 0 | 0 | 0 | 0 | 0 | 0 | 0 | 0 | 0 | 0 | 0 | 0 | 0 | 0 | 0 | 0 | 0 | 0 | 0
Commercial_Lodging_New_Food Preparation_Natural Gas_Broiler_E9_Codes & Standards Forecast | Commercial | Lodging | New | Food Preparation | Natural Gas | Broiler | E9 |  | Codes & Standards Forecast | 0 | 0 | 0 | 0 | 0 | 0 | 0 | 0 | 0 | 0 | 0 | 0 | 0 | 0 | 0 | 0 | 0 | 0 | 0 | 0 | 0 | 0 | 0 | 0 | 0 | 0 | 0 | 0 | 0 | 0 | 0 | 0 | 0 | 0 | 0 | 0 | 0 | 0 | 0 | 0 | 0 | 0 | 0 | 0 | 0 | 0 | 0 | 0 | 0 | 0 | 0
Commercial_Lodging_New_Food Preparation_Natural Gas_Broiler_E10_Codes & Standards Forecast | Commercial | Lodging | New | Food Preparation | Natural Gas | Broiler | E10 |  | Codes & Standards Forecast | 0 | 0 | 0 | 0 | 0 | 0 | 0 | 0 | 0 | 0 | 0 | 0 | 0 | 0 | 0 | 0 | 0 | 0 | 0 | 0 | 0 | 0 | 0 | 0 | 0 | 0 | 0 | 0 | 0 | 0 | 0 | 0 | 0 | 0 | 0 | 0 | 0 | 0 | 0 | 0 | 0 | 0 | 0 | 0 | 0 | 0 | 0 | 0 | 0 | 0 | 0
Commercial_Lodging_New_Food Preparation_Natural Gas_Broiler_Vintage_Codes & Standards Forecast | Commercial | Lodging | New | Food Preparation | Natural Gas | Broiler | Vintage |  | Codes & Standards Forecast | 0 | 0 | 0 | 0 | 0 | 0 | 0 | 0 | 0 | 0 | 0 | 0 | 0 | 0 | 0 | 0 | 0 | 0 | 0 | 0 | 0 | 0 | 0 | 0 | 0 | 0 | 0 | 0 | 0 | 0 | 0 | 0 | 0 | 0 | 0 | 0 | 0 | 0 | 0 | 0 | 0 | 0 | 0 | 0 | 0 | 0 | 0 | 0 | 0 | 0 | 0
Commercial_Lodging_New_Food Preparation_Natural Gas_Griddle_E1_Codes & Standards Forecast | Commercial | Lodging | New | Food Preparation | Natural Gas | Griddle | E1 |  | Codes & Standards Forecast | 0 | 1078.7342 | 6281.8697 | 9607.0378 | 13895.5112 | 19715.4399 | 25155.1819 | 29976.4858 | 34312.6591 | 38499.4118 | 42631.5509 | 46722.6381 | 50808.12 | 54905.2918 | 59027.6653 | 63157.6334 | 67288.7303 | 71414.4755 | 75534.7841 | 79649.5703 | 83765.2363 | 87881.7882 | 91993.4289 | 96100.0914 | 100201.7083 | 104304.0143 | 108407.0133 | 112510.7096 | 116615.1071 | 120720.2099 | 124826.0222 | 128932.5481 | 130782.1781 | 0 | 0 | 0 | 0 | 0 | 0 | 0 | 0 | 0 | 0 | 0 | 0 | 0 | 0 | 0 | 0 | 0 | 0
Commercial_Lodging_New_Food Preparation_Natural Gas_Griddle_E2_Codes & Standards Forecast | Commercial | Lodging | New | Food Preparation | Natural Gas | Griddle | E2 |  | Codes & Standards Forecast | 0 | 0 | 0 | 0 | 0 | 0 | 0 | 0 | 0 | 0 | 0 | 0 | 0 | 0 | 0 | 0 | 0 | 0 | 0 | 0 | 0 | 0 | 0 | 0 | 0 | 0 | 0 | 0 | 0 | 0 | 0 | 0 | 0 | 0 | 0 | 0 | 0 | 0 | 0 | 0 | 0 | 0 | 0 | 0 | 0 | 0 | 0 | 0 | 0 | 0 | 0
Commercial_Lodging_New_Food Preparation_Natural Gas_Griddle_E3_Codes & Standards Forecast | Commercial | Lodging | New | Food Preparation | Natural Gas | Griddle | E3 |  | Codes & Standards Forecast | 0 | 0 | 0 | 0 | 0 | 0 | 0 | 0 | 0 | 0 | 0 | 0 | 0 | 0 | 0 | 0 | 0 | 0 | 0 | 0 | 0 | 0 | 0 | 0 | 0 | 0 | 0 | 0 | 0 | 0 | 0 | 0 | 0 | 0 | 0 | 0 | 0 | 0 | 0 | 0 | 0 | 0 | 0 | 0 | 0 | 0 | 0 | 0 | 0 | 0 | 0
Commercial_Lodging_New_Food Preparation_Natural Gas_Griddle_E4_Codes & Standards Forecast | Commercial | Lodging | New | Food Preparation | Natural Gas | Griddle | E4 |  | Codes & Standards Forecast | 0 | 0 | 0 | 0 | 0 | 0 | 0 | 0 | 0 | 0 | 0 | 0 | 0 | 0 | 0 | 0 | 0 | 0 | 0 | 0 | 0 | 0 | 0 | 0 | 0 | 0 | 0 | 0 | 0 | 0 | 0 | 0 | 0 | 0 | 0 | 0 | 0 | 0 | 0 | 0 | 0 | 0 | 0 | 0 | 0 | 0 | 0 | 0 | 0 | 0 | 0
Commercial_Lodging_New_Food Preparation_Natural Gas_Griddle_E5_Codes & Standards Forecast | Commercial | Lodging | New | Food Preparation | Natural Gas | Griddle | E5 |  | Codes & Standards Forecast | 0 | 0 | 0 | 0 | 0 | 0 | 0 | 0 | 0 | 0 | 0 | 0 | 0 | 0 | 0 | 0 | 0 | 0 | 0 | 0 | 0 | 0 | 0 | 0 | 0 | 0 | 0 | 0 | 0 | 0 | 0 | 0 | 0 | 0 | 0 | 0 | 0 | 0 | 0 | 0 | 0 | 0 | 0 | 0 | 0 | 0 | 0 | 0 | 0 | 0 | 0
Commercial_Lodging_New_Food Preparation_Natural Gas_Griddle_E6_Codes & Standards Forecast | Commercial | Lodging | New | Food Preparation | Natural Gas | Griddle | E6 |  | Codes & Standards Forecast | 0 | 0 | 0 | 0 | 0 | 0 | 0 | 0 | 0 | 0 | 0 | 0 | 0 | 0 | 0 | 0 | 0 | 0 | 0 | 0 | 0 | 0 | 0 | 0 | 0 | 0 | 0 | 0 | 0 | 0 | 0 | 0 | 0 | 0 | 0 | 0 | 0 | 0 | 0 | 0 | 0 | 0 | 0 | 0 | 0 | 0 | 0 | 0 | 0 | 0 | 0
Commercial_Lodging_New_Food Preparation_Natural Gas_Griddle_E7_Codes & Standards Forecast | Commercial | Lodging | New | Food Preparation | Natural Gas | Griddle | E7 |  | Codes & Standards Forecast | 0 | 0 | 0 | 0 | 0 | 0 | 0 | 0 | 0 | 0 | 0 | 0 | 0 | 0 | 0 | 0 | 0 | 0 | 0 | 0 | 0 | 0 | 0 | 0 | 0 | 0 | 0 | 0 | 0 | 0 | 0 | 0 | 0 | 0 | 0 | 0 | 0 | 0 | 0 | 0 | 0 | 0 | 0 | 0 | 0 | 0 | 0 | 0 | 0 | 0 | 0
Commercial_Lodging_New_Food Preparation_Natural Gas_Griddle_E8_Codes & Standards Forecast | Commercial | Lodging | New | Food Preparation | Natural Gas | Griddle | E8 |  | Codes & Standards Forecast | 0 | 0 | 0 | 0 | 0 | 0 | 0 | 0 | 0 | 0 | 0 | 0 | 0 | 0 | 0 | 0 | 0 | 0 | 0 | 0 | 0 | 0 | 0 | 0 | 0 | 0 | 0 | 0 | 0 | 0 | 0 | 0 | 0 | 0 | 0 | 0 | 0 | 0 | 0 | 0 | 0 | 0 | 0 | 0 | 0 | 0 | 0 | 0 | 0 | 0 | 0
Commercial_Lodging_New_Food Preparation_Natural Gas_Griddle_E9_Codes & Standards Forecast | Commercial | Lodging | New | Food Preparation | Natural Gas | Griddle | E9 |  | Codes & Standards Forecast | 0 | 0 | 0 | 0 | 0 | 0 | 0 | 0 | 0 | 0 | 0 | 0 | 0 | 0 | 0 | 0 | 0 | 0 | 0 | 0 | 0 | 0 | 0 | 0 | 0 | 0 | 0 | 0 | 0 | 0 | 0 | 0 | 0 | 0 | 0 | 0 | 0 | 0 | 0 | 0 | 0 | 0 | 0 | 0 | 0 | 0 | 0 | 0 | 0 | 0 | 0
Commercial_Lodging_New_Food Preparation_Natural Gas_Griddle_E10_Codes & Standards Forecast | Commercial | Lodging | New | Food Preparation | Natural Gas | Griddle | E10 |  | Codes & Standards Forecast | 0 | 0 | 0 | 0 | 0 | 0 | 0 | 0 | 0 | 0 | 0 | 0 | 0 | 0 | 0 | 0 | 0 | 0 | 0 | 0 | 0 | 0 | 0 | 0 | 0 | 0 | 0 | 0 | 0 | 0 | 0 | 0 | 0 | 0 | 0 | 0 | 0 | 0 | 0 | 0 | 0 | 0 | 0 | 0 | 0 | 0 | 0 | 0 | 0 | 0 | 0
Commercial_Lodging_New_Food Preparation_Natural Gas_Griddle_Vintage_Codes & Standards Forecast | Commercial | Lodging | New | Food Preparation | Natural Gas | Griddle | Vintage |  | Codes & Standards Forecast | 0 | 0 | 0 | 0 | 0 | 0 | 0 | 0 | 0 | 0 | 0 | 0 | 0 | 0 | 0 | 0 | 0 | 0 | 0 | 0 | 0 | 0 | 0 | 0 | 0 | 0 | 0 | 0 | 0 | 0 | 0 | 0 | 0 | 0 | 0 | 0 | 0 | 0 | 0 | 0 | 0 | 0 | 0 | 0 | 0 | 0 | 0 | 0 | 0 | 0 | 0
Commercial_Lodging_New_Food Preparation_Natural Gas_Range_E1_Codes & Standards Forecast | Commercial | Lodging | New | Food Preparation | Natural Gas | Range | E1 |  | Codes & Standards Forecast | 0 | 16.4692 | 95.9064 | 146.6723 | 212.1452 | 300.9991 | 384.0486 | 457.6563 | 523.8574 | 587.7773 | 650.8634 | 713.3227 | 775.6965 | 838.2487 | 901.1857 | 964.2387 | 1027.3089 | 1090.2973 | 1153.2028 | 1216.024 | 1278.8586 | 1341.7067 | 1404.4798 | 1467.177 | 1529.7971 | 1592.4277 | 1655.0689 | 1717.7208 | 1780.3833 | 1843.0566 | 1905.7408 | 1968.4358 | 1996.6745 | 0 | 0 | 0 | 0 | 0 | 0 | 0 | 0 | 0 | 0 | 0 | 0 | 0 | 0 | 0 | 0 | 0 | 0
Commercial_Lodging_New_Food Preparation_Natural Gas_Range_E2_Codes & Standards Forecast | Commercial | Lodging | New | Food Preparation | Natural Gas | Range | E2 |  | Codes & Standards Forecast | 0 | 0 | 0 | 0 | 0 | 0 | 0 | 0 | 0 | 0 | 0 | 0 | 0 | 0 | 0 | 0 | 0 | 0 | 0 | 0 | 0 | 0 | 0 | 0 | 0 | 0 | 0 | 0 | 0 | 0 | 0 | 0 | 0 | 0 | 0 | 0 | 0 | 0 | 0 | 0 | 0 | 0 | 0 | 0 | 0 | 0 | 0 | 0 | 0 | 0 | 0
Commercial_Lodging_New_Food Preparation_Natural Gas_Range_E3_Codes & Standards Forecast | Commercial | Lodging | New | Food Preparation | Natural Gas | Range | E3 |  | Codes & Standards Forecast | 0 | 0 | 0 | 0 | 0 | 0 | 0 | 0 | 0 | 0 | 0 | 0 | 0 | 0 | 0 | 0 | 0 | 0 | 0 | 0 | 0 | 0 | 0 | 0 | 0 | 0 | 0 | 0 | 0 | 0 | 0 | 0 | 0 | 0 | 0 | 0 | 0 | 0 | 0 | 0 | 0 | 0 | 0 | 0 | 0 | 0 | 0 | 0 | 0 | 0 | 0
Commercial_Lodging_New_Food Preparation_Natural Gas_Range_E4_Codes & Standards Forecast | Commercial | Lodging | New | Food Preparation | Natural Gas | Range | E4 |  | Codes & Standards Forecast | 0 | 0 | 0 | 0 | 0 | 0 | 0 | 0 | 0 | 0 | 0 | 0 | 0 | 0 | 0 | 0 | 0 | 0 | 0 | 0 | 0 | 0 | 0 | 0 | 0 | 0 | 0 | 0 | 0 | 0 | 0 | 0 | 0 | 0 | 0 | 0 | 0 | 0 | 0 | 0 | 0 | 0 | 0 | 0 | 0 | 0 | 0 | 0 | 0 | 0 | 0
Commercial_Lodging_New_Food Preparation_Natural Gas_Range_E5_Codes & Standards Forecast | Commercial | Lodging | New | Food Preparation | Natural Gas | Range | E5 |  | Codes & Standards Forecast | 0 | 0 | 0 | 0 | 0 | 0 | 0 | 0 | 0 | 0 | 0 | 0 | 0 | 0 | 0 | 0 | 0 | 0 | 0 | 0 | 0 | 0 | 0 | 0 | 0 | 0 | 0 | 0 | 0 | 0 | 0 | 0 | 0 | 0 | 0 | 0 | 0 | 0 | 0 | 0 | 0 | 0 | 0 | 0 | 0 | 0 | 0 | 0 | 0 | 0 | 0
Commercial_Lodging_New_Food Preparation_Natural Gas_Range_E6_Codes & Standards Forecast | Commercial | Lodging | New | Food Preparation | Natural Gas | Range | E6 |  | Codes & Standards Forecast | 0 | 0 | 0 | 0 | 0 | 0 | 0 | 0 | 0 | 0 | 0 | 0 | 0 | 0 | 0 | 0 | 0 | 0 | 0 | 0 | 0 | 0 | 0 | 0 | 0 | 0 | 0 | 0 | 0 | 0 | 0 | 0 | 0 | 0 | 0 | 0 | 0 | 0 | 0 | 0 | 0 | 0 | 0 | 0 | 0 | 0 | 0 | 0 | 0 | 0 | 0
Commercial_Lodging_New_Food Preparation_Natural Gas_Range_E7_Codes & Standards Forecast | Commercial | Lodging | New | Food Preparation | Natural Gas | Range | E7 |  | Codes & Standards Forecast | 0 | 0 | 0 | 0 | 0 | 0 | 0 | 0 | 0 | 0 | 0 | 0 | 0 | 0 | 0 | 0 | 0 | 0 | 0 | 0 | 0 | 0 | 0 | 0 | 0 | 0 | 0 | 0 | 0 | 0 | 0 | 0 | 0 | 0 | 0 | 0 | 0 | 0 | 0 | 0 | 0 | 0 | 0 | 0 | 0 | 0 | 0 | 0 | 0 | 0 | 0
Commercial_Lodging_New_Food Preparation_Natural Gas_Range_E8_Codes & Standards Forecast | Commercial | Lodging | New | Food Preparation | Natural Gas | Range | E8 |  | Codes & Standards Forecast | 0 | 0 | 0 | 0 | 0 | 0 | 0 | 0 | 0 | 0 | 0 | 0 | 0 | 0 | 0 | 0 | 0 | 0 | 0 | 0 | 0 | 0 | 0 | 0 | 0 | 0 | 0 | 0 | 0 | 0 | 0 | 0 | 0 | 0 | 0 | 0 | 0 | 0 | 0 | 0 | 0 | 0 | 0 | 0 | 0 | 0 | 0 | 0 | 0 | 0 | 0
Commercial_Lodging_New_Food Preparation_Natural Gas_Range_E9_Codes & Standards Forecast | Commercial | Lodging | New | Food Preparation | Natural Gas | Range | E9 |  | Codes & Standards Forecast | 0 | 0 | 0 | 0 | 0 | 0 | 0 | 0 | 0 | 0 | 0 | 0 | 0 | 0 | 0 | 0 | 0 | 0 | 0 | 0 | 0 | 0 | 0 | 0 | 0 | 0 | 0 | 0 | 0 | 0 | 0 | 0 | 0 | 0 | 0 | 0 | 0 | 0 | 0 | 0 | 0 | 0 | 0 | 0 | 0 | 0 | 0 | 0 | 0 | 0 | 0
Commercial_Lodging_New_Food Preparation_Natural Gas_Range_E10_Codes & Standards Forecast | Commercial | Lodging | New | Food Preparation | Natural Gas | Range | E10 |  | Codes & Standards Forecast | 0 | 0 | 0 | 0 | 0 | 0 | 0 | 0 | 0 | 0 | 0 | 0 | 0 | 0 | 0 | 0 | 0 | 0 | 0 | 0 | 0 | 0 | 0 | 0 | 0 | 0 | 0 | 0 | 0 | 0 | 0 | 0 | 0 | 0 | 0 | 0 | 0 | 0 | 0 | 0 | 0 | 0 | 0 | 0 | 0 | 0 | 0 | 0 | 0 | 0 | 0
Commercial_Lodging_New_Food Preparation_Natural Gas_Range_Vintage_Codes & Standards Forecast | Commercial | Lodging | New | Food Preparation | Natural Gas | Range | Vintage |  | Codes & Standards Forecast | 0 | 0 | 0 | 0 | 0 | 0 | 0 | 0 | 0 | 0 | 0 | 0 | 0 | 0 | 0 | 0 | 0 | 0 | 0 | 0 | 0 | 0 | 0 | 0 | 0 | 0 | 0 | 0 | 0 | 0 | 0 | 0 | 0 | 0 | 0 | 0 | 0 | 0 | 0 | 0 | 0 | 0 | 0 | 0 | 0 | 0 | 0 | 0 | 0 | 0 | 0
Commercial_Lodging_New_Food Preparation_Natural Gas_Steamer_E1_Codes & Standards Forecast | Commercial | Lodging | New | Food Preparation | Natural Gas | Steamer | E1 |  | Codes & Standards Forecast | 0 | 16.4692 | 95.9064 | 95.9064 | 95.9064 | 95.9064 | 95.9064 | 95.9064 | 95.9064 | 95.9064 | 94.0765 | 83.6236 | 74.332 | 66.0729 | 58.7315 | 52.2058 | 46.4051 | 41.249 | 36.6658 | 27.5202 | 0 | 0 | 0 | 0 | 0 | 0 | 0 | 0 | 0 | 0 | 0 | 0 | 0 | 0 | 0 | 0 | 0 | 0 | 0 | 0 | 0 | 0 | 0 | 0 | 0 | 0 | 0 | 0 | 0 | 0 | 0
Commercial_Lodging_New_Food Preparation_Natural Gas_Steamer_E2_Codes & Standards Forecast | Commercial | Lodging | New | Food Preparation | Natural Gas | Steamer | E2 |  | Codes & Standards Forecast | 0 | 0 | 0 | 50.7659 | 116.2388 | 205.0927 | 288.1422 | 361.7499 | 427.951 | 491.8709 | 556.7869 | 629.6992 | 701.3644 | 772.1758 | 842.4542 | 912.0329 | 980.9037 | 1049.0483 | 1116.537 | 1188.5038 | 1278.8586 | 1341.7067 | 1404.4798 | 1467.177 | 1529.7971 | 1592.4277 | 1655.0689 | 1717.7208 | 1780.3833 | 1843.0566 | 1905.7408 | 1968.4358 | 1996.6745 | 0 | 0 | 0 | 0 | 0 | 0 | 0 | 0 | 0 | 0 | 0 | 0 | 0 | 0 | 0 | 0 | 0 | 0
Commercial_Lodging_New_Food Preparation_Natural Gas_Steamer_E3_Codes & Standards Forecast | Commercial | Lodging | New | Food Preparation | Natural Gas | Steamer | E3 |  | Codes & Standards Forecast | 0 | 0 | 0 | 0 | 0 | 0 | 0 | 0 | 0 | 0 | 0 | 0 | 0 | 0 | 0 | 0 | 0 | 0 | 0 | 0 | 0 | 0 | 0 | 0 | 0 | 0 | 0 | 0 | 0 | 0 | 0 | 0 | 0 | 0 | 0 | 0 | 0 | 0 | 0 | 0 | 0 | 0 | 0 | 0 | 0 | 0 | 0 | 0 | 0 | 0 | 0
Commercial_Lodging_New_Food Preparation_Natural Gas_Steamer_E4_Codes & Standards Forecast | Commercial | Lodging | New | Food Preparation | Natural Gas | Steamer | E4 |  | Codes & Standards Forecast | 0 | 0 | 0 | 0 | 0 | 0 | 0 | 0 | 0 | 0 | 0 | 0 | 0 | 0 | 0 | 0 | 0 | 0 | 0 | 0 | 0 | 0 | 0 | 0 | 0 | 0 | 0 | 0 | 0 | 0 | 0 | 0 | 0 | 0 | 0 | 0 | 0 | 0 | 0 | 0 | 0 | 0 | 0 | 0 | 0 | 0 | 0 | 0 | 0 | 0 | 0
Commercial_Lodging_New_Food Preparation_Natural Gas_Steamer_E5_Codes & Standards Forecast | Commercial | Lodging | New | Food Preparation | Natural Gas | Steamer | E5 |  | Codes & Standards Forecast | 0 | 0 | 0 | 0 | 0 | 0 | 0 | 0 | 0 | 0 | 0 | 0 | 0 | 0 | 0 | 0 | 0 | 0 | 0 | 0 | 0 | 0 | 0 | 0 | 0 | 0 | 0 | 0 | 0 | 0 | 0 | 0 | 0 | 0 | 0 | 0 | 0 | 0 | 0 | 0 | 0 | 0 | 0 | 0 | 0 | 0 | 0 | 0 | 0 | 0 | 0
Commercial_Lodging_New_Food Preparation_Natural Gas_Steamer_E6_Codes & Standards Forecast | Commercial | Lodging | New | Food Preparation | Natural Gas | Steamer | E6 |  | Codes & Standards Forecast | 0 | 0 | 0 | 0 | 0 | 0 | 0 | 0 | 0 | 0 | 0 | 0 | 0 | 0 | 0 | 0 | 0 | 0 | 0 | 0 | 0 | 0 | 0 | 0 | 0 | 0 | 0 | 0 | 0 | 0 | 0 | 0 | 0 | 0 | 0 | 0 | 0 | 0 | 0 | 0 | 0 | 0 | 0 | 0 | 0 | 0 | 0 | 0 | 0 | 0 | 0
Commercial_Lodging_New_Food Preparation_Natural Gas_Steamer_E7_Codes & Standards Forecast | Commercial | Lodging | New | Food Preparation | Natural Gas | Steamer | E7 |  | Codes & Standards Forecast | 0 | 0 | 0 | 0 | 0 | 0 | 0 | 0 | 0 | 0 | 0 | 0 | 0 | 0 | 0 | 0 | 0 | 0 | 0 | 0 | 0 | 0 | 0 | 0 | 0 | 0 | 0 | 0 | 0 | 0 | 0 | 0 | 0 | 0 | 0 | 0 | 0 | 0 | 0 | 0 | 0 | 0 | 0 | 0 | 0 | 0 | 0 | 0 | 0 | 0 | 0
Commercial_Lodging_New_Food Preparation_Natural Gas_Steamer_E8_Codes & Standards Forecast | Commercial | Lodging | New | Food Preparation | Natural Gas | Steamer | E8 |  | Codes & Standards Forecast | 0 | 0 | 0 | 0 | 0 | 0 | 0 | 0 | 0 | 0 | 0 | 0 | 0 | 0 | 0 | 0 | 0 | 0 | 0 | 0 | 0 | 0 | 0 | 0 | 0 | 0 | 0 | 0 | 0 | 0 | 0 | 0 | 0 | 0 | 0 | 0 | 0 | 0 | 0 | 0 | 0 | 0 | 0 | 0 | 0 | 0 | 0 | 0 | 0 | 0 | 0
Commercial_Lodging_New_Food Preparation_Natural Gas_Steamer_E9_Codes & Standards Forecast | Commercial | Lodging | New | Food Preparation | Natural Gas | Steamer | E9 |  | Codes & Standards Forecast | 0 | 0 | 0 | 0 | 0 | 0 | 0 | 0 | 0 | 0 | 0 | 0 | 0 | 0 | 0 | 0 | 0 | 0 | 0 | 0 | 0 | 0 | 0 | 0 | 0 | 0 | 0 | 0 | 0 | 0 | 0 | 0 | 0 | 0 | 0 | 0 | 0 | 0 | 0 | 0 | 0 | 0 | 0 | 0 | 0 | 0 | 0 | 0 | 0 | 0 | 0
Commercial_Lodging_New_Food Preparation_Natural Gas_Steamer_E10_Codes & Standards Forecast | Commercial | Lodging | New | Food Preparation | Natural Gas | Steamer | E10 |  | Codes & Standards Forecast | 0 | 0 | 0 | 0 | 0 | 0 | 0 | 0 | 0 | 0 | 0 | 0 | 0 | 0 | 0 | 0 | 0 | 0 | 0 | 0 | 0 | 0 | 0 | 0 | 0 | 0 | 0 | 0 | 0 | 0 | 0 | 0 | 0 | 0 | 0 | 0 | 0 | 0 | 0 | 0 | 0 | 0 | 0 | 0 | 0 | 0 | 0 | 0 | 0 | 0 | 0
Commercial_Lodging_New_Food Preparation_Natural Gas_Steamer_Vintage_Codes & Standards Forecast | Commercial | Lodging | New | Food Preparation | Natural Gas | Steamer | Vintage |  | Codes & Standards Forecast | 0 | 0 | 0 | 0 | 0 | 0 | 0 | 0 | 0 | 0 | 0 | 0 | 0 | 0 | 0 | 0 | 0 | 0 | 0 | 0 | 0 | 0 | 0 | 0 | 0 | 0 | 0 | 0 | 0 | 0 | 0 | 0 | 0 | 0 | 0 | 0 | 0 | 0 | 0 | 0 | 0 | 0 | 0 | 0 | 0 | 0 | 0 | 0 | 0 | 0 | 0
Commercial_Lodging_New_Food Preparation_Natural Gas_Food Prep Other_E1_Codes & Standards Forecast | Commercial | Lodging | New | Food Preparation | Natural Gas | Food Prep Other | E1 |  | Codes & Standards Forecast | 0 | 0 | 0 | 0 | 0 | 0 | 0 | 0 | 0 | 0 | 0 | 0 | 0 | 0 | 0 | 0 | 0 | 0 | 0 | 0 | 0 | 0 | 0 | 0 | 0 | 0 | 0 | 0 | 0 | 0 | 0 | 0 | 0 | 0 | 0 | 0 | 0 | 0 | 0 | 0 | 0 | 0 | 0 | 0 | 0 | 0 | 0 | 0 | 0 | 0 | 0
Commercial_Lodging_New_Food Preparation_Natural Gas_Food Prep Other_E2_Codes & Standards Forecast | Commercial | Lodging | New | Food Preparation | Natural Gas | Food Prep Other | E2 |  | Codes & Standards Forecast | 0 | 0 | 0 | 0 | 0 | 0 | 0 | 0 | 0 | 0 | 0 | 0 | 0 | 0 | 0 | 0 | 0 | 0 | 0 | 0 | 0 | 0 | 0 | 0 | 0 | 0 | 0 | 0 | 0 | 0 | 0 | 0 | 0 | 0 | 0 | 0 | 0 | 0 | 0 | 0 | 0 | 0 | 0 | 0 | 0 | 0 | 0 | 0 | 0 | 0 | 0
Commercial_Lodging_New_Food Preparation_Natural Gas_Food Prep Other_E3_Codes & Standards Forecast | Commercial | Lodging | New | Food Preparation | Natural Gas | Food Prep Other | E3 |  | Codes & Standards Forecast | 0 | 0 | 0 | 0 | 0 | 0 | 0 | 0 | 0 | 0 | 0 | 0 | 0 | 0 | 0 | 0 | 0 | 0 | 0 | 0 | 0 | 0 | 0 | 0 | 0 | 0 | 0 | 0 | 0 | 0 | 0 | 0 | 0 | 0 | 0 | 0 | 0 | 0 | 0 | 0 | 0 | 0 | 0 | 0 | 0 | 0 | 0 | 0 | 0 | 0 | 0
Commercial_Lodging_New_Food Preparation_Natural Gas_Food Prep Other_E4_Codes & Standards Forecast | Commercial | Lodging | New | Food Preparation | Natural Gas | Food Prep Other | E4 |  | Codes & Standards Forecast | 0 | 0 | 0 | 0 | 0 | 0 | 0 | 0 | 0 | 0 | 0 | 0 | 0 | 0 | 0 | 0 | 0 | 0 | 0 | 0 | 0 | 0 | 0 | 0 | 0 | 0 | 0 | 0 | 0 | 0 | 0 | 0 | 0 | 0 | 0 | 0 | 0 | 0 | 0 | 0 | 0 | 0 | 0 | 0 | 0 | 0 | 0 | 0 | 0 | 0 | 0
Commercial_Lodging_New_Food Preparation_Natural Gas_Food Prep Other_E5_Codes & Standards Forecast | Commercial | Lodging | New | Food Preparation | Natural Gas | Food Prep Other | E5 |  | Codes & Standards Forecast | 0 | 0 | 0 | 0 | 0 | 0 | 0 | 0 | 0 | 0 | 0 | 0 | 0 | 0 | 0 | 0 | 0 | 0 | 0 | 0 | 0 | 0 | 0 | 0 | 0 | 0 | 0 | 0 | 0 | 0 | 0 | 0 | 0 | 0 | 0 | 0 | 0 | 0 | 0 | 0 | 0 | 0 | 0 | 0 | 0 | 0 | 0 | 0 | 0 | 0 | 0
Commercial_Lodging_New_Food Preparation_Natural Gas_Food Prep Other_E6_Codes & Standards Forecast | Commercial | Lodging | New | Food Preparation | Natural Gas | Food Prep Other | E6 |  | Codes & Standards Forecast | 0 | 0 | 0 | 0 | 0 | 0 | 0 | 0 | 0 | 0 | 0 | 0 | 0 | 0 | 0 | 0 | 0 | 0 | 0 | 0 | 0 | 0 | 0 | 0 | 0 | 0 | 0 | 0 | 0 | 0 | 0 | 0 | 0 | 0 | 0 | 0 | 0 | 0 | 0 | 0 | 0 | 0 | 0 | 0 | 0 | 0 | 0 | 0 | 0 | 0 | 0
Commercial_Lodging_New_Food Preparation_Natural Gas_Food Prep Other_E7_Codes & Standards Forecast | Commercial | Lodging | New | Food Preparation | Natural Gas | Food Prep Other | E7 |  | Codes & Standards Forecast | 0 | 0 | 0 | 0 | 0 | 0 | 0 | 0 | 0 | 0 | 0 | 0 | 0 | 0 | 0 | 0 | 0 | 0 | 0 | 0 | 0 | 0 | 0 | 0 | 0 | 0 | 0 | 0 | 0 | 0 | 0 | 0 | 0 | 0 | 0 | 0 | 0 | 0 | 0 | 0 | 0 | 0 | 0 | 0 | 0 | 0 | 0 | 0 | 0 | 0 | 0
Commercial_Lodging_New_Food Preparation_Natural Gas_Food Prep Other_E8_Codes & Standards Forecast | Commercial | Lodging | New | Food Preparation | Natural Gas | Food Prep Other | E8 |  | Codes & Standards Forecast | 0 | 0 | 0 | 0 | 0 | 0 | 0 | 0 | 0 | 0 | 0 | 0 | 0 | 0 | 0 | 0 | 0 | 0 | 0 | 0 | 0 | 0 | 0 | 0 | 0 | 0 | 0 | 0 | 0 | 0 | 0 | 0 | 0 | 0 | 0 | 0 | 0 | 0 | 0 | 0 | 0 | 0 | 0 | 0 | 0 | 0 | 0 | 0 | 0 | 0 | 0
Commercial_Lodging_New_Food Preparation_Natural Gas_Food Prep Other_E9_Codes & Standards Forecast | Commercial | Lodging | New | Food Preparation | Natural Gas | Food Prep Other | E9 |  | Codes & Standards Forecast | 0 | 0 | 0 | 0 | 0 | 0 | 0 | 0 | 0 | 0 | 0 | 0 | 0 | 0 | 0 | 0 | 0 | 0 | 0 | 0 | 0 | 0 | 0 | 0 | 0 | 0 | 0 | 0 | 0 | 0 | 0 | 0 | 0 | 0 | 0 | 0 | 0 | 0 | 0 | 0 | 0 | 0 | 0 | 0 | 0 | 0 | 0 | 0 | 0 | 0 | 0
Commercial_Lodging_New_Food Preparation_Natural Gas_Food Prep Other_E10_Codes & Standards Forecast | Commercial | Lodging | New | Food Preparation | Natural Gas | Food Prep Other | E10 |  | Codes & Standards Forecast | 0 | 0 | 0 | 0 | 0 | 0 | 0 | 0 | 0 | 0 | 0 | 0 | 0 | 0 | 0 | 0 | 0 | 0 | 0 | 0 | 0 | 0 | 0 | 0 | 0 | 0 | 0 | 0 | 0 | 0 | 0 | 0 | 0 | 0 | 0 | 0 | 0 | 0 | 0 | 0 | 0 | 0 | 0 | 0 | 0 | 0 | 0 | 0 | 0 | 0 | 0
Commercial_Lodging_New_Food Preparation_Natural Gas_Food Prep Other_Vintage_Codes & Standards Forecast | Commercial | Lodging | New | Food Preparation | Natural Gas | Food Prep Other | Vintage |  | Codes & Standards Forecast | 0 | 0 | 0 | 0 | 0 | 0 | 0 | 0 | 0 | 0 | 0 | 0 | 0 | 0 | 0 | 0 | 0 | 0 | 0 | 0 | 0 | 0 | 0 | 0 | 0 | 0 | 0 | 0 | 0 | 0 | 0 | 0 | 0 | 0 | 0 | 0 | 0 | 0 | 0 | 0 | 0 | 0 | 0 | 0 | 0 | 0 | 0 | 0 | 0 | 0 | 0
Commercial_Lodging_New_Miscellaneous_Natural Gas_Pool Heater_E1_Codes & Standards Forecast | Commercial | Lodging | New | Miscellaneous | Natural Gas | Pool Heater | E1 |  | Codes & Standards Forecast | 0 | 418.3564 | 2436.2447 | 3725.8167 | 5388.9792 | 7646.0732 | 9755.7226 | 11625.5283 | 13307.19 | 14930.903 | 16533.4358 | 18120.0477 | 19704.4858 | 21293.4575 | 22892.2029 | 24493.8937 | 26096.0223 | 27696.0753 | 29294.02 | 30889.8229 | 32485.967 | 34082.4547 | 35677.0377 | 37269.6901 | 38860.3857 | 40451.3485 | 42042.5801 | 43634.0821 | 45225.8561 | 46817.9036 | 48410.2263 | 50002.8257 | 50720.1521 | 0 | 0 | 0 | 0 | 0 | 0 | 0 | 0 | 0 | 0 | 0 | 0 | 0 | 0 | 0 | 0 | 0 | 0
Commercial_Lodging_New_Miscellaneous_Natural Gas_Pool Heater_E2_Codes & Standards Forecast | Commercial | Lodging | New | Miscellaneous | Natural Gas | Pool Heater | E2 |  | Codes & Standards Forecast | 0 | 0 | 0 | 0 | 0 | 0 | 0 | 0 | 0 | 0 | 0 | 0 | 0 | 0 | 0 | 0 | 0 | 0 | 0 | 0 | 0 | 0 | 0 | 0 | 0 | 0 | 0 | 0 | 0 | 0 | 0 | 0 | 0 | 0 | 0 | 0 | 0 | 0 | 0 | 0 | 0 | 0 | 0 | 0 | 0 | 0 | 0 | 0 | 0 | 0 | 0
Commercial_Lodging_New_Miscellaneous_Natural Gas_Pool Heater_E3_Codes & Standards Forecast | Commercial | Lodging | New | Miscellaneous | Natural Gas | Pool Heater | E3 |  | Codes & Standards Forecast | 0 | 0 | 0 | 0 | 0 | 0 | 0 | 0 | 0 | 0 | 0 | 0 | 0 | 0 | 0 | 0 | 0 | 0 | 0 | 0 | 0 | 0 | 0 | 0 | 0 | 0 | 0 | 0 | 0 | 0 | 0 | 0 | 0 | 0 | 0 | 0 | 0 | 0 | 0 | 0 | 0 | 0 | 0 | 0 | 0 | 0 | 0 | 0 | 0 | 0 | 0
Commercial_Lodging_New_Miscellaneous_Natural Gas_Pool Heater_E4_Codes & Standards Forecast | Commercial | Lodging | New | Miscellaneous | Natural Gas | Pool Heater | E4 |  | Codes & Standards Forecast | 0 | 0 | 0 | 0 | 0 | 0 | 0 | 0 | 0 | 0 | 0 | 0 | 0 | 0 | 0 | 0 | 0 | 0 | 0 | 0 | 0 | 0 | 0 | 0 | 0 | 0 | 0 | 0 | 0 | 0 | 0 | 0 | 0 | 0 | 0 | 0 | 0 | 0 | 0 | 0 | 0 | 0 | 0 | 0 | 0 | 0 | 0 | 0 | 0 | 0 | 0
Commercial_Lodging_New_Miscellaneous_Natural Gas_Pool Heater_E5_Codes & Standards Forecast | Commercial | Lodging | New | Miscellaneous | Natural Gas | Pool Heater | E5 |  | Codes & Standards Forecast | 0 | 0 | 0 | 0 | 0 | 0 | 0 | 0 | 0 | 0 | 0 | 0 | 0 | 0 | 0 | 0 | 0 | 0 | 0 | 0 | 0 | 0 | 0 | 0 | 0 | 0 | 0 | 0 | 0 | 0 | 0 | 0 | 0 | 0 | 0 | 0 | 0 | 0 | 0 | 0 | 0 | 0 | 0 | 0 | 0 | 0 | 0 | 0 | 0 | 0 | 0
Commercial_Lodging_New_Miscellaneous_Natural Gas_Pool Heater_E6_Codes & Standards Forecast | Commercial | Lodging | New | Miscellaneous | Natural Gas | Pool Heater | E6 |  | Codes & Standards Forecast | 0 | 0 | 0 | 0 | 0 | 0 | 0 | 0 | 0 | 0 | 0 | 0 | 0 | 0 | 0 | 0 | 0 | 0 | 0 | 0 | 0 | 0 | 0 | 0 | 0 | 0 | 0 | 0 | 0 | 0 | 0 | 0 | 0 | 0 | 0 | 0 | 0 | 0 | 0 | 0 | 0 | 0 | 0 | 0 | 0 | 0 | 0 | 0 | 0 | 0 | 0
Commercial_Lodging_New_Miscellaneous_Natural Gas_Pool Heater_E7_Codes & Standards Forecast | Commercial | Lodging | New | Miscellaneous | Natural Gas | Pool Heater | E7 |  | Codes & Standards Forecast | 0 | 0 | 0 | 0 | 0 | 0 | 0 | 0 | 0 | 0 | 0 | 0 | 0 | 0 | 0 | 0 | 0 | 0 | 0 | 0 | 0 | 0 | 0 | 0 | 0 | 0 | 0 | 0 | 0 | 0 | 0 | 0 | 0 | 0 | 0 | 0 | 0 | 0 | 0 | 0 | 0 | 0 | 0 | 0 | 0 | 0 | 0 | 0 | 0 | 0 | 0
Commercial_Lodging_New_Miscellaneous_Natural Gas_Pool Heater_E8_Codes & Standards Forecast | Commercial | Lodging | New | Miscellaneous | Natural Gas | Pool Heater | E8 |  | Codes & Standards Forecast | 0 | 0 | 0 | 0 | 0 | 0 | 0 | 0 | 0 | 0 | 0 | 0 | 0 | 0 | 0 | 0 | 0 | 0 | 0 | 0 | 0 | 0 | 0 | 0 | 0 | 0 | 0 | 0 | 0 | 0 | 0 | 0 | 0 | 0 | 0 | 0 | 0 | 0 | 0 | 0 | 0 | 0 | 0 | 0 | 0 | 0 | 0 | 0 | 0 | 0 | 0
Commercial_Lodging_New_Miscellaneous_Natural Gas_Pool Heater_E9_Codes & Standards Forecast | Commercial | Lodging | New | Miscellaneous | Natural Gas | Pool Heater | E9 |  | Codes & Standards Forecast | 0 | 0 | 0 | 0 | 0 | 0 | 0 | 0 | 0 | 0 | 0 | 0 | 0 | 0 | 0 | 0 | 0 | 0 | 0 | 0 | 0 | 0 | 0 | 0 | 0 | 0 | 0 | 0 | 0 | 0 | 0 | 0 | 0 | 0 | 0 | 0 | 0 | 0 | 0 | 0 | 0 | 0 | 0 | 0 | 0 | 0 | 0 | 0 | 0 | 0 | 0
Commercial_Lodging_New_Miscellaneous_Natural Gas_Pool Heater_E10_Codes & Standards Forecast | Commercial | Lodging | New | Miscellaneous | Natural Gas | Pool Heater | E10 |  | Codes & Standards Forecast | 0 | 0 | 0 | 0 | 0 | 0 | 0 | 0 | 0 | 0 | 0 | 0 | 0 | 0 | 0 | 0 | 0 | 0 | 0 | 0 | 0 | 0 | 0 | 0 | 0 | 0 | 0 | 0 | 0 | 0 | 0 | 0 | 0 | 0 | 0 | 0 | 0 | 0 | 0 | 0 | 0 | 0 | 0 | 0 | 0 | 0 | 0 | 0 | 0 | 0 | 0
Commercial_Lodging_New_Miscellaneous_Natural Gas_Pool Heater_Vintage_Codes & Standards Forecast | Commercial | Lodging | New | Miscellaneous | Natural Gas | Pool Heater | Vintage |  | Codes & Standards Forecast | 0 | 0 | 0 | 0 | 0 | 0 | 0 | 0 | 0 | 0 | 0 | 0 | 0 | 0 | 0 | 0 | 0 | 0 | 0 | 0 | 0 | 0 | 0 | 0 | 0 | 0 | 0 | 0 | 0 | 0 | 0 | 0 | 0 | 0 | 0 | 0 | 0 | 0 | 0 | 0 | 0 | 0 | 0 | 0 | 0 | 0 | 0 | 0 | 0 | 0 | 0
Commercial_Lodging_New_Miscellaneous_Natural Gas_Miscellaneous_E1_Codes & Standards Forecast | Commercial | Lodging | New | Miscellaneous | Natural Gas | Miscellaneous | E1 |  | Codes & Standards Forecast | 0 | 4240.8252 | 24695.9001 | 37768.1256 | 54627.3914 | 77507.2637 | 98892.509 | 117846.4899 | 134893.278 | 151352.6494 | 167597.3184 | 183680.6 | 199741.8456 | 215849.0477 | 232055.3253 | 248291.4597 | 264532.0314 | 280751.564 | 296949.7237 | 313126.1732 | 329306.0817 | 345489.4727 | 361653.5563 | 377798.0693 | 393922.7464 | 410050.1324 | 426180.2433 | 442313.0949 | 458448.7034 | 474587.0847 | 490728.2552 | 506872.2312 | 514143.6775 | 0 | 0 | 0 | 0 | 0 | 0 | 0 | 0 | 0 | 0 | 0 | 0 | 0 | 0 | 0 | 0 | 0 | 0
Commercial_Lodging_New_Miscellaneous_Natural Gas_Miscellaneous_E2_Codes & Standards Forecast | Commercial | Lodging | New | Miscellaneous | Natural Gas | Miscellaneous | E2 |  | Codes & Standards Forecast | 0 | 0 | 0 | 0 | 0 | 0 | 0 | 0 | 0 | 0 | 0 | 0 | 0 | 0 | 0 | 0 | 0 | 0 | 0 | 0 | 0 | 0 | 0 | 0 | 0 | 0 | 0 | 0 | 0 | 0 | 0 | 0 | 0 | 0 | 0 | 0 | 0 | 0 | 0 | 0 | 0 | 0 | 0 | 0 | 0 | 0 | 0 | 0 | 0 | 0 | 0
Commercial_Lodging_New_Miscellaneous_Natural Gas_Miscellaneous_E3_Codes & Standards Forecast | Commercial | Lodging | New | Miscellaneous | Natural Gas | Miscellaneous | E3 |  | Codes & Standards Forecast | 0 | 0 | 0 | 0 | 0 | 0 | 0 | 0 | 0 | 0 | 0 | 0 | 0 | 0 | 0 | 0 | 0 | 0 | 0 | 0 | 0 | 0 | 0 | 0 | 0 | 0 | 0 | 0 | 0 | 0 | 0 | 0 | 0 | 0 | 0 | 0 | 0 | 0 | 0 | 0 | 0 | 0 | 0 | 0 | 0 | 0 | 0 | 0 | 0 | 0 | 0
Commercial_Lodging_New_Miscellaneous_Natural Gas_Miscellaneous_E4_Codes & Standards Forecast | Commercial | Lodging | New | Miscellaneous | Natural Gas | Miscellaneous | E4 |  | Codes & Standards Forecast | 0 | 0 | 0 | 0 | 0 | 0 | 0 | 0 | 0 | 0 | 0 | 0 | 0 | 0 | 0 | 0 | 0 | 0 | 0 | 0 | 0 | 0 | 0 | 0 | 0 | 0 | 0 | 0 | 0 | 0 | 0 | 0 | 0 | 0 | 0 | 0 | 0 | 0 | 0 | 0 | 0 | 0 | 0 | 0 | 0 | 0 | 0 | 0 | 0 | 0 | 0
Commercial_Lodging_New_Miscellaneous_Natural Gas_Miscellaneous_E5_Codes & Standards Forecast | Commercial | Lodging | New | Miscellaneous | Natural Gas | Miscellaneous | E5 |  | Codes & Standards Forecast | 0 | 0 | 0 | 0 | 0 | 0 | 0 | 0 | 0 | 0 | 0 | 0 | 0 | 0 | 0 | 0 | 0 | 0 | 0 | 0 | 0 | 0 | 0 | 0 | 0 | 0 | 0 | 0 | 0 | 0 | 0 | 0 | 0 | 0 | 0 | 0 | 0 | 0 | 0 | 0 | 0 | 0 | 0 | 0 | 0 | 0 | 0 | 0 | 0 | 0 | 0
Commercial_Lodging_New_Miscellaneous_Natural Gas_Miscellaneous_E6_Codes & Standards Forecast | Commercial | Lodging | New | Miscellaneous | Natural Gas | Miscellaneous | E6 |  | Codes & Standards Forecast | 0 | 0 | 0 | 0 | 0 | 0 | 0 | 0 | 0 | 0 | 0 | 0 | 0 | 0 | 0 | 0 | 0 | 0 | 0 | 0 | 0 | 0 | 0 | 0 | 0 | 0 | 0 | 0 | 0 | 0 | 0 | 0 | 0 | 0 | 0 | 0 | 0 | 0 | 0 | 0 | 0 | 0 | 0 | 0 | 0 | 0 | 0 | 0 | 0 | 0 | 0
Commercial_Lodging_New_Miscellaneous_Natural Gas_Miscellaneous_E7_Codes & Standards Forecast | Commercial | Lodging | New | Miscellaneous | Natural Gas | Miscellaneous | E7 |  | Codes & Standards Forecast | 0 | 0 | 0 | 0 | 0 | 0 | 0 | 0 | 0 | 0 | 0 | 0 | 0 | 0 | 0 | 0 | 0 | 0 | 0 | 0 | 0 | 0 | 0 | 0 | 0 | 0 | 0 | 0 | 0 | 0 | 0 | 0 | 0 | 0 | 0 | 0 | 0 | 0 | 0 | 0 | 0 | 0 | 0 | 0 | 0 | 0 | 0 | 0 | 0 | 0 | 0
Commercial_Lodging_New_Miscellaneous_Natural Gas_Miscellaneous_E8_Codes & Standards Forecast | Commercial | Lodging | New | Miscellaneous | Natural Gas | Miscellaneous | E8 |  | Codes & Standards Forecast | 0 | 0 | 0 | 0 | 0 | 0 | 0 | 0 | 0 | 0 | 0 | 0 | 0 | 0 | 0 | 0 | 0 | 0 | 0 | 0 | 0 | 0 | 0 | 0 | 0 | 0 | 0 | 0 | 0 | 0 | 0 | 0 | 0 | 0 | 0 | 0 | 0 | 0 | 0 | 0 | 0 | 0 | 0 | 0 | 0 | 0 | 0 | 0 | 0 | 0 | 0
Commercial_Lodging_New_Miscellaneous_Natural Gas_Miscellaneous_E9_Codes & Standards Forecast | Commercial | Lodging | New | Miscellaneous | Natural Gas | Miscellaneous | E9 |  | Codes & Standards Forecast | 0 | 0 | 0 | 0 | 0 | 0 | 0 | 0 | 0 | 0 | 0 | 0 | 0 | 0 | 0 | 0 | 0 | 0 | 0 | 0 | 0 | 0 | 0 | 0 | 0 | 0 | 0 | 0 | 0 | 0 | 0 | 0 | 0 | 0 | 0 | 0 | 0 | 0 | 0 | 0 | 0 | 0 | 0 | 0 | 0 | 0 | 0 | 0 | 0 | 0 | 0
Commercial_Lodging_New_Miscellaneous_Natural Gas_Miscellaneous_E10_Codes & Standards Forecast | Commercial | Lodging | New | Miscellaneous | Natural Gas | Miscellaneous | E10 |  | Codes & Standards Forecast | 0 | 0 | 0 | 0 | 0 | 0 | 0 | 0 | 0 | 0 | 0 | 0 | 0 | 0 | 0 | 0 | 0 | 0 | 0 | 0 | 0 | 0 | 0 | 0 | 0 | 0 | 0 | 0 | 0 | 0 | 0 | 0 | 0 | 0 | 0 | 0 | 0 | 0 | 0 | 0 | 0 | 0 | 0 | 0 | 0 | 0 | 0 | 0 | 0 | 0 | 0
Commercial_Lodging_New_Miscellaneous_Natural Gas_Miscellaneous_Vintage_Codes & Standards Forecast | Commercial | Lodging | New | Miscellaneous | Natural Gas | Miscellaneous | Vintage |  | Codes & Standards Forecast | 0 | 0 | 0 | 0 | 0 | 0 | 0 | 0 | 0 | 0 | 0 | 0 | 0 | 0 | 0 | 0 | 0 | 0 | 0 | 0 | 0 | 0 | 0 | 0 | 0 | 0 | 0 | 0 | 0 | 0 | 0 | 0 | 0 | 0 | 0 | 0 | 0 | 0 | 0 | 0 | 0 | 0 | 0 | 0 | 0 | 0 | 0 | 0 | 0 | 0 | 0
Commercial_Warehouse_Existing_Space Heating_Natural Gas_Furnace_E1_Codes & Standards Forecast | Commercial | Warehouse | Existing | Space Heating | Natural Gas | Furnace | E1 |  | Codes & Standards Forecast | 0 | 8798.2421 | 18292.0474 | 28378.7102 | 38992.6121 | 50042.0756 | 61514.427 | 73394.5629 | 85648.3812 | 98214.0038 | 111045.8112 | 124108.0887 | 137363.3943 | 150778.031 | 164320.3147 | 177967.0019 | 191695.4571 | 205485.4688 | 219317.2556 | 231846.9829 | 243178.8593 | 253410.2363 | 262632.6332 | 270928.5134 | 278373.6416 | 285035.3543 | 290977.3933 | 296258.328 | 300931.973 | 305047.774 | 308651.1605 | 311783.8718 | 314495.0897 | 0 | 0 | 0 | 0 | 0 | 0 | 0 | 0 | 0 | 0 | 0 | 0 | 0 | 0 | 0 | 0 | 0 | 0
Commercial_Warehouse_Existing_Space Heating_Natural Gas_Furnace_E2_Codes & Standards Forecast | Commercial | Warehouse | Existing | Space Heating | Natural Gas | Furnace | E2 |  | Codes & Standards Forecast | 0 | 0 | 0 | 0 | 0 | 0 | 0 | 0 | 0 | 0 | 0 | 0 | 0 | 0 | 0 | 0 | 0 | 0 | 0 | 0 | 0 | 0 | 0 | 0 | 0 | 0 | 0 | 0 | 0 | 0 | 0 | 0 | 0 | 0 | 0 | 0 | 0 | 0 | 0 | 0 | 0 | 0 | 0 | 0 | 0 | 0 | 0 | 0 | 0 | 0 | 0
Commercial_Warehouse_Existing_Space Heating_Natural Gas_Furnace_E3_Codes & Standards Forecast | Commercial | Warehouse | Existing | Space Heating | Natural Gas | Furnace | E3 |  | Codes & Standards Forecast | 0 | 0 | 0 | 0 | 0 | 0 | 0 | 0 | 0 | 0 | 0 | 0 | 0 | 0 | 0 | 0 | 0 | 0 | 0 | 0 | 0 | 0 | 0 | 0 | 0 | 0 | 0 | 0 | 0 | 0 | 0 | 0 | 0 | 0 | 0 | 0 | 0 | 0 | 0 | 0 | 0 | 0 | 0 | 0 | 0 | 0 | 0 | 0 | 0 | 0 | 0
Commercial_Warehouse_Existing_Space Heating_Natural Gas_Furnace_E4_Codes & Standards Forecast | Commercial | Warehouse | Existing | Space Heating | Natural Gas | Furnace | E4 |  | Codes & Standards Forecast | 0 | 0 | 0 | 0 | 0 | 0 | 0 | 0 | 0 | 0 | 0 | 0 | 0 | 0 | 0 | 0 | 0 | 0 | 0 | 0 | 0 | 0 | 0 | 0 | 0 | 0 | 0 | 0 | 0 | 0 | 0 | 0 | 0 | 0 | 0 | 0 | 0 | 0 | 0 | 0 | 0 | 0 | 0 | 0 | 0 | 0 | 0 | 0 | 0 | 0 | 0
Commercial_Warehouse_Existing_Space Heating_Natural Gas_Furnace_E5_Codes & Standards Forecast | Commercial | Warehouse | Existing | Space Heating | Natural Gas | Furnace | E5 |  | Codes & Standards Forecast | 0 | 0 | 0 | 0 | 0 | 0 | 0 | 0 | 0 | 0 | 0 | 0 | 0 | 0 | 0 | 0 | 0 | 0 | 0 | 0 | 0 | 0 | 0 | 0 | 0 | 0 | 0 | 0 | 0 | 0 | 0 | 0 | 0 | 0 | 0 | 0 | 0 | 0 | 0 | 0 | 0 | 0 | 0 | 0 | 0 | 0 | 0 | 0 | 0 | 0 | 0
Commercial_Warehouse_Existing_Space Heating_Natural Gas_Furnace_E6_Codes & Standards Forecast | Commercial | Warehouse | Existing | Space Heating | Natural Gas | Furnace | E6 |  | Codes & Standards Forecast | 0 | 0 | 0 | 0 | 0 | 0 | 0 | 0 | 0 | 0 | 0 | 0 | 0 | 0 | 0 | 0 | 0 | 0 | 0 | 0 | 0 | 0 | 0 | 0 | 0 | 0 | 0 | 0 | 0 | 0 | 0 | 0 | 0 | 0 | 0 | 0 | 0 | 0 | 0 | 0 | 0 | 0 | 0 | 0 | 0 | 0 | 0 | 0 | 0 | 0 | 0
Commercial_Warehouse_Existing_Space Heating_Natural Gas_Furnace_E7_Codes & Standards Forecast | Commercial | Warehouse | Existing | Space Heating | Natural Gas | Furnace | E7 |  | Codes & Standards Forecast | 0 | 0 | 0 | 0 | 0 | 0 | 0 | 0 | 0 | 0 | 0 | 0 | 0 | 0 | 0 | 0 | 0 | 0 | 0 | 0 | 0 | 0 | 0 | 0 | 0 | 0 | 0 | 0 | 0 | 0 | 0 | 0 | 0 | 0 | 0 | 0 | 0 | 0 | 0 | 0 | 0 | 0 | 0 | 0 | 0 | 0 | 0 | 0 | 0 | 0 | 0
Commercial_Warehouse_Existing_Space Heating_Natural Gas_Furnace_E8_Codes & Standards Forecast | Commercial | Warehouse | Existing | Space Heating | Natural Gas | Furnace | E8 |  | Codes & Standards Forecast | 0 | 0 | 0 | 0 | 0 | 0 | 0 | 0 | 0 | 0 | 0 | 0 | 0 | 0 | 0 | 0 | 0 | 0 | 0 | 0 | 0 | 0 | 0 | 0 | 0 | 0 | 0 | 0 | 0 | 0 | 0 | 0 | 0 | 0 | 0 | 0 | 0 | 0 | 0 | 0 | 0 | 0 | 0 | 0 | 0 | 0 | 0 | 0 | 0 | 0 | 0
Commercial_Warehouse_Existing_Space Heating_Natural Gas_Furnace_E9_Codes & Standards Forecast | Commercial | Warehouse | Existing | Space Heating | Natural Gas | Furnace | E9 |  | Codes & Standards Forecast | 0 | 0 | 0 | 0 | 0 | 0 | 0 | 0 | 0 | 0 | 0 | 0 | 0 | 0 | 0 | 0 | 0 | 0 | 0 | 0 | 0 | 0 | 0 | 0 | 0 | 0 | 0 | 0 | 0 | 0 | 0 | 0 | 0 | 0 | 0 | 0 | 0 | 0 | 0 | 0 | 0 | 0 | 0 | 0 | 0 | 0 | 0 | 0 | 0 | 0 | 0
Commercial_Warehouse_Existing_Space Heating_Natural Gas_Furnace_E10_Codes & Standards Forecast | Commercial | Warehouse | Existing | Space Heating | Natural Gas | Furnace | E10 |  | Codes & Standards Forecast | 0 | 0 | 0 | 0 | 0 | 0 | 0 | 0 | 0 | 0 | 0 | 0 | 0 | 0 | 0 | 0 | 0 | 0 | 0 | 0 | 0 | 0 | 0 | 0 | 0 | 0 | 0 | 0 | 0 | 0 | 0 | 0 | 0 | 0 | 0 | 0 | 0 | 0 | 0 | 0 | 0 | 0 | 0 | 0 | 0 | 0 | 0 | 0 | 0 | 0 | 0
Commercial_Warehouse_Existing_Space Heating_Natural Gas_Furnace_Vintage_Codes & Standards Forecast | Commercial | Warehouse | Existing | Space Heating | Natural Gas | Furnace | Vintage |  | Codes & Standards Forecast | 440687.8495 | 429647.4872 | 417911.5615 | 405117.2399 | 391725.3057 | 377630.075 | 363312.2855 | 348912.5809 | 334394.8205 | 319643.9888 | 304655.7496 | 289458.6716 | 274071.5188 | 258518.8754 | 242825.3056 | 227023.3305 | 211138.9927 | 195195.9183 | 179213.9335 | 164536.918 | 151057.2898 | 138677.6942 | 127309.6666 | 116870.7787 | 107285.3016 | 98482.8769 | 90399.7606 | 82977.3814 | 76161.9222 | 69903.9354 | 64157.9893 | 58882.3424 | 54040.5066 | 0 | 0 | 0 | 0 | 0 | 0 | 0 | 0 | 0 | 0 | 0 | 0 | 0 | 0 | 0 | 0 | 0 | 0
Commercial_Warehouse_Existing_Space Heating_Natural Gas_Boiler_E1_Codes & Standards Forecast | Commercial | Warehouse | Existing | Space Heating | Natural Gas | Boiler | E1 |  | Codes & Standards Forecast | 0 | 408.2633 | 856.661 | 1339.0645 | 1851.2381 | 2387.8594 | 2947.502 | 3528.7738 | 4129.4847 | 4746.1883 | 5376.2872 | 6017.7252 | 6668.4172 | 7326.507 | 7990.2774 | 8658.4576 | 9329.8376 | 10003.352 | 10677.9793 | 11352.7972 | 12026.8692 | 12699.4236 | 13297.247 | 13827.4887 | 14296.6168 | 14710.366 | 15074.0182 | 15392.3527 | 15669.6936 | 15909.9532 | 16116.671 | 16293.0494 | 16442.552 | 0 | 0 | 0 | 0 | 0 | 0 | 0 | 0 | 0 | 0 | 0 | 0 | 0 | 0 | 0 | 0 | 0 | 0
Commercial_Warehouse_Existing_Space Heating_Natural Gas_Boiler_E2_Codes & Standards Forecast | Commercial | Warehouse | Existing | Space Heating | Natural Gas | Boiler | E2 |  | Codes & Standards Forecast | 0 | 0 | 0 | 0 | 0 | 0 | 0 | 0 | 0 | 0 | 0 | 0 | 0 | 0 | 0 | 0 | 0 | 0 | 0 | 0 | 0 | 0 | 0 | 0 | 0 | 0 | 0 | 0 | 0 | 0 | 0 | 0 | 0 | 0 | 0 | 0 | 0 | 0 | 0 | 0 | 0 | 0 | 0 | 0 | 0 | 0 | 0 | 0 | 0 | 0 | 0
Commercial_Warehouse_Existing_Space Heating_Natural Gas_Boiler_E3_Codes & Standards Forecast | Commercial | Warehouse | Existing | Space Heating | Natural Gas | Boiler | E3 |  | Codes & Standards Forecast | 0 | 0 | 0 | 0 | 0 | 0 | 0 | 0 | 0 | 0 | 0 | 0 | 0 | 0 | 0 | 0 | 0 | 0 | 0 | 0 | 0 | 0 | 0 | 0 | 0 | 0 | 0 | 0 | 0 | 0 | 0 | 0 | 0 | 0 | 0 | 0 | 0 | 0 | 0 | 0 | 0 | 0 | 0 | 0 | 0 | 0 | 0 | 0 | 0 | 0 | 0
Commercial_Warehouse_Existing_Space Heating_Natural Gas_Boiler_E4_Codes & Standards Forecast | Commercial | Warehouse | Existing | Space Heating | Natural Gas | Boiler | E4 |  | Codes & Standards Forecast | 0 | 0 | 0 | 0 | 0 | 0 | 0 | 0 | 0 | 0 | 0 | 0 | 0 | 0 | 0 | 0 | 0 | 0 | 0 | 0 | 0 | 0 | 0 | 0 | 0 | 0 | 0 | 0 | 0 | 0 | 0 | 0 | 0 | 0 | 0 | 0 | 0 | 0 | 0 | 0 | 0 | 0 | 0 | 0 | 0 | 0 | 0 | 0 | 0 | 0 | 0
Commercial_Warehouse_Existing_Space Heating_Natural Gas_Boiler_E5_Codes & Standards Forecast | Commercial | Warehouse | Existing | Space Heating | Natural Gas | Boiler | E5 |  | Codes & Standards Forecast | 0 | 0 | 0 | 0 | 0 | 0 | 0 | 0 | 0 | 0 | 0 | 0 | 0 | 0 | 0 | 0 | 0 | 0 | 0 | 0 | 0 | 0 | 0 | 0 | 0 | 0 | 0 | 0 | 0 | 0 | 0 | 0 | 0 | 0 | 0 | 0 | 0 | 0 | 0 | 0 | 0 | 0 | 0 | 0 | 0 | 0 | 0 | 0 | 0 | 0 | 0
Commercial_Warehouse_Existing_Space Heating_Natural Gas_Boiler_E6_Codes & Standards Forecast | Commercial | Warehouse | Existing | Space Heating | Natural Gas | Boiler | E6 |  | Codes & Standards Forecast | 0 | 0 | 0 | 0 | 0 | 0 | 0 | 0 | 0 | 0 | 0 | 0 | 0 | 0 | 0 | 0 | 0 | 0 | 0 | 0 | 0 | 0 | 0 | 0 | 0 | 0 | 0 | 0 | 0 | 0 | 0 | 0 | 0 | 0 | 0 | 0 | 0 | 0 | 0 | 0 | 0 | 0 | 0 | 0 | 0 | 0 | 0 | 0 | 0 | 0 | 0
Commercial_Warehouse_Existing_Space Heating_Natural Gas_Boiler_E7_Codes & Standards Forecast | Commercial | Warehouse | Existing | Space Heating | Natural Gas | Boiler | E7 |  | Codes & Standards Forecast | 0 | 0 | 0 | 0 | 0 | 0 | 0 | 0 | 0 | 0 | 0 | 0 | 0 | 0 | 0 | 0 | 0 | 0 | 0 | 0 | 0 | 0 | 0 | 0 | 0 | 0 | 0 | 0 | 0 | 0 | 0 | 0 | 0 | 0 | 0 | 0 | 0 | 0 | 0 | 0 | 0 | 0 | 0 | 0 | 0 | 0 | 0 | 0 | 0 | 0 | 0
Commercial_Warehouse_Existing_Space Heating_Natural Gas_Boiler_E8_Codes & Standards Forecast | Commercial | Warehouse | Existing | Space Heating | Natural Gas | Boiler | E8 |  | Codes & Standards Forecast | 0 | 0 | 0 | 0 | 0 | 0 | 0 | 0 | 0 | 0 | 0 | 0 | 0 | 0 | 0 | 0 | 0 | 0 | 0 | 0 | 0 | 0 | 0 | 0 | 0 | 0 | 0 | 0 | 0 | 0 | 0 | 0 | 0 | 0 | 0 | 0 | 0 | 0 | 0 | 0 | 0 | 0 | 0 | 0 | 0 | 0 | 0 | 0 | 0 | 0 | 0
Commercial_Warehouse_Existing_Space Heating_Natural Gas_Boiler_E9_Codes & Standards Forecast | Commercial | Warehouse | Existing | Space Heating | Natural Gas | Boiler | E9 |  | Codes & Standards Forecast | 0 | 0 | 0 | 0 | 0 | 0 | 0 | 0 | 0 | 0 | 0 | 0 | 0 | 0 | 0 | 0 | 0 | 0 | 0 | 0 | 0 | 0 | 0 | 0 | 0 | 0 | 0 | 0 | 0 | 0 | 0 | 0 | 0 | 0 | 0 | 0 | 0 | 0 | 0 | 0 | 0 | 0 | 0 | 0 | 0 | 0 | 0 | 0 | 0 | 0 | 0
Commercial_Warehouse_Existing_Space Heating_Natural Gas_Boiler_E10_Codes & Standards Forecast | Commercial | Warehouse | Existing | Space Heating | Natural Gas | Boiler | E10 |  | Codes & Standards Forecast | 0 | 0 | 0 | 0 | 0 | 0 | 0 | 0 | 0 | 0 | 0 | 0 | 0 | 0 | 0 | 0 | 0 | 0 | 0 | 0 | 0 | 0 | 0 | 0 | 0 | 0 | 0 | 0 | 0 | 0 | 0 | 0 | 0 | 0 | 0 | 0 | 0 | 0 | 0 | 0 | 0 | 0 | 0 | 0 | 0 | 0 | 0 | 0 | 0 | 0 | 0
Commercial_Warehouse_Existing_Space Heating_Natural Gas_Boiler_Vintage_Codes & Standards Forecast | Commercial | Warehouse | Existing | Space Heating | Natural Gas | Boiler | Vintage |  | Codes & Standards Forecast | 22569.3075 | 22046.2166 | 21482.9913 | 20861.9183 | 20207.4711 | 19514.8644 | 18809.4961 | 18099.1875 | 17382.5315 | 16653.915 | 15913.377 | 15162.6077 | 14402.7357 | 13635.1504 | 12861.2044 | 12082.6437 | 11300.8528 | 10517.0718 | 9732.3246 | 8947.5359 | 8163.4693 | 7380.8964 | 6673.1871 | 6033.1938 | 5454.4503 | 4931.0671 | 4457.762 | 4029.756 | 3642.7246 | 3292.7556 | 2976.3091 | 2690.1828 | 2431.5631 | 0 | 0 | 0 | 0 | 0 | 0 | 0 | 0 | 0 | 0 | 0 | 0 | 0 | 0 | 0 | 0 | 0 | 0
Commercial_Warehouse_Existing_Space Heating_Natural Gas_Unit Heater_E1_Codes & Standards Forecast | Commercial | Warehouse | Existing | Space Heating | Natural Gas | Unit Heater | E1 |  | Codes & Standards Forecast | 0 | 6383.4869 | 14606.9391 | 24235.8578 | 34941.8725 | 46435.72 | 58549.6246 | 71155.9801 | 84139.6275 | 97380.2371 | 110790.0567 | 124304.4739 | 134872.3302 | 143091.7699 | 149438.4027 | 154296.2495 | 157969.9661 | 160702.4954 | 162686.2289 | 164074.3027 | 164987.1745 | 165521.8025 | 165756.661 | 165753.2139 | 165560.3807 | 165215.7796 | 164750.3718 | 164188.798 | 163550.6683 | 162851.5886 | 162103.9779 | 161317.7189 | 160506.2047 | 0 | 0 | 0 | 0 | 0 | 0 | 0 | 0 | 0 | 0 | 0 | 0 | 0 | 0 | 0 | 0 | 0 | 0
Commercial_Warehouse_Existing_Space Heating_Natural Gas_Unit Heater_E2_Codes & Standards Forecast | Commercial | Warehouse | Existing | Space Heating | Natural Gas | Unit Heater | E2 |  | Codes & Standards Forecast | 0 | 0 | 0 | 0 | 0 | 0 | 0 | 0 | 0 | 0 | 0 | 0 | 0 | 0 | 0 | 0 | 0 | 0 | 0 | 0 | 0 | 0 | 0 | 0 | 0 | 0 | 0 | 0 | 0 | 0 | 0 | 0 | 0 | 0 | 0 | 0 | 0 | 0 | 0 | 0 | 0 | 0 | 0 | 0 | 0 | 0 | 0 | 0 | 0 | 0 | 0
Commercial_Warehouse_Existing_Space Heating_Natural Gas_Unit Heater_E3_Codes & Standards Forecast | Commercial | Warehouse | Existing | Space Heating | Natural Gas | Unit Heater | E3 |  | Codes & Standards Forecast | 0 | 0 | 0 | 0 | 0 | 0 | 0 | 0 | 0 | 0 | 0 | 0 | 0 | 0 | 0 | 0 | 0 | 0 | 0 | 0 | 0 | 0 | 0 | 0 | 0 | 0 | 0 | 0 | 0 | 0 | 0 | 0 | 0 | 0 | 0 | 0 | 0 | 0 | 0 | 0 | 0 | 0 | 0 | 0 | 0 | 0 | 0 | 0 | 0 | 0 | 0
Commercial_Warehouse_Existing_Space Heating_Natural Gas_Unit Heater_E4_Codes & Standards Forecast | Commercial | Warehouse | Existing | Space Heating | Natural Gas | Unit Heater | E4 |  | Codes & Standards Forecast | 0 | 0 | 0 | 0 | 0 | 0 | 0 | 0 | 0 | 0 | 0 | 0 | 0 | 0 | 0 | 0 | 0 | 0 | 0 | 0 | 0 | 0 | 0 | 0 | 0 | 0 | 0 | 0 | 0 | 0 | 0 | 0 | 0 | 0 | 0 | 0 | 0 | 0 | 0 | 0 | 0 | 0 | 0 | 0 | 0 | 0 | 0 | 0 | 0 | 0 | 0
Commercial_Warehouse_Existing_Space Heating_Natural Gas_Unit Heater_E5_Codes & Standards Forecast | Commercial | Warehouse | Existing | Space Heating | Natural Gas | Unit Heater | E5 |  | Codes & Standards Forecast | 0 | 0 | 0 | 0 | 0 | 0 | 0 | 0 | 0 | 0 | 0 | 0 | 0 | 0 | 0 | 0 | 0 | 0 | 0 | 0 | 0 | 0 | 0 | 0 | 0 | 0 | 0 | 0 | 0 | 0 | 0 | 0 | 0 | 0 | 0 | 0 | 0 | 0 | 0 | 0 | 0 | 0 | 0 | 0 | 0 | 0 | 0 | 0 | 0 | 0 | 0
Commercial_Warehouse_Existing_Space Heating_Natural Gas_Unit Heater_E6_Codes & Standards Forecast | Commercial | Warehouse | Existing | Space Heating | Natural Gas | Unit Heater | E6 |  | Codes & Standards Forecast | 0 | 0 | 0 | 0 | 0 | 0 | 0 | 0 | 0 | 0 | 0 | 0 | 0 | 0 | 0 | 0 | 0 | 0 | 0 | 0 | 0 | 0 | 0 | 0 | 0 | 0 | 0 | 0 | 0 | 0 | 0 | 0 | 0 | 0 | 0 | 0 | 0 | 0 | 0 | 0 | 0 | 0 | 0 | 0 | 0 | 0 | 0 | 0 | 0 | 0 | 0
Commercial_Warehouse_Existing_Space Heating_Natural Gas_Unit Heater_E7_Codes & Standards Forecast | Commercial | Warehouse | Existing | Space Heating | Natural Gas | Unit Heater | E7 |  | Codes & Standards Forecast | 0 | 0 | 0 | 0 | 0 | 0 | 0 | 0 | 0 | 0 | 0 | 0 | 0 | 0 | 0 | 0 | 0 | 0 | 0 | 0 | 0 | 0 | 0 | 0 | 0 | 0 | 0 | 0 | 0 | 0 | 0 | 0 | 0 | 0 | 0 | 0 | 0 | 0 | 0 | 0 | 0 | 0 | 0 | 0 | 0 | 0 | 0 | 0 | 0 | 0 | 0
Commercial_Warehouse_Existing_Space Heating_Natural Gas_Unit Heater_E8_Codes & Standards Forecast | Commercial | Warehouse | Existing | Space Heating | Natural Gas | Unit Heater | E8 |  | Codes & Standards Forecast | 0 | 0 | 0 | 0 | 0 | 0 | 0 | 0 | 0 | 0 | 0 | 0 | 0 | 0 | 0 | 0 | 0 | 0 | 0 | 0 | 0 | 0 | 0 | 0 | 0 | 0 | 0 | 0 | 0 | 0 | 0 | 0 | 0 | 0 | 0 | 0 | 0 | 0 | 0 | 0 | 0 | 0 | 0 | 0 | 0 | 0 | 0 | 0 | 0 | 0 | 0
Commercial_Warehouse_Existing_Space Heating_Natural Gas_Unit Heater_E9_Codes & Standards Forecast | Commercial | Warehouse | Existing | Space Heating | Natural Gas | Unit Heater | E9 |  | Codes & Standards Forecast | 0 | 0 | 0 | 0 | 0 | 0 | 0 | 0 | 0 | 0 | 0 | 0 | 0 | 0 | 0 | 0 | 0 | 0 | 0 | 0 | 0 | 0 | 0 | 0 | 0 | 0 | 0 | 0 | 0 | 0 | 0 | 0 | 0 | 0 | 0 | 0 | 0 | 0 | 0 | 0 | 0 | 0 | 0 | 0 | 0 | 0 | 0 | 0 | 0 | 0 | 0
Commercial_Warehouse_Existing_Space Heating_Natural Gas_Unit Heater_E10_Codes & Standards Forecast | Commercial | Warehouse | Existing | Space Heating | Natural Gas | Unit Heater | E10 |  | Codes & Standards Forecast | 0 | 0 | 0 | 0 | 0 | 0 | 0 | 0 | 0 | 0 | 0 | 0 | 0 | 0 | 0 | 0 | 0 | 0 | 0 | 0 | 0 | 0 | 0 | 0 | 0 | 0 | 0 | 0 | 0 | 0 | 0 | 0 | 0 | 0 | 0 | 0 | 0 | 0 | 0 | 0 | 0 | 0 | 0 | 0 | 0 | 0 | 0 | 0 | 0 | 0 | 0
Commercial_Warehouse_Existing_Space Heating_Natural Gas_Unit Heater_Vintage_Codes & Standards Forecast | Commercial | Warehouse | Existing | Space Heating | Natural Gas | Unit Heater | Vintage |  | Codes & Standards Forecast | 192483.9219 | 185121.1202 | 175918.3533 | 165106.7816 | 153187.3763 | 140363.1966 | 127006.4597 | 113299.6053 | 99327.1118 | 85132.0452 | 70780.3379 | 56333.4812 | 44834.4754 | 35681.1957 | 28394.9228 | 22595.6879 | 17980.3235 | 14307.3781 | 11384.4797 | 9058.5121 | 7207.5438 | 5734.6155 | 4562.5871 | 3630.01 | 2887.9801 | 2297.5596 | 1827.7864 | 1454.0187 | 1156.6454 | 920.0598 | 731.8419 | 582.1082 | 463.0097 | 0 | 0 | 0 | 0 | 0 | 0 | 0 | 0 | 0 | 0 | 0 | 0 | 0 | 0 | 0 | 0 | 0 | 0
Commercial_Warehouse_Existing_Water Heating_Natural Gas_Water Heater_E1_Codes & Standards Forecast | Commercial | Warehouse | Existing | Water Heating | Natural Gas | Water Heater | E1 |  | Codes & Standards Forecast | 0 | 12263.6998 | 28062.2673 | 46560.961 | 67128.9281 | 89210.4484 | 112483.1975 | 136702.0237 | 161645.6878 | 187083.0176 | 207031.6637 | 222613.8453 | 234713.9768 | 244037.3473 | 251144.785 | 256491.8686 | 260439.2997 | 263274.8416 | 265225.8934 | 266473.4573 | 267159.2871 | 267397.9787 | 267282.8412 | 266886.5263 | 266266.8596 | 265467.7492 | 264525.7884 | 263470.1002 | 262323.8617 | 261105.5173 | 259829.7449 | 258508.2245 | 257159.1091 | 0 | 0 | 0 | 0 | 0 | 0 | 0 | 0 | 0 | 0 | 0 | 0 | 0 | 0 | 0 | 0 | 0 | 0
Commercial_Warehouse_Existing_Water Heating_Natural Gas_Water Heater_E2_Codes & Standards Forecast | Commercial | Warehouse | Existing | Water Heating | Natural Gas | Water Heater | E2 |  | Codes & Standards Forecast | 0 | 0 | 0 | 0 | 0 | 0 | 0 | 0 | 0 | 0 | 0 | 0 | 0 | 0 | 0 | 0 | 0 | 0 | 0 | 0 | 0 | 0 | 0 | 0 | 0 | 0 | 0 | 0 | 0 | 0 | 0 | 0 | 0 | 0 | 0 | 0 | 0 | 0 | 0 | 0 | 0 | 0 | 0 | 0 | 0 | 0 | 0 | 0 | 0 | 0 | 0
Commercial_Warehouse_Existing_Water Heating_Natural Gas_Water Heater_E3_Codes & Standards Forecast | Commercial | Warehouse | Existing | Water Heating | Natural Gas | Water Heater | E3 |  | Codes & Standards Forecast | 0 | 0 | 0 | 0 | 0 | 0 | 0 | 0 | 0 | 0 | 0 | 0 | 0 | 0 | 0 | 0 | 0 | 0 | 0 | 0 | 0 | 0 | 0 | 0 | 0 | 0 | 0 | 0 | 0 | 0 | 0 | 0 | 0 | 0 | 0 | 0 | 0 | 0 | 0 | 0 | 0 | 0 | 0 | 0 | 0 | 0 | 0 | 0 | 0 | 0 | 0
Commercial_Warehouse_Existing_Water Heating_Natural Gas_Water Heater_E4_Codes & Standards Forecast | Commercial | Warehouse | Existing | Water Heating | Natural Gas | Water Heater | E4 |  | Codes & Standards Forecast | 0 | 0 | 0 | 0 | 0 | 0 | 0 | 0 | 0 | 0 | 0 | 0 | 0 | 0 | 0 | 0 | 0 | 0 | 0 | 0 | 0 | 0 | 0 | 0 | 0 | 0 | 0 | 0 | 0 | 0 | 0 | 0 | 0 | 0 | 0 | 0 | 0 | 0 | 0 | 0 | 0 | 0 | 0 | 0 | 0 | 0 | 0 | 0 | 0 | 0 | 0
Commercial_Warehouse_Existing_Water Heating_Natural Gas_Water Heater_E5_Codes & Standards Forecast | Commercial | Warehouse | Existing | Water Heating | Natural Gas | Water Heater | E5 |  | Codes & Standards Forecast | 0 | 0 | 0 | 0 | 0 | 0 | 0 | 0 | 0 | 0 | 0 | 0 | 0 | 0 | 0 | 0 | 0 | 0 | 0 | 0 | 0 | 0 | 0 | 0 | 0 | 0 | 0 | 0 | 0 | 0 | 0 | 0 | 0 | 0 | 0 | 0 | 0 | 0 | 0 | 0 | 0 | 0 | 0 | 0 | 0 | 0 | 0 | 0 | 0 | 0 | 0
Commercial_Warehouse_Existing_Water Heating_Natural Gas_Water Heater_E6_Codes & Standards Forecast | Commercial | Warehouse | Existing | Water Heating | Natural Gas | Water Heater | E6 |  | Codes & Standards Forecast | 0 | 0 | 0 | 0 | 0 | 0 | 0 | 0 | 0 | 0 | 0 | 0 | 0 | 0 | 0 | 0 | 0 | 0 | 0 | 0 | 0 | 0 | 0 | 0 | 0 | 0 | 0 | 0 | 0 | 0 | 0 | 0 | 0 | 0 | 0 | 0 | 0 | 0 | 0 | 0 | 0 | 0 | 0 | 0 | 0 | 0 | 0 | 0 | 0 | 0 | 0
Commercial_Warehouse_Existing_Water Heating_Natural Gas_Water Heater_E7_Codes & Standards Forecast | Commercial | Warehouse | Existing | Water Heating | Natural Gas | Water Heater | E7 |  | Codes & Standards Forecast | 0 | 0 | 0 | 0 | 0 | 0 | 0 | 0 | 0 | 0 | 0 | 0 | 0 | 0 | 0 | 0 | 0 | 0 | 0 | 0 | 0 | 0 | 0 | 0 | 0 | 0 | 0 | 0 | 0 | 0 | 0 | 0 | 0 | 0 | 0 | 0 | 0 | 0 | 0 | 0 | 0 | 0 | 0 | 0 | 0 | 0 | 0 | 0 | 0 | 0 | 0
Commercial_Warehouse_Existing_Water Heating_Natural Gas_Water Heater_E8_Codes & Standards Forecast | Commercial | Warehouse | Existing | Water Heating | Natural Gas | Water Heater | E8 |  | Codes & Standards Forecast | 0 | 0 | 0 | 0 | 0 | 0 | 0 | 0 | 0 | 0 | 0 | 0 | 0 | 0 | 0 | 0 | 0 | 0 | 0 | 0 | 0 | 0 | 0 | 0 | 0 | 0 | 0 | 0 | 0 | 0 | 0 | 0 | 0 | 0 | 0 | 0 | 0 | 0 | 0 | 0 | 0 | 0 | 0 | 0 | 0 | 0 | 0 | 0 | 0 | 0 | 0
Commercial_Warehouse_Existing_Water Heating_Natural Gas_Water Heater_E9_Codes & Standards Forecast | Commercial | Warehouse | Existing | Water Heating | Natural Gas | Water Heater | E9 |  | Codes & Standards Forecast | 0 | 0 | 0 | 0 | 0 | 0 | 0 | 0 | 0 | 0 | 0 | 0 | 0 | 0 | 0 | 0 | 0 | 0 | 0 | 0 | 0 | 0 | 0 | 0 | 0 | 0 | 0 | 0 | 0 | 0 | 0 | 0 | 0 | 0 | 0 | 0 | 0 | 0 | 0 | 0 | 0 | 0 | 0 | 0 | 0 | 0 | 0 | 0 | 0 | 0 | 0
Commercial_Warehouse_Existing_Water Heating_Natural Gas_Water Heater_E10_Codes & Standards Forecast | Commercial | Warehouse | Existing | Water Heating | Natural Gas | Water Heater | E10 |  | Codes & Standards Forecast | 0 | 0 | 0 | 0 | 0 | 0 | 0 | 0 | 0 | 0 | 0 | 0 | 0 | 0 | 0 | 0 | 0 | 0 | 0 | 0 | 0 | 0 | 0 | 0 | 0 | 0 | 0 | 0 | 0 | 0 | 0 | 0 | 0 | 0 | 0 | 0 | 0 | 0 | 0 | 0 | 0 | 0 | 0 | 0 | 0 | 0 | 0 | 0 | 0 | 0 | 0
Commercial_Warehouse_Existing_Water Heating_Natural Gas_Water Heater_Vintage_Codes & Standards Forecast | Commercial | Warehouse | Existing | Water Heating | Natural Gas | Water Heater | Vintage |  | Codes & Standards Forecast | 308160.3448 | 294328.7947 | 276962.3769 | 256570.2953 | 234059.73 | 209848.3923 | 184585.9101 | 158605.222 | 132078.4482 | 105113.0646 | 83656.4877 | 66581.5014 | 52990.6306 | 42172.2133 | 33560.4432 | 26706.2286 | 21251.2508 | 16910.134 | 13455.5106 | 10706.4098 | 8518.7189 | 6777.8398 | 5392.5995 | 4290.3707 | 3413.3529 | 2715.5249 | 2160.2919 | 1718.5294 | 1367.0589 | 1087.4344 | 864.9764 | 688.0036 | 547.2391 | 0 | 0 | 0 | 0 | 0 | 0 | 0 | 0 | 0 | 0 | 0 | 0 | 0 | 0 | 0 | 0 | 0 | 0
Commercial_Warehouse_Existing_Food Preparation_Natural Gas_Oven_E1_Codes & Standards Forecast | Commercial | Warehouse | Existing | Food Preparation | Natural Gas | Oven | E1 |  | Codes & Standards Forecast | 0 | 209.3188 | 478.9713 | 794.7101 | 1145.7675 | 1522.6584 | 1919.8815 | 2333.2524 | 2758.9949 | 3193.1634 | 3632.8804 | 4076.0272 | 4422.5543 | 4692.0752 | 4900.1856 | 5059.4776 | 5179.9413 | 5269.5427 | 5334.5907 | 5380.1066 | 5410.0402 | 5427.5711 | 5435.2722 | 5435.1592 | 5428.8361 | 5417.5364 | 5402.2753 | 5383.8609 | 5362.9362 | 5340.0129 | 5315.4983 | 5289.7163 | 5263.1062 | 0 | 0 | 0 | 0 | 0 | 0 | 0 | 0 | 0 | 0 | 0 | 0 | 0 | 0 | 0 | 0 | 0 | 0
Commercial_Warehouse_Existing_Food Preparation_Natural Gas_Oven_E2_Codes & Standards Forecast | Commercial | Warehouse | Existing | Food Preparation | Natural Gas | Oven | E2 |  | Codes & Standards Forecast | 0 | 0 | 0 | 0 | 0 | 0 | 0 | 0 | 0 | 0 | 0 | 0 | 0 | 0 | 0 | 0 | 0 | 0 | 0 | 0 | 0 | 0 | 0 | 0 | 0 | 0 | 0 | 0 | 0 | 0 | 0 | 0 | 0 | 0 | 0 | 0 | 0 | 0 | 0 | 0 | 0 | 0 | 0 | 0 | 0 | 0 | 0 | 0 | 0 | 0 | 0
Commercial_Warehouse_Existing_Food Preparation_Natural Gas_Oven_E3_Codes & Standards Forecast | Commercial | Warehouse | Existing | Food Preparation | Natural Gas | Oven | E3 |  | Codes & Standards Forecast | 0 | 0 | 0 | 0 | 0 | 0 | 0 | 0 | 0 | 0 | 0 | 0 | 0 | 0 | 0 | 0 | 0 | 0 | 0 | 0 | 0 | 0 | 0 | 0 | 0 | 0 | 0 | 0 | 0 | 0 | 0 | 0 | 0 | 0 | 0 | 0 | 0 | 0 | 0 | 0 | 0 | 0 | 0 | 0 | 0 | 0 | 0 | 0 | 0 | 0 | 0
Commercial_Warehouse_Existing_Food Preparation_Natural Gas_Oven_E4_Codes & Standards Forecast | Commercial | Warehouse | Existing | Food Preparation | Natural Gas | Oven | E4 |  | Codes & Standards Forecast | 0 | 0 | 0 | 0 | 0 | 0 | 0 | 0 | 0 | 0 | 0 | 0 | 0 | 0 | 0 | 0 | 0 | 0 | 0 | 0 | 0 | 0 | 0 | 0 | 0 | 0 | 0 | 0 | 0 | 0 | 0 | 0 | 0 | 0 | 0 | 0 | 0 | 0 | 0 | 0 | 0 | 0 | 0 | 0 | 0 | 0 | 0 | 0 | 0 | 0 | 0
Commercial_Warehouse_Existing_Food Preparation_Natural Gas_Oven_E5_Codes & Standards Forecast | Commercial | Warehouse | Existing | Food Preparation | Natural Gas | Oven | E5 |  | Codes & Standards Forecast | 0 | 0 | 0 | 0 | 0 | 0 | 0 | 0 | 0 | 0 | 0 | 0 | 0 | 0 | 0 | 0 | 0 | 0 | 0 | 0 | 0 | 0 | 0 | 0 | 0 | 0 | 0 | 0 | 0 | 0 | 0 | 0 | 0 | 0 | 0 | 0 | 0 | 0 | 0 | 0 | 0 | 0 | 0 | 0 | 0 | 0 | 0 | 0 | 0 | 0 | 0
Commercial_Warehouse_Existing_Food Preparation_Natural Gas_Oven_E6_Codes & Standards Forecast | Commercial | Warehouse | Existing | Food Preparation | Natural Gas | Oven | E6 |  | Codes & Standards Forecast | 0 | 0 | 0 | 0 | 0 | 0 | 0 | 0 | 0 | 0 | 0 | 0 | 0 | 0 | 0 | 0 | 0 | 0 | 0 | 0 | 0 | 0 | 0 | 0 | 0 | 0 | 0 | 0 | 0 | 0 | 0 | 0 | 0 | 0 | 0 | 0 | 0 | 0 | 0 | 0 | 0 | 0 | 0 | 0 | 0 | 0 | 0 | 0 | 0 | 0 | 0
Commercial_Warehouse_Existing_Food Preparation_Natural Gas_Oven_E7_Codes & Standards Forecast | Commercial | Warehouse | Existing | Food Preparation | Natural Gas | Oven | E7 |  | Codes & Standards Forecast | 0 | 0 | 0 | 0 | 0 | 0 | 0 | 0 | 0 | 0 | 0 | 0 | 0 | 0 | 0 | 0 | 0 | 0 | 0 | 0 | 0 | 0 | 0 | 0 | 0 | 0 | 0 | 0 | 0 | 0 | 0 | 0 | 0 | 0 | 0 | 0 | 0 | 0 | 0 | 0 | 0 | 0 | 0 | 0 | 0 | 0 | 0 | 0 | 0 | 0 | 0
Commercial_Warehouse_Existing_Food Preparation_Natural Gas_Oven_E8_Codes & Standards Forecast | Commercial | Warehouse | Existing | Food Preparation | Natural Gas | Oven | E8 |  | Codes & Standards Forecast | 0 | 0 | 0 | 0 | 0 | 0 | 0 | 0 | 0 | 0 | 0 | 0 | 0 | 0 | 0 | 0 | 0 | 0 | 0 | 0 | 0 | 0 | 0 | 0 | 0 | 0 | 0 | 0 | 0 | 0 | 0 | 0 | 0 | 0 | 0 | 0 | 0 | 0 | 0 | 0 | 0 | 0 | 0 | 0 | 0 | 0 | 0 | 0 | 0 | 0 | 0
Commercial_Warehouse_Existing_Food Preparation_Natural Gas_Oven_E9_Codes & Standards Forecast | Commercial | Warehouse | Existing | Food Preparation | Natural Gas | Oven | E9 |  | Codes & Standards Forecast | 0 | 0 | 0 | 0 | 0 | 0 | 0 | 0 | 0 | 0 | 0 | 0 | 0 | 0 | 0 | 0 | 0 | 0 | 0 | 0 | 0 | 0 | 0 | 0 | 0 | 0 | 0 | 0 | 0 | 0 | 0 | 0 | 0 | 0 | 0 | 0 | 0 | 0 | 0 | 0 | 0 | 0 | 0 | 0 | 0 | 0 | 0 | 0 | 0 | 0 | 0
Commercial_Warehouse_Existing_Food Preparation_Natural Gas_Oven_E10_Codes & Standards Forecast | Commercial | Warehouse | Existing | Food Preparation | Natural Gas | Oven | E10 |  | Codes & Standards Forecast | 0 | 0 | 0 | 0 | 0 | 0 | 0 | 0 | 0 | 0 | 0 | 0 | 0 | 0 | 0 | 0 | 0 | 0 | 0 | 0 | 0 | 0 | 0 | 0 | 0 | 0 | 0 | 0 | 0 | 0 | 0 | 0 | 0 | 0 | 0 | 0 | 0 | 0 | 0 | 0 | 0 | 0 | 0 | 0 | 0 | 0 | 0 | 0 | 0 | 0 | 0
Commercial_Warehouse_Existing_Food Preparation_Natural Gas_Oven_Vintage_Codes & Standards Forecast | Commercial | Warehouse | Existing | Food Preparation | Natural Gas | Oven | Vintage |  | Codes & Standards Forecast | 6311.6771 | 6070.2458 | 5768.4809 | 5413.9622 | 5023.1169 | 4602.6035 | 4164.6271 | 3715.1701 | 3257.0027 | 2791.5369 | 2320.9348 | 1847.2127 | 1470.1526 | 1170.0104 | 931.0886 | 740.9278 | 589.5869 | 469.1485 | 373.3047 | 297.0347 | 236.3402 | 188.0419 | 149.6103 | 119.0305 | 94.6988 | 75.3385 | 59.9343 | 47.6782 | 37.9272 | 30.1694 | 23.9976 | 19.0877 | 15.1824 | 0 | 0 | 0 | 0 | 0 | 0 | 0 | 0 | 0 | 0 | 0 | 0 | 0 | 0 | 0 | 0 | 0 | 0
Commercial_Warehouse_Existing_Food Preparation_Natural Gas_Conveyor Oven_E1_Codes & Standards Forecast | Commercial | Warehouse | Existing | Food Preparation | Natural Gas | Conveyor Oven | E1 |  | Codes & Standards Forecast | 0 | 73.8772 | 169.0487 | 280.4859 | 404.3885 | 537.4089 | 677.6052 | 823.5008 | 973.7629 | 1126.9988 | 1282.1931 | 1438.5978 | 1595.5645 | 1752.5785 | 1909.2177 | 2065.2093 | 2220.3253 | 2340.6356 | 2433.2495 | 2503.8254 | 2556.8451 | 2595.8914 | 2623.837 | 2642.9527 | 2655.046 | 2661.5342 | 2663.5614 | 2662.0383 | 2657.6894 | 2651.0916 | 2642.7037 | 2632.891 | 2622.0344 | 0 | 0 | 0 | 0 | 0 | 0 | 0 | 0 | 0 | 0 | 0 | 0 | 0 | 0 | 0 | 0 | 0 | 0
Commercial_Warehouse_Existing_Food Preparation_Natural Gas_Conveyor Oven_E2_Codes & Standards Forecast | Commercial | Warehouse | Existing | Food Preparation | Natural Gas | Conveyor Oven | E2 |  | Codes & Standards Forecast | 0 | 0 | 0 | 0 | 0 | 0 | 0 | 0 | 0 | 0 | 0 | 0 | 0 | 0 | 0 | 0 | 0 | 0 | 0 | 0 | 0 | 0 | 0 | 0 | 0 | 0 | 0 | 0 | 0 | 0 | 0 | 0 | 0 | 0 | 0 | 0 | 0 | 0 | 0 | 0 | 0 | 0 | 0 | 0 | 0 | 0 | 0 | 0 | 0 | 0 | 0
Commercial_Warehouse_Existing_Food Preparation_Natural Gas_Conveyor Oven_E3_Codes & Standards Forecast | Commercial | Warehouse | Existing | Food Preparation | Natural Gas | Conveyor Oven | E3 |  | Codes & Standards Forecast | 0 | 0 | 0 | 0 | 0 | 0 | 0 | 0 | 0 | 0 | 0 | 0 | 0 | 0 | 0 | 0 | 0 | 0 | 0 | 0 | 0 | 0 | 0 | 0 | 0 | 0 | 0 | 0 | 0 | 0 | 0 | 0 | 0 | 0 | 0 | 0 | 0 | 0 | 0 | 0 | 0 | 0 | 0 | 0 | 0 | 0 | 0 | 0 | 0 | 0 | 0
Commercial_Warehouse_Existing_Food Preparation_Natural Gas_Conveyor Oven_E4_Codes & Standards Forecast | Commercial | Warehouse | Existing | Food Preparation | Natural Gas | Conveyor Oven | E4 |  | Codes & Standards Forecast | 0 | 0 | 0 | 0 | 0 | 0 | 0 | 0 | 0 | 0 | 0 | 0 | 0 | 0 | 0 | 0 | 0 | 0 | 0 | 0 | 0 | 0 | 0 | 0 | 0 | 0 | 0 | 0 | 0 | 0 | 0 | 0 | 0 | 0 | 0 | 0 | 0 | 0 | 0 | 0 | 0 | 0 | 0 | 0 | 0 | 0 | 0 | 0 | 0 | 0 | 0
Commercial_Warehouse_Existing_Food Preparation_Natural Gas_Conveyor Oven_E5_Codes & Standards Forecast | Commercial | Warehouse | Existing | Food Preparation | Natural Gas | Conveyor Oven | E5 |  | Codes & Standards Forecast | 0 | 0 | 0 | 0 | 0 | 0 | 0 | 0 | 0 | 0 | 0 | 0 | 0 | 0 | 0 | 0 | 0 | 0 | 0 | 0 | 0 | 0 | 0 | 0 | 0 | 0 | 0 | 0 | 0 | 0 | 0 | 0 | 0 | 0 | 0 | 0 | 0 | 0 | 0 | 0 | 0 | 0 | 0 | 0 | 0 | 0 | 0 | 0 | 0 | 0 | 0
Commercial_Warehouse_Existing_Food Preparation_Natural Gas_Conveyor Oven_E6_Codes & Standards Forecast | Commercial | Warehouse | Existing | Food Preparation | Natural Gas | Conveyor Oven | E6 |  | Codes & Standards Forecast | 0 | 0 | 0 | 0 | 0 | 0 | 0 | 0 | 0 | 0 | 0 | 0 | 0 | 0 | 0 | 0 | 0 | 0 | 0 | 0 | 0 | 0 | 0 | 0 | 0 | 0 | 0 | 0 | 0 | 0 | 0 | 0 | 0 | 0 | 0 | 0 | 0 | 0 | 0 | 0 | 0 | 0 | 0 | 0 | 0 | 0 | 0 | 0 | 0 | 0 | 0
Commercial_Warehouse_Existing_Food Preparation_Natural Gas_Conveyor Oven_E7_Codes & Standards Forecast | Commercial | Warehouse | Existing | Food Preparation | Natural Gas | Conveyor Oven | E7 |  | Codes & Standards Forecast | 0 | 0 | 0 | 0 | 0 | 0 | 0 | 0 | 0 | 0 | 0 | 0 | 0 | 0 | 0 | 0 | 0 | 0 | 0 | 0 | 0 | 0 | 0 | 0 | 0 | 0 | 0 | 0 | 0 | 0 | 0 | 0 | 0 | 0 | 0 | 0 | 0 | 0 | 0 | 0 | 0 | 0 | 0 | 0 | 0 | 0 | 0 | 0 | 0 | 0 | 0
Commercial_Warehouse_Existing_Food Preparation_Natural Gas_Conveyor Oven_E8_Codes & Standards Forecast | Commercial | Warehouse | Existing | Food Preparation | Natural Gas | Conveyor Oven | E8 |  | Codes & Standards Forecast | 0 | 0 | 0 | 0 | 0 | 0 | 0 | 0 | 0 | 0 | 0 | 0 | 0 | 0 | 0 | 0 | 0 | 0 | 0 | 0 | 0 | 0 | 0 | 0 | 0 | 0 | 0 | 0 | 0 | 0 | 0 | 0 | 0 | 0 | 0 | 0 | 0 | 0 | 0 | 0 | 0 | 0 | 0 | 0 | 0 | 0 | 0 | 0 | 0 | 0 | 0
Commercial_Warehouse_Existing_Food Preparation_Natural Gas_Conveyor Oven_E9_Codes & Standards Forecast | Commercial | Warehouse | Existing | Food Preparation | Natural Gas | Conveyor Oven | E9 |  | Codes & Standards Forecast | 0 | 0 | 0 | 0 | 0 | 0 | 0 | 0 | 0 | 0 | 0 | 0 | 0 | 0 | 0 | 0 | 0 | 0 | 0 | 0 | 0 | 0 | 0 | 0 | 0 | 0 | 0 | 0 | 0 | 0 | 0 | 0 | 0 | 0 | 0 | 0 | 0 | 0 | 0 | 0 | 0 | 0 | 0 | 0 | 0 | 0 | 0 | 0 | 0 | 0 | 0
Commercial_Warehouse_Existing_Food Preparation_Natural Gas_Conveyor Oven_E10_Codes & Standards Forecast | Commercial | Warehouse | Existing | Food Preparation | Natural Gas | Conveyor Oven | E10 |  | Codes & Standards Forecast | 0 | 0 | 0 | 0 | 0 | 0 | 0 | 0 | 0 | 0 | 0 | 0 | 0 | 0 | 0 | 0 | 0 | 0 | 0 | 0 | 0 | 0 | 0 | 0 | 0 | 0 | 0 | 0 | 0 | 0 | 0 | 0 | 0 | 0 | 0 | 0 | 0 | 0 | 0 | 0 | 0 | 0 | 0 | 0 | 0 | 0 | 0 | 0 | 0 | 0 | 0
Commercial_Warehouse_Existing_Food Preparation_Natural Gas_Conveyor Oven_Vintage_Codes & Standards Forecast | Commercial | Warehouse | Existing | Food Preparation | Natural Gas | Conveyor Oven | Vintage |  | Codes & Standards Forecast | 3155.8385 | 3065.9051 | 2954.6774 | 2823.8502 | 2680.0537 | 2525.2221 | 2364.6491 | 2200.7104 | 2034.2359 | 1865.3513 | 1694.7145 | 1523.0221 | 1350.7889 | 1178.4642 | 1006.4194 | 834.9934 | 664.4388 | 528.71 | 420.6982 | 334.7452 | 266.3451 | 211.915 | 168.6043 | 134.1422 | 106.7214 | 84.9032 | 67.5434 | 53.7313 | 42.7423 | 33.9996 | 27.0442 | 21.511 | 17.1099 | 0 | 0 | 0 | 0 | 0 | 0 | 0 | 0 | 0 | 0 | 0 | 0 | 0 | 0 | 0 | 0 | 0 | 0
Commercial_Warehouse_Existing_Food Preparation_Natural Gas_Double Rack Oven_E1_Codes & Standards Forecast | Commercial | Warehouse | Existing | Food Preparation | Natural Gas | Double Rack Oven | E1 |  | Codes & Standards Forecast | 0 | 104.6594 | 239.4857 | 397.355 | 572.8837 | 761.3292 | 959.9408 | 1166.6262 | 1379.4974 | 1596.5817 | 1816.4402 | 2038.0136 | 2211.2771 | 2346.0376 | 2450.0928 | 2529.7388 | 2589.9706 | 2634.7714 | 2667.2953 | 2690.0533 | 2705.0201 | 2713.7855 | 2717.6361 | 2717.5796 | 2714.418 | 2708.7682 | 2701.1377 | 2691.9305 | 2681.4681 | 2670.0065 | 2657.7491 | 2644.8582 | 2631.5531 | 0 | 0 | 0 | 0 | 0 | 0 | 0 | 0 | 0 | 0 | 0 | 0 | 0 | 0 | 0 | 0 | 0 | 0
Commercial_Warehouse_Existing_Food Preparation_Natural Gas_Double Rack Oven_E2_Codes & Standards Forecast | Commercial | Warehouse | Existing | Food Preparation | Natural Gas | Double Rack Oven | E2 |  | Codes & Standards Forecast | 0 | 0 | 0 | 0 | 0 | 0 | 0 | 0 | 0 | 0 | 0 | 0 | 0 | 0 | 0 | 0 | 0 | 0 | 0 | 0 | 0 | 0 | 0 | 0 | 0 | 0 | 0 | 0 | 0 | 0 | 0 | 0 | 0 | 0 | 0 | 0 | 0 | 0 | 0 | 0 | 0 | 0 | 0 | 0 | 0 | 0 | 0 | 0 | 0 | 0 | 0
Commercial_Warehouse_Existing_Food Preparation_Natural Gas_Double Rack Oven_E3_Codes & Standards Forecast | Commercial | Warehouse | Existing | Food Preparation | Natural Gas | Double Rack Oven | E3 |  | Codes & Standards Forecast | 0 | 0 | 0 | 0 | 0 | 0 | 0 | 0 | 0 | 0 | 0 | 0 | 0 | 0 | 0 | 0 | 0 | 0 | 0 | 0 | 0 | 0 | 0 | 0 | 0 | 0 | 0 | 0 | 0 | 0 | 0 | 0 | 0 | 0 | 0 | 0 | 0 | 0 | 0 | 0 | 0 | 0 | 0 | 0 | 0 | 0 | 0 | 0 | 0 | 0 | 0
Commercial_Warehouse_Existing_Food Preparation_Natural Gas_Double Rack Oven_E4_Codes & Standards Forecast | Commercial | Warehouse | Existing | Food Preparation | Natural Gas | Double Rack Oven | E4 |  | Codes & Standards Forecast | 0 | 0 | 0 | 0 | 0 | 0 | 0 | 0 | 0 | 0 | 0 | 0 | 0 | 0 | 0 | 0 | 0 | 0 | 0 | 0 | 0 | 0 | 0 | 0 | 0 | 0 | 0 | 0 | 0 | 0 | 0 | 0 | 0 | 0 | 0 | 0 | 0 | 0 | 0 | 0 | 0 | 0 | 0 | 0 | 0 | 0 | 0 | 0 | 0 | 0 | 0
Commercial_Warehouse_Existing_Food Preparation_Natural Gas_Double Rack Oven_E5_Codes & Standards Forecast | Commercial | Warehouse | Existing | Food Preparation | Natural Gas | Double Rack Oven | E5 |  | Codes & Standards Forecast | 0 | 0 | 0 | 0 | 0 | 0 | 0 | 0 | 0 | 0 | 0 | 0 | 0 | 0 | 0 | 0 | 0 | 0 | 0 | 0 | 0 | 0 | 0 | 0 | 0 | 0 | 0 | 0 | 0 | 0 | 0 | 0 | 0 | 0 | 0 | 0 | 0 | 0 | 0 | 0 | 0 | 0 | 0 | 0 | 0 | 0 | 0 | 0 | 0 | 0 | 0
Commercial_Warehouse_Existing_Food Preparation_Natural Gas_Double Rack Oven_E6_Codes & Standards Forecast | Commercial | Warehouse | Existing | Food Preparation | Natural Gas | Double Rack Oven | E6 |  | Codes & Standards Forecast | 0 | 0 | 0 | 0 | 0 | 0 | 0 | 0 | 0 | 0 | 0 | 0 | 0 | 0 | 0 | 0 | 0 | 0 | 0 | 0 | 0 | 0 | 0 | 0 | 0 | 0 | 0 | 0 | 0 | 0 | 0 | 0 | 0 | 0 | 0 | 0 | 0 | 0 | 0 | 0 | 0 | 0 | 0 | 0 | 0 | 0 | 0 | 0 | 0 | 0 | 0
Commercial_Warehouse_Existing_Food Preparation_Natural Gas_Double Rack Oven_E7_Codes & Standards Forecast | Commercial | Warehouse | Existing | Food Preparation | Natural Gas | Double Rack Oven | E7 |  | Codes & Standards Forecast | 0 | 0 | 0 | 0 | 0 | 0 | 0 | 0 | 0 | 0 | 0 | 0 | 0 | 0 | 0 | 0 | 0 | 0 | 0 | 0 | 0 | 0 | 0 | 0 | 0 | 0 | 0 | 0 | 0 | 0 | 0 | 0 | 0 | 0 | 0 | 0 | 0 | 0 | 0 | 0 | 0 | 0 | 0 | 0 | 0 | 0 | 0 | 0 | 0 | 0 | 0
Commercial_Warehouse_Existing_Food Preparation_Natural Gas_Double Rack Oven_E8_Codes & Standards Forecast | Commercial | Warehouse | Existing | Food Preparation | Natural Gas | Double Rack Oven | E8 |  | Codes & Standards Forecast | 0 | 0 | 0 | 0 | 0 | 0 | 0 | 0 | 0 | 0 | 0 | 0 | 0 | 0 | 0 | 0 | 0 | 0 | 0 | 0 | 0 | 0 | 0 | 0 | 0 | 0 | 0 | 0 | 0 | 0 | 0 | 0 | 0 | 0 | 0 | 0 | 0 | 0 | 0 | 0 | 0 | 0 | 0 | 0 | 0 | 0 | 0 | 0 | 0 | 0 | 0
Commercial_Warehouse_Existing_Food Preparation_Natural Gas_Double Rack Oven_E9_Codes & Standards Forecast | Commercial | Warehouse | Existing | Food Preparation | Natural Gas | Double Rack Oven | E9 |  | Codes & Standards Forecast | 0 | 0 | 0 | 0 | 0 | 0 | 0 | 0 | 0 | 0 | 0 | 0 | 0 | 0 | 0 | 0 | 0 | 0 | 0 | 0 | 0 | 0 | 0 | 0 | 0 | 0 | 0 | 0 | 0 | 0 | 0 | 0 | 0 | 0 | 0 | 0 | 0 | 0 | 0 | 0 | 0 | 0 | 0 | 0 | 0 | 0 | 0 | 0 | 0 | 0 | 0
Commercial_Warehouse_Existing_Food Preparation_Natural Gas_Double Rack Oven_E10_Codes & Standards Forecast | Commercial | Warehouse | Existing | Food Preparation | Natural Gas | Double Rack Oven | E10 |  | Codes & Standards Forecast | 0 | 0 | 0 | 0 | 0 | 0 | 0 | 0 | 0 | 0 | 0 | 0 | 0 | 0 | 0 | 0 | 0 | 0 | 0 | 0 | 0 | 0 | 0 | 0 | 0 | 0 | 0 | 0 | 0 | 0 | 0 | 0 | 0 | 0 | 0 | 0 | 0 | 0 | 0 | 0 | 0 | 0 | 0 | 0 | 0 | 0 | 0 | 0 | 0 | 0 | 0
Commercial_Warehouse_Existing_Food Preparation_Natural Gas_Double Rack Oven_Vintage_Codes & Standards Forecast | Commercial | Warehouse | Existing | Food Preparation | Natural Gas | Double Rack Oven | Vintage |  | Codes & Standards Forecast | 3155.8385 | 3035.1229 | 2884.2405 | 2706.9811 | 2511.5585 | 2301.3017 | 2082.3135 | 1857.5851 | 1628.5013 | 1395.7685 | 1160.4674 | 923.6063 | 735.0763 | 585.0052 | 465.5443 | 370.4639 | 294.7934 | 234.5743 | 186.6524 | 148.5173 | 118.1701 | 94.0209 | 74.8051 | 59.5152 | 47.3494 | 37.6693 | 29.9672 | 23.8391 | 18.9636 | 15.0847 | 11.9988 | 9.5439 | 7.5912 | 0 | 0 | 0 | 0 | 0 | 0 | 0 | 0 | 0 | 0 | 0 | 0 | 0 | 0 | 0 | 0 | 0 | 0
Commercial_Warehouse_Existing_Food Preparation_Natural Gas_Fryer_E1_Codes & Standards Forecast | Commercial | Warehouse | Existing | Food Preparation | Natural Gas | Fryer | E1 |  | Codes & Standards Forecast | 0 | 856.3043 | 2058.8195 | 2046.0397 | 2032.9278 | 2018.5522 | 1797.6957 | 1340.2754 | 999.8178 | 745.9623 | 363.9206 | 0 | 0 | 0 | 0 | 0 | 0 | 0 | 0 | 0 | 0 | 0 | 0 | 0 | 0 | 0 | 0 | 0 | 0 | 0 | 0 | 0 | 0 | 0 | 0 | 0 | 0 | 0 | 0 | 0 | 0 | 0 | 0 | 0 | 0 | 0 | 0 | 0 | 0 | 0 | 0
Commercial_Warehouse_Existing_Food Preparation_Natural Gas_Fryer_E2_Codes & Standards Forecast | Commercial | Warehouse | Existing | Food Preparation | Natural Gas | Fryer | E2 |  | Codes & Standards Forecast | 0 | 0 | 0 | 1463.9767 | 3106.3487 | 4871.2798 | 6377.5525 | 7779.0075 | 8810.9776 | 9566.2051 | 10307.1991 | 10923.8593 | 11097.0153 | 11210.5553 | 11279.3611 | 11314.9418 | 11325.7958 | 11318.2921 | 11297.1133 | 11265.7539 | 11226.7242 | 11181.9683 | 11133.024 | 11080.9749 | 11026.6299 | 10970.505 | 10913.0496 | 10854.5989 | 10795.4032 | 10735.6488 | 10675.4751 | 10614.9858 | 10554.6218 | 0 | 0 | 0 | 0 | 0 | 0 | 0 | 0 | 0 | 0 | 0 | 0 | 0 | 0 | 0 | 0 | 0 | 0
Commercial_Warehouse_Existing_Food Preparation_Natural Gas_Fryer_E3_Codes & Standards Forecast | Commercial | Warehouse | Existing | Food Preparation | Natural Gas | Fryer | E3 |  | Codes & Standards Forecast | 0 | 0 | 0 | 0 | 0 | 0 | 0 | 0 | 0 | 0 | 0 | 0 | 0 | 0 | 0 | 0 | 0 | 0 | 0 | 0 | 0 | 0 | 0 | 0 | 0 | 0 | 0 | 0 | 0 | 0 | 0 | 0 | 0 | 0 | 0 | 0 | 0 | 0 | 0 | 0 | 0 | 0 | 0 | 0 | 0 | 0 | 0 | 0 | 0 | 0 | 0
Commercial_Warehouse_Existing_Food Preparation_Natural Gas_Fryer_E4_Codes & Standards Forecast | Commercial | Warehouse | Existing | Food Preparation | Natural Gas | Fryer | E4 |  | Codes & Standards Forecast | 0 | 0 | 0 | 0 | 0 | 0 | 0 | 0 | 0 | 0 | 0 | 0 | 0 | 0 | 0 | 0 | 0 | 0 | 0 | 0 | 0 | 0 | 0 | 0 | 0 | 0 | 0 | 0 | 0 | 0 | 0 | 0 | 0 | 0 | 0 | 0 | 0 | 0 | 0 | 0 | 0 | 0 | 0 | 0 | 0 | 0 | 0 | 0 | 0 | 0 | 0
Commercial_Warehouse_Existing_Food Preparation_Natural Gas_Fryer_E5_Codes & Standards Forecast | Commercial | Warehouse | Existing | Food Preparation | Natural Gas | Fryer | E5 |  | Codes & Standards Forecast | 0 | 0 | 0 | 0 | 0 | 0 | 0 | 0 | 0 | 0 | 0 | 0 | 0 | 0 | 0 | 0 | 0 | 0 | 0 | 0 | 0 | 0 | 0 | 0 | 0 | 0 | 0 | 0 | 0 | 0 | 0 | 0 | 0 | 0 | 0 | 0 | 0 | 0 | 0 | 0 | 0 | 0 | 0 | 0 | 0 | 0 | 0 | 0 | 0 | 0 | 0
Commercial_Warehouse_Existing_Food Preparation_Natural Gas_Fryer_E6_Codes & Standards Forecast | Commercial | Warehouse | Existing | Food Preparation | Natural Gas | Fryer | E6 |  | Codes & Standards Forecast | 0 | 0 | 0 | 0 | 0 | 0 | 0 | 0 | 0 | 0 | 0 | 0 | 0 | 0 | 0 | 0 | 0 | 0 | 0 | 0 | 0 | 0 | 0 | 0 | 0 | 0 | 0 | 0 | 0 | 0 | 0 | 0 | 0 | 0 | 0 | 0 | 0 | 0 | 0 | 0 | 0 | 0 | 0 | 0 | 0 | 0 | 0 | 0 | 0 | 0 | 0
Commercial_Warehouse_Existing_Food Preparation_Natural Gas_Fryer_E7_Codes & Standards Forecast | Commercial | Warehouse | Existing | Food Preparation | Natural Gas | Fryer | E7 |  | Codes & Standards Forecast | 0 | 0 | 0 | 0 | 0 | 0 | 0 | 0 | 0 | 0 | 0 | 0 | 0 | 0 | 0 | 0 | 0 | 0 | 0 | 0 | 0 | 0 | 0 | 0 | 0 | 0 | 0 | 0 | 0 | 0 | 0 | 0 | 0 | 0 | 0 | 0 | 0 | 0 | 0 | 0 | 0 | 0 | 0 | 0 | 0 | 0 | 0 | 0 | 0 | 0 | 0
Commercial_Warehouse_Existing_Food Preparation_Natural Gas_Fryer_E8_Codes & Standards Forecast | Commercial | Warehouse | Existing | Food Preparation | Natural Gas | Fryer | E8 |  | Codes & Standards Forecast | 0 | 0 | 0 | 0 | 0 | 0 | 0 | 0 | 0 | 0 | 0 | 0 | 0 | 0 | 0 | 0 | 0 | 0 | 0 | 0 | 0 | 0 | 0 | 0 | 0 | 0 | 0 | 0 | 0 | 0 | 0 | 0 | 0 | 0 | 0 | 0 | 0 | 0 | 0 | 0 | 0 | 0 | 0 | 0 | 0 | 0 | 0 | 0 | 0 | 0 | 0
Commercial_Warehouse_Existing_Food Preparation_Natural Gas_Fryer_E9_Codes & Standards Forecast | Commercial | Warehouse | Existing | Food Preparation | Natural Gas | Fryer | E9 |  | Codes & Standards Forecast | 0 | 0 | 0 | 0 | 0 | 0 | 0 | 0 | 0 | 0 | 0 | 0 | 0 | 0 | 0 | 0 | 0 | 0 | 0 | 0 | 0 | 0 | 0 | 0 | 0 | 0 | 0 | 0 | 0 | 0 | 0 | 0 | 0 | 0 | 0 | 0 | 0 | 0 | 0 | 0 | 0 | 0 | 0 | 0 | 0 | 0 | 0 | 0 | 0 | 0 | 0
Commercial_Warehouse_Existing_Food Preparation_Natural Gas_Fryer_E10_Codes & Standards Forecast | Commercial | Warehouse | Existing | Food Preparation | Natural Gas | Fryer | E10 |  | Codes & Standards Forecast | 0 | 0 | 0 | 0 | 0 | 0 | 0 | 0 | 0 | 0 | 0 | 0 | 0 | 0 | 0 | 0 | 0 | 0 | 0 | 0 | 0 | 0 | 0 | 0 | 0 | 0 | 0 | 0 | 0 | 0 | 0 | 0 | 0 | 0 | 0 | 0 | 0 | 0 | 0 | 0 | 0 | 0 | 0 | 0 | 0 | 0 | 0 | 0 | 0 | 0 | 0
Commercial_Warehouse_Existing_Food Preparation_Natural Gas_Fryer_Vintage_Codes & Standards Forecast | Commercial | Warehouse | Existing | Food Preparation | Natural Gas | Fryer | Vintage |  | Codes & Standards Forecast | 12623.3541 | 11702.8251 | 10436.0851 | 8907.3281 | 7198.4922 | 5360.6918 | 3993.769 | 2977.562 | 2221.1997 | 1657.2332 | 1236.5106 | 922.6204 | 688.3984 | 513.6159 | 383.1872 | 285.8691 | 213.2605 | 159.0905 | 118.6776 | 88.5286 | 66.0367 | 49.2576 | 36.7411 | 27.4044 | 20.4398 | 15.2448 | 11.3698 | 8.4794 | 6.3237 | 4.7158 | 3.5166 | 2.6223 | 1.9554 | 0 | 0 | 0 | 0 | 0 | 0 | 0 | 0 | 0 | 0 | 0 | 0 | 0 | 0 | 0 | 0 | 0 | 0
Commercial_Warehouse_Existing_Food Preparation_Natural Gas_Broiler_E1_Codes & Standards Forecast | Commercial | Warehouse | Existing | Food Preparation | Natural Gas | Broiler | E1 |  | Codes & Standards Forecast | 0 | 0 | 0 | 0 | 0 | 0 | 0 | 0 | 0 | 0 | 0 | 0 | 0 | 0 | 0 | 0 | 0 | 0 | 0 | 0 | 0 | 0 | 0 | 0 | 0 | 0 | 0 | 0 | 0 | 0 | 0 | 0 | 0 | 0 | 0 | 0 | 0 | 0 | 0 | 0 | 0 | 0 | 0 | 0 | 0 | 0 | 0 | 0 | 0 | 0 | 0
Commercial_Warehouse_Existing_Food Preparation_Natural Gas_Broiler_E2_Codes & Standards Forecast | Commercial | Warehouse | Existing | Food Preparation | Natural Gas | Broiler | E2 |  | Codes & Standards Forecast | 0 | 0 | 0 | 0 | 0 | 0 | 0 | 0 | 0 | 0 | 0 | 0 | 0 | 0 | 0 | 0 | 0 | 0 | 0 | 0 | 0 | 0 | 0 | 0 | 0 | 0 | 0 | 0 | 0 | 0 | 0 | 0 | 0 | 0 | 0 | 0 | 0 | 0 | 0 | 0 | 0 | 0 | 0 | 0 | 0 | 0 | 0 | 0 | 0 | 0 | 0
Commercial_Warehouse_Existing_Food Preparation_Natural Gas_Broiler_E3_Codes & Standards Forecast | Commercial | Warehouse | Existing | Food Preparation | Natural Gas | Broiler | E3 |  | Codes & Standards Forecast | 0 | 0 | 0 | 0 | 0 | 0 | 0 | 0 | 0 | 0 | 0 | 0 | 0 | 0 | 0 | 0 | 0 | 0 | 0 | 0 | 0 | 0 | 0 | 0 | 0 | 0 | 0 | 0 | 0 | 0 | 0 | 0 | 0 | 0 | 0 | 0 | 0 | 0 | 0 | 0 | 0 | 0 | 0 | 0 | 0 | 0 | 0 | 0 | 0 | 0 | 0
Commercial_Warehouse_Existing_Food Preparation_Natural Gas_Broiler_E4_Codes & Standards Forecast | Commercial | Warehouse | Existing | Food Preparation | Natural Gas | Broiler | E4 |  | Codes & Standards Forecast | 0 | 0 | 0 | 0 | 0 | 0 | 0 | 0 | 0 | 0 | 0 | 0 | 0 | 0 | 0 | 0 | 0 | 0 | 0 | 0 | 0 | 0 | 0 | 0 | 0 | 0 | 0 | 0 | 0 | 0 | 0 | 0 | 0 | 0 | 0 | 0 | 0 | 0 | 0 | 0 | 0 | 0 | 0 | 0 | 0 | 0 | 0 | 0 | 0 | 0 | 0
Commercial_Warehouse_Existing_Food Preparation_Natural Gas_Broiler_E5_Codes & Standards Forecast | Commercial | Warehouse | Existing | Food Preparation | Natural Gas | Broiler | E5 |  | Codes & Standards Forecast | 0 | 0 | 0 | 0 | 0 | 0 | 0 | 0 | 0 | 0 | 0 | 0 | 0 | 0 | 0 | 0 | 0 | 0 | 0 | 0 | 0 | 0 | 0 | 0 | 0 | 0 | 0 | 0 | 0 | 0 | 0 | 0 | 0 | 0 | 0 | 0 | 0 | 0 | 0 | 0 | 0 | 0 | 0 | 0 | 0 | 0 | 0 | 0 | 0 | 0 | 0
Commercial_Warehouse_Existing_Food Preparation_Natural Gas_Broiler_E6_Codes & Standards Forecast | Commercial | Warehouse | Existing | Food Preparation | Natural Gas | Broiler | E6 |  | Codes & Standards Forecast | 0 | 0 | 0 | 0 | 0 | 0 | 0 | 0 | 0 | 0 | 0 | 0 | 0 | 0 | 0 | 0 | 0 | 0 | 0 | 0 | 0 | 0 | 0 | 0 | 0 | 0 | 0 | 0 | 0 | 0 | 0 | 0 | 0 | 0 | 0 | 0 | 0 | 0 | 0 | 0 | 0 | 0 | 0 | 0 | 0 | 0 | 0 | 0 | 0 | 0 | 0
Commercial_Warehouse_Existing_Food Preparation_Natural Gas_Broiler_E7_Codes & Standards Forecast | Commercial | Warehouse | Existing | Food Preparation | Natural Gas | Broiler | E7 |  | Codes & Standards Forecast | 0 | 0 | 0 | 0 | 0 | 0 | 0 | 0 | 0 | 0 | 0 | 0 | 0 | 0 | 0 | 0 | 0 | 0 | 0 | 0 | 0 | 0 | 0 | 0 | 0 | 0 | 0 | 0 | 0 | 0 | 0 | 0 | 0 | 0 | 0 | 0 | 0 | 0 | 0 | 0 | 0 | 0 | 0 | 0 | 0 | 0 | 0 | 0 | 0 | 0 | 0
Commercial_Warehouse_Existing_Food Preparation_Natural Gas_Broiler_E8_Codes & Standards Forecast | Commercial | Warehouse | Existing | Food Preparation | Natural Gas | Broiler | E8 |  | Codes & Standards Forecast | 0 | 0 | 0 | 0 | 0 | 0 | 0 | 0 | 0 | 0 | 0 | 0 | 0 | 0 | 0 | 0 | 0 | 0 | 0 | 0 | 0 | 0 | 0 | 0 | 0 | 0 | 0 | 0 | 0 | 0 | 0 | 0 | 0 | 0 | 0 | 0 | 0 | 0 | 0 | 0 | 0 | 0 | 0 | 0 | 0 | 0 | 0 | 0 | 0 | 0 | 0
Commercial_Warehouse_Existing_Food Preparation_Natural Gas_Broiler_E9_Codes & Standards Forecast | Commercial | Warehouse | Existing | Food Preparation | Natural Gas | Broiler | E9 |  | Codes & Standards Forecast | 0 | 0 | 0 | 0 | 0 | 0 | 0 | 0 | 0 | 0 | 0 | 0 | 0 | 0 | 0 | 0 | 0 | 0 | 0 | 0 | 0 | 0 | 0 | 0 | 0 | 0 | 0 | 0 | 0 | 0 | 0 | 0 | 0 | 0 | 0 | 0 | 0 | 0 | 0 | 0 | 0 | 0 | 0 | 0 | 0 | 0 | 0 | 0 | 0 | 0 | 0
Commercial_Warehouse_Existing_Food Preparation_Natural Gas_Broiler_E10_Codes & Standards Forecast | Commercial | Warehouse | Existing | Food Preparation | Natural Gas | Broiler | E10 |  | Codes & Standards Forecast | 0 | 0 | 0 | 0 | 0 | 0 | 0 | 0 | 0 | 0 | 0 | 0 | 0 | 0 | 0 | 0 | 0 | 0 | 0 | 0 | 0 | 0 | 0 | 0 | 0 | 0 | 0 | 0 | 0 | 0 | 0 | 0 | 0 | 0 | 0 | 0 | 0 | 0 | 0 | 0 | 0 | 0 | 0 | 0 | 0 | 0 | 0 | 0 | 0 | 0 | 0
Commercial_Warehouse_Existing_Food Preparation_Natural Gas_Broiler_Vintage_Codes & Standards Forecast | Commercial | Warehouse | Existing | Food Preparation | Natural Gas | Broiler | Vintage |  | Codes & Standards Forecast | 0 | 0 | 0 | 0 | 0 | 0 | 0 | 0 | 0 | 0 | 0 | 0 | 0 | 0 | 0 | 0 | 0 | 0 | 0 | 0 | 0 | 0 | 0 | 0 | 0 | 0 | 0 | 0 | 0 | 0 | 0 | 0 | 0 | 0 | 0 | 0 | 0 | 0 | 0 | 0 | 0 | 0 | 0 | 0 | 0 | 0 | 0 | 0 | 0 | 0 | 0
Commercial_Warehouse_Existing_Food Preparation_Natural Gas_Griddle_E1_Codes & Standards Forecast | Commercial | Warehouse | Existing | Food Preparation | Natural Gas | Griddle | E1 |  | Codes & Standards Forecast | 0 | 418.6376 | 957.9427 | 1589.4201 | 2291.5349 | 3045.3169 | 3839.763 | 4666.5047 | 5517.9898 | 6386.3267 | 7265.7607 | 8152.0543 | 8845.1085 | 9384.1504 | 9800.3711 | 10118.9553 | 10359.8825 | 10539.0855 | 10669.1814 | 10760.2131 | 10820.0805 | 10855.1421 | 10870.5444 | 10870.3184 | 10857.6721 | 10835.0727 | 10804.5506 | 10767.7219 | 10725.8725 | 10680.0259 | 10630.9966 | 10579.4327 | 10526.2125 | 0 | 0 | 0 | 0 | 0 | 0 | 0 | 0 | 0 | 0 | 0 | 0 | 0 | 0 | 0 | 0 | 0 | 0
Commercial_Warehouse_Existing_Food Preparation_Natural Gas_Griddle_E2_Codes & Standards Forecast | Commercial | Warehouse | Existing | Food Preparation | Natural Gas | Griddle | E2 |  | Codes & Standards Forecast | 0 | 0 | 0 | 0 | 0 | 0 | 0 | 0 | 0 | 0 | 0 | 0 | 0 | 0 | 0 | 0 | 0 | 0 | 0 | 0 | 0 | 0 | 0 | 0 | 0 | 0 | 0 | 0 | 0 | 0 | 0 | 0 | 0 | 0 | 0 | 0 | 0 | 0 | 0 | 0 | 0 | 0 | 0 | 0 | 0 | 0 | 0 | 0 | 0 | 0 | 0
Commercial_Warehouse_Existing_Food Preparation_Natural Gas_Griddle_E3_Codes & Standards Forecast | Commercial | Warehouse | Existing | Food Preparation | Natural Gas | Griddle | E3 |  | Codes & Standards Forecast | 0 | 0 | 0 | 0 | 0 | 0 | 0 | 0 | 0 | 0 | 0 | 0 | 0 | 0 | 0 | 0 | 0 | 0 | 0 | 0 | 0 | 0 | 0 | 0 | 0 | 0 | 0 | 0 | 0 | 0 | 0 | 0 | 0 | 0 | 0 | 0 | 0 | 0 | 0 | 0 | 0 | 0 | 0 | 0 | 0 | 0 | 0 | 0 | 0 | 0 | 0
Commercial_Warehouse_Existing_Food Preparation_Natural Gas_Griddle_E4_Codes & Standards Forecast | Commercial | Warehouse | Existing | Food Preparation | Natural Gas | Griddle | E4 |  | Codes & Standards Forecast | 0 | 0 | 0 | 0 | 0 | 0 | 0 | 0 | 0 | 0 | 0 | 0 | 0 | 0 | 0 | 0 | 0 | 0 | 0 | 0 | 0 | 0 | 0 | 0 | 0 | 0 | 0 | 0 | 0 | 0 | 0 | 0 | 0 | 0 | 0 | 0 | 0 | 0 | 0 | 0 | 0 | 0 | 0 | 0 | 0 | 0 | 0 | 0 | 0 | 0 | 0
Commercial_Warehouse_Existing_Food Preparation_Natural Gas_Griddle_E5_Codes & Standards Forecast | Commercial | Warehouse | Existing | Food Preparation | Natural Gas | Griddle | E5 |  | Codes & Standards Forecast | 0 | 0 | 0 | 0 | 0 | 0 | 0 | 0 | 0 | 0 | 0 | 0 | 0 | 0 | 0 | 0 | 0 | 0 | 0 | 0 | 0 | 0 | 0 | 0 | 0 | 0 | 0 | 0 | 0 | 0 | 0 | 0 | 0 | 0 | 0 | 0 | 0 | 0 | 0 | 0 | 0 | 0 | 0 | 0 | 0 | 0 | 0 | 0 | 0 | 0 | 0
Commercial_Warehouse_Existing_Food Preparation_Natural Gas_Griddle_E6_Codes & Standards Forecast | Commercial | Warehouse | Existing | Food Preparation | Natural Gas | Griddle | E6 |  | Codes & Standards Forecast | 0 | 0 | 0 | 0 | 0 | 0 | 0 | 0 | 0 | 0 | 0 | 0 | 0 | 0 | 0 | 0 | 0 | 0 | 0 | 0 | 0 | 0 | 0 | 0 | 0 | 0 | 0 | 0 | 0 | 0 | 0 | 0 | 0 | 0 | 0 | 0 | 0 | 0 | 0 | 0 | 0 | 0 | 0 | 0 | 0 | 0 | 0 | 0 | 0 | 0 | 0
Commercial_Warehouse_Existing_Food Preparation_Natural Gas_Griddle_E7_Codes & Standards Forecast | Commercial | Warehouse | Existing | Food Preparation | Natural Gas | Griddle | E7 |  | Codes & Standards Forecast | 0 | 0 | 0 | 0 | 0 | 0 | 0 | 0 | 0 | 0 | 0 | 0 | 0 | 0 | 0 | 0 | 0 | 0 | 0 | 0 | 0 | 0 | 0 | 0 | 0 | 0 | 0 | 0 | 0 | 0 | 0 | 0 | 0 | 0 | 0 | 0 | 0 | 0 | 0 | 0 | 0 | 0 | 0 | 0 | 0 | 0 | 0 | 0 | 0 | 0 | 0
Commercial_Warehouse_Existing_Food Preparation_Natural Gas_Griddle_E8_Codes & Standards Forecast | Commercial | Warehouse | Existing | Food Preparation | Natural Gas | Griddle | E8 |  | Codes & Standards Forecast | 0 | 0 | 0 | 0 | 0 | 0 | 0 | 0 | 0 | 0 | 0 | 0 | 0 | 0 | 0 | 0 | 0 | 0 | 0 | 0 | 0 | 0 | 0 | 0 | 0 | 0 | 0 | 0 | 0 | 0 | 0 | 0 | 0 | 0 | 0 | 0 | 0 | 0 | 0 | 0 | 0 | 0 | 0 | 0 | 0 | 0 | 0 | 0 | 0 | 0 | 0
Commercial_Warehouse_Existing_Food Preparation_Natural Gas_Griddle_E9_Codes & Standards Forecast | Commercial | Warehouse | Existing | Food Preparation | Natural Gas | Griddle | E9 |  | Codes & Standards Forecast | 0 | 0 | 0 | 0 | 0 | 0 | 0 | 0 | 0 | 0 | 0 | 0 | 0 | 0 | 0 | 0 | 0 | 0 | 0 | 0 | 0 | 0 | 0 | 0 | 0 | 0 | 0 | 0 | 0 | 0 | 0 | 0 | 0 | 0 | 0 | 0 | 0 | 0 | 0 | 0 | 0 | 0 | 0 | 0 | 0 | 0 | 0 | 0 | 0 | 0 | 0
Commercial_Warehouse_Existing_Food Preparation_Natural Gas_Griddle_E10_Codes & Standards Forecast | Commercial | Warehouse | Existing | Food Preparation | Natural Gas | Griddle | E10 |  | Codes & Standards Forecast | 0 | 0 | 0 | 0 | 0 | 0 | 0 | 0 | 0 | 0 | 0 | 0 | 0 | 0 | 0 | 0 | 0 | 0 | 0 | 0 | 0 | 0 | 0 | 0 | 0 | 0 | 0 | 0 | 0 | 0 | 0 | 0 | 0 | 0 | 0 | 0 | 0 | 0 | 0 | 0 | 0 | 0 | 0 | 0 | 0 | 0 | 0 | 0 | 0 | 0 | 0
Commercial_Warehouse_Existing_Food Preparation_Natural Gas_Griddle_Vintage_Codes & Standards Forecast | Commercial | Warehouse | Existing | Food Preparation | Natural Gas | Griddle | Vintage |  | Codes & Standards Forecast | 12623.3541 | 12140.4917 | 11536.9619 | 10827.9245 | 10046.2339 | 9205.2069 | 8329.2542 | 7430.3403 | 6514.0054 | 5583.0739 | 4641.8696 | 3694.4254 | 2940.3051 | 2340.0207 | 1862.1772 | 1481.8556 | 1179.1738 | 938.2971 | 746.6095 | 594.0694 | 472.6804 | 376.0838 | 299.2206 | 238.0609 | 189.3976 | 150.677 | 119.8687 | 95.3565 | 75.8544 | 60.3388 | 47.9952 | 38.1754 | 30.3648 | 0 | 0 | 0 | 0 | 0 | 0 | 0 | 0 | 0 | 0 | 0 | 0 | 0 | 0 | 0 | 0 | 0 | 0
Commercial_Warehouse_Existing_Food Preparation_Natural Gas_Range_E1_Codes & Standards Forecast | Commercial | Warehouse | Existing | Food Preparation | Natural Gas | Range | E1 |  | Codes & Standards Forecast | 0 | 502.3652 | 1149.5312 | 1907.3041 | 2749.8419 | 3654.3803 | 4607.7156 | 5599.8057 | 6621.5877 | 7663.5921 | 8480.7602 | 9119.0623 | 9614.7272 | 9996.6459 | 10287.7921 | 10506.8278 | 10668.5288 | 10784.6827 | 10864.6048 | 10915.7095 | 10943.8036 | 10953.5812 | 10948.8648 | 10932.6303 | 10907.2465 | 10874.5121 | 10835.926 | 10792.6812 | 10745.7272 | 10695.8194 | 10643.5592 | 10589.425 | 10534.1604 | 0 | 0 | 0 | 0 | 0 | 0 | 0 | 0 | 0 | 0 | 0 | 0 | 0 | 0 | 0 | 0 | 0 | 0
Commercial_Warehouse_Existing_Food Preparation_Natural Gas_Range_E2_Codes & Standards Forecast | Commercial | Warehouse | Existing | Food Preparation | Natural Gas | Range | E2 |  | Codes & Standards Forecast | 0 | 0 | 0 | 0 | 0 | 0 | 0 | 0 | 0 | 0 | 0 | 0 | 0 | 0 | 0 | 0 | 0 | 0 | 0 | 0 | 0 | 0 | 0 | 0 | 0 | 0 | 0 | 0 | 0 | 0 | 0 | 0 | 0 | 0 | 0 | 0 | 0 | 0 | 0 | 0 | 0 | 0 | 0 | 0 | 0 | 0 | 0 | 0 | 0 | 0 | 0
Commercial_Warehouse_Existing_Food Preparation_Natural Gas_Range_E3_Codes & Standards Forecast | Commercial | Warehouse | Existing | Food Preparation | Natural Gas | Range | E3 |  | Codes & Standards Forecast | 0 | 0 | 0 | 0 | 0 | 0 | 0 | 0 | 0 | 0 | 0 | 0 | 0 | 0 | 0 | 0 | 0 | 0 | 0 | 0 | 0 | 0 | 0 | 0 | 0 | 0 | 0 | 0 | 0 | 0 | 0 | 0 | 0 | 0 | 0 | 0 | 0 | 0 | 0 | 0 | 0 | 0 | 0 | 0 | 0 | 0 | 0 | 0 | 0 | 0 | 0
Commercial_Warehouse_Existing_Food Preparation_Natural Gas_Range_E4_Codes & Standards Forecast | Commercial | Warehouse | Existing | Food Preparation | Natural Gas | Range | E4 |  | Codes & Standards Forecast | 0 | 0 | 0 | 0 | 0 | 0 | 0 | 0 | 0 | 0 | 0 | 0 | 0 | 0 | 0 | 0 | 0 | 0 | 0 | 0 | 0 | 0 | 0 | 0 | 0 | 0 | 0 | 0 | 0 | 0 | 0 | 0 | 0 | 0 | 0 | 0 | 0 | 0 | 0 | 0 | 0 | 0 | 0 | 0 | 0 | 0 | 0 | 0 | 0 | 0 | 0
Commercial_Warehouse_Existing_Food Preparation_Natural Gas_Range_E5_Codes & Standards Forecast | Commercial | Warehouse | Existing | Food Preparation | Natural Gas | Range | E5 |  | Codes & Standards Forecast | 0 | 0 | 0 | 0 | 0 | 0 | 0 | 0 | 0 | 0 | 0 | 0 | 0 | 0 | 0 | 0 | 0 | 0 | 0 | 0 | 0 | 0 | 0 | 0 | 0 | 0 | 0 | 0 | 0 | 0 | 0 | 0 | 0 | 0 | 0 | 0 | 0 | 0 | 0 | 0 | 0 | 0 | 0 | 0 | 0 | 0 | 0 | 0 | 0 | 0 | 0
Commercial_Warehouse_Existing_Food Preparation_Natural Gas_Range_E6_Codes & Standards Forecast | Commercial | Warehouse | Existing | Food Preparation | Natural Gas | Range | E6 |  | Codes & Standards Forecast | 0 | 0 | 0 | 0 | 0 | 0 | 0 | 0 | 0 | 0 | 0 | 0 | 0 | 0 | 0 | 0 | 0 | 0 | 0 | 0 | 0 | 0 | 0 | 0 | 0 | 0 | 0 | 0 | 0 | 0 | 0 | 0 | 0 | 0 | 0 | 0 | 0 | 0 | 0 | 0 | 0 | 0 | 0 | 0 | 0 | 0 | 0 | 0 | 0 | 0 | 0
Commercial_Warehouse_Existing_Food Preparation_Natural Gas_Range_E7_Codes & Standards Forecast | Commercial | Warehouse | Existing | Food Preparation | Natural Gas | Range | E7 |  | Codes & Standards Forecast | 0 | 0 | 0 | 0 | 0 | 0 | 0 | 0 | 0 | 0 | 0 | 0 | 0 | 0 | 0 | 0 | 0 | 0 | 0 | 0 | 0 | 0 | 0 | 0 | 0 | 0 | 0 | 0 | 0 | 0 | 0 | 0 | 0 | 0 | 0 | 0 | 0 | 0 | 0 | 0 | 0 | 0 | 0 | 0 | 0 | 0 | 0 | 0 | 0 | 0 | 0
Commercial_Warehouse_Existing_Food Preparation_Natural Gas_Range_E8_Codes & Standards Forecast | Commercial | Warehouse | Existing | Food Preparation | Natural Gas | Range | E8 |  | Codes & Standards Forecast | 0 | 0 | 0 | 0 | 0 | 0 | 0 | 0 | 0 | 0 | 0 | 0 | 0 | 0 | 0 | 0 | 0 | 0 | 0 | 0 | 0 | 0 | 0 | 0 | 0 | 0 | 0 | 0 | 0 | 0 | 0 | 0 | 0 | 0 | 0 | 0 | 0 | 0 | 0 | 0 | 0 | 0 | 0 | 0 | 0 | 0 | 0 | 0 | 0 | 0 | 0
Commercial_Warehouse_Existing_Food Preparation_Natural Gas_Range_E9_Codes & Standards Forecast | Commercial | Warehouse | Existing | Food Preparation | Natural Gas | Range | E9 |  | Codes & Standards Forecast | 0 | 0 | 0 | 0 | 0 | 0 | 0 | 0 | 0 | 0 | 0 | 0 | 0 | 0 | 0 | 0 | 0 | 0 | 0 | 0 | 0 | 0 | 0 | 0 | 0 | 0 | 0 | 0 | 0 | 0 | 0 | 0 | 0 | 0 | 0 | 0 | 0 | 0 | 0 | 0 | 0 | 0 | 0 | 0 | 0 | 0 | 0 | 0 | 0 | 0 | 0
Commercial_Warehouse_Existing_Food Preparation_Natural Gas_Range_E10_Codes & Standards Forecast | Commercial | Warehouse | Existing | Food Preparation | Natural Gas | Range | E10 |  | Codes & Standards Forecast | 0 | 0 | 0 | 0 | 0 | 0 | 0 | 0 | 0 | 0 | 0 | 0 | 0 | 0 | 0 | 0 | 0 | 0 | 0 | 0 | 0 | 0 | 0 | 0 | 0 | 0 | 0 | 0 | 0 | 0 | 0 | 0 | 0 | 0 | 0 | 0 | 0 | 0 | 0 | 0 | 0 | 0 | 0 | 0 | 0 | 0 | 0 | 0 | 0 | 0 | 0
Commercial_Warehouse_Existing_Food Preparation_Natural Gas_Range_Vintage_Codes & Standards Forecast | Commercial | Warehouse | Existing | Food Preparation | Natural Gas | Range | Vintage |  | Codes & Standards Forecast | 12623.3541 | 12056.7642 | 11345.3733 | 10510.0405 | 9587.9269 | 8596.1436 | 7561.3016 | 6497.0393 | 5410.4074 | 4305.8085 | 3426.8701 | 2727.4173 | 2170.6865 | 1727.5253 | 1374.7562 | 1093.983 | 870.5275 | 692.6998 | 551.186 | 438.573 | 348.9573 | 277.6447 | 220.9002 | 175.749 | 139.8232 | 111.2376 | 88.4933 | 70.3971 | 55.9996 | 44.5452 | 35.4325 | 28.1831 | 22.4169 | 0 | 0 | 0 | 0 | 0 | 0 | 0 | 0 | 0 | 0 | 0 | 0 | 0 | 0 | 0 | 0 | 0 | 0
Commercial_Warehouse_Existing_Food Preparation_Natural Gas_Steamer_E1_Codes & Standards Forecast | Commercial | Warehouse | Existing | Food Preparation | Natural Gas | Steamer | E1 |  | Codes & Standards Forecast | 0 | 0 | 0 | 0 | 0 | 0 | 0 | 0 | 0 | 0 | 0 | 0 | 0 | 0 | 0 | 0 | 0 | 0 | 0 | 0 | 0 | 0 | 0 | 0 | 0 | 0 | 0 | 0 | 0 | 0 | 0 | 0 | 0 | 0 | 0 | 0 | 0 | 0 | 0 | 0 | 0 | 0 | 0 | 0 | 0 | 0 | 0 | 0 | 0 | 0 | 0
Commercial_Warehouse_Existing_Food Preparation_Natural Gas_Steamer_E2_Codes & Standards Forecast | Commercial | Warehouse | Existing | Food Preparation | Natural Gas | Steamer | E2 |  | Codes & Standards Forecast | 0 | 0 | 0 | 0 | 0 | 0 | 0 | 0 | 0 | 0 | 0 | 0 | 0 | 0 | 0 | 0 | 0 | 0 | 0 | 0 | 0 | 0 | 0 | 0 | 0 | 0 | 0 | 0 | 0 | 0 | 0 | 0 | 0 | 0 | 0 | 0 | 0 | 0 | 0 | 0 | 0 | 0 | 0 | 0 | 0 | 0 | 0 | 0 | 0 | 0 | 0
Commercial_Warehouse_Existing_Food Preparation_Natural Gas_Steamer_E3_Codes & Standards Forecast | Commercial | Warehouse | Existing | Food Preparation | Natural Gas | Steamer | E3 |  | Codes & Standards Forecast | 0 | 0 | 0 | 0 | 0 | 0 | 0 | 0 | 0 | 0 | 0 | 0 | 0 | 0 | 0 | 0 | 0 | 0 | 0 | 0 | 0 | 0 | 0 | 0 | 0 | 0 | 0 | 0 | 0 | 0 | 0 | 0 | 0 | 0 | 0 | 0 | 0 | 0 | 0 | 0 | 0 | 0 | 0 | 0 | 0 | 0 | 0 | 0 | 0 | 0 | 0
Commercial_Warehouse_Existing_Food Preparation_Natural Gas_Steamer_E4_Codes & Standards Forecast | Commercial | Warehouse | Existing | Food Preparation | Natural Gas | Steamer | E4 |  | Codes & Standards Forecast | 0 | 0 | 0 | 0 | 0 | 0 | 0 | 0 | 0 | 0 | 0 | 0 | 0 | 0 | 0 | 0 | 0 | 0 | 0 | 0 | 0 | 0 | 0 | 0 | 0 | 0 | 0 | 0 | 0 | 0 | 0 | 0 | 0 | 0 | 0 | 0 | 0 | 0 | 0 | 0 | 0 | 0 | 0 | 0 | 0 | 0 | 0 | 0 | 0 | 0 | 0
Commercial_Warehouse_Existing_Food Preparation_Natural Gas_Steamer_E5_Codes & Standards Forecast | Commercial | Warehouse | Existing | Food Preparation | Natural Gas | Steamer | E5 |  | Codes & Standards Forecast | 0 | 0 | 0 | 0 | 0 | 0 | 0 | 0 | 0 | 0 | 0 | 0 | 0 | 0 | 0 | 0 | 0 | 0 | 0 | 0 | 0 | 0 | 0 | 0 | 0 | 0 | 0 | 0 | 0 | 0 | 0 | 0 | 0 | 0 | 0 | 0 | 0 | 0 | 0 | 0 | 0 | 0 | 0 | 0 | 0 | 0 | 0 | 0 | 0 | 0 | 0
Commercial_Warehouse_Existing_Food Preparation_Natural Gas_Steamer_E6_Codes & Standards Forecast | Commercial | Warehouse | Existing | Food Preparation | Natural Gas | Steamer | E6 |  | Codes & Standards Forecast | 0 | 0 | 0 | 0 | 0 | 0 | 0 | 0 | 0 | 0 | 0 | 0 | 0 | 0 | 0 | 0 | 0 | 0 | 0 | 0 | 0 | 0 | 0 | 0 | 0 | 0 | 0 | 0 | 0 | 0 | 0 | 0 | 0 | 0 | 0 | 0 | 0 | 0 | 0 | 0 | 0 | 0 | 0 | 0 | 0 | 0 | 0 | 0 | 0 | 0 | 0
Commercial_Warehouse_Existing_Food Preparation_Natural Gas_Steamer_E7_Codes & Standards Forecast | Commercial | Warehouse | Existing | Food Preparation | Natural Gas | Steamer | E7 |  | Codes & Standards Forecast | 0 | 0 | 0 | 0 | 0 | 0 | 0 | 0 | 0 | 0 | 0 | 0 | 0 | 0 | 0 | 0 | 0 | 0 | 0 | 0 | 0 | 0 | 0 | 0 | 0 | 0 | 0 | 0 | 0 | 0 | 0 | 0 | 0 | 0 | 0 | 0 | 0 | 0 | 0 | 0 | 0 | 0 | 0 | 0 | 0 | 0 | 0 | 0 | 0 | 0 | 0
Commercial_Warehouse_Existing_Food Preparation_Natural Gas_Steamer_E8_Codes & Standards Forecast | Commercial | Warehouse | Existing | Food Preparation | Natural Gas | Steamer | E8 |  | Codes & Standards Forecast | 0 | 0 | 0 | 0 | 0 | 0 | 0 | 0 | 0 | 0 | 0 | 0 | 0 | 0 | 0 | 0 | 0 | 0 | 0 | 0 | 0 | 0 | 0 | 0 | 0 | 0 | 0 | 0 | 0 | 0 | 0 | 0 | 0 | 0 | 0 | 0 | 0 | 0 | 0 | 0 | 0 | 0 | 0 | 0 | 0 | 0 | 0 | 0 | 0 | 0 | 0
Commercial_Warehouse_Existing_Food Preparation_Natural Gas_Steamer_E9_Codes & Standards Forecast | Commercial | Warehouse | Existing | Food Preparation | Natural Gas | Steamer | E9 |  | Codes & Standards Forecast | 0 | 0 | 0 | 0 | 0 | 0 | 0 | 0 | 0 | 0 | 0 | 0 | 0 | 0 | 0 | 0 | 0 | 0 | 0 | 0 | 0 | 0 | 0 | 0 | 0 | 0 | 0 | 0 | 0 | 0 | 0 | 0 | 0 | 0 | 0 | 0 | 0 | 0 | 0 | 0 | 0 | 0 | 0 | 0 | 0 | 0 | 0 | 0 | 0 | 0 | 0
Commercial_Warehouse_Existing_Food Preparation_Natural Gas_Steamer_E10_Codes & Standards Forecast | Commercial | Warehouse | Existing | Food Preparation | Natural Gas | Steamer | E10 |  | Codes & Standards Forecast | 0 | 0 | 0 | 0 | 0 | 0 | 0 | 0 | 0 | 0 | 0 | 0 | 0 | 0 | 0 | 0 | 0 | 0 | 0 | 0 | 0 | 0 | 0 | 0 | 0 | 0 | 0 | 0 | 0 | 0 | 0 | 0 | 0 | 0 | 0 | 0 | 0 | 0 | 0 | 0 | 0 | 0 | 0 | 0 | 0 | 0 | 0 | 0 | 0 | 0 | 0
Commercial_Warehouse_Existing_Food Preparation_Natural Gas_Steamer_Vintage_Codes & Standards Forecast | Commercial | Warehouse | Existing | Food Preparation | Natural Gas | Steamer | Vintage |  | Codes & Standards Forecast | 0 | 0 | 0 | 0 | 0 | 0 | 0 | 0 | 0 | 0 | 0 | 0 | 0 | 0 | 0 | 0 | 0 | 0 | 0 | 0 | 0 | 0 | 0 | 0 | 0 | 0 | 0 | 0 | 0 | 0 | 0 | 0 | 0 | 0 | 0 | 0 | 0 | 0 | 0 | 0 | 0 | 0 | 0 | 0 | 0 | 0 | 0 | 0 | 0 | 0 | 0
Commercial_Warehouse_Existing_Food Preparation_Natural Gas_Food Prep Other_E1_Codes & Standards Forecast | Commercial | Warehouse | Existing | Food Preparation | Natural Gas | Food Prep Other | E1 |  | Codes & Standards Forecast | 0 | 0 | 0 | 0 | 0 | 0 | 0 | 0 | 0 | 0 | 0 | 0 | 0 | 0 | 0 | 0 | 0 | 0 | 0 | 0 | 0 | 0 | 0 | 0 | 0 | 0 | 0 | 0 | 0 | 0 | 0 | 0 | 0 | 0 | 0 | 0 | 0 | 0 | 0 | 0 | 0 | 0 | 0 | 0 | 0 | 0 | 0 | 0 | 0 | 0 | 0
Commercial_Warehouse_Existing_Food Preparation_Natural Gas_Food Prep Other_E2_Codes & Standards Forecast | Commercial | Warehouse | Existing | Food Preparation | Natural Gas | Food Prep Other | E2 |  | Codes & Standards Forecast | 0 | 0 | 0 | 0 | 0 | 0 | 0 | 0 | 0 | 0 | 0 | 0 | 0 | 0 | 0 | 0 | 0 | 0 | 0 | 0 | 0 | 0 | 0 | 0 | 0 | 0 | 0 | 0 | 0 | 0 | 0 | 0 | 0 | 0 | 0 | 0 | 0 | 0 | 0 | 0 | 0 | 0 | 0 | 0 | 0 | 0 | 0 | 0 | 0 | 0 | 0
Commercial_Warehouse_Existing_Food Preparation_Natural Gas_Food Prep Other_E3_Codes & Standards Forecast | Commercial | Warehouse | Existing | Food Preparation | Natural Gas | Food Prep Other | E3 |  | Codes & Standards Forecast | 0 | 0 | 0 | 0 | 0 | 0 | 0 | 0 | 0 | 0 | 0 | 0 | 0 | 0 | 0 | 0 | 0 | 0 | 0 | 0 | 0 | 0 | 0 | 0 | 0 | 0 | 0 | 0 | 0 | 0 | 0 | 0 | 0 | 0 | 0 | 0 | 0 | 0 | 0 | 0 | 0 | 0 | 0 | 0 | 0 | 0 | 0 | 0 | 0 | 0 | 0
Commercial_Warehouse_Existing_Food Preparation_Natural Gas_Food Prep Other_E4_Codes & Standards Forecast | Commercial | Warehouse | Existing | Food Preparation | Natural Gas | Food Prep Other | E4 |  | Codes & Standards Forecast | 0 | 0 | 0 | 0 | 0 | 0 | 0 | 0 | 0 | 0 | 0 | 0 | 0 | 0 | 0 | 0 | 0 | 0 | 0 | 0 | 0 | 0 | 0 | 0 | 0 | 0 | 0 | 0 | 0 | 0 | 0 | 0 | 0 | 0 | 0 | 0 | 0 | 0 | 0 | 0 | 0 | 0 | 0 | 0 | 0 | 0 | 0 | 0 | 0 | 0 | 0
Commercial_Warehouse_Existing_Food Preparation_Natural Gas_Food Prep Other_E5_Codes & Standards Forecast | Commercial | Warehouse | Existing | Food Preparation | Natural Gas | Food Prep Other | E5 |  | Codes & Standards Forecast | 0 | 0 | 0 | 0 | 0 | 0 | 0 | 0 | 0 | 0 | 0 | 0 | 0 | 0 | 0 | 0 | 0 | 0 | 0 | 0 | 0 | 0 | 0 | 0 | 0 | 0 | 0 | 0 | 0 | 0 | 0 | 0 | 0 | 0 | 0 | 0 | 0 | 0 | 0 | 0 | 0 | 0 | 0 | 0 | 0 | 0 | 0 | 0 | 0 | 0 | 0
Commercial_Warehouse_Existing_Food Preparation_Natural Gas_Food Prep Other_E6_Codes & Standards Forecast | Commercial | Warehouse | Existing | Food Preparation | Natural Gas | Food Prep Other | E6 |  | Codes & Standards Forecast | 0 | 0 | 0 | 0 | 0 | 0 | 0 | 0 | 0 | 0 | 0 | 0 | 0 | 0 | 0 | 0 | 0 | 0 | 0 | 0 | 0 | 0 | 0 | 0 | 0 | 0 | 0 | 0 | 0 | 0 | 0 | 0 | 0 | 0 | 0 | 0 | 0 | 0 | 0 | 0 | 0 | 0 | 0 | 0 | 0 | 0 | 0 | 0 | 0 | 0 | 0
Commercial_Warehouse_Existing_Food Preparation_Natural Gas_Food Prep Other_E7_Codes & Standards Forecast | Commercial | Warehouse | Existing | Food Preparation | Natural Gas | Food Prep Other | E7 |  | Codes & Standards Forecast | 0 | 0 | 0 | 0 | 0 | 0 | 0 | 0 | 0 | 0 | 0 | 0 | 0 | 0 | 0 | 0 | 0 | 0 | 0 | 0 | 0 | 0 | 0 | 0 | 0 | 0 | 0 | 0 | 0 | 0 | 0 | 0 | 0 | 0 | 0 | 0 | 0 | 0 | 0 | 0 | 0 | 0 | 0 | 0 | 0 | 0 | 0 | 0 | 0 | 0 | 0
Commercial_Warehouse_Existing_Food Preparation_Natural Gas_Food Prep Other_E8_Codes & Standards Forecast | Commercial | Warehouse | Existing | Food Preparation | Natural Gas | Food Prep Other | E8 |  | Codes & Standards Forecast | 0 | 0 | 0 | 0 | 0 | 0 | 0 | 0 | 0 | 0 | 0 | 0 | 0 | 0 | 0 | 0 | 0 | 0 | 0 | 0 | 0 | 0 | 0 | 0 | 0 | 0 | 0 | 0 | 0 | 0 | 0 | 0 | 0 | 0 | 0 | 0 | 0 | 0 | 0 | 0 | 0 | 0 | 0 | 0 | 0 | 0 | 0 | 0 | 0 | 0 | 0
Commercial_Warehouse_Existing_Food Preparation_Natural Gas_Food Prep Other_E9_Codes & Standards Forecast | Commercial | Warehouse | Existing | Food Preparation | Natural Gas | Food Prep Other | E9 |  | Codes & Standards Forecast | 0 | 0 | 0 | 0 | 0 | 0 | 0 | 0 | 0 | 0 | 0 | 0 | 0 | 0 | 0 | 0 | 0 | 0 | 0 | 0 | 0 | 0 | 0 | 0 | 0 | 0 | 0 | 0 | 0 | 0 | 0 | 0 | 0 | 0 | 0 | 0 | 0 | 0 | 0 | 0 | 0 | 0 | 0 | 0 | 0 | 0 | 0 | 0 | 0 | 0 | 0
Commercial_Warehouse_Existing_Food Preparation_Natural Gas_Food Prep Other_E10_Codes & Standards Forecast | Commercial | Warehouse | Existing | Food Preparation | Natural Gas | Food Prep Other | E10 |  | Codes & Standards Forecast | 0 | 0 | 0 | 0 | 0 | 0 | 0 | 0 | 0 | 0 | 0 | 0 | 0 | 0 | 0 | 0 | 0 | 0 | 0 | 0 | 0 | 0 | 0 | 0 | 0 | 0 | 0 | 0 | 0 | 0 | 0 | 0 | 0 | 0 | 0 | 0 | 0 | 0 | 0 | 0 | 0 | 0 | 0 | 0 | 0 | 0 | 0 | 0 | 0 | 0 | 0
Commercial_Warehouse_Existing_Food Preparation_Natural Gas_Food Prep Other_Vintage_Codes & Standards Forecast | Commercial | Warehouse | Existing | Food Preparation | Natural Gas | Food Prep Other | Vintage |  | Codes & Standards Forecast | 0 | 0 | 0 | 0 | 0 | 0 | 0 | 0 | 0 | 0 | 0 | 0 | 0 | 0 | 0 | 0 | 0 | 0 | 0 | 0 | 0 | 0 | 0 | 0 | 0 | 0 | 0 | 0 | 0 | 0 | 0 | 0 | 0 | 0 | 0 | 0 | 0 | 0 | 0 | 0 | 0 | 0 | 0 | 0 | 0 | 0 | 0 | 0 | 0 | 0 | 0
Commercial_Warehouse_Existing_Miscellaneous_Natural Gas_Pool Heater_E1_Codes & Standards Forecast | Commercial | Warehouse | Existing | Miscellaneous | Natural Gas | Pool Heater | E1 |  | Codes & Standards Forecast | 0 | 0 | 0 | 0 | 0 | 0 | 0 | 0 | 0 | 0 | 0 | 0 | 0 | 0 | 0 | 0 | 0 | 0 | 0 | 0 | 0 | 0 | 0 | 0 | 0 | 0 | 0 | 0 | 0 | 0 | 0 | 0 | 0 | 0 | 0 | 0 | 0 | 0 | 0 | 0 | 0 | 0 | 0 | 0 | 0 | 0 | 0 | 0 | 0 | 0 | 0
Commercial_Warehouse_Existing_Miscellaneous_Natural Gas_Pool Heater_E2_Codes & Standards Forecast | Commercial | Warehouse | Existing | Miscellaneous | Natural Gas | Pool Heater | E2 |  | Codes & Standards Forecast | 0 | 0 | 0 | 0 | 0 | 0 | 0 | 0 | 0 | 0 | 0 | 0 | 0 | 0 | 0 | 0 | 0 | 0 | 0 | 0 | 0 | 0 | 0 | 0 | 0 | 0 | 0 | 0 | 0 | 0 | 0 | 0 | 0 | 0 | 0 | 0 | 0 | 0 | 0 | 0 | 0 | 0 | 0 | 0 | 0 | 0 | 0 | 0 | 0 | 0 | 0
Commercial_Warehouse_Existing_Miscellaneous_Natural Gas_Pool Heater_E3_Codes & Standards Forecast | Commercial | Warehouse | Existing | Miscellaneous | Natural Gas | Pool Heater | E3 |  | Codes & Standards Forecast | 0 | 0 | 0 | 0 | 0 | 0 | 0 | 0 | 0 | 0 | 0 | 0 | 0 | 0 | 0 | 0 | 0 | 0 | 0 | 0 | 0 | 0 | 0 | 0 | 0 | 0 | 0 | 0 | 0 | 0 | 0 | 0 | 0 | 0 | 0 | 0 | 0 | 0 | 0 | 0 | 0 | 0 | 0 | 0 | 0 | 0 | 0 | 0 | 0 | 0 | 0
Commercial_Warehouse_Existing_Miscellaneous_Natural Gas_Pool Heater_E4_Codes & Standards Forecast | Commercial | Warehouse | Existing | Miscellaneous | Natural Gas | Pool Heater | E4 |  | Codes & Standards Forecast | 0 | 0 | 0 | 0 | 0 | 0 | 0 | 0 | 0 | 0 | 0 | 0 | 0 | 0 | 0 | 0 | 0 | 0 | 0 | 0 | 0 | 0 | 0 | 0 | 0 | 0 | 0 | 0 | 0 | 0 | 0 | 0 | 0 | 0 | 0 | 0 | 0 | 0 | 0 | 0 | 0 | 0 | 0 | 0 | 0 | 0 | 0 | 0 | 0 | 0 | 0
Commercial_Warehouse_Existing_Miscellaneous_Natural Gas_Pool Heater_E5_Codes & Standards Forecast | Commercial | Warehouse | Existing | Miscellaneous | Natural Gas | Pool Heater | E5 |  | Codes & Standards Forecast | 0 | 0 | 0 | 0 | 0 | 0 | 0 | 0 | 0 | 0 | 0 | 0 | 0 | 0 | 0 | 0 | 0 | 0 | 0 | 0 | 0 | 0 | 0 | 0 | 0 | 0 | 0 | 0 | 0 | 0 | 0 | 0 | 0 | 0 | 0 | 0 | 0 | 0 | 0 | 0 | 0 | 0 | 0 | 0 | 0 | 0 | 0 | 0 | 0 | 0 | 0
Commercial_Warehouse_Existing_Miscellaneous_Natural Gas_Pool Heater_E6_Codes & Standards Forecast | Commercial | Warehouse | Existing | Miscellaneous | Natural Gas | Pool Heater | E6 |  | Codes & Standards Forecast | 0 | 0 | 0 | 0 | 0 | 0 | 0 | 0 | 0 | 0 | 0 | 0 | 0 | 0 | 0 | 0 | 0 | 0 | 0 | 0 | 0 | 0 | 0 | 0 | 0 | 0 | 0 | 0 | 0 | 0 | 0 | 0 | 0 | 0 | 0 | 0 | 0 | 0 | 0 | 0 | 0 | 0 | 0 | 0 | 0 | 0 | 0 | 0 | 0 | 0 | 0
Commercial_Warehouse_Existing_Miscellaneous_Natural Gas_Pool Heater_E7_Codes & Standards Forecast | Commercial | Warehouse | Existing | Miscellaneous | Natural Gas | Pool Heater | E7 |  | Codes & Standards Forecast | 0 | 0 | 0 | 0 | 0 | 0 | 0 | 0 | 0 | 0 | 0 | 0 | 0 | 0 | 0 | 0 | 0 | 0 | 0 | 0 | 0 | 0 | 0 | 0 | 0 | 0 | 0 | 0 | 0 | 0 | 0 | 0 | 0 | 0 | 0 | 0 | 0 | 0 | 0 | 0 | 0 | 0 | 0 | 0 | 0 | 0 | 0 | 0 | 0 | 0 | 0
Commercial_Warehouse_Existing_Miscellaneous_Natural Gas_Pool Heater_E8_Codes & Standards Forecast | Commercial | Warehouse | Existing | Miscellaneous | Natural Gas | Pool Heater | E8 |  | Codes & Standards Forecast | 0 | 0 | 0 | 0 | 0 | 0 | 0 | 0 | 0 | 0 | 0 | 0 | 0 | 0 | 0 | 0 | 0 | 0 | 0 | 0 | 0 | 0 | 0 | 0 | 0 | 0 | 0 | 0 | 0 | 0 | 0 | 0 | 0 | 0 | 0 | 0 | 0 | 0 | 0 | 0 | 0 | 0 | 0 | 0 | 0 | 0 | 0 | 0 | 0 | 0 | 0
Commercial_Warehouse_Existing_Miscellaneous_Natural Gas_Pool Heater_E9_Codes & Standards Forecast | Commercial | Warehouse | Existing | Miscellaneous | Natural Gas | Pool Heater | E9 |  | Codes & Standards Forecast | 0 | 0 | 0 | 0 | 0 | 0 | 0 | 0 | 0 | 0 | 0 | 0 | 0 | 0 | 0 | 0 | 0 | 0 | 0 | 0 | 0 | 0 | 0 | 0 | 0 | 0 | 0 | 0 | 0 | 0 | 0 | 0 | 0 | 0 | 0 | 0 | 0 | 0 | 0 | 0 | 0 | 0 | 0 | 0 | 0 | 0 | 0 | 0 | 0 | 0 | 0
Commercial_Warehouse_Existing_Miscellaneous_Natural Gas_Pool Heater_E10_Codes & Standards Forecast | Commercial | Warehouse | Existing | Miscellaneous | Natural Gas | Pool Heater | E10 |  | Codes & Standards Forecast | 0 | 0 | 0 | 0 | 0 | 0 | 0 | 0 | 0 | 0 | 0 | 0 | 0 | 0 | 0 | 0 | 0 | 0 | 0 | 0 | 0 | 0 | 0 | 0 | 0 | 0 | 0 | 0 | 0 | 0 | 0 | 0 | 0 | 0 | 0 | 0 | 0 | 0 | 0 | 0 | 0 | 0 | 0 | 0 | 0 | 0 | 0 | 0 | 0 | 0 | 0
Commercial_Warehouse_Existing_Miscellaneous_Natural Gas_Pool Heater_Vintage_Codes & Standards Forecast | Commercial | Warehouse | Existing | Miscellaneous | Natural Gas | Pool Heater | Vintage |  | Codes & Standards Forecast | 0 | 0 | 0 | 0 | 0 | 0 | 0 | 0 | 0 | 0 | 0 | 0 | 0 | 0 | 0 | 0 | 0 | 0 | 0 | 0 | 0 | 0 | 0 | 0 | 0 | 0 | 0 | 0 | 0 | 0 | 0 | 0 | 0 | 0 | 0 | 0 | 0 | 0 | 0 | 0 | 0 | 0 | 0 | 0 | 0 | 0 | 0 | 0 | 0 | 0 | 0
Commercial_Warehouse_Existing_Miscellaneous_Natural Gas_Miscellaneous_E1_Codes & Standards Forecast | Commercial | Warehouse | Existing | Miscellaneous | Natural Gas | Miscellaneous | E1 |  | Codes & Standards Forecast | 0 | 67944.8897 | 148070.5689 | 238092.8681 | 314017.3182 | 377713.2765 | 431324.1695 | 476586.9897 | 514801.6834 | 546887.1024 | 573708.3842 | 596040.461 | 614523.4335 | 629710.1588 | 642071.9127 | 652034.6497 | 659955.5479 | 666140.5001 | 670845.8847 | 674290.378 | 676654.6276 | 678097.4993 | 678759.8188 | 678757.3152 | 678188.6929 | 677132.7376 | 675661.1255 | 673834.9857 | 671706.4501 | 669319.9763 | 666713.4769 | 663919.2815 | 660987.729 | 0 | 0 | 0 | 0 | 0 | 0 | 0 | 0 | 0 | 0 | 0 | 0 | 0 | 0 | 0 | 0 | 0 | 0
Commercial_Warehouse_Existing_Miscellaneous_Natural Gas_Miscellaneous_E2_Codes & Standards Forecast | Commercial | Warehouse | Existing | Miscellaneous | Natural Gas | Miscellaneous | E2 |  | Codes & Standards Forecast | 0 | 0 | 0 | 0 | 0 | 0 | 0 | 0 | 0 | 0 | 0 | 0 | 0 | 0 | 0 | 0 | 0 | 0 | 0 | 0 | 0 | 0 | 0 | 0 | 0 | 0 | 0 | 0 | 0 | 0 | 0 | 0 | 0 | 0 | 0 | 0 | 0 | 0 | 0 | 0 | 0 | 0 | 0 | 0 | 0 | 0 | 0 | 0 | 0 | 0 | 0
Commercial_Warehouse_Existing_Miscellaneous_Natural Gas_Miscellaneous_E3_Codes & Standards Forecast | Commercial | Warehouse | Existing | Miscellaneous | Natural Gas | Miscellaneous | E3 |  | Codes & Standards Forecast | 0 | 0 | 0 | 0 | 0 | 0 | 0 | 0 | 0 | 0 | 0 | 0 | 0 | 0 | 0 | 0 | 0 | 0 | 0 | 0 | 0 | 0 | 0 | 0 | 0 | 0 | 0 | 0 | 0 | 0 | 0 | 0 | 0 | 0 | 0 | 0 | 0 | 0 | 0 | 0 | 0 | 0 | 0 | 0 | 0 | 0 | 0 | 0 | 0 | 0 | 0
Commercial_Warehouse_Existing_Miscellaneous_Natural Gas_Miscellaneous_E4_Codes & Standards Forecast | Commercial | Warehouse | Existing | Miscellaneous | Natural Gas | Miscellaneous | E4 |  | Codes & Standards Forecast | 0 | 0 | 0 | 0 | 0 | 0 | 0 | 0 | 0 | 0 | 0 | 0 | 0 | 0 | 0 | 0 | 0 | 0 | 0 | 0 | 0 | 0 | 0 | 0 | 0 | 0 | 0 | 0 | 0 | 0 | 0 | 0 | 0 | 0 | 0 | 0 | 0 | 0 | 0 | 0 | 0 | 0 | 0 | 0 | 0 | 0 | 0 | 0 | 0 | 0 | 0
Commercial_Warehouse_Existing_Miscellaneous_Natural Gas_Miscellaneous_E5_Codes & Standards Forecast | Commercial | Warehouse | Existing | Miscellaneous | Natural Gas | Miscellaneous | E5 |  | Codes & Standards Forecast | 0 | 0 | 0 | 0 | 0 | 0 | 0 | 0 | 0 | 0 | 0 | 0 | 0 | 0 | 0 | 0 | 0 | 0 | 0 | 0 | 0 | 0 | 0 | 0 | 0 | 0 | 0 | 0 | 0 | 0 | 0 | 0 | 0 | 0 | 0 | 0 | 0 | 0 | 0 | 0 | 0 | 0 | 0 | 0 | 0 | 0 | 0 | 0 | 0 | 0 | 0
Commercial_Warehouse_Existing_Miscellaneous_Natural Gas_Miscellaneous_E6_Codes & Standards Forecast | Commercial | Warehouse | Existing | Miscellaneous | Natural Gas | Miscellaneous | E6 |  | Codes & Standards Forecast | 0 | 0 | 0 | 0 | 0 | 0 | 0 | 0 | 0 | 0 | 0 | 0 | 0 | 0 | 0 | 0 | 0 | 0 | 0 | 0 | 0 | 0 | 0 | 0 | 0 | 0 | 0 | 0 | 0 | 0 | 0 | 0 | 0 | 0 | 0 | 0 | 0 | 0 | 0 | 0 | 0 | 0 | 0 | 0 | 0 | 0 | 0 | 0 | 0 | 0 | 0
Commercial_Warehouse_Existing_Miscellaneous_Natural Gas_Miscellaneous_E7_Codes & Standards Forecast | Commercial | Warehouse | Existing | Miscellaneous | Natural Gas | Miscellaneous | E7 |  | Codes & Standards Forecast | 0 | 0 | 0 | 0 | 0 | 0 | 0 | 0 | 0 | 0 | 0 | 0 | 0 | 0 | 0 | 0 | 0 | 0 | 0 | 0 | 0 | 0 | 0 | 0 | 0 | 0 | 0 | 0 | 0 | 0 | 0 | 0 | 0 | 0 | 0 | 0 | 0 | 0 | 0 | 0 | 0 | 0 | 0 | 0 | 0 | 0 | 0 | 0 | 0 | 0 | 0
Commercial_Warehouse_Existing_Miscellaneous_Natural Gas_Miscellaneous_E8_Codes & Standards Forecast | Commercial | Warehouse | Existing | Miscellaneous | Natural Gas | Miscellaneous | E8 |  | Codes & Standards Forecast | 0 | 0 | 0 | 0 | 0 | 0 | 0 | 0 | 0 | 0 | 0 | 0 | 0 | 0 | 0 | 0 | 0 | 0 | 0 | 0 | 0 | 0 | 0 | 0 | 0 | 0 | 0 | 0 | 0 | 0 | 0 | 0 | 0 | 0 | 0 | 0 | 0 | 0 | 0 | 0 | 0 | 0 | 0 | 0 | 0 | 0 | 0 | 0 | 0 | 0 | 0
Commercial_Warehouse_Existing_Miscellaneous_Natural Gas_Miscellaneous_E9_Codes & Standards Forecast | Commercial | Warehouse | Existing | Miscellaneous | Natural Gas | Miscellaneous | E9 |  | Codes & Standards Forecast | 0 | 0 | 0 | 0 | 0 | 0 | 0 | 0 | 0 | 0 | 0 | 0 | 0 | 0 | 0 | 0 | 0 | 0 | 0 | 0 | 0 | 0 | 0 | 0 | 0 | 0 | 0 | 0 | 0 | 0 | 0 | 0 | 0 | 0 | 0 | 0 | 0 | 0 | 0 | 0 | 0 | 0 | 0 | 0 | 0 | 0 | 0 | 0 | 0 | 0 | 0
Commercial_Warehouse_Existing_Miscellaneous_Natural Gas_Miscellaneous_E10_Codes & Standards Forecast | Commercial | Warehouse | Existing | Miscellaneous | Natural Gas | Miscellaneous | E10 |  | Codes & Standards Forecast | 0 | 0 | 0 | 0 | 0 | 0 | 0 | 0 | 0 | 0 | 0 | 0 | 0 | 0 | 0 | 0 | 0 | 0 | 0 | 0 | 0 | 0 | 0 | 0 | 0 | 0 | 0 | 0 | 0 | 0 | 0 | 0 | 0 | 0 | 0 | 0 | 0 | 0 | 0 | 0 | 0 | 0 | 0 | 0 | 0 | 0 | 0 | 0 | 0 | 0 | 0
Commercial_Warehouse_Existing_Miscellaneous_Natural Gas_Miscellaneous_Vintage_Codes & Standards Forecast | Commercial | Warehouse | Existing | Miscellaneous | Natural Gas | Miscellaneous | Vintage |  | Codes & Standards Forecast | 796744.0333 | 724745.4898 | 640566.1568 | 545648.5308 | 464701.5219 | 395498.9519 | 336743.6334 | 286925.545 | 244617.7446 | 208581.5649 | 177861.5503 | 151669.849 | 129332.5918 | 110280.4454 | 94029.2619 | 80169.8602 | 68351.2221 | 58273.6283 | 49680.7812 | 42354.0865 | 36106.7971 | 30780.0419 | 26238.5174 | 22366.5585 | 19065.5251 | 16251.1683 | 13851.8078 | 11806.311 | 10062.542 | 8576.0391 | 7308.886 | 6228.7491 | 5308.2392 | 0 | 0 | 0 | 0 | 0 | 0 | 0 | 0 | 0 | 0 | 0 | 0 | 0 | 0 | 0 | 0 | 0 | 0
Commercial_Warehouse_New_Space Heating_Natural Gas_Furnace_E1_Codes & Standards Forecast | Commercial | Warehouse | New | Space Heating | Natural Gas | Furnace | E1 |  | Codes & Standards Forecast | 0 | 3489.4792 | 20320.5334 | 31076.7559 | 44949.0696 | 63775.3204 | 81371.747 | 96967.6557 | 110994.2684 | 124537.5369 | 137904.1418 | 151137.9523 | 164353.6309 | 177607.1239 | 190942.1392 | 204301.7216 | 217664.9551 | 231010.877 | 244339.2126 | 257649.6844 | 270963.0025 | 284279.186 | 297579.4827 | 310863.6763 | 324131.5482 | 337401.6491 | 350673.9921 | 363948.5903 | 377225.4569 | 390504.6051 | 403786.0484 | 417069.8 | 423052.9658 | 0 | 0 | 0 | 0 | 0 | 0 | 0 | 0 | 0 | 0 | 0 | 0 | 0 | 0 | 0 | 0 | 0 | 0
Commercial_Warehouse_New_Space Heating_Natural Gas_Furnace_E2_Codes & Standards Forecast | Commercial | Warehouse | New | Space Heating | Natural Gas | Furnace | E2 |  | Codes & Standards Forecast | 0 | 0 | 0 | 0 | 0 | 0 | 0 | 0 | 0 | 0 | 0 | 0 | 0 | 0 | 0 | 0 | 0 | 0 | 0 | 0 | 0 | 0 | 0 | 0 | 0 | 0 | 0 | 0 | 0 | 0 | 0 | 0 | 0 | 0 | 0 | 0 | 0 | 0 | 0 | 0 | 0 | 0 | 0 | 0 | 0 | 0 | 0 | 0 | 0 | 0 | 0
Commercial_Warehouse_New_Space Heating_Natural Gas_Furnace_E3_Codes & Standards Forecast | Commercial | Warehouse | New | Space Heating | Natural Gas | Furnace | E3 |  | Codes & Standards Forecast | 0 | 0 | 0 | 0 | 0 | 0 | 0 | 0 | 0 | 0 | 0 | 0 | 0 | 0 | 0 | 0 | 0 | 0 | 0 | 0 | 0 | 0 | 0 | 0 | 0 | 0 | 0 | 0 | 0 | 0 | 0 | 0 | 0 | 0 | 0 | 0 | 0 | 0 | 0 | 0 | 0 | 0 | 0 | 0 | 0 | 0 | 0 | 0 | 0 | 0 | 0
Commercial_Warehouse_New_Space Heating_Natural Gas_Furnace_E4_Codes & Standards Forecast | Commercial | Warehouse | New | Space Heating | Natural Gas | Furnace | E4 |  | Codes & Standards Forecast | 0 | 0 | 0 | 0 | 0 | 0 | 0 | 0 | 0 | 0 | 0 | 0 | 0 | 0 | 0 | 0 | 0 | 0 | 0 | 0 | 0 | 0 | 0 | 0 | 0 | 0 | 0 | 0 | 0 | 0 | 0 | 0 | 0 | 0 | 0 | 0 | 0 | 0 | 0 | 0 | 0 | 0 | 0 | 0 | 0 | 0 | 0 | 0 | 0 | 0 | 0
Commercial_Warehouse_New_Space Heating_Natural Gas_Furnace_E5_Codes & Standards Forecast | Commercial | Warehouse | New | Space Heating | Natural Gas | Furnace | E5 |  | Codes & Standards Forecast | 0 | 0 | 0 | 0 | 0 | 0 | 0 | 0 | 0 | 0 | 0 | 0 | 0 | 0 | 0 | 0 | 0 | 0 | 0 | 0 | 0 | 0 | 0 | 0 | 0 | 0 | 0 | 0 | 0 | 0 | 0 | 0 | 0 | 0 | 0 | 0 | 0 | 0 | 0 | 0 | 0 | 0 | 0 | 0 | 0 | 0 | 0 | 0 | 0 | 0 | 0
Commercial_Warehouse_New_Space Heating_Natural Gas_Furnace_E6_Codes & Standards Forecast | Commercial | Warehouse | New | Space Heating | Natural Gas | Furnace | E6 |  | Codes & Standards Forecast | 0 | 0 | 0 | 0 | 0 | 0 | 0 | 0 | 0 | 0 | 0 | 0 | 0 | 0 | 0 | 0 | 0 | 0 | 0 | 0 | 0 | 0 | 0 | 0 | 0 | 0 | 0 | 0 | 0 | 0 | 0 | 0 | 0 | 0 | 0 | 0 | 0 | 0 | 0 | 0 | 0 | 0 | 0 | 0 | 0 | 0 | 0 | 0 | 0 | 0 | 0
Commercial_Warehouse_New_Space Heating_Natural Gas_Furnace_E7_Codes & Standards Forecast | Commercial | Warehouse | New | Space Heating | Natural Gas | Furnace | E7 |  | Codes & Standards Forecast | 0 | 0 | 0 | 0 | 0 | 0 | 0 | 0 | 0 | 0 | 0 | 0 | 0 | 0 | 0 | 0 | 0 | 0 | 0 | 0 | 0 | 0 | 0 | 0 | 0 | 0 | 0 | 0 | 0 | 0 | 0 | 0 | 0 | 0 | 0 | 0 | 0 | 0 | 0 | 0 | 0 | 0 | 0 | 0 | 0 | 0 | 0 | 0 | 0 | 0 | 0
Commercial_Warehouse_New_Space Heating_Natural Gas_Furnace_E8_Codes & Standards Forecast | Commercial | Warehouse | New | Space Heating | Natural Gas | Furnace | E8 |  | Codes & Standards Forecast | 0 | 0 | 0 | 0 | 0 | 0 | 0 | 0 | 0 | 0 | 0 | 0 | 0 | 0 | 0 | 0 | 0 | 0 | 0 | 0 | 0 | 0 | 0 | 0 | 0 | 0 | 0 | 0 | 0 | 0 | 0 | 0 | 0 | 0 | 0 | 0 | 0 | 0 | 0 | 0 | 0 | 0 | 0 | 0 | 0 | 0 | 0 | 0 | 0 | 0 | 0
Commercial_Warehouse_New_Space Heating_Natural Gas_Furnace_E9_Codes & Standards Forecast | Commercial | Warehouse | New | Space Heating | Natural Gas | Furnace | E9 |  | Codes & Standards Forecast | 0 | 0 | 0 | 0 | 0 | 0 | 0 | 0 | 0 | 0 | 0 | 0 | 0 | 0 | 0 | 0 | 0 | 0 | 0 | 0 | 0 | 0 | 0 | 0 | 0 | 0 | 0 | 0 | 0 | 0 | 0 | 0 | 0 | 0 | 0 | 0 | 0 | 0 | 0 | 0 | 0 | 0 | 0 | 0 | 0 | 0 | 0 | 0 | 0 | 0 | 0
Commercial_Warehouse_New_Space Heating_Natural Gas_Furnace_E10_Codes & Standards Forecast | Commercial | Warehouse | New | Space Heating | Natural Gas | Furnace | E10 |  | Codes & Standards Forecast | 0 | 0 | 0 | 0 | 0 | 0 | 0 | 0 | 0 | 0 | 0 | 0 | 0 | 0 | 0 | 0 | 0 | 0 | 0 | 0 | 0 | 0 | 0 | 0 | 0 | 0 | 0 | 0 | 0 | 0 | 0 | 0 | 0 | 0 | 0 | 0 | 0 | 0 | 0 | 0 | 0 | 0 | 0 | 0 | 0 | 0 | 0 | 0 | 0 | 0 | 0
Commercial_Warehouse_New_Space Heating_Natural Gas_Furnace_Vintage_Codes & Standards Forecast | Commercial | Warehouse | New | Space Heating | Natural Gas | Furnace | Vintage |  | Codes & Standards Forecast | 0 | 0 | 0 | 0 | 0 | 0 | 0 | 0 | 0 | 0 | 0 | 0 | 0 | 0 | 0 | 0 | 0 | 0 | 0 | 0 | 0 | 0 | 0 | 0 | 0 | 0 | 0 | 0 | 0 | 0 | 0 | 0 | 0 | 0 | 0 | 0 | 0 | 0 | 0 | 0 | 0 | 0 | 0 | 0 | 0 | 0 | 0 | 0 | 0 | 0 | 0
Commercial_Warehouse_New_Space Heating_Natural Gas_Boiler_E1_Codes & Standards Forecast | Commercial | Warehouse | New | Space Heating | Natural Gas | Boiler | E1 |  | Codes & Standards Forecast | 0 | 178.7096 | 1040.6921 | 1591.5593 | 2302.0135 | 3266.1777 | 4167.3579 | 4966.0839 | 5684.4403 | 6378.0428 | 7062.5977 | 7740.3516 | 8417.177 | 9095.939 | 9778.876 | 10463.0712 | 11147.4535 | 11830.9491 | 12513.544 | 13195.2241 | 13877.05 | 14559.0226 | 15240.1816 | 15920.5158 | 16600.0142 | 17279.6268 | 17959.3541 | 18639.197 | 19319.156 | 19999.2319 | 20679.4253 | 21359.737 | 21666.1577 | 0 | 0 | 0 | 0 | 0 | 0 | 0 | 0 | 0 | 0 | 0 | 0 | 0 | 0 | 0 | 0 | 0 | 0
Commercial_Warehouse_New_Space Heating_Natural Gas_Boiler_E2_Codes & Standards Forecast | Commercial | Warehouse | New | Space Heating | Natural Gas | Boiler | E2 |  | Codes & Standards Forecast | 0 | 0 | 0 | 0 | 0 | 0 | 0 | 0 | 0 | 0 | 0 | 0 | 0 | 0 | 0 | 0 | 0 | 0 | 0 | 0 | 0 | 0 | 0 | 0 | 0 | 0 | 0 | 0 | 0 | 0 | 0 | 0 | 0 | 0 | 0 | 0 | 0 | 0 | 0 | 0 | 0 | 0 | 0 | 0 | 0 | 0 | 0 | 0 | 0 | 0 | 0
Commercial_Warehouse_New_Space Heating_Natural Gas_Boiler_E3_Codes & Standards Forecast | Commercial | Warehouse | New | Space Heating | Natural Gas | Boiler | E3 |  | Codes & Standards Forecast | 0 | 0 | 0 | 0 | 0 | 0 | 0 | 0 | 0 | 0 | 0 | 0 | 0 | 0 | 0 | 0 | 0 | 0 | 0 | 0 | 0 | 0 | 0 | 0 | 0 | 0 | 0 | 0 | 0 | 0 | 0 | 0 | 0 | 0 | 0 | 0 | 0 | 0 | 0 | 0 | 0 | 0 | 0 | 0 | 0 | 0 | 0 | 0 | 0 | 0 | 0
Commercial_Warehouse_New_Space Heating_Natural Gas_Boiler_E4_Codes & Standards Forecast | Commercial | Warehouse | New | Space Heating | Natural Gas | Boiler | E4 |  | Codes & Standards Forecast | 0 | 0 | 0 | 0 | 0 | 0 | 0 | 0 | 0 | 0 | 0 | 0 | 0 | 0 | 0 | 0 | 0 | 0 | 0 | 0 | 0 | 0 | 0 | 0 | 0 | 0 | 0 | 0 | 0 | 0 | 0 | 0 | 0 | 0 | 0 | 0 | 0 | 0 | 0 | 0 | 0 | 0 | 0 | 0 | 0 | 0 | 0 | 0 | 0 | 0 | 0
Commercial_Warehouse_New_Space Heating_Natural Gas_Boiler_E5_Codes & Standards Forecast | Commercial | Warehouse | New | Space Heating | Natural Gas | Boiler | E5 |  | Codes & Standards Forecast | 0 | 0 | 0 | 0 | 0 | 0 | 0 | 0 | 0 | 0 | 0 | 0 | 0 | 0 | 0 | 0 | 0 | 0 | 0 | 0 | 0 | 0 | 0 | 0 | 0 | 0 | 0 | 0 | 0 | 0 | 0 | 0 | 0 | 0 | 0 | 0 | 0 | 0 | 0 | 0 | 0 | 0 | 0 | 0 | 0 | 0 | 0 | 0 | 0 | 0 | 0
Commercial_Warehouse_New_Space Heating_Natural Gas_Boiler_E6_Codes & Standards Forecast | Commercial | Warehouse | New | Space Heating | Natural Gas | Boiler | E6 |  | Codes & Standards Forecast | 0 | 0 | 0 | 0 | 0 | 0 | 0 | 0 | 0 | 0 | 0 | 0 | 0 | 0 | 0 | 0 | 0 | 0 | 0 | 0 | 0 | 0 | 0 | 0 | 0 | 0 | 0 | 0 | 0 | 0 | 0 | 0 | 0 | 0 | 0 | 0 | 0 | 0 | 0 | 0 | 0 | 0 | 0 | 0 | 0 | 0 | 0 | 0 | 0 | 0 | 0
Commercial_Warehouse_New_Space Heating_Natural Gas_Boiler_E7_Codes & Standards Forecast | Commercial | Warehouse | New | Space Heating | Natural Gas | Boiler | E7 |  | Codes & Standards Forecast | 0 | 0 | 0 | 0 | 0 | 0 | 0 | 0 | 0 | 0 | 0 | 0 | 0 | 0 | 0 | 0 | 0 | 0 | 0 | 0 | 0 | 0 | 0 | 0 | 0 | 0 | 0 | 0 | 0 | 0 | 0 | 0 | 0 | 0 | 0 | 0 | 0 | 0 | 0 | 0 | 0 | 0 | 0 | 0 | 0 | 0 | 0 | 0 | 0 | 0 | 0
Commercial_Warehouse_New_Space Heating_Natural Gas_Boiler_E8_Codes & Standards Forecast | Commercial | Warehouse | New | Space Heating | Natural Gas | Boiler | E8 |  | Codes & Standards Forecast | 0 | 0 | 0 | 0 | 0 | 0 | 0 | 0 | 0 | 0 | 0 | 0 | 0 | 0 | 0 | 0 | 0 | 0 | 0 | 0 | 0 | 0 | 0 | 0 | 0 | 0 | 0 | 0 | 0 | 0 | 0 | 0 | 0 | 0 | 0 | 0 | 0 | 0 | 0 | 0 | 0 | 0 | 0 | 0 | 0 | 0 | 0 | 0 | 0 | 0 | 0
Commercial_Warehouse_New_Space Heating_Natural Gas_Boiler_E9_Codes & Standards Forecast | Commercial | Warehouse | New | Space Heating | Natural Gas | Boiler | E9 |  | Codes & Standards Forecast | 0 | 0 | 0 | 0 | 0 | 0 | 0 | 0 | 0 | 0 | 0 | 0 | 0 | 0 | 0 | 0 | 0 | 0 | 0 | 0 | 0 | 0 | 0 | 0 | 0 | 0 | 0 | 0 | 0 | 0 | 0 | 0 | 0 | 0 | 0 | 0 | 0 | 0 | 0 | 0 | 0 | 0 | 0 | 0 | 0 | 0 | 0 | 0 | 0 | 0 | 0
Commercial_Warehouse_New_Space Heating_Natural Gas_Boiler_E10_Codes & Standards Forecast | Commercial | Warehouse | New | Space Heating | Natural Gas | Boiler | E10 |  | Codes & Standards Forecast | 0 | 0 | 0 | 0 | 0 | 0 | 0 | 0 | 0 | 0 | 0 | 0 | 0 | 0 | 0 | 0 | 0 | 0 | 0 | 0 | 0 | 0 | 0 | 0 | 0 | 0 | 0 | 0 | 0 | 0 | 0 | 0 | 0 | 0 | 0 | 0 | 0 | 0 | 0 | 0 | 0 | 0 | 0 | 0 | 0 | 0 | 0 | 0 | 0 | 0 | 0
Commercial_Warehouse_New_Space Heating_Natural Gas_Boiler_Vintage_Codes & Standards Forecast | Commercial | Warehouse | New | Space Heating | Natural Gas | Boiler | Vintage |  | Codes & Standards Forecast | 0 | 0 | 0 | 0 | 0 | 0 | 0 | 0 | 0 | 0 | 0 | 0 | 0 | 0 | 0 | 0 | 0 | 0 | 0 | 0 | 0 | 0 | 0 | 0 | 0 | 0 | 0 | 0 | 0 | 0 | 0 | 0 | 0 | 0 | 0 | 0 | 0 | 0 | 0 | 0 | 0 | 0 | 0 | 0 | 0 | 0 | 0 | 0 | 0 | 0 | 0
Commercial_Warehouse_New_Space Heating_Natural Gas_Unit Heater_E1_Codes & Standards Forecast | Commercial | Warehouse | New | Space Heating | Natural Gas | Unit Heater | E1 |  | Codes & Standards Forecast | 0 | 1524.137 | 8875.6156 | 13573.7254 | 19632.8835 | 27855.8254 | 35541.6039 | 42353.5949 | 48480.1478 | 54395.5853 | 60233.8596 | 66014.1319 | 71786.4844 | 77575.3536 | 83399.8302 | 89235.0371 | 95071.8388 | 100901.0792 | 106722.6382 | 112536.3946 | 118351.3942 | 124167.6454 | 129976.9576 | 135779.2362 | 141574.3858 | 147370.509 | 153167.6115 | 158965.699 | 164764.7773 | 170564.8522 | 176365.9295 | 182168.015 | 184781.3461 | 0 | 0 | 0 | 0 | 0 | 0 | 0 | 0 | 0 | 0 | 0 | 0 | 0 | 0 | 0 | 0 | 0 | 0
Commercial_Warehouse_New_Space Heating_Natural Gas_Unit Heater_E2_Codes & Standards Forecast | Commercial | Warehouse | New | Space Heating | Natural Gas | Unit Heater | E2 |  | Codes & Standards Forecast | 0 | 0 | 0 | 0 | 0 | 0 | 0 | 0 | 0 | 0 | 0 | 0 | 0 | 0 | 0 | 0 | 0 | 0 | 0 | 0 | 0 | 0 | 0 | 0 | 0 | 0 | 0 | 0 | 0 | 0 | 0 | 0 | 0 | 0 | 0 | 0 | 0 | 0 | 0 | 0 | 0 | 0 | 0 | 0 | 0 | 0 | 0 | 0 | 0 | 0 | 0
Commercial_Warehouse_New_Space Heating_Natural Gas_Unit Heater_E3_Codes & Standards Forecast | Commercial | Warehouse | New | Space Heating | Natural Gas | Unit Heater | E3 |  | Codes & Standards Forecast | 0 | 0 | 0 | 0 | 0 | 0 | 0 | 0 | 0 | 0 | 0 | 0 | 0 | 0 | 0 | 0 | 0 | 0 | 0 | 0 | 0 | 0 | 0 | 0 | 0 | 0 | 0 | 0 | 0 | 0 | 0 | 0 | 0 | 0 | 0 | 0 | 0 | 0 | 0 | 0 | 0 | 0 | 0 | 0 | 0 | 0 | 0 | 0 | 0 | 0 | 0
Commercial_Warehouse_New_Space Heating_Natural Gas_Unit Heater_E4_Codes & Standards Forecast | Commercial | Warehouse | New | Space Heating | Natural Gas | Unit Heater | E4 |  | Codes & Standards Forecast | 0 | 0 | 0 | 0 | 0 | 0 | 0 | 0 | 0 | 0 | 0 | 0 | 0 | 0 | 0 | 0 | 0 | 0 | 0 | 0 | 0 | 0 | 0 | 0 | 0 | 0 | 0 | 0 | 0 | 0 | 0 | 0 | 0 | 0 | 0 | 0 | 0 | 0 | 0 | 0 | 0 | 0 | 0 | 0 | 0 | 0 | 0 | 0 | 0 | 0 | 0
Commercial_Warehouse_New_Space Heating_Natural Gas_Unit Heater_E5_Codes & Standards Forecast | Commercial | Warehouse | New | Space Heating | Natural Gas | Unit Heater | E5 |  | Codes & Standards Forecast | 0 | 0 | 0 | 0 | 0 | 0 | 0 | 0 | 0 | 0 | 0 | 0 | 0 | 0 | 0 | 0 | 0 | 0 | 0 | 0 | 0 | 0 | 0 | 0 | 0 | 0 | 0 | 0 | 0 | 0 | 0 | 0 | 0 | 0 | 0 | 0 | 0 | 0 | 0 | 0 | 0 | 0 | 0 | 0 | 0 | 0 | 0 | 0 | 0 | 0 | 0
Commercial_Warehouse_New_Space Heating_Natural Gas_Unit Heater_E6_Codes & Standards Forecast | Commercial | Warehouse | New | Space Heating | Natural Gas | Unit Heater | E6 |  | Codes & Standards Forecast | 0 | 0 | 0 | 0 | 0 | 0 | 0 | 0 | 0 | 0 | 0 | 0 | 0 | 0 | 0 | 0 | 0 | 0 | 0 | 0 | 0 | 0 | 0 | 0 | 0 | 0 | 0 | 0 | 0 | 0 | 0 | 0 | 0 | 0 | 0 | 0 | 0 | 0 | 0 | 0 | 0 | 0 | 0 | 0 | 0 | 0 | 0 | 0 | 0 | 0 | 0
Commercial_Warehouse_New_Space Heating_Natural Gas_Unit Heater_E7_Codes & Standards Forecast | Commercial | Warehouse | New | Space Heating | Natural Gas | Unit Heater | E7 |  | Codes & Standards Forecast | 0 | 0 | 0 | 0 | 0 | 0 | 0 | 0 | 0 | 0 | 0 | 0 | 0 | 0 | 0 | 0 | 0 | 0 | 0 | 0 | 0 | 0 | 0 | 0 | 0 | 0 | 0 | 0 | 0 | 0 | 0 | 0 | 0 | 0 | 0 | 0 | 0 | 0 | 0 | 0 | 0 | 0 | 0 | 0 | 0 | 0 | 0 | 0 | 0 | 0 | 0
Commercial_Warehouse_New_Space Heating_Natural Gas_Unit Heater_E8_Codes & Standards Forecast | Commercial | Warehouse | New | Space Heating | Natural Gas | Unit Heater | E8 |  | Codes & Standards Forecast | 0 | 0 | 0 | 0 | 0 | 0 | 0 | 0 | 0 | 0 | 0 | 0 | 0 | 0 | 0 | 0 | 0 | 0 | 0 | 0 | 0 | 0 | 0 | 0 | 0 | 0 | 0 | 0 | 0 | 0 | 0 | 0 | 0 | 0 | 0 | 0 | 0 | 0 | 0 | 0 | 0 | 0 | 0 | 0 | 0 | 0 | 0 | 0 | 0 | 0 | 0
Commercial_Warehouse_New_Space Heating_Natural Gas_Unit Heater_E9_Codes & Standards Forecast | Commercial | Warehouse | New | Space Heating | Natural Gas | Unit Heater | E9 |  | Codes & Standards Forecast | 0 | 0 | 0 | 0 | 0 | 0 | 0 | 0 | 0 | 0 | 0 | 0 | 0 | 0 | 0 | 0 | 0 | 0 | 0 | 0 | 0 | 0 | 0 | 0 | 0 | 0 | 0 | 0 | 0 | 0 | 0 | 0 | 0 | 0 | 0 | 0 | 0 | 0 | 0 | 0 | 0 | 0 | 0 | 0 | 0 | 0 | 0 | 0 | 0 | 0 | 0
Commercial_Warehouse_New_Space Heating_Natural Gas_Unit Heater_E10_Codes & Standards Forecast | Commercial | Warehouse | New | Space Heating | Natural Gas | Unit Heater | E10 |  | Codes & Standards Forecast | 0 | 0 | 0 | 0 | 0 | 0 | 0 | 0 | 0 | 0 | 0 | 0 | 0 | 0 | 0 | 0 | 0 | 0 | 0 | 0 | 0 | 0 | 0 | 0 | 0 | 0 | 0 | 0 | 0 | 0 | 0 | 0 | 0 | 0 | 0 | 0 | 0 | 0 | 0 | 0 | 0 | 0 | 0 | 0 | 0 | 0 | 0 | 0 | 0 | 0 | 0
Commercial_Warehouse_New_Space Heating_Natural Gas_Unit Heater_Vintage_Codes & Standards Forecast | Commercial | Warehouse | New | Space Heating | Natural Gas | Unit Heater | Vintage |  | Codes & Standards Forecast | 0 | 0 | 0 | 0 | 0 | 0 | 0 | 0 | 0 | 0 | 0 | 0 | 0 | 0 | 0 | 0 | 0 | 0 | 0 | 0 | 0 | 0 | 0 | 0 | 0 | 0 | 0 | 0 | 0 | 0 | 0 | 0 | 0 | 0 | 0 | 0 | 0 | 0 | 0 | 0 | 0 | 0 | 0 | 0 | 0 | 0 | 0 | 0 | 0 | 0 | 0
Commercial_Warehouse_New_Water Heating_Natural Gas_Water Heater_E1_Codes & Standards Forecast | Commercial | Warehouse | New | Water Heating | Natural Gas | Water Heater | E1 |  | Codes & Standards Forecast | 0 | 2440.0925 | 14209.5649 | 21731.082 | 31431.5922 | 44596.2482 | 56900.9235 | 67806.6941 | 77615.1011 | 87085.5195 | 96432.4021 | 105686.4253 | 114927.7694 | 124195.5561 | 133520.3489 | 142862.3208 | 152206.8459 | 161539.2654 | 170859.3874 | 180167.0177 | 189476.6383 | 198788.2626 | 208088.7778 | 217378.0325 | 226655.8739 | 235935.274 | 245216.2419 | 254498.7868 | 263782.918 | 273068.6446 | 282355.976 | 291644.9217 | 295828.7776 | 0 | 0 | 0 | 0 | 0 | 0 | 0 | 0 | 0 | 0 | 0 | 0 | 0 | 0 | 0 | 0 | 0 | 0
Commercial_Warehouse_New_Water Heating_Natural Gas_Water Heater_E2_Codes & Standards Forecast | Commercial | Warehouse | New | Water Heating | Natural Gas | Water Heater | E2 |  | Codes & Standards Forecast | 0 | 0 | 0 | 0 | 0 | 0 | 0 | 0 | 0 | 0 | 0 | 0 | 0 | 0 | 0 | 0 | 0 | 0 | 0 | 0 | 0 | 0 | 0 | 0 | 0 | 0 | 0 | 0 | 0 | 0 | 0 | 0 | 0 | 0 | 0 | 0 | 0 | 0 | 0 | 0 | 0 | 0 | 0 | 0 | 0 | 0 | 0 | 0 | 0 | 0 | 0
Commercial_Warehouse_New_Water Heating_Natural Gas_Water Heater_E3_Codes & Standards Forecast | Commercial | Warehouse | New | Water Heating | Natural Gas | Water Heater | E3 |  | Codes & Standards Forecast | 0 | 0 | 0 | 0 | 0 | 0 | 0 | 0 | 0 | 0 | 0 | 0 | 0 | 0 | 0 | 0 | 0 | 0 | 0 | 0 | 0 | 0 | 0 | 0 | 0 | 0 | 0 | 0 | 0 | 0 | 0 | 0 | 0 | 0 | 0 | 0 | 0 | 0 | 0 | 0 | 0 | 0 | 0 | 0 | 0 | 0 | 0 | 0 | 0 | 0 | 0
Commercial_Warehouse_New_Water Heating_Natural Gas_Water Heater_E4_Codes & Standards Forecast | Commercial | Warehouse | New | Water Heating | Natural Gas | Water Heater | E4 |  | Codes & Standards Forecast | 0 | 0 | 0 | 0 | 0 | 0 | 0 | 0 | 0 | 0 | 0 | 0 | 0 | 0 | 0 | 0 | 0 | 0 | 0 | 0 | 0 | 0 | 0 | 0 | 0 | 0 | 0 | 0 | 0 | 0 | 0 | 0 | 0 | 0 | 0 | 0 | 0 | 0 | 0 | 0 | 0 | 0 | 0 | 0 | 0 | 0 | 0 | 0 | 0 | 0 | 0
Commercial_Warehouse_New_Water Heating_Natural Gas_Water Heater_E5_Codes & Standards Forecast | Commercial | Warehouse | New | Water Heating | Natural Gas | Water Heater | E5 |  | Codes & Standards Forecast | 0 | 0 | 0 | 0 | 0 | 0 | 0 | 0 | 0 | 0 | 0 | 0 | 0 | 0 | 0 | 0 | 0 | 0 | 0 | 0 | 0 | 0 | 0 | 0 | 0 | 0 | 0 | 0 | 0 | 0 | 0 | 0 | 0 | 0 | 0 | 0 | 0 | 0 | 0 | 0 | 0 | 0 | 0 | 0 | 0 | 0 | 0 | 0 | 0 | 0 | 0
Commercial_Warehouse_New_Water Heating_Natural Gas_Water Heater_E6_Codes & Standards Forecast | Commercial | Warehouse | New | Water Heating | Natural Gas | Water Heater | E6 |  | Codes & Standards Forecast | 0 | 0 | 0 | 0 | 0 | 0 | 0 | 0 | 0 | 0 | 0 | 0 | 0 | 0 | 0 | 0 | 0 | 0 | 0 | 0 | 0 | 0 | 0 | 0 | 0 | 0 | 0 | 0 | 0 | 0 | 0 | 0 | 0 | 0 | 0 | 0 | 0 | 0 | 0 | 0 | 0 | 0 | 0 | 0 | 0 | 0 | 0 | 0 | 0 | 0 | 0
Commercial_Warehouse_New_Water Heating_Natural Gas_Water Heater_E7_Codes & Standards Forecast | Commercial | Warehouse | New | Water Heating | Natural Gas | Water Heater | E7 |  | Codes & Standards Forecast | 0 | 0 | 0 | 0 | 0 | 0 | 0 | 0 | 0 | 0 | 0 | 0 | 0 | 0 | 0 | 0 | 0 | 0 | 0 | 0 | 0 | 0 | 0 | 0 | 0 | 0 | 0 | 0 | 0 | 0 | 0 | 0 | 0 | 0 | 0 | 0 | 0 | 0 | 0 | 0 | 0 | 0 | 0 | 0 | 0 | 0 | 0 | 0 | 0 | 0 | 0
Commercial_Warehouse_New_Water Heating_Natural Gas_Water Heater_E8_Codes & Standards Forecast | Commercial | Warehouse | New | Water Heating | Natural Gas | Water Heater | E8 |  | Codes & Standards Forecast | 0 | 0 | 0 | 0 | 0 | 0 | 0 | 0 | 0 | 0 | 0 | 0 | 0 | 0 | 0 | 0 | 0 | 0 | 0 | 0 | 0 | 0 | 0 | 0 | 0 | 0 | 0 | 0 | 0 | 0 | 0 | 0 | 0 | 0 | 0 | 0 | 0 | 0 | 0 | 0 | 0 | 0 | 0 | 0 | 0 | 0 | 0 | 0 | 0 | 0 | 0
Commercial_Warehouse_New_Water Heating_Natural Gas_Water Heater_E9_Codes & Standards Forecast | Commercial | Warehouse | New | Water Heating | Natural Gas | Water Heater | E9 |  | Codes & Standards Forecast | 0 | 0 | 0 | 0 | 0 | 0 | 0 | 0 | 0 | 0 | 0 | 0 | 0 | 0 | 0 | 0 | 0 | 0 | 0 | 0 | 0 | 0 | 0 | 0 | 0 | 0 | 0 | 0 | 0 | 0 | 0 | 0 | 0 | 0 | 0 | 0 | 0 | 0 | 0 | 0 | 0 | 0 | 0 | 0 | 0 | 0 | 0 | 0 | 0 | 0 | 0
Commercial_Warehouse_New_Water Heating_Natural Gas_Water Heater_E10_Codes & Standards Forecast | Commercial | Warehouse | New | Water Heating | Natural Gas | Water Heater | E10 |  | Codes & Standards Forecast | 0 | 0 | 0 | 0 | 0 | 0 | 0 | 0 | 0 | 0 | 0 | 0 | 0 | 0 | 0 | 0 | 0 | 0 | 0 | 0 | 0 | 0 | 0 | 0 | 0 | 0 | 0 | 0 | 0 | 0 | 0 | 0 | 0 | 0 | 0 | 0 | 0 | 0 | 0 | 0 | 0 | 0 | 0 | 0 | 0 | 0 | 0 | 0 | 0 | 0 | 0
Commercial_Warehouse_New_Water Heating_Natural Gas_Water Heater_Vintage_Codes & Standards Forecast | Commercial | Warehouse | New | Water Heating | Natural Gas | Water Heater | Vintage |  | Codes & Standards Forecast | 0 | 0 | 0 | 0 | 0 | 0 | 0 | 0 | 0 | 0 | 0 | 0 | 0 | 0 | 0 | 0 | 0 | 0 | 0 | 0 | 0 | 0 | 0 | 0 | 0 | 0 | 0 | 0 | 0 | 0 | 0 | 0 | 0 | 0 | 0 | 0 | 0 | 0 | 0 | 0 | 0 | 0 | 0 | 0 | 0 | 0 | 0 | 0 | 0 | 0 | 0
Commercial_Warehouse_New_Food Preparation_Natural Gas_Oven_E1_Codes & Standards Forecast | Commercial | Warehouse | New | Food Preparation | Natural Gas | Oven | E1 |  | Codes & Standards Forecast | 0 | 49.9775 | 291.0374 | 445.0916 | 643.7754 | 913.4112 | 1165.4331 | 1388.8028 | 1589.6966 | 1783.6678 | 1975.1087 | 2164.6477 | 2353.927 | 2543.7479 | 2734.7364 | 2926.0768 | 3117.4694 | 3308.6141 | 3499.507 | 3690.1439 | 3880.8217 | 4071.5405 | 4262.0317 | 4452.2923 | 4642.3192 | 4832.3779 | 5022.4688 | 5212.592 | 5402.7477 | 5592.936 | 5783.1573 | 5973.4115 | 6059.1044 | 0 | 0 | 0 | 0 | 0 | 0 | 0 | 0 | 0 | 0 | 0 | 0 | 0 | 0 | 0 | 0 | 0 | 0
Commercial_Warehouse_New_Food Preparation_Natural Gas_Oven_E2_Codes & Standards Forecast | Commercial | Warehouse | New | Food Preparation | Natural Gas | Oven | E2 |  | Codes & Standards Forecast | 0 | 0 | 0 | 0 | 0 | 0 | 0 | 0 | 0 | 0 | 0 | 0 | 0 | 0 | 0 | 0 | 0 | 0 | 0 | 0 | 0 | 0 | 0 | 0 | 0 | 0 | 0 | 0 | 0 | 0 | 0 | 0 | 0 | 0 | 0 | 0 | 0 | 0 | 0 | 0 | 0 | 0 | 0 | 0 | 0 | 0 | 0 | 0 | 0 | 0 | 0
Commercial_Warehouse_New_Food Preparation_Natural Gas_Oven_E3_Codes & Standards Forecast | Commercial | Warehouse | New | Food Preparation | Natural Gas | Oven | E3 |  | Codes & Standards Forecast | 0 | 0 | 0 | 0 | 0 | 0 | 0 | 0 | 0 | 0 | 0 | 0 | 0 | 0 | 0 | 0 | 0 | 0 | 0 | 0 | 0 | 0 | 0 | 0 | 0 | 0 | 0 | 0 | 0 | 0 | 0 | 0 | 0 | 0 | 0 | 0 | 0 | 0 | 0 | 0 | 0 | 0 | 0 | 0 | 0 | 0 | 0 | 0 | 0 | 0 | 0
Commercial_Warehouse_New_Food Preparation_Natural Gas_Oven_E4_Codes & Standards Forecast | Commercial | Warehouse | New | Food Preparation | Natural Gas | Oven | E4 |  | Codes & Standards Forecast | 0 | 0 | 0 | 0 | 0 | 0 | 0 | 0 | 0 | 0 | 0 | 0 | 0 | 0 | 0 | 0 | 0 | 0 | 0 | 0 | 0 | 0 | 0 | 0 | 0 | 0 | 0 | 0 | 0 | 0 | 0 | 0 | 0 | 0 | 0 | 0 | 0 | 0 | 0 | 0 | 0 | 0 | 0 | 0 | 0 | 0 | 0 | 0 | 0 | 0 | 0
Commercial_Warehouse_New_Food Preparation_Natural Gas_Oven_E5_Codes & Standards Forecast | Commercial | Warehouse | New | Food Preparation | Natural Gas | Oven | E5 |  | Codes & Standards Forecast | 0 | 0 | 0 | 0 | 0 | 0 | 0 | 0 | 0 | 0 | 0 | 0 | 0 | 0 | 0 | 0 | 0 | 0 | 0 | 0 | 0 | 0 | 0 | 0 | 0 | 0 | 0 | 0 | 0 | 0 | 0 | 0 | 0 | 0 | 0 | 0 | 0 | 0 | 0 | 0 | 0 | 0 | 0 | 0 | 0 | 0 | 0 | 0 | 0 | 0 | 0
Commercial_Warehouse_New_Food Preparation_Natural Gas_Oven_E6_Codes & Standards Forecast | Commercial | Warehouse | New | Food Preparation | Natural Gas | Oven | E6 |  | Codes & Standards Forecast | 0 | 0 | 0 | 0 | 0 | 0 | 0 | 0 | 0 | 0 | 0 | 0 | 0 | 0 | 0 | 0 | 0 | 0 | 0 | 0 | 0 | 0 | 0 | 0 | 0 | 0 | 0 | 0 | 0 | 0 | 0 | 0 | 0 | 0 | 0 | 0 | 0 | 0 | 0 | 0 | 0 | 0 | 0 | 0 | 0 | 0 | 0 | 0 | 0 | 0 | 0
Commercial_Warehouse_New_Food Preparation_Natural Gas_Oven_E7_Codes & Standards Forecast | Commercial | Warehouse | New | Food Preparation | Natural Gas | Oven | E7 |  | Codes & Standards Forecast | 0 | 0 | 0 | 0 | 0 | 0 | 0 | 0 | 0 | 0 | 0 | 0 | 0 | 0 | 0 | 0 | 0 | 0 | 0 | 0 | 0 | 0 | 0 | 0 | 0 | 0 | 0 | 0 | 0 | 0 | 0 | 0 | 0 | 0 | 0 | 0 | 0 | 0 | 0 | 0 | 0 | 0 | 0 | 0 | 0 | 0 | 0 | 0 | 0 | 0 | 0
Commercial_Warehouse_New_Food Preparation_Natural Gas_Oven_E8_Codes & Standards Forecast | Commercial | Warehouse | New | Food Preparation | Natural Gas | Oven | E8 |  | Codes & Standards Forecast | 0 | 0 | 0 | 0 | 0 | 0 | 0 | 0 | 0 | 0 | 0 | 0 | 0 | 0 | 0 | 0 | 0 | 0 | 0 | 0 | 0 | 0 | 0 | 0 | 0 | 0 | 0 | 0 | 0 | 0 | 0 | 0 | 0 | 0 | 0 | 0 | 0 | 0 | 0 | 0 | 0 | 0 | 0 | 0 | 0 | 0 | 0 | 0 | 0 | 0 | 0
Commercial_Warehouse_New_Food Preparation_Natural Gas_Oven_E9_Codes & Standards Forecast | Commercial | Warehouse | New | Food Preparation | Natural Gas | Oven | E9 |  | Codes & Standards Forecast | 0 | 0 | 0 | 0 | 0 | 0 | 0 | 0 | 0 | 0 | 0 | 0 | 0 | 0 | 0 | 0 | 0 | 0 | 0 | 0 | 0 | 0 | 0 | 0 | 0 | 0 | 0 | 0 | 0 | 0 | 0 | 0 | 0 | 0 | 0 | 0 | 0 | 0 | 0 | 0 | 0 | 0 | 0 | 0 | 0 | 0 | 0 | 0 | 0 | 0 | 0
Commercial_Warehouse_New_Food Preparation_Natural Gas_Oven_E10_Codes & Standards Forecast | Commercial | Warehouse | New | Food Preparation | Natural Gas | Oven | E10 |  | Codes & Standards Forecast | 0 | 0 | 0 | 0 | 0 | 0 | 0 | 0 | 0 | 0 | 0 | 0 | 0 | 0 | 0 | 0 | 0 | 0 | 0 | 0 | 0 | 0 | 0 | 0 | 0 | 0 | 0 | 0 | 0 | 0 | 0 | 0 | 0 | 0 | 0 | 0 | 0 | 0 | 0 | 0 | 0 | 0 | 0 | 0 | 0 | 0 | 0 | 0 | 0 | 0 | 0
Commercial_Warehouse_New_Food Preparation_Natural Gas_Oven_Vintage_Codes & Standards Forecast | Commercial | Warehouse | New | Food Preparation | Natural Gas | Oven | Vintage |  | Codes & Standards Forecast | 0 | 0 | 0 | 0 | 0 | 0 | 0 | 0 | 0 | 0 | 0 | 0 | 0 | 0 | 0 | 0 | 0 | 0 | 0 | 0 | 0 | 0 | 0 | 0 | 0 | 0 | 0 | 0 | 0 | 0 | 0 | 0 | 0 | 0 | 0 | 0 | 0 | 0 | 0 | 0 | 0 | 0 | 0 | 0 | 0 | 0 | 0 | 0 | 0 | 0 | 0
Commercial_Warehouse_New_Food Preparation_Natural Gas_Conveyor Oven_E1_Codes & Standards Forecast | Commercial | Warehouse | New | Food Preparation | Natural Gas | Conveyor Oven | E1 |  | Codes & Standards Forecast | 0 | 24.9887 | 145.5187 | 222.5458 | 321.8877 | 456.7056 | 582.7165 | 694.4014 | 794.8483 | 891.8339 | 987.5544 | 1082.3239 | 1176.9635 | 1271.874 | 1367.3682 | 1463.0384 | 1558.7347 | 1654.3071 | 1749.7535 | 1845.072 | 1940.4108 | 2035.7702 | 2131.0159 | 2226.1462 | 2321.1596 | 2416.189 | 2511.2344 | 2606.296 | 2701.3738 | 2796.468 | 2891.5786 | 2986.7058 | 3029.5522 | 0 | 0 | 0 | 0 | 0 | 0 | 0 | 0 | 0 | 0 | 0 | 0 | 0 | 0 | 0 | 0 | 0 | 0
Commercial_Warehouse_New_Food Preparation_Natural Gas_Conveyor Oven_E2_Codes & Standards Forecast | Commercial | Warehouse | New | Food Preparation | Natural Gas | Conveyor Oven | E2 |  | Codes & Standards Forecast | 0 | 0 | 0 | 0 | 0 | 0 | 0 | 0 | 0 | 0 | 0 | 0 | 0 | 0 | 0 | 0 | 0 | 0 | 0 | 0 | 0 | 0 | 0 | 0 | 0 | 0 | 0 | 0 | 0 | 0 | 0 | 0 | 0 | 0 | 0 | 0 | 0 | 0 | 0 | 0 | 0 | 0 | 0 | 0 | 0 | 0 | 0 | 0 | 0 | 0 | 0
Commercial_Warehouse_New_Food Preparation_Natural Gas_Conveyor Oven_E3_Codes & Standards Forecast | Commercial | Warehouse | New | Food Preparation | Natural Gas | Conveyor Oven | E3 |  | Codes & Standards Forecast | 0 | 0 | 0 | 0 | 0 | 0 | 0 | 0 | 0 | 0 | 0 | 0 | 0 | 0 | 0 | 0 | 0 | 0 | 0 | 0 | 0 | 0 | 0 | 0 | 0 | 0 | 0 | 0 | 0 | 0 | 0 | 0 | 0 | 0 | 0 | 0 | 0 | 0 | 0 | 0 | 0 | 0 | 0 | 0 | 0 | 0 | 0 | 0 | 0 | 0 | 0
Commercial_Warehouse_New_Food Preparation_Natural Gas_Conveyor Oven_E4_Codes & Standards Forecast | Commercial | Warehouse | New | Food Preparation | Natural Gas | Conveyor Oven | E4 |  | Codes & Standards Forecast | 0 | 0 | 0 | 0 | 0 | 0 | 0 | 0 | 0 | 0 | 0 | 0 | 0 | 0 | 0 | 0 | 0 | 0 | 0 | 0 | 0 | 0 | 0 | 0 | 0 | 0 | 0 | 0 | 0 | 0 | 0 | 0 | 0 | 0 | 0 | 0 | 0 | 0 | 0 | 0 | 0 | 0 | 0 | 0 | 0 | 0 | 0 | 0 | 0 | 0 | 0
Commercial_Warehouse_New_Food Preparation_Natural Gas_Conveyor Oven_E5_Codes & Standards Forecast | Commercial | Warehouse | New | Food Preparation | Natural Gas | Conveyor Oven | E5 |  | Codes & Standards Forecast | 0 | 0 | 0 | 0 | 0 | 0 | 0 | 0 | 0 | 0 | 0 | 0 | 0 | 0 | 0 | 0 | 0 | 0 | 0 | 0 | 0 | 0 | 0 | 0 | 0 | 0 | 0 | 0 | 0 | 0 | 0 | 0 | 0 | 0 | 0 | 0 | 0 | 0 | 0 | 0 | 0 | 0 | 0 | 0 | 0 | 0 | 0 | 0 | 0 | 0 | 0
Commercial_Warehouse_New_Food Preparation_Natural Gas_Conveyor Oven_E6_Codes & Standards Forecast | Commercial | Warehouse | New | Food Preparation | Natural Gas | Conveyor Oven | E6 |  | Codes & Standards Forecast | 0 | 0 | 0 | 0 | 0 | 0 | 0 | 0 | 0 | 0 | 0 | 0 | 0 | 0 | 0 | 0 | 0 | 0 | 0 | 0 | 0 | 0 | 0 | 0 | 0 | 0 | 0 | 0 | 0 | 0 | 0 | 0 | 0 | 0 | 0 | 0 | 0 | 0 | 0 | 0 | 0 | 0 | 0 | 0 | 0 | 0 | 0 | 0 | 0 | 0 | 0
Commercial_Warehouse_New_Food Preparation_Natural Gas_Conveyor Oven_E7_Codes & Standards Forecast | Commercial | Warehouse | New | Food Preparation | Natural Gas | Conveyor Oven | E7 |  | Codes & Standards Forecast | 0 | 0 | 0 | 0 | 0 | 0 | 0 | 0 | 0 | 0 | 0 | 0 | 0 | 0 | 0 | 0 | 0 | 0 | 0 | 0 | 0 | 0 | 0 | 0 | 0 | 0 | 0 | 0 | 0 | 0 | 0 | 0 | 0 | 0 | 0 | 0 | 0 | 0 | 0 | 0 | 0 | 0 | 0 | 0 | 0 | 0 | 0 | 0 | 0 | 0 | 0
Commercial_Warehouse_New_Food Preparation_Natural Gas_Conveyor Oven_E8_Codes & Standards Forecast | Commercial | Warehouse | New | Food Preparation | Natural Gas | Conveyor Oven | E8 |  | Codes & Standards Forecast | 0 | 0 | 0 | 0 | 0 | 0 | 0 | 0 | 0 | 0 | 0 | 0 | 0 | 0 | 0 | 0 | 0 | 0 | 0 | 0 | 0 | 0 | 0 | 0 | 0 | 0 | 0 | 0 | 0 | 0 | 0 | 0 | 0 | 0 | 0 | 0 | 0 | 0 | 0 | 0 | 0 | 0 | 0 | 0 | 0 | 0 | 0 | 0 | 0 | 0 | 0
Commercial_Warehouse_New_Food Preparation_Natural Gas_Conveyor Oven_E9_Codes & Standards Forecast | Commercial | Warehouse | New | Food Preparation | Natural Gas | Conveyor Oven | E9 |  | Codes & Standards Forecast | 0 | 0 | 0 | 0 | 0 | 0 | 0 | 0 | 0 | 0 | 0 | 0 | 0 | 0 | 0 | 0 | 0 | 0 | 0 | 0 | 0 | 0 | 0 | 0 | 0 | 0 | 0 | 0 | 0 | 0 | 0 | 0 | 0 | 0 | 0 | 0 | 0 | 0 | 0 | 0 | 0 | 0 | 0 | 0 | 0 | 0 | 0 | 0 | 0 | 0 | 0
Commercial_Warehouse_New_Food Preparation_Natural Gas_Conveyor Oven_E10_Codes & Standards Forecast | Commercial | Warehouse | New | Food Preparation | Natural Gas | Conveyor Oven | E10 |  | Codes & Standards Forecast | 0 | 0 | 0 | 0 | 0 | 0 | 0 | 0 | 0 | 0 | 0 | 0 | 0 | 0 | 0 | 0 | 0 | 0 | 0 | 0 | 0 | 0 | 0 | 0 | 0 | 0 | 0 | 0 | 0 | 0 | 0 | 0 | 0 | 0 | 0 | 0 | 0 | 0 | 0 | 0 | 0 | 0 | 0 | 0 | 0 | 0 | 0 | 0 | 0 | 0 | 0
Commercial_Warehouse_New_Food Preparation_Natural Gas_Conveyor Oven_Vintage_Codes & Standards Forecast | Commercial | Warehouse | New | Food Preparation | Natural Gas | Conveyor Oven | Vintage |  | Codes & Standards Forecast | 0 | 0 | 0 | 0 | 0 | 0 | 0 | 0 | 0 | 0 | 0 | 0 | 0 | 0 | 0 | 0 | 0 | 0 | 0 | 0 | 0 | 0 | 0 | 0 | 0 | 0 | 0 | 0 | 0 | 0 | 0 | 0 | 0 | 0 | 0 | 0 | 0 | 0 | 0 | 0 | 0 | 0 | 0 | 0 | 0 | 0 | 0 | 0 | 0 | 0 | 0
Commercial_Warehouse_New_Food Preparation_Natural Gas_Double Rack Oven_E1_Codes & Standards Forecast | Commercial | Warehouse | New | Food Preparation | Natural Gas | Double Rack Oven | E1 |  | Codes & Standards Forecast | 0 | 24.9887 | 145.5187 | 222.5458 | 321.8877 | 456.7056 | 582.7165 | 694.4014 | 794.8483 | 891.8339 | 987.5544 | 1082.3239 | 1176.9635 | 1271.874 | 1367.3682 | 1463.0384 | 1558.7347 | 1654.3071 | 1749.7535 | 1845.072 | 1940.4108 | 2035.7702 | 2131.0159 | 2226.1462 | 2321.1596 | 2416.189 | 2511.2344 | 2606.296 | 2701.3738 | 2796.468 | 2891.5786 | 2986.7058 | 3029.5522 | 0 | 0 | 0 | 0 | 0 | 0 | 0 | 0 | 0 | 0 | 0 | 0 | 0 | 0 | 0 | 0 | 0 | 0
Commercial_Warehouse_New_Food Preparation_Natural Gas_Double Rack Oven_E2_Codes & Standards Forecast | Commercial | Warehouse | New | Food Preparation | Natural Gas | Double Rack Oven | E2 |  | Codes & Standards Forecast | 0 | 0 | 0 | 0 | 0 | 0 | 0 | 0 | 0 | 0 | 0 | 0 | 0 | 0 | 0 | 0 | 0 | 0 | 0 | 0 | 0 | 0 | 0 | 0 | 0 | 0 | 0 | 0 | 0 | 0 | 0 | 0 | 0 | 0 | 0 | 0 | 0 | 0 | 0 | 0 | 0 | 0 | 0 | 0 | 0 | 0 | 0 | 0 | 0 | 0 | 0
Commercial_Warehouse_New_Food Preparation_Natural Gas_Double Rack Oven_E3_Codes & Standards Forecast | Commercial | Warehouse | New | Food Preparation | Natural Gas | Double Rack Oven | E3 |  | Codes & Standards Forecast | 0 | 0 | 0 | 0 | 0 | 0 | 0 | 0 | 0 | 0 | 0 | 0 | 0 | 0 | 0 | 0 | 0 | 0 | 0 | 0 | 0 | 0 | 0 | 0 | 0 | 0 | 0 | 0 | 0 | 0 | 0 | 0 | 0 | 0 | 0 | 0 | 0 | 0 | 0 | 0 | 0 | 0 | 0 | 0 | 0 | 0 | 0 | 0 | 0 | 0 | 0
Commercial_Warehouse_New_Food Preparation_Natural Gas_Double Rack Oven_E4_Codes & Standards Forecast | Commercial | Warehouse | New | Food Preparation | Natural Gas | Double Rack Oven | E4 |  | Codes & Standards Forecast | 0 | 0 | 0 | 0 | 0 | 0 | 0 | 0 | 0 | 0 | 0 | 0 | 0 | 0 | 0 | 0 | 0 | 0 | 0 | 0 | 0 | 0 | 0 | 0 | 0 | 0 | 0 | 0 | 0 | 0 | 0 | 0 | 0 | 0 | 0 | 0 | 0 | 0 | 0 | 0 | 0 | 0 | 0 | 0 | 0 | 0 | 0 | 0 | 0 | 0 | 0
Commercial_Warehouse_New_Food Preparation_Natural Gas_Double Rack Oven_E5_Codes & Standards Forecast | Commercial | Warehouse | New | Food Preparation | Natural Gas | Double Rack Oven | E5 |  | Codes & Standards Forecast | 0 | 0 | 0 | 0 | 0 | 0 | 0 | 0 | 0 | 0 | 0 | 0 | 0 | 0 | 0 | 0 | 0 | 0 | 0 | 0 | 0 | 0 | 0 | 0 | 0 | 0 | 0 | 0 | 0 | 0 | 0 | 0 | 0 | 0 | 0 | 0 | 0 | 0 | 0 | 0 | 0 | 0 | 0 | 0 | 0 | 0 | 0 | 0 | 0 | 0 | 0
Commercial_Warehouse_New_Food Preparation_Natural Gas_Double Rack Oven_E6_Codes & Standards Forecast | Commercial | Warehouse | New | Food Preparation | Natural Gas | Double Rack Oven | E6 |  | Codes & Standards Forecast | 0 | 0 | 0 | 0 | 0 | 0 | 0 | 0 | 0 | 0 | 0 | 0 | 0 | 0 | 0 | 0 | 0 | 0 | 0 | 0 | 0 | 0 | 0 | 0 | 0 | 0 | 0 | 0 | 0 | 0 | 0 | 0 | 0 | 0 | 0 | 0 | 0 | 0 | 0 | 0 | 0 | 0 | 0 | 0 | 0 | 0 | 0 | 0 | 0 | 0 | 0
Commercial_Warehouse_New_Food Preparation_Natural Gas_Double Rack Oven_E7_Codes & Standards Forecast | Commercial | Warehouse | New | Food Preparation | Natural Gas | Double Rack Oven | E7 |  | Codes & Standards Forecast | 0 | 0 | 0 | 0 | 0 | 0 | 0 | 0 | 0 | 0 | 0 | 0 | 0 | 0 | 0 | 0 | 0 | 0 | 0 | 0 | 0 | 0 | 0 | 0 | 0 | 0 | 0 | 0 | 0 | 0 | 0 | 0 | 0 | 0 | 0 | 0 | 0 | 0 | 0 | 0 | 0 | 0 | 0 | 0 | 0 | 0 | 0 | 0 | 0 | 0 | 0
Commercial_Warehouse_New_Food Preparation_Natural Gas_Double Rack Oven_E8_Codes & Standards Forecast | Commercial | Warehouse | New | Food Preparation | Natural Gas | Double Rack Oven | E8 |  | Codes & Standards Forecast | 0 | 0 | 0 | 0 | 0 | 0 | 0 | 0 | 0 | 0 | 0 | 0 | 0 | 0 | 0 | 0 | 0 | 0 | 0 | 0 | 0 | 0 | 0 | 0 | 0 | 0 | 0 | 0 | 0 | 0 | 0 | 0 | 0 | 0 | 0 | 0 | 0 | 0 | 0 | 0 | 0 | 0 | 0 | 0 | 0 | 0 | 0 | 0 | 0 | 0 | 0
Commercial_Warehouse_New_Food Preparation_Natural Gas_Double Rack Oven_E9_Codes & Standards Forecast | Commercial | Warehouse | New | Food Preparation | Natural Gas | Double Rack Oven | E9 |  | Codes & Standards Forecast | 0 | 0 | 0 | 0 | 0 | 0 | 0 | 0 | 0 | 0 | 0 | 0 | 0 | 0 | 0 | 0 | 0 | 0 | 0 | 0 | 0 | 0 | 0 | 0 | 0 | 0 | 0 | 0 | 0 | 0 | 0 | 0 | 0 | 0 | 0 | 0 | 0 | 0 | 0 | 0 | 0 | 0 | 0 | 0 | 0 | 0 | 0 | 0 | 0 | 0 | 0
Commercial_Warehouse_New_Food Preparation_Natural Gas_Double Rack Oven_E10_Codes & Standards Forecast | Commercial | Warehouse | New | Food Preparation | Natural Gas | Double Rack Oven | E10 |  | Codes & Standards Forecast | 0 | 0 | 0 | 0 | 0 | 0 | 0 | 0 | 0 | 0 | 0 | 0 | 0 | 0 | 0 | 0 | 0 | 0 | 0 | 0 | 0 | 0 | 0 | 0 | 0 | 0 | 0 | 0 | 0 | 0 | 0 | 0 | 0 | 0 | 0 | 0 | 0 | 0 | 0 | 0 | 0 | 0 | 0 | 0 | 0 | 0 | 0 | 0 | 0 | 0 | 0
Commercial_Warehouse_New_Food Preparation_Natural Gas_Double Rack Oven_Vintage_Codes & Standards Forecast | Commercial | Warehouse | New | Food Preparation | Natural Gas | Double Rack Oven | Vintage |  | Codes & Standards Forecast | 0 | 0 | 0 | 0 | 0 | 0 | 0 | 0 | 0 | 0 | 0 | 0 | 0 | 0 | 0 | 0 | 0 | 0 | 0 | 0 | 0 | 0 | 0 | 0 | 0 | 0 | 0 | 0 | 0 | 0 | 0 | 0 | 0 | 0 | 0 | 0 | 0 | 0 | 0 | 0 | 0 | 0 | 0 | 0 | 0 | 0 | 0 | 0 | 0 | 0 | 0
Commercial_Warehouse_New_Food Preparation_Natural Gas_Fryer_E1_Codes & Standards Forecast | Commercial | Warehouse | New | Food Preparation | Natural Gas | Fryer | E1 |  | Codes & Standards Forecast | 0 | 99.9549 | 582.0748 | 582.0748 | 582.0748 | 582.0748 | 557.0861 | 417.8145 | 313.3609 | 235.0207 | 152.5457 | 0 | 0 | 0 | 0 | 0 | 0 | 0 | 0 | 0 | 0 | 0 | 0 | 0 | 0 | 0 | 0 | 0 | 0 | 0 | 0 | 0 | 0 | 0 | 0 | 0 | 0 | 0 | 0 | 0 | 0 | 0 | 0 | 0 | 0 | 0 | 0 | 0 | 0 | 0 | 0
Commercial_Warehouse_New_Food Preparation_Natural Gas_Fryer_E2_Codes & Standards Forecast | Commercial | Warehouse | New | Food Preparation | Natural Gas | Fryer | E2 |  | Codes & Standards Forecast | 0 | 0 | 0 | 308.1083 | 705.4761 | 1244.7476 | 1773.7801 | 2359.7911 | 2866.0323 | 3332.3149 | 3797.6717 | 4329.2954 | 4707.8541 | 5087.4959 | 5469.4729 | 5852.1536 | 6234.9389 | 6617.2283 | 6999.0139 | 7380.2879 | 7761.6434 | 8143.0809 | 8524.0634 | 8904.5847 | 9284.6384 | 9664.7559 | 10044.9377 | 10425.184 | 10805.4954 | 11185.8721 | 11566.3145 | 11946.8231 | 12118.2088 | 0 | 0 | 0 | 0 | 0 | 0 | 0 | 0 | 0 | 0 | 0 | 0 | 0 | 0 | 0 | 0 | 0 | 0
Commercial_Warehouse_New_Food Preparation_Natural Gas_Fryer_E3_Codes & Standards Forecast | Commercial | Warehouse | New | Food Preparation | Natural Gas | Fryer | E3 |  | Codes & Standards Forecast | 0 | 0 | 0 | 0 | 0 | 0 | 0 | 0 | 0 | 0 | 0 | 0 | 0 | 0 | 0 | 0 | 0 | 0 | 0 | 0 | 0 | 0 | 0 | 0 | 0 | 0 | 0 | 0 | 0 | 0 | 0 | 0 | 0 | 0 | 0 | 0 | 0 | 0 | 0 | 0 | 0 | 0 | 0 | 0 | 0 | 0 | 0 | 0 | 0 | 0 | 0
Commercial_Warehouse_New_Food Preparation_Natural Gas_Fryer_E4_Codes & Standards Forecast | Commercial | Warehouse | New | Food Preparation | Natural Gas | Fryer | E4 |  | Codes & Standards Forecast | 0 | 0 | 0 | 0 | 0 | 0 | 0 | 0 | 0 | 0 | 0 | 0 | 0 | 0 | 0 | 0 | 0 | 0 | 0 | 0 | 0 | 0 | 0 | 0 | 0 | 0 | 0 | 0 | 0 | 0 | 0 | 0 | 0 | 0 | 0 | 0 | 0 | 0 | 0 | 0 | 0 | 0 | 0 | 0 | 0 | 0 | 0 | 0 | 0 | 0 | 0
Commercial_Warehouse_New_Food Preparation_Natural Gas_Fryer_E5_Codes & Standards Forecast | Commercial | Warehouse | New | Food Preparation | Natural Gas | Fryer | E5 |  | Codes & Standards Forecast | 0 | 0 | 0 | 0 | 0 | 0 | 0 | 0 | 0 | 0 | 0 | 0 | 0 | 0 | 0 | 0 | 0 | 0 | 0 | 0 | 0 | 0 | 0 | 0 | 0 | 0 | 0 | 0 | 0 | 0 | 0 | 0 | 0 | 0 | 0 | 0 | 0 | 0 | 0 | 0 | 0 | 0 | 0 | 0 | 0 | 0 | 0 | 0 | 0 | 0 | 0
Commercial_Warehouse_New_Food Preparation_Natural Gas_Fryer_E6_Codes & Standards Forecast | Commercial | Warehouse | New | Food Preparation | Natural Gas | Fryer | E6 |  | Codes & Standards Forecast | 0 | 0 | 0 | 0 | 0 | 0 | 0 | 0 | 0 | 0 | 0 | 0 | 0 | 0 | 0 | 0 | 0 | 0 | 0 | 0 | 0 | 0 | 0 | 0 | 0 | 0 | 0 | 0 | 0 | 0 | 0 | 0 | 0 | 0 | 0 | 0 | 0 | 0 | 0 | 0 | 0 | 0 | 0 | 0 | 0 | 0 | 0 | 0 | 0 | 0 | 0
Commercial_Warehouse_New_Food Preparation_Natural Gas_Fryer_E7_Codes & Standards Forecast | Commercial | Warehouse | New | Food Preparation | Natural Gas | Fryer | E7 |  | Codes & Standards Forecast | 0 | 0 | 0 | 0 | 0 | 0 | 0 | 0 | 0 | 0 | 0 | 0 | 0 | 0 | 0 | 0 | 0 | 0 | 0 | 0 | 0 | 0 | 0 | 0 | 0 | 0 | 0 | 0 | 0 | 0 | 0 | 0 | 0 | 0 | 0 | 0 | 0 | 0 | 0 | 0 | 0 | 0 | 0 | 0 | 0 | 0 | 0 | 0 | 0 | 0 | 0
Commercial_Warehouse_New_Food Preparation_Natural Gas_Fryer_E8_Codes & Standards Forecast | Commercial | Warehouse | New | Food Preparation | Natural Gas | Fryer | E8 |  | Codes & Standards Forecast | 0 | 0 | 0 | 0 | 0 | 0 | 0 | 0 | 0 | 0 | 0 | 0 | 0 | 0 | 0 | 0 | 0 | 0 | 0 | 0 | 0 | 0 | 0 | 0 | 0 | 0 | 0 | 0 | 0 | 0 | 0 | 0 | 0 | 0 | 0 | 0 | 0 | 0 | 0 | 0 | 0 | 0 | 0 | 0 | 0 | 0 | 0 | 0 | 0 | 0 | 0
Commercial_Warehouse_New_Food Preparation_Natural Gas_Fryer_E9_Codes & Standards Forecast | Commercial | Warehouse | New | Food Preparation | Natural Gas | Fryer | E9 |  | Codes & Standards Forecast | 0 | 0 | 0 | 0 | 0 | 0 | 0 | 0 | 0 | 0 | 0 | 0 | 0 | 0 | 0 | 0 | 0 | 0 | 0 | 0 | 0 | 0 | 0 | 0 | 0 | 0 | 0 | 0 | 0 | 0 | 0 | 0 | 0 | 0 | 0 | 0 | 0 | 0 | 0 | 0 | 0 | 0 | 0 | 0 | 0 | 0 | 0 | 0 | 0 | 0 | 0
Commercial_Warehouse_New_Food Preparation_Natural Gas_Fryer_E10_Codes & Standards Forecast | Commercial | Warehouse | New | Food Preparation | Natural Gas | Fryer | E10 |  | Codes & Standards Forecast | 0 | 0 | 0 | 0 | 0 | 0 | 0 | 0 | 0 | 0 | 0 | 0 | 0 | 0 | 0 | 0 | 0 | 0 | 0 | 0 | 0 | 0 | 0 | 0 | 0 | 0 | 0 | 0 | 0 | 0 | 0 | 0 | 0 | 0 | 0 | 0 | 0 | 0 | 0 | 0 | 0 | 0 | 0 | 0 | 0 | 0 | 0 | 0 | 0 | 0 | 0
Commercial_Warehouse_New_Food Preparation_Natural Gas_Fryer_Vintage_Codes & Standards Forecast | Commercial | Warehouse | New | Food Preparation | Natural Gas | Fryer | Vintage |  | Codes & Standards Forecast | 0 | 0 | 0 | 0 | 0 | 0 | 0 | 0 | 0 | 0 | 0 | 0 | 0 | 0 | 0 | 0 | 0 | 0 | 0 | 0 | 0 | 0 | 0 | 0 | 0 | 0 | 0 | 0 | 0 | 0 | 0 | 0 | 0 | 0 | 0 | 0 | 0 | 0 | 0 | 0 | 0 | 0 | 0 | 0 | 0 | 0 | 0 | 0 | 0 | 0 | 0
Commercial_Warehouse_New_Food Preparation_Natural Gas_Broiler_E1_Codes & Standards Forecast | Commercial | Warehouse | New | Food Preparation | Natural Gas | Broiler | E1 |  | Codes & Standards Forecast | 0 | 0 | 0 | 0 | 0 | 0 | 0 | 0 | 0 | 0 | 0 | 0 | 0 | 0 | 0 | 0 | 0 | 0 | 0 | 0 | 0 | 0 | 0 | 0 | 0 | 0 | 0 | 0 | 0 | 0 | 0 | 0 | 0 | 0 | 0 | 0 | 0 | 0 | 0 | 0 | 0 | 0 | 0 | 0 | 0 | 0 | 0 | 0 | 0 | 0 | 0
Commercial_Warehouse_New_Food Preparation_Natural Gas_Broiler_E2_Codes & Standards Forecast | Commercial | Warehouse | New | Food Preparation | Natural Gas | Broiler | E2 |  | Codes & Standards Forecast | 0 | 0 | 0 | 0 | 0 | 0 | 0 | 0 | 0 | 0 | 0 | 0 | 0 | 0 | 0 | 0 | 0 | 0 | 0 | 0 | 0 | 0 | 0 | 0 | 0 | 0 | 0 | 0 | 0 | 0 | 0 | 0 | 0 | 0 | 0 | 0 | 0 | 0 | 0 | 0 | 0 | 0 | 0 | 0 | 0 | 0 | 0 | 0 | 0 | 0 | 0
Commercial_Warehouse_New_Food Preparation_Natural Gas_Broiler_E3_Codes & Standards Forecast | Commercial | Warehouse | New | Food Preparation | Natural Gas | Broiler | E3 |  | Codes & Standards Forecast | 0 | 0 | 0 | 0 | 0 | 0 | 0 | 0 | 0 | 0 | 0 | 0 | 0 | 0 | 0 | 0 | 0 | 0 | 0 | 0 | 0 | 0 | 0 | 0 | 0 | 0 | 0 | 0 | 0 | 0 | 0 | 0 | 0 | 0 | 0 | 0 | 0 | 0 | 0 | 0 | 0 | 0 | 0 | 0 | 0 | 0 | 0 | 0 | 0 | 0 | 0
Commercial_Warehouse_New_Food Preparation_Natural Gas_Broiler_E4_Codes & Standards Forecast | Commercial | Warehouse | New | Food Preparation | Natural Gas | Broiler | E4 |  | Codes & Standards Forecast | 0 | 0 | 0 | 0 | 0 | 0 | 0 | 0 | 0 | 0 | 0 | 0 | 0 | 0 | 0 | 0 | 0 | 0 | 0 | 0 | 0 | 0 | 0 | 0 | 0 | 0 | 0 | 0 | 0 | 0 | 0 | 0 | 0 | 0 | 0 | 0 | 0 | 0 | 0 | 0 | 0 | 0 | 0 | 0 | 0 | 0 | 0 | 0 | 0 | 0 | 0
Commercial_Warehouse_New_Food Preparation_Natural Gas_Broiler_E5_Codes & Standards Forecast | Commercial | Warehouse | New | Food Preparation | Natural Gas | Broiler | E5 |  | Codes & Standards Forecast | 0 | 0 | 0 | 0 | 0 | 0 | 0 | 0 | 0 | 0 | 0 | 0 | 0 | 0 | 0 | 0 | 0 | 0 | 0 | 0 | 0 | 0 | 0 | 0 | 0 | 0 | 0 | 0 | 0 | 0 | 0 | 0 | 0 | 0 | 0 | 0 | 0 | 0 | 0 | 0 | 0 | 0 | 0 | 0 | 0 | 0 | 0 | 0 | 0 | 0 | 0
Commercial_Warehouse_New_Food Preparation_Natural Gas_Broiler_E6_Codes & Standards Forecast | Commercial | Warehouse | New | Food Preparation | Natural Gas | Broiler | E6 |  | Codes & Standards Forecast | 0 | 0 | 0 | 0 | 0 | 0 | 0 | 0 | 0 | 0 | 0 | 0 | 0 | 0 | 0 | 0 | 0 | 0 | 0 | 0 | 0 | 0 | 0 | 0 | 0 | 0 | 0 | 0 | 0 | 0 | 0 | 0 | 0 | 0 | 0 | 0 | 0 | 0 | 0 | 0 | 0 | 0 | 0 | 0 | 0 | 0 | 0 | 0 | 0 | 0 | 0
Commercial_Warehouse_New_Food Preparation_Natural Gas_Broiler_E7_Codes & Standards Forecast | Commercial | Warehouse | New | Food Preparation | Natural Gas | Broiler | E7 |  | Codes & Standards Forecast | 0 | 0 | 0 | 0 | 0 | 0 | 0 | 0 | 0 | 0 | 0 | 0 | 0 | 0 | 0 | 0 | 0 | 0 | 0 | 0 | 0 | 0 | 0 | 0 | 0 | 0 | 0 | 0 | 0 | 0 | 0 | 0 | 0 | 0 | 0 | 0 | 0 | 0 | 0 | 0 | 0 | 0 | 0 | 0 | 0 | 0 | 0 | 0 | 0 | 0 | 0
Commercial_Warehouse_New_Food Preparation_Natural Gas_Broiler_E8_Codes & Standards Forecast | Commercial | Warehouse | New | Food Preparation | Natural Gas | Broiler | E8 |  | Codes & Standards Forecast | 0 | 0 | 0 | 0 | 0 | 0 | 0 | 0 | 0 | 0 | 0 | 0 | 0 | 0 | 0 | 0 | 0 | 0 | 0 | 0 | 0 | 0 | 0 | 0 | 0 | 0 | 0 | 0 | 0 | 0 | 0 | 0 | 0 | 0 | 0 | 0 | 0 | 0 | 0 | 0 | 0 | 0 | 0 | 0 | 0 | 0 | 0 | 0 | 0 | 0 | 0
Commercial_Warehouse_New_Food Preparation_Natural Gas_Broiler_E9_Codes & Standards Forecast | Commercial | Warehouse | New | Food Preparation | Natural Gas | Broiler | E9 |  | Codes & Standards Forecast | 0 | 0 | 0 | 0 | 0 | 0 | 0 | 0 | 0 | 0 | 0 | 0 | 0 | 0 | 0 | 0 | 0 | 0 | 0 | 0 | 0 | 0 | 0 | 0 | 0 | 0 | 0 | 0 | 0 | 0 | 0 | 0 | 0 | 0 | 0 | 0 | 0 | 0 | 0 | 0 | 0 | 0 | 0 | 0 | 0 | 0 | 0 | 0 | 0 | 0 | 0
Commercial_Warehouse_New_Food Preparation_Natural Gas_Broiler_E10_Codes & Standards Forecast | Commercial | Warehouse | New | Food Preparation | Natural Gas | Broiler | E10 |  | Codes & Standards Forecast | 0 | 0 | 0 | 0 | 0 | 0 | 0 | 0 | 0 | 0 | 0 | 0 | 0 | 0 | 0 | 0 | 0 | 0 | 0 | 0 | 0 | 0 | 0 | 0 | 0 | 0 | 0 | 0 | 0 | 0 | 0 | 0 | 0 | 0 | 0 | 0 | 0 | 0 | 0 | 0 | 0 | 0 | 0 | 0 | 0 | 0 | 0 | 0 | 0 | 0 | 0
Commercial_Warehouse_New_Food Preparation_Natural Gas_Broiler_Vintage_Codes & Standards Forecast | Commercial | Warehouse | New | Food Preparation | Natural Gas | Broiler | Vintage |  | Codes & Standards Forecast | 0 | 0 | 0 | 0 | 0 | 0 | 0 | 0 | 0 | 0 | 0 | 0 | 0 | 0 | 0 | 0 | 0 | 0 | 0 | 0 | 0 | 0 | 0 | 0 | 0 | 0 | 0 | 0 | 0 | 0 | 0 | 0 | 0 | 0 | 0 | 0 | 0 | 0 | 0 | 0 | 0 | 0 | 0 | 0 | 0 | 0 | 0 | 0 | 0 | 0 | 0
Commercial_Warehouse_New_Food Preparation_Natural Gas_Griddle_E1_Codes & Standards Forecast | Commercial | Warehouse | New | Food Preparation | Natural Gas | Griddle | E1 |  | Codes & Standards Forecast | 0 | 99.9549 | 582.0748 | 890.1831 | 1287.5509 | 1826.8224 | 2330.8661 | 2777.6056 | 3179.3932 | 3567.3355 | 3950.2174 | 4329.2954 | 4707.8541 | 5087.4959 | 5469.4729 | 5852.1536 | 6234.9389 | 6617.2283 | 6999.0139 | 7380.2879 | 7761.6434 | 8143.0809 | 8524.0634 | 8904.5847 | 9284.6384 | 9664.7559 | 10044.9377 | 10425.184 | 10805.4954 | 11185.8721 | 11566.3145 | 11946.8231 | 12118.2088 | 0 | 0 | 0 | 0 | 0 | 0 | 0 | 0 | 0 | 0 | 0 | 0 | 0 | 0 | 0 | 0 | 0 | 0
Commercial_Warehouse_New_Food Preparation_Natural Gas_Griddle_E2_Codes & Standards Forecast | Commercial | Warehouse | New | Food Preparation | Natural Gas | Griddle | E2 |  | Codes & Standards Forecast | 0 | 0 | 0 | 0 | 0 | 0 | 0 | 0 | 0 | 0 | 0 | 0 | 0 | 0 | 0 | 0 | 0 | 0 | 0 | 0 | 0 | 0 | 0 | 0 | 0 | 0 | 0 | 0 | 0 | 0 | 0 | 0 | 0 | 0 | 0 | 0 | 0 | 0 | 0 | 0 | 0 | 0 | 0 | 0 | 0 | 0 | 0 | 0 | 0 | 0 | 0
Commercial_Warehouse_New_Food Preparation_Natural Gas_Griddle_E3_Codes & Standards Forecast | Commercial | Warehouse | New | Food Preparation | Natural Gas | Griddle | E3 |  | Codes & Standards Forecast | 0 | 0 | 0 | 0 | 0 | 0 | 0 | 0 | 0 | 0 | 0 | 0 | 0 | 0 | 0 | 0 | 0 | 0 | 0 | 0 | 0 | 0 | 0 | 0 | 0 | 0 | 0 | 0 | 0 | 0 | 0 | 0 | 0 | 0 | 0 | 0 | 0 | 0 | 0 | 0 | 0 | 0 | 0 | 0 | 0 | 0 | 0 | 0 | 0 | 0 | 0
Commercial_Warehouse_New_Food Preparation_Natural Gas_Griddle_E4_Codes & Standards Forecast | Commercial | Warehouse | New | Food Preparation | Natural Gas | Griddle | E4 |  | Codes & Standards Forecast | 0 | 0 | 0 | 0 | 0 | 0 | 0 | 0 | 0 | 0 | 0 | 0 | 0 | 0 | 0 | 0 | 0 | 0 | 0 | 0 | 0 | 0 | 0 | 0 | 0 | 0 | 0 | 0 | 0 | 0 | 0 | 0 | 0 | 0 | 0 | 0 | 0 | 0 | 0 | 0 | 0 | 0 | 0 | 0 | 0 | 0 | 0 | 0 | 0 | 0 | 0
Commercial_Warehouse_New_Food Preparation_Natural Gas_Griddle_E5_Codes & Standards Forecast | Commercial | Warehouse | New | Food Preparation | Natural Gas | Griddle | E5 |  | Codes & Standards Forecast | 0 | 0 | 0 | 0 | 0 | 0 | 0 | 0 | 0 | 0 | 0 | 0 | 0 | 0 | 0 | 0 | 0 | 0 | 0 | 0 | 0 | 0 | 0 | 0 | 0 | 0 | 0 | 0 | 0 | 0 | 0 | 0 | 0 | 0 | 0 | 0 | 0 | 0 | 0 | 0 | 0 | 0 | 0 | 0 | 0 | 0 | 0 | 0 | 0 | 0 | 0
Commercial_Warehouse_New_Food Preparation_Natural Gas_Griddle_E6_Codes & Standards Forecast | Commercial | Warehouse | New | Food Preparation | Natural Gas | Griddle | E6 |  | Codes & Standards Forecast | 0 | 0 | 0 | 0 | 0 | 0 | 0 | 0 | 0 | 0 | 0 | 0 | 0 | 0 | 0 | 0 | 0 | 0 | 0 | 0 | 0 | 0 | 0 | 0 | 0 | 0 | 0 | 0 | 0 | 0 | 0 | 0 | 0 | 0 | 0 | 0 | 0 | 0 | 0 | 0 | 0 | 0 | 0 | 0 | 0 | 0 | 0 | 0 | 0 | 0 | 0
Commercial_Warehouse_New_Food Preparation_Natural Gas_Griddle_E7_Codes & Standards Forecast | Commercial | Warehouse | New | Food Preparation | Natural Gas | Griddle | E7 |  | Codes & Standards Forecast | 0 | 0 | 0 | 0 | 0 | 0 | 0 | 0 | 0 | 0 | 0 | 0 | 0 | 0 | 0 | 0 | 0 | 0 | 0 | 0 | 0 | 0 | 0 | 0 | 0 | 0 | 0 | 0 | 0 | 0 | 0 | 0 | 0 | 0 | 0 | 0 | 0 | 0 | 0 | 0 | 0 | 0 | 0 | 0 | 0 | 0 | 0 | 0 | 0 | 0 | 0
Commercial_Warehouse_New_Food Preparation_Natural Gas_Griddle_E8_Codes & Standards Forecast | Commercial | Warehouse | New | Food Preparation | Natural Gas | Griddle | E8 |  | Codes & Standards Forecast | 0 | 0 | 0 | 0 | 0 | 0 | 0 | 0 | 0 | 0 | 0 | 0 | 0 | 0 | 0 | 0 | 0 | 0 | 0 | 0 | 0 | 0 | 0 | 0 | 0 | 0 | 0 | 0 | 0 | 0 | 0 | 0 | 0 | 0 | 0 | 0 | 0 | 0 | 0 | 0 | 0 | 0 | 0 | 0 | 0 | 0 | 0 | 0 | 0 | 0 | 0
Commercial_Warehouse_New_Food Preparation_Natural Gas_Griddle_E9_Codes & Standards Forecast | Commercial | Warehouse | New | Food Preparation | Natural Gas | Griddle | E9 |  | Codes & Standards Forecast | 0 | 0 | 0 | 0 | 0 | 0 | 0 | 0 | 0 | 0 | 0 | 0 | 0 | 0 | 0 | 0 | 0 | 0 | 0 | 0 | 0 | 0 | 0 | 0 | 0 | 0 | 0 | 0 | 0 | 0 | 0 | 0 | 0 | 0 | 0 | 0 | 0 | 0 | 0 | 0 | 0 | 0 | 0 | 0 | 0 | 0 | 0 | 0 | 0 | 0 | 0
Commercial_Warehouse_New_Food Preparation_Natural Gas_Griddle_E10_Codes & Standards Forecast | Commercial | Warehouse | New | Food Preparation | Natural Gas | Griddle | E10 |  | Codes & Standards Forecast | 0 | 0 | 0 | 0 | 0 | 0 | 0 | 0 | 0 | 0 | 0 | 0 | 0 | 0 | 0 | 0 | 0 | 0 | 0 | 0 | 0 | 0 | 0 | 0 | 0 | 0 | 0 | 0 | 0 | 0 | 0 | 0 | 0 | 0 | 0 | 0 | 0 | 0 | 0 | 0 | 0 | 0 | 0 | 0 | 0 | 0 | 0 | 0 | 0 | 0 | 0
Commercial_Warehouse_New_Food Preparation_Natural Gas_Griddle_Vintage_Codes & Standards Forecast | Commercial | Warehouse | New | Food Preparation | Natural Gas | Griddle | Vintage |  | Codes & Standards Forecast | 0 | 0 | 0 | 0 | 0 | 0 | 0 | 0 | 0 | 0 | 0 | 0 | 0 | 0 | 0 | 0 | 0 | 0 | 0 | 0 | 0 | 0 | 0 | 0 | 0 | 0 | 0 | 0 | 0 | 0 | 0 | 0 | 0 | 0 | 0 | 0 | 0 | 0 | 0 | 0 | 0 | 0 | 0 | 0 | 0 | 0 | 0 | 0 | 0 | 0 | 0
Commercial_Warehouse_New_Food Preparation_Natural Gas_Range_E1_Codes & Standards Forecast | Commercial | Warehouse | New | Food Preparation | Natural Gas | Range | E1 |  | Codes & Standards Forecast | 0 | 99.9549 | 582.0748 | 890.1831 | 1287.5509 | 1826.8224 | 2330.8661 | 2777.6056 | 3179.3932 | 3567.3355 | 3950.2174 | 4329.2954 | 4707.8541 | 5087.4959 | 5469.4729 | 5852.1536 | 6234.9389 | 6617.2283 | 6999.0139 | 7380.2879 | 7761.6434 | 8143.0809 | 8524.0634 | 8904.5847 | 9284.6384 | 9664.7559 | 10044.9377 | 10425.184 | 10805.4954 | 11185.8721 | 11566.3145 | 11946.8231 | 12118.2088 | 0 | 0 | 0 | 0 | 0 | 0 | 0 | 0 | 0 | 0 | 0 | 0 | 0 | 0 | 0 | 0 | 0 | 0
Commercial_Warehouse_New_Food Preparation_Natural Gas_Range_E2_Codes & Standards Forecast | Commercial | Warehouse | New | Food Preparation | Natural Gas | Range | E2 |  | Codes & Standards Forecast | 0 | 0 | 0 | 0 | 0 | 0 | 0 | 0 | 0 | 0 | 0 | 0 | 0 | 0 | 0 | 0 | 0 | 0 | 0 | 0 | 0 | 0 | 0 | 0 | 0 | 0 | 0 | 0 | 0 | 0 | 0 | 0 | 0 | 0 | 0 | 0 | 0 | 0 | 0 | 0 | 0 | 0 | 0 | 0 | 0 | 0 | 0 | 0 | 0 | 0 | 0
Commercial_Warehouse_New_Food Preparation_Natural Gas_Range_E3_Codes & Standards Forecast | Commercial | Warehouse | New | Food Preparation | Natural Gas | Range | E3 |  | Codes & Standards Forecast | 0 | 0 | 0 | 0 | 0 | 0 | 0 | 0 | 0 | 0 | 0 | 0 | 0 | 0 | 0 | 0 | 0 | 0 | 0 | 0 | 0 | 0 | 0 | 0 | 0 | 0 | 0 | 0 | 0 | 0 | 0 | 0 | 0 | 0 | 0 | 0 | 0 | 0 | 0 | 0 | 0 | 0 | 0 | 0 | 0 | 0 | 0 | 0 | 0 | 0 | 0
Commercial_Warehouse_New_Food Preparation_Natural Gas_Range_E4_Codes & Standards Forecast | Commercial | Warehouse | New | Food Preparation | Natural Gas | Range | E4 |  | Codes & Standards Forecast | 0 | 0 | 0 | 0 | 0 | 0 | 0 | 0 | 0 | 0 | 0 | 0 | 0 | 0 | 0 | 0 | 0 | 0 | 0 | 0 | 0 | 0 | 0 | 0 | 0 | 0 | 0 | 0 | 0 | 0 | 0 | 0 | 0 | 0 | 0 | 0 | 0 | 0 | 0 | 0 | 0 | 0 | 0 | 0 | 0 | 0 | 0 | 0 | 0 | 0 | 0
Commercial_Warehouse_New_Food Preparation_Natural Gas_Range_E5_Codes & Standards Forecast | Commercial | Warehouse | New | Food Preparation | Natural Gas | Range | E5 |  | Codes & Standards Forecast | 0 | 0 | 0 | 0 | 0 | 0 | 0 | 0 | 0 | 0 | 0 | 0 | 0 | 0 | 0 | 0 | 0 | 0 | 0 | 0 | 0 | 0 | 0 | 0 | 0 | 0 | 0 | 0 | 0 | 0 | 0 | 0 | 0 | 0 | 0 | 0 | 0 | 0 | 0 | 0 | 0 | 0 | 0 | 0 | 0 | 0 | 0 | 0 | 0 | 0 | 0
Commercial_Warehouse_New_Food Preparation_Natural Gas_Range_E6_Codes & Standards Forecast | Commercial | Warehouse | New | Food Preparation | Natural Gas | Range | E6 |  | Codes & Standards Forecast | 0 | 0 | 0 | 0 | 0 | 0 | 0 | 0 | 0 | 0 | 0 | 0 | 0 | 0 | 0 | 0 | 0 | 0 | 0 | 0 | 0 | 0 | 0 | 0 | 0 | 0 | 0 | 0 | 0 | 0 | 0 | 0 | 0 | 0 | 0 | 0 | 0 | 0 | 0 | 0 | 0 | 0 | 0 | 0 | 0 | 0 | 0 | 0 | 0 | 0 | 0
Commercial_Warehouse_New_Food Preparation_Natural Gas_Range_E7_Codes & Standards Forecast | Commercial | Warehouse | New | Food Preparation | Natural Gas | Range | E7 |  | Codes & Standards Forecast | 0 | 0 | 0 | 0 | 0 | 0 | 0 | 0 | 0 | 0 | 0 | 0 | 0 | 0 | 0 | 0 | 0 | 0 | 0 | 0 | 0 | 0 | 0 | 0 | 0 | 0 | 0 | 0 | 0 | 0 | 0 | 0 | 0 | 0 | 0 | 0 | 0 | 0 | 0 | 0 | 0 | 0 | 0 | 0 | 0 | 0 | 0 | 0 | 0 | 0 | 0
Commercial_Warehouse_New_Food Preparation_Natural Gas_Range_E8_Codes & Standards Forecast | Commercial | Warehouse | New | Food Preparation | Natural Gas | Range | E8 |  | Codes & Standards Forecast | 0 | 0 | 0 | 0 | 0 | 0 | 0 | 0 | 0 | 0 | 0 | 0 | 0 | 0 | 0 | 0 | 0 | 0 | 0 | 0 | 0 | 0 | 0 | 0 | 0 | 0 | 0 | 0 | 0 | 0 | 0 | 0 | 0 | 0 | 0 | 0 | 0 | 0 | 0 | 0 | 0 | 0 | 0 | 0 | 0 | 0 | 0 | 0 | 0 | 0 | 0
Commercial_Warehouse_New_Food Preparation_Natural Gas_Range_E9_Codes & Standards Forecast | Commercial | Warehouse | New | Food Preparation | Natural Gas | Range | E9 |  | Codes & Standards Forecast | 0 | 0 | 0 | 0 | 0 | 0 | 0 | 0 | 0 | 0 | 0 | 0 | 0 | 0 | 0 | 0 | 0 | 0 | 0 | 0 | 0 | 0 | 0 | 0 | 0 | 0 | 0 | 0 | 0 | 0 | 0 | 0 | 0 | 0 | 0 | 0 | 0 | 0 | 0 | 0 | 0 | 0 | 0 | 0 | 0 | 0 | 0 | 0 | 0 | 0 | 0
Commercial_Warehouse_New_Food Preparation_Natural Gas_Range_E10_Codes & Standards Forecast | Commercial | Warehouse | New | Food Preparation | Natural Gas | Range | E10 |  | Codes & Standards Forecast | 0 | 0 | 0 | 0 | 0 | 0 | 0 | 0 | 0 | 0 | 0 | 0 | 0 | 0 | 0 | 0 | 0 | 0 | 0 | 0 | 0 | 0 | 0 | 0 | 0 | 0 | 0 | 0 | 0 | 0 | 0 | 0 | 0 | 0 | 0 | 0 | 0 | 0 | 0 | 0 | 0 | 0 | 0 | 0 | 0 | 0 | 0 | 0 | 0 | 0 | 0
Commercial_Warehouse_New_Food Preparation_Natural Gas_Range_Vintage_Codes & Standards Forecast | Commercial | Warehouse | New | Food Preparation | Natural Gas | Range | Vintage |  | Codes & Standards Forecast | 0 | 0 | 0 | 0 | 0 | 0 | 0 | 0 | 0 | 0 | 0 | 0 | 0 | 0 | 0 | 0 | 0 | 0 | 0 | 0 | 0 | 0 | 0 | 0 | 0 | 0 | 0 | 0 | 0 | 0 | 0 | 0 | 0 | 0 | 0 | 0 | 0 | 0 | 0 | 0 | 0 | 0 | 0 | 0 | 0 | 0 | 0 | 0 | 0 | 0 | 0
Commercial_Warehouse_New_Food Preparation_Natural Gas_Steamer_E1_Codes & Standards Forecast | Commercial | Warehouse | New | Food Preparation | Natural Gas | Steamer | E1 |  | Codes & Standards Forecast | 0 | 0 | 0 | 0 | 0 | 0 | 0 | 0 | 0 | 0 | 0 | 0 | 0 | 0 | 0 | 0 | 0 | 0 | 0 | 0 | 0 | 0 | 0 | 0 | 0 | 0 | 0 | 0 | 0 | 0 | 0 | 0 | 0 | 0 | 0 | 0 | 0 | 0 | 0 | 0 | 0 | 0 | 0 | 0 | 0 | 0 | 0 | 0 | 0 | 0 | 0
Commercial_Warehouse_New_Food Preparation_Natural Gas_Steamer_E2_Codes & Standards Forecast | Commercial | Warehouse | New | Food Preparation | Natural Gas | Steamer | E2 |  | Codes & Standards Forecast | 0 | 0 | 0 | 0 | 0 | 0 | 0 | 0 | 0 | 0 | 0 | 0 | 0 | 0 | 0 | 0 | 0 | 0 | 0 | 0 | 0 | 0 | 0 | 0 | 0 | 0 | 0 | 0 | 0 | 0 | 0 | 0 | 0 | 0 | 0 | 0 | 0 | 0 | 0 | 0 | 0 | 0 | 0 | 0 | 0 | 0 | 0 | 0 | 0 | 0 | 0
Commercial_Warehouse_New_Food Preparation_Natural Gas_Steamer_E3_Codes & Standards Forecast | Commercial | Warehouse | New | Food Preparation | Natural Gas | Steamer | E3 |  | Codes & Standards Forecast | 0 | 0 | 0 | 0 | 0 | 0 | 0 | 0 | 0 | 0 | 0 | 0 | 0 | 0 | 0 | 0 | 0 | 0 | 0 | 0 | 0 | 0 | 0 | 0 | 0 | 0 | 0 | 0 | 0 | 0 | 0 | 0 | 0 | 0 | 0 | 0 | 0 | 0 | 0 | 0 | 0 | 0 | 0 | 0 | 0 | 0 | 0 | 0 | 0 | 0 | 0
Commercial_Warehouse_New_Food Preparation_Natural Gas_Steamer_E4_Codes & Standards Forecast | Commercial | Warehouse | New | Food Preparation | Natural Gas | Steamer | E4 |  | Codes & Standards Forecast | 0 | 0 | 0 | 0 | 0 | 0 | 0 | 0 | 0 | 0 | 0 | 0 | 0 | 0 | 0 | 0 | 0 | 0 | 0 | 0 | 0 | 0 | 0 | 0 | 0 | 0 | 0 | 0 | 0 | 0 | 0 | 0 | 0 | 0 | 0 | 0 | 0 | 0 | 0 | 0 | 0 | 0 | 0 | 0 | 0 | 0 | 0 | 0 | 0 | 0 | 0
Commercial_Warehouse_New_Food Preparation_Natural Gas_Steamer_E5_Codes & Standards Forecast | Commercial | Warehouse | New | Food Preparation | Natural Gas | Steamer | E5 |  | Codes & Standards Forecast | 0 | 0 | 0 | 0 | 0 | 0 | 0 | 0 | 0 | 0 | 0 | 0 | 0 | 0 | 0 | 0 | 0 | 0 | 0 | 0 | 0 | 0 | 0 | 0 | 0 | 0 | 0 | 0 | 0 | 0 | 0 | 0 | 0 | 0 | 0 | 0 | 0 | 0 | 0 | 0 | 0 | 0 | 0 | 0 | 0 | 0 | 0 | 0 | 0 | 0 | 0
Commercial_Warehouse_New_Food Preparation_Natural Gas_Steamer_E6_Codes & Standards Forecast | Commercial | Warehouse | New | Food Preparation | Natural Gas | Steamer | E6 |  | Codes & Standards Forecast | 0 | 0 | 0 | 0 | 0 | 0 | 0 | 0 | 0 | 0 | 0 | 0 | 0 | 0 | 0 | 0 | 0 | 0 | 0 | 0 | 0 | 0 | 0 | 0 | 0 | 0 | 0 | 0 | 0 | 0 | 0 | 0 | 0 | 0 | 0 | 0 | 0 | 0 | 0 | 0 | 0 | 0 | 0 | 0 | 0 | 0 | 0 | 0 | 0 | 0 | 0
Commercial_Warehouse_New_Food Preparation_Natural Gas_Steamer_E7_Codes & Standards Forecast | Commercial | Warehouse | New | Food Preparation | Natural Gas | Steamer | E7 |  | Codes & Standards Forecast | 0 | 0 | 0 | 0 | 0 | 0 | 0 | 0 | 0 | 0 | 0 | 0 | 0 | 0 | 0 | 0 | 0 | 0 | 0 | 0 | 0 | 0 | 0 | 0 | 0 | 0 | 0 | 0 | 0 | 0 | 0 | 0 | 0 | 0 | 0 | 0 | 0 | 0 | 0 | 0 | 0 | 0 | 0 | 0 | 0 | 0 | 0 | 0 | 0 | 0 | 0
Commercial_Warehouse_New_Food Preparation_Natural Gas_Steamer_E8_Codes & Standards Forecast | Commercial | Warehouse | New | Food Preparation | Natural Gas | Steamer | E8 |  | Codes & Standards Forecast | 0 | 0 | 0 | 0 | 0 | 0 | 0 | 0 | 0 | 0 | 0 | 0 | 0 | 0 | 0 | 0 | 0 | 0 | 0 | 0 | 0 | 0 | 0 | 0 | 0 | 0 | 0 | 0 | 0 | 0 | 0 | 0 | 0 | 0 | 0 | 0 | 0 | 0 | 0 | 0 | 0 | 0 | 0 | 0 | 0 | 0 | 0 | 0 | 0 | 0 | 0
Commercial_Warehouse_New_Food Preparation_Natural Gas_Steamer_E9_Codes & Standards Forecast | Commercial | Warehouse | New | Food Preparation | Natural Gas | Steamer | E9 |  | Codes & Standards Forecast | 0 | 0 | 0 | 0 | 0 | 0 | 0 | 0 | 0 | 0 | 0 | 0 | 0 | 0 | 0 | 0 | 0 | 0 | 0 | 0 | 0 | 0 | 0 | 0 | 0 | 0 | 0 | 0 | 0 | 0 | 0 | 0 | 0 | 0 | 0 | 0 | 0 | 0 | 0 | 0 | 0 | 0 | 0 | 0 | 0 | 0 | 0 | 0 | 0 | 0 | 0
Commercial_Warehouse_New_Food Preparation_Natural Gas_Steamer_E10_Codes & Standards Forecast | Commercial | Warehouse | New | Food Preparation | Natural Gas | Steamer | E10 |  | Codes & Standards Forecast | 0 | 0 | 0 | 0 | 0 | 0 | 0 | 0 | 0 | 0 | 0 | 0 | 0 | 0 | 0 | 0 | 0 | 0 | 0 | 0 | 0 | 0 | 0 | 0 | 0 | 0 | 0 | 0 | 0 | 0 | 0 | 0 | 0 | 0 | 0 | 0 | 0 | 0 | 0 | 0 | 0 | 0 | 0 | 0 | 0 | 0 | 0 | 0 | 0 | 0 | 0
Commercial_Warehouse_New_Food Preparation_Natural Gas_Steamer_Vintage_Codes & Standards Forecast | Commercial | Warehouse | New | Food Preparation | Natural Gas | Steamer | Vintage |  | Codes & Standards Forecast | 0 | 0 | 0 | 0 | 0 | 0 | 0 | 0 | 0 | 0 | 0 | 0 | 0 | 0 | 0 | 0 | 0 | 0 | 0 | 0 | 0 | 0 | 0 | 0 | 0 | 0 | 0 | 0 | 0 | 0 | 0 | 0 | 0 | 0 | 0 | 0 | 0 | 0 | 0 | 0 | 0 | 0 | 0 | 0 | 0 | 0 | 0 | 0 | 0 | 0 | 0
Commercial_Warehouse_New_Food Preparation_Natural Gas_Food Prep Other_E1_Codes & Standards Forecast | Commercial | Warehouse | New | Food Preparation | Natural Gas | Food Prep Other | E1 |  | Codes & Standards Forecast | 0 | 0 | 0 | 0 | 0 | 0 | 0 | 0 | 0 | 0 | 0 | 0 | 0 | 0 | 0 | 0 | 0 | 0 | 0 | 0 | 0 | 0 | 0 | 0 | 0 | 0 | 0 | 0 | 0 | 0 | 0 | 0 | 0 | 0 | 0 | 0 | 0 | 0 | 0 | 0 | 0 | 0 | 0 | 0 | 0 | 0 | 0 | 0 | 0 | 0 | 0
Commercial_Warehouse_New_Food Preparation_Natural Gas_Food Prep Other_E2_Codes & Standards Forecast | Commercial | Warehouse | New | Food Preparation | Natural Gas | Food Prep Other | E2 |  | Codes & Standards Forecast | 0 | 0 | 0 | 0 | 0 | 0 | 0 | 0 | 0 | 0 | 0 | 0 | 0 | 0 | 0 | 0 | 0 | 0 | 0 | 0 | 0 | 0 | 0 | 0 | 0 | 0 | 0 | 0 | 0 | 0 | 0 | 0 | 0 | 0 | 0 | 0 | 0 | 0 | 0 | 0 | 0 | 0 | 0 | 0 | 0 | 0 | 0 | 0 | 0 | 0 | 0
Commercial_Warehouse_New_Food Preparation_Natural Gas_Food Prep Other_E3_Codes & Standards Forecast | Commercial | Warehouse | New | Food Preparation | Natural Gas | Food Prep Other | E3 |  | Codes & Standards Forecast | 0 | 0 | 0 | 0 | 0 | 0 | 0 | 0 | 0 | 0 | 0 | 0 | 0 | 0 | 0 | 0 | 0 | 0 | 0 | 0 | 0 | 0 | 0 | 0 | 0 | 0 | 0 | 0 | 0 | 0 | 0 | 0 | 0 | 0 | 0 | 0 | 0 | 0 | 0 | 0 | 0 | 0 | 0 | 0 | 0 | 0 | 0 | 0 | 0 | 0 | 0
Commercial_Warehouse_New_Food Preparation_Natural Gas_Food Prep Other_E4_Codes & Standards Forecast | Commercial | Warehouse | New | Food Preparation | Natural Gas | Food Prep Other | E4 |  | Codes & Standards Forecast | 0 | 0 | 0 | 0 | 0 | 0 | 0 | 0 | 0 | 0 | 0 | 0 | 0 | 0 | 0 | 0 | 0 | 0 | 0 | 0 | 0 | 0 | 0 | 0 | 0 | 0 | 0 | 0 | 0 | 0 | 0 | 0 | 0 | 0 | 0 | 0 | 0 | 0 | 0 | 0 | 0 | 0 | 0 | 0 | 0 | 0 | 0 | 0 | 0 | 0 | 0
Commercial_Warehouse_New_Food Preparation_Natural Gas_Food Prep Other_E5_Codes & Standards Forecast | Commercial | Warehouse | New | Food Preparation | Natural Gas | Food Prep Other | E5 |  | Codes & Standards Forecast | 0 | 0 | 0 | 0 | 0 | 0 | 0 | 0 | 0 | 0 | 0 | 0 | 0 | 0 | 0 | 0 | 0 | 0 | 0 | 0 | 0 | 0 | 0 | 0 | 0 | 0 | 0 | 0 | 0 | 0 | 0 | 0 | 0 | 0 | 0 | 0 | 0 | 0 | 0 | 0 | 0 | 0 | 0 | 0 | 0 | 0 | 0 | 0 | 0 | 0 | 0
Commercial_Warehouse_New_Food Preparation_Natural Gas_Food Prep Other_E6_Codes & Standards Forecast | Commercial | Warehouse | New | Food Preparation | Natural Gas | Food Prep Other | E6 |  | Codes & Standards Forecast | 0 | 0 | 0 | 0 | 0 | 0 | 0 | 0 | 0 | 0 | 0 | 0 | 0 | 0 | 0 | 0 | 0 | 0 | 0 | 0 | 0 | 0 | 0 | 0 | 0 | 0 | 0 | 0 | 0 | 0 | 0 | 0 | 0 | 0 | 0 | 0 | 0 | 0 | 0 | 0 | 0 | 0 | 0 | 0 | 0 | 0 | 0 | 0 | 0 | 0 | 0
Commercial_Warehouse_New_Food Preparation_Natural Gas_Food Prep Other_E7_Codes & Standards Forecast | Commercial | Warehouse | New | Food Preparation | Natural Gas | Food Prep Other | E7 |  | Codes & Standards Forecast | 0 | 0 | 0 | 0 | 0 | 0 | 0 | 0 | 0 | 0 | 0 | 0 | 0 | 0 | 0 | 0 | 0 | 0 | 0 | 0 | 0 | 0 | 0 | 0 | 0 | 0 | 0 | 0 | 0 | 0 | 0 | 0 | 0 | 0 | 0 | 0 | 0 | 0 | 0 | 0 | 0 | 0 | 0 | 0 | 0 | 0 | 0 | 0 | 0 | 0 | 0
Commercial_Warehouse_New_Food Preparation_Natural Gas_Food Prep Other_E8_Codes & Standards Forecast | Commercial | Warehouse | New | Food Preparation | Natural Gas | Food Prep Other | E8 |  | Codes & Standards Forecast | 0 | 0 | 0 | 0 | 0 | 0 | 0 | 0 | 0 | 0 | 0 | 0 | 0 | 0 | 0 | 0 | 0 | 0 | 0 | 0 | 0 | 0 | 0 | 0 | 0 | 0 | 0 | 0 | 0 | 0 | 0 | 0 | 0 | 0 | 0 | 0 | 0 | 0 | 0 | 0 | 0 | 0 | 0 | 0 | 0 | 0 | 0 | 0 | 0 | 0 | 0
Commercial_Warehouse_New_Food Preparation_Natural Gas_Food Prep Other_E9_Codes & Standards Forecast | Commercial | Warehouse | New | Food Preparation | Natural Gas | Food Prep Other | E9 |  | Codes & Standards Forecast | 0 | 0 | 0 | 0 | 0 | 0 | 0 | 0 | 0 | 0 | 0 | 0 | 0 | 0 | 0 | 0 | 0 | 0 | 0 | 0 | 0 | 0 | 0 | 0 | 0 | 0 | 0 | 0 | 0 | 0 | 0 | 0 | 0 | 0 | 0 | 0 | 0 | 0 | 0 | 0 | 0 | 0 | 0 | 0 | 0 | 0 | 0 | 0 | 0 | 0 | 0
Commercial_Warehouse_New_Food Preparation_Natural Gas_Food Prep Other_E10_Codes & Standards Forecast | Commercial | Warehouse | New | Food Preparation | Natural Gas | Food Prep Other | E10 |  | Codes & Standards Forecast | 0 | 0 | 0 | 0 | 0 | 0 | 0 | 0 | 0 | 0 | 0 | 0 | 0 | 0 | 0 | 0 | 0 | 0 | 0 | 0 | 0 | 0 | 0 | 0 | 0 | 0 | 0 | 0 | 0 | 0 | 0 | 0 | 0 | 0 | 0 | 0 | 0 | 0 | 0 | 0 | 0 | 0 | 0 | 0 | 0 | 0 | 0 | 0 | 0 | 0 | 0
Commercial_Warehouse_New_Food Preparation_Natural Gas_Food Prep Other_Vintage_Codes & Standards Forecast | Commercial | Warehouse | New | Food Preparation | Natural Gas | Food Prep Other | Vintage |  | Codes & Standards Forecast | 0 | 0 | 0 | 0 | 0 | 0 | 0 | 0 | 0 | 0 | 0 | 0 | 0 | 0 | 0 | 0 | 0 | 0 | 0 | 0 | 0 | 0 | 0 | 0 | 0 | 0 | 0 | 0 | 0 | 0 | 0 | 0 | 0 | 0 | 0 | 0 | 0 | 0 | 0 | 0 | 0 | 0 | 0 | 0 | 0 | 0 | 0 | 0 | 0 | 0 | 0
Commercial_Warehouse_New_Miscellaneous_Natural Gas_Pool Heater_E1_Codes & Standards Forecast | Commercial | Warehouse | New | Miscellaneous | Natural Gas | Pool Heater | E1 |  | Codes & Standards Forecast | 0 | 0 | 0 | 0 | 0 | 0 | 0 | 0 | 0 | 0 | 0 | 0 | 0 | 0 | 0 | 0 | 0 | 0 | 0 | 0 | 0 | 0 | 0 | 0 | 0 | 0 | 0 | 0 | 0 | 0 | 0 | 0 | 0 | 0 | 0 | 0 | 0 | 0 | 0 | 0 | 0 | 0 | 0 | 0 | 0 | 0 | 0 | 0 | 0 | 0 | 0
Commercial_Warehouse_New_Miscellaneous_Natural Gas_Pool Heater_E2_Codes & Standards Forecast | Commercial | Warehouse | New | Miscellaneous | Natural Gas | Pool Heater | E2 |  | Codes & Standards Forecast | 0 | 0 | 0 | 0 | 0 | 0 | 0 | 0 | 0 | 0 | 0 | 0 | 0 | 0 | 0 | 0 | 0 | 0 | 0 | 0 | 0 | 0 | 0 | 0 | 0 | 0 | 0 | 0 | 0 | 0 | 0 | 0 | 0 | 0 | 0 | 0 | 0 | 0 | 0 | 0 | 0 | 0 | 0 | 0 | 0 | 0 | 0 | 0 | 0 | 0 | 0
Commercial_Warehouse_New_Miscellaneous_Natural Gas_Pool Heater_E3_Codes & Standards Forecast | Commercial | Warehouse | New | Miscellaneous | Natural Gas | Pool Heater | E3 |  | Codes & Standards Forecast | 0 | 0 | 0 | 0 | 0 | 0 | 0 | 0 | 0 | 0 | 0 | 0 | 0 | 0 | 0 | 0 | 0 | 0 | 0 | 0 | 0 | 0 | 0 | 0 | 0 | 0 | 0 | 0 | 0 | 0 | 0 | 0 | 0 | 0 | 0 | 0 | 0 | 0 | 0 | 0 | 0 | 0 | 0 | 0 | 0 | 0 | 0 | 0 | 0 | 0 | 0
Commercial_Warehouse_New_Miscellaneous_Natural Gas_Pool Heater_E4_Codes & Standards Forecast | Commercial | Warehouse | New | Miscellaneous | Natural Gas | Pool Heater | E4 |  | Codes & Standards Forecast | 0 | 0 | 0 | 0 | 0 | 0 | 0 | 0 | 0 | 0 | 0 | 0 | 0 | 0 | 0 | 0 | 0 | 0 | 0 | 0 | 0 | 0 | 0 | 0 | 0 | 0 | 0 | 0 | 0 | 0 | 0 | 0 | 0 | 0 | 0 | 0 | 0 | 0 | 0 | 0 | 0 | 0 | 0 | 0 | 0 | 0 | 0 | 0 | 0 | 0 | 0
Commercial_Warehouse_New_Miscellaneous_Natural Gas_Pool Heater_E5_Codes & Standards Forecast | Commercial | Warehouse | New | Miscellaneous | Natural Gas | Pool Heater | E5 |  | Codes & Standards Forecast | 0 | 0 | 0 | 0 | 0 | 0 | 0 | 0 | 0 | 0 | 0 | 0 | 0 | 0 | 0 | 0 | 0 | 0 | 0 | 0 | 0 | 0 | 0 | 0 | 0 | 0 | 0 | 0 | 0 | 0 | 0 | 0 | 0 | 0 | 0 | 0 | 0 | 0 | 0 | 0 | 0 | 0 | 0 | 0 | 0 | 0 | 0 | 0 | 0 | 0 | 0
Commercial_Warehouse_New_Miscellaneous_Natural Gas_Pool Heater_E6_Codes & Standards Forecast | Commercial | Warehouse | New | Miscellaneous | Natural Gas | Pool Heater | E6 |  | Codes & Standards Forecast | 0 | 0 | 0 | 0 | 0 | 0 | 0 | 0 | 0 | 0 | 0 | 0 | 0 | 0 | 0 | 0 | 0 | 0 | 0 | 0 | 0 | 0 | 0 | 0 | 0 | 0 | 0 | 0 | 0 | 0 | 0 | 0 | 0 | 0 | 0 | 0 | 0 | 0 | 0 | 0 | 0 | 0 | 0 | 0 | 0 | 0 | 0 | 0 | 0 | 0 | 0
Commercial_Warehouse_New_Miscellaneous_Natural Gas_Pool Heater_E7_Codes & Standards Forecast | Commercial | Warehouse | New | Miscellaneous | Natural Gas | Pool Heater | E7 |  | Codes & Standards Forecast | 0 | 0 | 0 | 0 | 0 | 0 | 0 | 0 | 0 | 0 | 0 | 0 | 0 | 0 | 0 | 0 | 0 | 0 | 0 | 0 | 0 | 0 | 0 | 0 | 0 | 0 | 0 | 0 | 0 | 0 | 0 | 0 | 0 | 0 | 0 | 0 | 0 | 0 | 0 | 0 | 0 | 0 | 0 | 0 | 0 | 0 | 0 | 0 | 0 | 0 | 0
Commercial_Warehouse_New_Miscellaneous_Natural Gas_Pool Heater_E8_Codes & Standards Forecast | Commercial | Warehouse | New | Miscellaneous | Natural Gas | Pool Heater | E8 |  | Codes & Standards Forecast | 0 | 0 | 0 | 0 | 0 | 0 | 0 | 0 | 0 | 0 | 0 | 0 | 0 | 0 | 0 | 0 | 0 | 0 | 0 | 0 | 0 | 0 | 0 | 0 | 0 | 0 | 0 | 0 | 0 | 0 | 0 | 0 | 0 | 0 | 0 | 0 | 0 | 0 | 0 | 0 | 0 | 0 | 0 | 0 | 0 | 0 | 0 | 0 | 0 | 0 | 0
Commercial_Warehouse_New_Miscellaneous_Natural Gas_Pool Heater_E9_Codes & Standards Forecast | Commercial | Warehouse | New | Miscellaneous | Natural Gas | Pool Heater | E9 |  | Codes & Standards Forecast | 0 | 0 | 0 | 0 | 0 | 0 | 0 | 0 | 0 | 0 | 0 | 0 | 0 | 0 | 0 | 0 | 0 | 0 | 0 | 0 | 0 | 0 | 0 | 0 | 0 | 0 | 0 | 0 | 0 | 0 | 0 | 0 | 0 | 0 | 0 | 0 | 0 | 0 | 0 | 0 | 0 | 0 | 0 | 0 | 0 | 0 | 0 | 0 | 0 | 0 | 0
Commercial_Warehouse_New_Miscellaneous_Natural Gas_Pool Heater_E10_Codes & Standards Forecast | Commercial | Warehouse | New | Miscellaneous | Natural Gas | Pool Heater | E10 |  | Codes & Standards Forecast | 0 | 0 | 0 | 0 | 0 | 0 | 0 | 0 | 0 | 0 | 0 | 0 | 0 | 0 | 0 | 0 | 0 | 0 | 0 | 0 | 0 | 0 | 0 | 0 | 0 | 0 | 0 | 0 | 0 | 0 | 0 | 0 | 0 | 0 | 0 | 0 | 0 | 0 | 0 | 0 | 0 | 0 | 0 | 0 | 0 | 0 | 0 | 0 | 0 | 0 | 0
Commercial_Warehouse_New_Miscellaneous_Natural Gas_Pool Heater_Vintage_Codes & Standards Forecast | Commercial | Warehouse | New | Miscellaneous | Natural Gas | Pool Heater | Vintage |  | Codes & Standards Forecast | 0 | 0 | 0 | 0 | 0 | 0 | 0 | 0 | 0 | 0 | 0 | 0 | 0 | 0 | 0 | 0 | 0 | 0 | 0 | 0 | 0 | 0 | 0 | 0 | 0 | 0 | 0 | 0 | 0 | 0 | 0 | 0 | 0 | 0 | 0 | 0 | 0 | 0 | 0 | 0 | 0 | 0 | 0 | 0 | 0 | 0 | 0 | 0 | 0 | 0 | 0
Commercial_Warehouse_New_Miscellaneous_Natural Gas_Miscellaneous_E1_Codes & Standards Forecast | Commercial | Warehouse | New | Miscellaneous | Natural Gas | Miscellaneous | E1 |  | Codes & Standards Forecast | 0 | 6308.8232 | 36738.6207 | 56185.3926 | 81265.9189 | 115302.9431 | 147116.4997 | 175313.209 | 200672.701 | 225158.3282 | 249324.5554 | 273250.6962 | 297144.0554 | 321105.7813 | 345214.8959 | 369368.4267 | 393528.5586 | 417657.3918 | 441754.4299 | 465819.171 | 489889.058 | 513964.1255 | 538010.4706 | 562027.7018 | 586015.424 | 610007.1764 | 634002.9823 | 658002.8655 | 682006.8498 | 706014.9592 | 730027.2179 | 754043.65 | 764860.9478 | 0 | 0 | 0 | 0 | 0 | 0 | 0 | 0 | 0 | 0 | 0 | 0 | 0 | 0 | 0 | 0 | 0 | 0
Commercial_Warehouse_New_Miscellaneous_Natural Gas_Miscellaneous_E2_Codes & Standards Forecast | Commercial | Warehouse | New | Miscellaneous | Natural Gas | Miscellaneous | E2 |  | Codes & Standards Forecast | 0 | 0 | 0 | 0 | 0 | 0 | 0 | 0 | 0 | 0 | 0 | 0 | 0 | 0 | 0 | 0 | 0 | 0 | 0 | 0 | 0 | 0 | 0 | 0 | 0 | 0 | 0 | 0 | 0 | 0 | 0 | 0 | 0 | 0 | 0 | 0 | 0 | 0 | 0 | 0 | 0 | 0 | 0 | 0 | 0 | 0 | 0 | 0 | 0 | 0 | 0
Commercial_Warehouse_New_Miscellaneous_Natural Gas_Miscellaneous_E3_Codes & Standards Forecast | Commercial | Warehouse | New | Miscellaneous | Natural Gas | Miscellaneous | E3 |  | Codes & Standards Forecast | 0 | 0 | 0 | 0 | 0 | 0 | 0 | 0 | 0 | 0 | 0 | 0 | 0 | 0 | 0 | 0 | 0 | 0 | 0 | 0 | 0 | 0 | 0 | 0 | 0 | 0 | 0 | 0 | 0 | 0 | 0 | 0 | 0 | 0 | 0 | 0 | 0 | 0 | 0 | 0 | 0 | 0 | 0 | 0 | 0 | 0 | 0 | 0 | 0 | 0 | 0
Commercial_Warehouse_New_Miscellaneous_Natural Gas_Miscellaneous_E4_Codes & Standards Forecast | Commercial | Warehouse | New | Miscellaneous | Natural Gas | Miscellaneous | E4 |  | Codes & Standards Forecast | 0 | 0 | 0 | 0 | 0 | 0 | 0 | 0 | 0 | 0 | 0 | 0 | 0 | 0 | 0 | 0 | 0 | 0 | 0 | 0 | 0 | 0 | 0 | 0 | 0 | 0 | 0 | 0 | 0 | 0 | 0 | 0 | 0 | 0 | 0 | 0 | 0 | 0 | 0 | 0 | 0 | 0 | 0 | 0 | 0 | 0 | 0 | 0 | 0 | 0 | 0
Commercial_Warehouse_New_Miscellaneous_Natural Gas_Miscellaneous_E5_Codes & Standards Forecast | Commercial | Warehouse | New | Miscellaneous | Natural Gas | Miscellaneous | E5 |  | Codes & Standards Forecast | 0 | 0 | 0 | 0 | 0 | 0 | 0 | 0 | 0 | 0 | 0 | 0 | 0 | 0 | 0 | 0 | 0 | 0 | 0 | 0 | 0 | 0 | 0 | 0 | 0 | 0 | 0 | 0 | 0 | 0 | 0 | 0 | 0 | 0 | 0 | 0 | 0 | 0 | 0 | 0 | 0 | 0 | 0 | 0 | 0 | 0 | 0 | 0 | 0 | 0 | 0
Commercial_Warehouse_New_Miscellaneous_Natural Gas_Miscellaneous_E6_Codes & Standards Forecast | Commercial | Warehouse | New | Miscellaneous | Natural Gas | Miscellaneous | E6 |  | Codes & Standards Forecast | 0 | 0 | 0 | 0 | 0 | 0 | 0 | 0 | 0 | 0 | 0 | 0 | 0 | 0 | 0 | 0 | 0 | 0 | 0 | 0 | 0 | 0 | 0 | 0 | 0 | 0 | 0 | 0 | 0 | 0 | 0 | 0 | 0 | 0 | 0 | 0 | 0 | 0 | 0 | 0 | 0 | 0 | 0 | 0 | 0 | 0 | 0 | 0 | 0 | 0 | 0
Commercial_Warehouse_New_Miscellaneous_Natural Gas_Miscellaneous_E7_Codes & Standards Forecast | Commercial | Warehouse | New | Miscellaneous | Natural Gas | Miscellaneous | E7 |  | Codes & Standards Forecast | 0 | 0 | 0 | 0 | 0 | 0 | 0 | 0 | 0 | 0 | 0 | 0 | 0 | 0 | 0 | 0 | 0 | 0 | 0 | 0 | 0 | 0 | 0 | 0 | 0 | 0 | 0 | 0 | 0 | 0 | 0 | 0 | 0 | 0 | 0 | 0 | 0 | 0 | 0 | 0 | 0 | 0 | 0 | 0 | 0 | 0 | 0 | 0 | 0 | 0 | 0
Commercial_Warehouse_New_Miscellaneous_Natural Gas_Miscellaneous_E8_Codes & Standards Forecast | Commercial | Warehouse | New | Miscellaneous | Natural Gas | Miscellaneous | E8 |  | Codes & Standards Forecast | 0 | 0 | 0 | 0 | 0 | 0 | 0 | 0 | 0 | 0 | 0 | 0 | 0 | 0 | 0 | 0 | 0 | 0 | 0 | 0 | 0 | 0 | 0 | 0 | 0 | 0 | 0 | 0 | 0 | 0 | 0 | 0 | 0 | 0 | 0 | 0 | 0 | 0 | 0 | 0 | 0 | 0 | 0 | 0 | 0 | 0 | 0 | 0 | 0 | 0 | 0
Commercial_Warehouse_New_Miscellaneous_Natural Gas_Miscellaneous_E9_Codes & Standards Forecast | Commercial | Warehouse | New | Miscellaneous | Natural Gas | Miscellaneous | E9 |  | Codes & Standards Forecast | 0 | 0 | 0 | 0 | 0 | 0 | 0 | 0 | 0 | 0 | 0 | 0 | 0 | 0 | 0 | 0 | 0 | 0 | 0 | 0 | 0 | 0 | 0 | 0 | 0 | 0 | 0 | 0 | 0 | 0 | 0 | 0 | 0 | 0 | 0 | 0 | 0 | 0 | 0 | 0 | 0 | 0 | 0 | 0 | 0 | 0 | 0 | 0 | 0 | 0 | 0
Commercial_Warehouse_New_Miscellaneous_Natural Gas_Miscellaneous_E10_Codes & Standards Forecast | Commercial | Warehouse | New | Miscellaneous | Natural Gas | Miscellaneous | E10 |  | Codes & Standards Forecast | 0 | 0 | 0 | 0 | 0 | 0 | 0 | 0 | 0 | 0 | 0 | 0 | 0 | 0 | 0 | 0 | 0 | 0 | 0 | 0 | 0 | 0 | 0 | 0 | 0 | 0 | 0 | 0 | 0 | 0 | 0 | 0 | 0 | 0 | 0 | 0 | 0 | 0 | 0 | 0 | 0 | 0 | 0 | 0 | 0 | 0 | 0 | 0 | 0 | 0 | 0
Commercial_Warehouse_New_Miscellaneous_Natural Gas_Miscellaneous_Vintage_Codes & Standards Forecast | Commercial | Warehouse | New | Miscellaneous | Natural Gas | Miscellaneous | Vintage |  | Codes & Standards Forecast | 0 | 0 | 0 | 0 | 0 | 0 | 0 | 0 | 0 | 0 | 0 | 0 | 0 | 0 | 0 | 0 | 0 | 0 | 0 | 0 | 0 | 0 | 0 | 0 | 0 | 0 | 0 | 0 | 0 | 0 | 0 | 0 | 0 | 0 | 0 | 0 | 0 | 0 | 0 | 0 | 0 | 0 | 0 | 0 | 0 | 0 | 0 | 0 | 0 | 0 | 0
Commercial_Miscellaneous_Existing_Space Heating_Natural Gas_Furnace_E1_Codes & Standards Forecast | Commercial | Miscellaneous | Existing | Space Heating | Natural Gas | Furnace | E1 |  | Codes & Standards Forecast | 0 | 21184.2762 | 44043.3194 | 68329.8358 | 93885.8308 | 120490.5645 | 148113.5214 | 176718.3358 | 206222.897 | 236478.2162 | 267374.451 | 298825.6081 | 330741.5358 | 363041.0982 | 395648.0073 | 428506.2976 | 461561.4675 | 494764.8525 | 528068.8227 | 558237.7136 | 585522.4369 | 610157.3941 | 632362.9441 | 652337.641 | 670263.9099 | 686303.8823 | 700611.0355 | 713326.3913 | 724579.5244 | 734489.4886 | 743165.6691 | 750708.5646 | 757236.5947 | 0 | 0 | 0 | 0 | 0 | 0 | 0 | 0 | 0 | 0 | 0 | 0 | 0 | 0 | 0 | 0 | 0 | 0
Commercial_Miscellaneous_Existing_Space Heating_Natural Gas_Furnace_E2_Codes & Standards Forecast | Commercial | Miscellaneous | Existing | Space Heating | Natural Gas | Furnace | E2 |  | Codes & Standards Forecast | 0 | 0 | 0 | 0 | 0 | 0 | 0 | 0 | 0 | 0 | 0 | 0 | 0 | 0 | 0 | 0 | 0 | 0 | 0 | 0 | 0 | 0 | 0 | 0 | 0 | 0 | 0 | 0 | 0 | 0 | 0 | 0 | 0 | 0 | 0 | 0 | 0 | 0 | 0 | 0 | 0 | 0 | 0 | 0 | 0 | 0 | 0 | 0 | 0 | 0 | 0
Commercial_Miscellaneous_Existing_Space Heating_Natural Gas_Furnace_E3_Codes & Standards Forecast | Commercial | Miscellaneous | Existing | Space Heating | Natural Gas | Furnace | E3 |  | Codes & Standards Forecast | 0 | 0 | 0 | 0 | 0 | 0 | 0 | 0 | 0 | 0 | 0 | 0 | 0 | 0 | 0 | 0 | 0 | 0 | 0 | 0 | 0 | 0 | 0 | 0 | 0 | 0 | 0 | 0 | 0 | 0 | 0 | 0 | 0 | 0 | 0 | 0 | 0 | 0 | 0 | 0 | 0 | 0 | 0 | 0 | 0 | 0 | 0 | 0 | 0 | 0 | 0
Commercial_Miscellaneous_Existing_Space Heating_Natural Gas_Furnace_E4_Codes & Standards Forecast | Commercial | Miscellaneous | Existing | Space Heating | Natural Gas | Furnace | E4 |  | Codes & Standards Forecast | 0 | 0 | 0 | 0 | 0 | 0 | 0 | 0 | 0 | 0 | 0 | 0 | 0 | 0 | 0 | 0 | 0 | 0 | 0 | 0 | 0 | 0 | 0 | 0 | 0 | 0 | 0 | 0 | 0 | 0 | 0 | 0 | 0 | 0 | 0 | 0 | 0 | 0 | 0 | 0 | 0 | 0 | 0 | 0 | 0 | 0 | 0 | 0 | 0 | 0 | 0
Commercial_Miscellaneous_Existing_Space Heating_Natural Gas_Furnace_E5_Codes & Standards Forecast | Commercial | Miscellaneous | Existing | Space Heating | Natural Gas | Furnace | E5 |  | Codes & Standards Forecast | 0 | 0 | 0 | 0 | 0 | 0 | 0 | 0 | 0 | 0 | 0 | 0 | 0 | 0 | 0 | 0 | 0 | 0 | 0 | 0 | 0 | 0 | 0 | 0 | 0 | 0 | 0 | 0 | 0 | 0 | 0 | 0 | 0 | 0 | 0 | 0 | 0 | 0 | 0 | 0 | 0 | 0 | 0 | 0 | 0 | 0 | 0 | 0 | 0 | 0 | 0
Commercial_Miscellaneous_Existing_Space Heating_Natural Gas_Furnace_E6_Codes & Standards Forecast | Commercial | Miscellaneous | Existing | Space Heating | Natural Gas | Furnace | E6 |  | Codes & Standards Forecast | 0 | 0 | 0 | 0 | 0 | 0 | 0 | 0 | 0 | 0 | 0 | 0 | 0 | 0 | 0 | 0 | 0 | 0 | 0 | 0 | 0 | 0 | 0 | 0 | 0 | 0 | 0 | 0 | 0 | 0 | 0 | 0 | 0 | 0 | 0 | 0 | 0 | 0 | 0 | 0 | 0 | 0 | 0 | 0 | 0 | 0 | 0 | 0 | 0 | 0 | 0
Commercial_Miscellaneous_Existing_Space Heating_Natural Gas_Furnace_E7_Codes & Standards Forecast | Commercial | Miscellaneous | Existing | Space Heating | Natural Gas | Furnace | E7 |  | Codes & Standards Forecast | 0 | 0 | 0 | 0 | 0 | 0 | 0 | 0 | 0 | 0 | 0 | 0 | 0 | 0 | 0 | 0 | 0 | 0 | 0 | 0 | 0 | 0 | 0 | 0 | 0 | 0 | 0 | 0 | 0 | 0 | 0 | 0 | 0 | 0 | 0 | 0 | 0 | 0 | 0 | 0 | 0 | 0 | 0 | 0 | 0 | 0 | 0 | 0 | 0 | 0 | 0
Commercial_Miscellaneous_Existing_Space Heating_Natural Gas_Furnace_E8_Codes & Standards Forecast | Commercial | Miscellaneous | Existing | Space Heating | Natural Gas | Furnace | E8 |  | Codes & Standards Forecast | 0 | 0 | 0 | 0 | 0 | 0 | 0 | 0 | 0 | 0 | 0 | 0 | 0 | 0 | 0 | 0 | 0 | 0 | 0 | 0 | 0 | 0 | 0 | 0 | 0 | 0 | 0 | 0 | 0 | 0 | 0 | 0 | 0 | 0 | 0 | 0 | 0 | 0 | 0 | 0 | 0 | 0 | 0 | 0 | 0 | 0 | 0 | 0 | 0 | 0 | 0
Commercial_Miscellaneous_Existing_Space Heating_Natural Gas_Furnace_E9_Codes & Standards Forecast | Commercial | Miscellaneous | Existing | Space Heating | Natural Gas | Furnace | E9 |  | Codes & Standards Forecast | 0 | 0 | 0 | 0 | 0 | 0 | 0 | 0 | 0 | 0 | 0 | 0 | 0 | 0 | 0 | 0 | 0 | 0 | 0 | 0 | 0 | 0 | 0 | 0 | 0 | 0 | 0 | 0 | 0 | 0 | 0 | 0 | 0 | 0 | 0 | 0 | 0 | 0 | 0 | 0 | 0 | 0 | 0 | 0 | 0 | 0 | 0 | 0 | 0 | 0 | 0
Commercial_Miscellaneous_Existing_Space Heating_Natural Gas_Furnace_E10_Codes & Standards Forecast | Commercial | Miscellaneous | Existing | Space Heating | Natural Gas | Furnace | E10 |  | Codes & Standards Forecast | 0 | 0 | 0 | 0 | 0 | 0 | 0 | 0 | 0 | 0 | 0 | 0 | 0 | 0 | 0 | 0 | 0 | 0 | 0 | 0 | 0 | 0 | 0 | 0 | 0 | 0 | 0 | 0 | 0 | 0 | 0 | 0 | 0 | 0 | 0 | 0 | 0 | 0 | 0 | 0 | 0 | 0 | 0 | 0 | 0 | 0 | 0 | 0 | 0 | 0 | 0
Commercial_Miscellaneous_Existing_Space Heating_Natural Gas_Furnace_Vintage_Codes & Standards Forecast | Commercial | Miscellaneous | Existing | Space Heating | Natural Gas | Furnace | Vintage |  | Codes & Standards Forecast | 1061081.6431 | 1034498.8229 | 1006241.2359 | 975435.2588 | 943190.3591 | 909252.0724 | 874777.912 | 840106.5177 | 805150.8703 | 769634.0374 | 733545.5782 | 696954.2799 | 659905.3226 | 622457.8994 | 584671.1557 | 546623.3953 | 508377.3232 | 469989.8259 | 431508.6409 | 396169.5416 | 363713.4935 | 333906.0876 | 306534.3199 | 281399.7211 | 258319.9519 | 237125.6049 | 217663.1978 | 199791.7035 | 183381.5423 | 168313.655 | 154478.6514 | 141776.0273 | 130117.9272 | 0 | 0 | 0 | 0 | 0 | 0 | 0 | 0 | 0 | 0 | 0 | 0 | 0 | 0 | 0 | 0 | 0 | 0
Commercial_Miscellaneous_Existing_Space Heating_Natural Gas_Boiler_E1_Codes & Standards Forecast | Commercial | Miscellaneous | Existing | Space Heating | Natural Gas | Boiler | E1 |  | Codes & Standards Forecast | 0 | 9062.4442 | 19015.7761 | 29723.9514 | 41092.9496 | 53004.6279 | 65427.321 | 78330.1312 | 91664.442 | 105353.7495 | 119340.4014 | 133578.7528 | 148022.5206 | 162630.5019 | 177364.5792 | 192196.5417 | 207099.5315 | 222049.9016 | 237024.9743 | 252004.2784 | 266967.0251 | 281896.0856 | 295166.3 | 306936.3651 | 317349.8593 | 326534.0772 | 334606.2663 | 341672.5125 | 347828.8005 | 353161.9736 | 357750.6024 | 361665.7709 | 364984.3625 | 0 | 0 | 0 | 0 | 0 | 0 | 0 | 0 | 0 | 0 | 0 | 0 | 0 | 0 | 0 | 0 | 0 | 0
Commercial_Miscellaneous_Existing_Space Heating_Natural Gas_Boiler_E2_Codes & Standards Forecast | Commercial | Miscellaneous | Existing | Space Heating | Natural Gas | Boiler | E2 |  | Codes & Standards Forecast | 0 | 0 | 0 | 0 | 0 | 0 | 0 | 0 | 0 | 0 | 0 | 0 | 0 | 0 | 0 | 0 | 0 | 0 | 0 | 0 | 0 | 0 | 0 | 0 | 0 | 0 | 0 | 0 | 0 | 0 | 0 | 0 | 0 | 0 | 0 | 0 | 0 | 0 | 0 | 0 | 0 | 0 | 0 | 0 | 0 | 0 | 0 | 0 | 0 | 0 | 0
Commercial_Miscellaneous_Existing_Space Heating_Natural Gas_Boiler_E3_Codes & Standards Forecast | Commercial | Miscellaneous | Existing | Space Heating | Natural Gas | Boiler | E3 |  | Codes & Standards Forecast | 0 | 0 | 0 | 0 | 0 | 0 | 0 | 0 | 0 | 0 | 0 | 0 | 0 | 0 | 0 | 0 | 0 | 0 | 0 | 0 | 0 | 0 | 0 | 0 | 0 | 0 | 0 | 0 | 0 | 0 | 0 | 0 | 0 | 0 | 0 | 0 | 0 | 0 | 0 | 0 | 0 | 0 | 0 | 0 | 0 | 0 | 0 | 0 | 0 | 0 | 0
Commercial_Miscellaneous_Existing_Space Heating_Natural Gas_Boiler_E4_Codes & Standards Forecast | Commercial | Miscellaneous | Existing | Space Heating | Natural Gas | Boiler | E4 |  | Codes & Standards Forecast | 0 | 0 | 0 | 0 | 0 | 0 | 0 | 0 | 0 | 0 | 0 | 0 | 0 | 0 | 0 | 0 | 0 | 0 | 0 | 0 | 0 | 0 | 0 | 0 | 0 | 0 | 0 | 0 | 0 | 0 | 0 | 0 | 0 | 0 | 0 | 0 | 0 | 0 | 0 | 0 | 0 | 0 | 0 | 0 | 0 | 0 | 0 | 0 | 0 | 0 | 0
Commercial_Miscellaneous_Existing_Space Heating_Natural Gas_Boiler_E5_Codes & Standards Forecast | Commercial | Miscellaneous | Existing | Space Heating | Natural Gas | Boiler | E5 |  | Codes & Standards Forecast | 0 | 0 | 0 | 0 | 0 | 0 | 0 | 0 | 0 | 0 | 0 | 0 | 0 | 0 | 0 | 0 | 0 | 0 | 0 | 0 | 0 | 0 | 0 | 0 | 0 | 0 | 0 | 0 | 0 | 0 | 0 | 0 | 0 | 0 | 0 | 0 | 0 | 0 | 0 | 0 | 0 | 0 | 0 | 0 | 0 | 0 | 0 | 0 | 0 | 0 | 0
Commercial_Miscellaneous_Existing_Space Heating_Natural Gas_Boiler_E6_Codes & Standards Forecast | Commercial | Miscellaneous | Existing | Space Heating | Natural Gas | Boiler | E6 |  | Codes & Standards Forecast | 0 | 0 | 0 | 0 | 0 | 0 | 0 | 0 | 0 | 0 | 0 | 0 | 0 | 0 | 0 | 0 | 0 | 0 | 0 | 0 | 0 | 0 | 0 | 0 | 0 | 0 | 0 | 0 | 0 | 0 | 0 | 0 | 0 | 0 | 0 | 0 | 0 | 0 | 0 | 0 | 0 | 0 | 0 | 0 | 0 | 0 | 0 | 0 | 0 | 0 | 0
Commercial_Miscellaneous_Existing_Space Heating_Natural Gas_Boiler_E7_Codes & Standards Forecast | Commercial | Miscellaneous | Existing | Space Heating | Natural Gas | Boiler | E7 |  | Codes & Standards Forecast | 0 | 0 | 0 | 0 | 0 | 0 | 0 | 0 | 0 | 0 | 0 | 0 | 0 | 0 | 0 | 0 | 0 | 0 | 0 | 0 | 0 | 0 | 0 | 0 | 0 | 0 | 0 | 0 | 0 | 0 | 0 | 0 | 0 | 0 | 0 | 0 | 0 | 0 | 0 | 0 | 0 | 0 | 0 | 0 | 0 | 0 | 0 | 0 | 0 | 0 | 0
Commercial_Miscellaneous_Existing_Space Heating_Natural Gas_Boiler_E8_Codes & Standards Forecast | Commercial | Miscellaneous | Existing | Space Heating | Natural Gas | Boiler | E8 |  | Codes & Standards Forecast | 0 | 0 | 0 | 0 | 0 | 0 | 0 | 0 | 0 | 0 | 0 | 0 | 0 | 0 | 0 | 0 | 0 | 0 | 0 | 0 | 0 | 0 | 0 | 0 | 0 | 0 | 0 | 0 | 0 | 0 | 0 | 0 | 0 | 0 | 0 | 0 | 0 | 0 | 0 | 0 | 0 | 0 | 0 | 0 | 0 | 0 | 0 | 0 | 0 | 0 | 0
Commercial_Miscellaneous_Existing_Space Heating_Natural Gas_Boiler_E9_Codes & Standards Forecast | Commercial | Miscellaneous | Existing | Space Heating | Natural Gas | Boiler | E9 |  | Codes & Standards Forecast | 0 | 0 | 0 | 0 | 0 | 0 | 0 | 0 | 0 | 0 | 0 | 0 | 0 | 0 | 0 | 0 | 0 | 0 | 0 | 0 | 0 | 0 | 0 | 0 | 0 | 0 | 0 | 0 | 0 | 0 | 0 | 0 | 0 | 0 | 0 | 0 | 0 | 0 | 0 | 0 | 0 | 0 | 0 | 0 | 0 | 0 | 0 | 0 | 0 | 0 | 0
Commercial_Miscellaneous_Existing_Space Heating_Natural Gas_Boiler_E10_Codes & Standards Forecast | Commercial | Miscellaneous | Existing | Space Heating | Natural Gas | Boiler | E10 |  | Codes & Standards Forecast | 0 | 0 | 0 | 0 | 0 | 0 | 0 | 0 | 0 | 0 | 0 | 0 | 0 | 0 | 0 | 0 | 0 | 0 | 0 | 0 | 0 | 0 | 0 | 0 | 0 | 0 | 0 | 0 | 0 | 0 | 0 | 0 | 0 | 0 | 0 | 0 | 0 | 0 | 0 | 0 | 0 | 0 | 0 | 0 | 0 | 0 | 0 | 0 | 0 | 0 | 0
Commercial_Miscellaneous_Existing_Space Heating_Natural Gas_Boiler_Vintage_Codes & Standards Forecast | Commercial | Miscellaneous | Existing | Space Heating | Natural Gas | Boiler | Vintage |  | Codes & Standards Forecast | 500983.3205 | 489371.9862 | 476869.7643 | 463083.4648 | 448556.3404 | 433182.1691 | 417524.7216 | 401757.612 | 385849.6037 | 369676.1041 | 353237.9747 | 336572.7365 | 319705.4396 | 302666.9268 | 285487.2218 | 268205.082 | 250851.239 | 233453.2214 | 216033.7579 | 198613.3709 | 181209.0144 | 163837.8133 | 148128.4003 | 133922.1185 | 121075.4301 | 109457.6052 | 98951.394 | 89450.708 | 80859.5601 | 73091.1047 | 66066.7686 | 59715.4652 | 53974.7419 | 0 | 0 | 0 | 0 | 0 | 0 | 0 | 0 | 0 | 0 | 0 | 0 | 0 | 0 | 0 | 0 | 0 | 0
Commercial_Miscellaneous_Existing_Space Heating_Natural Gas_Unit Heater_E1_Codes & Standards Forecast | Commercial | Miscellaneous | Existing | Space Heating | Natural Gas | Unit Heater | E1 |  | Codes & Standards Forecast | 0 | 311.7526 | 713.3642 | 1183.6151 | 1706.4685 | 2267.7975 | 2859.4086 | 3475.0696 | 4109.1565 | 4755.7928 | 5410.6929 | 6070.7012 | 6586.8073 | 6988.223 | 7298.1757 | 7535.4201 | 7714.8346 | 7848.2841 | 7945.1644 | 8012.9543 | 8057.5365 | 8083.6463 | 8095.1162 | 8094.9478 | 8085.5304 | 8068.701 | 8045.9717 | 8018.5459 | 7987.3814 | 7953.2402 | 7916.7288 | 7878.33 | 7838.6978 | 0 | 0 | 0 | 0 | 0 | 0 | 0 | 0 | 0 | 0 | 0 | 0 | 0 | 0 | 0 | 0 | 0 | 0
Commercial_Miscellaneous_Existing_Space Heating_Natural Gas_Unit Heater_E2_Codes & Standards Forecast | Commercial | Miscellaneous | Existing | Space Heating | Natural Gas | Unit Heater | E2 |  | Codes & Standards Forecast | 0 | 0 | 0 | 0 | 0 | 0 | 0 | 0 | 0 | 0 | 0 | 0 | 0 | 0 | 0 | 0 | 0 | 0 | 0 | 0 | 0 | 0 | 0 | 0 | 0 | 0 | 0 | 0 | 0 | 0 | 0 | 0 | 0 | 0 | 0 | 0 | 0 | 0 | 0 | 0 | 0 | 0 | 0 | 0 | 0 | 0 | 0 | 0 | 0 | 0 | 0
Commercial_Miscellaneous_Existing_Space Heating_Natural Gas_Unit Heater_E3_Codes & Standards Forecast | Commercial | Miscellaneous | Existing | Space Heating | Natural Gas | Unit Heater | E3 |  | Codes & Standards Forecast | 0 | 0 | 0 | 0 | 0 | 0 | 0 | 0 | 0 | 0 | 0 | 0 | 0 | 0 | 0 | 0 | 0 | 0 | 0 | 0 | 0 | 0 | 0 | 0 | 0 | 0 | 0 | 0 | 0 | 0 | 0 | 0 | 0 | 0 | 0 | 0 | 0 | 0 | 0 | 0 | 0 | 0 | 0 | 0 | 0 | 0 | 0 | 0 | 0 | 0 | 0
Commercial_Miscellaneous_Existing_Space Heating_Natural Gas_Unit Heater_E4_Codes & Standards Forecast | Commercial | Miscellaneous | Existing | Space Heating | Natural Gas | Unit Heater | E4 |  | Codes & Standards Forecast | 0 | 0 | 0 | 0 | 0 | 0 | 0 | 0 | 0 | 0 | 0 | 0 | 0 | 0 | 0 | 0 | 0 | 0 | 0 | 0 | 0 | 0 | 0 | 0 | 0 | 0 | 0 | 0 | 0 | 0 | 0 | 0 | 0 | 0 | 0 | 0 | 0 | 0 | 0 | 0 | 0 | 0 | 0 | 0 | 0 | 0 | 0 | 0 | 0 | 0 | 0
Commercial_Miscellaneous_Existing_Space Heating_Natural Gas_Unit Heater_E5_Codes & Standards Forecast | Commercial | Miscellaneous | Existing | Space Heating | Natural Gas | Unit Heater | E5 |  | Codes & Standards Forecast | 0 | 0 | 0 | 0 | 0 | 0 | 0 | 0 | 0 | 0 | 0 | 0 | 0 | 0 | 0 | 0 | 0 | 0 | 0 | 0 | 0 | 0 | 0 | 0 | 0 | 0 | 0 | 0 | 0 | 0 | 0 | 0 | 0 | 0 | 0 | 0 | 0 | 0 | 0 | 0 | 0 | 0 | 0 | 0 | 0 | 0 | 0 | 0 | 0 | 0 | 0
Commercial_Miscellaneous_Existing_Space Heating_Natural Gas_Unit Heater_E6_Codes & Standards Forecast | Commercial | Miscellaneous | Existing | Space Heating | Natural Gas | Unit Heater | E6 |  | Codes & Standards Forecast | 0 | 0 | 0 | 0 | 0 | 0 | 0 | 0 | 0 | 0 | 0 | 0 | 0 | 0 | 0 | 0 | 0 | 0 | 0 | 0 | 0 | 0 | 0 | 0 | 0 | 0 | 0 | 0 | 0 | 0 | 0 | 0 | 0 | 0 | 0 | 0 | 0 | 0 | 0 | 0 | 0 | 0 | 0 | 0 | 0 | 0 | 0 | 0 | 0 | 0 | 0
Commercial_Miscellaneous_Existing_Space Heating_Natural Gas_Unit Heater_E7_Codes & Standards Forecast | Commercial | Miscellaneous | Existing | Space Heating | Natural Gas | Unit Heater | E7 |  | Codes & Standards Forecast | 0 | 0 | 0 | 0 | 0 | 0 | 0 | 0 | 0 | 0 | 0 | 0 | 0 | 0 | 0 | 0 | 0 | 0 | 0 | 0 | 0 | 0 | 0 | 0 | 0 | 0 | 0 | 0 | 0 | 0 | 0 | 0 | 0 | 0 | 0 | 0 | 0 | 0 | 0 | 0 | 0 | 0 | 0 | 0 | 0 | 0 | 0 | 0 | 0 | 0 | 0
Commercial_Miscellaneous_Existing_Space Heating_Natural Gas_Unit Heater_E8_Codes & Standards Forecast | Commercial | Miscellaneous | Existing | Space Heating | Natural Gas | Unit Heater | E8 |  | Codes & Standards Forecast | 0 | 0 | 0 | 0 | 0 | 0 | 0 | 0 | 0 | 0 | 0 | 0 | 0 | 0 | 0 | 0 | 0 | 0 | 0 | 0 | 0 | 0 | 0 | 0 | 0 | 0 | 0 | 0 | 0 | 0 | 0 | 0 | 0 | 0 | 0 | 0 | 0 | 0 | 0 | 0 | 0 | 0 | 0 | 0 | 0 | 0 | 0 | 0 | 0 | 0 | 0
Commercial_Miscellaneous_Existing_Space Heating_Natural Gas_Unit Heater_E9_Codes & Standards Forecast | Commercial | Miscellaneous | Existing | Space Heating | Natural Gas | Unit Heater | E9 |  | Codes & Standards Forecast | 0 | 0 | 0 | 0 | 0 | 0 | 0 | 0 | 0 | 0 | 0 | 0 | 0 | 0 | 0 | 0 | 0 | 0 | 0 | 0 | 0 | 0 | 0 | 0 | 0 | 0 | 0 | 0 | 0 | 0 | 0 | 0 | 0 | 0 | 0 | 0 | 0 | 0 | 0 | 0 | 0 | 0 | 0 | 0 | 0 | 0 | 0 | 0 | 0 | 0 | 0
Commercial_Miscellaneous_Existing_Space Heating_Natural Gas_Unit Heater_E10_Codes & Standards Forecast | Commercial | Miscellaneous | Existing | Space Heating | Natural Gas | Unit Heater | E10 |  | Codes & Standards Forecast | 0 | 0 | 0 | 0 | 0 | 0 | 0 | 0 | 0 | 0 | 0 | 0 | 0 | 0 | 0 | 0 | 0 | 0 | 0 | 0 | 0 | 0 | 0 | 0 | 0 | 0 | 0 | 0 | 0 | 0 | 0 | 0 | 0 | 0 | 0 | 0 | 0 | 0 | 0 | 0 | 0 | 0 | 0 | 0 | 0 | 0 | 0 | 0 | 0 | 0 | 0
Commercial_Miscellaneous_Existing_Space Heating_Natural Gas_Unit Heater_Vintage_Codes & Standards Forecast | Commercial | Miscellaneous | Existing | Space Heating | Natural Gas | Unit Heater | Vintage |  | Codes & Standards Forecast | 9400.4048 | 9040.8251 | 8591.3863 | 8063.3778 | 7481.2656 | 6854.9667 | 6202.659 | 5533.2526 | 4850.873 | 4157.6236 | 3456.7242 | 2751.178 | 2189.597 | 1742.5751 | 1386.7328 | 1103.5135 | 878.1114 | 698.7344 | 555.9878 | 442.3937 | 351.9973 | 280.0634 | 222.8247 | 177.2801 | 141.0413 | 112.2067 | 89.2642 | 71.0104 | 56.4875 | 44.9333 | 35.7412 | 28.4286 | 22.6122 | 0 | 0 | 0 | 0 | 0 | 0 | 0 | 0 | 0 | 0 | 0 | 0 | 0 | 0 | 0 | 0 | 0 | 0
Commercial_Miscellaneous_Existing_Water Heating_Natural Gas_Water Heater_E1_Codes & Standards Forecast | Commercial | Miscellaneous | Existing | Water Heating | Natural Gas | Water Heater | E1 |  | Codes & Standards Forecast | 0 | 46306.2736 | 105959.7877 | 175808.6576 | 253470.8584 | 336848.056 | 424723.1921 | 516170.6027 | 610354.9154 | 706403.2509 | 781726.9691 | 840563.4356 | 886252.0948 | 921456.0346 | 948292.8748 | 968482.8275 | 983387.8583 | 994094.5279 | 1001461.4675 | 1006172.1207 | 1008761.7327 | 1009663.0036 | 1009228.258 | 1007731.8203 | 1005392.0322 | 1002374.6864 | 998817.9544 | 994831.8012 | 990503.7406 | 985903.4169 | 981086.2519 | 976096.3477 | 971002.2484 | 0 | 0 | 0 | 0 | 0 | 0 | 0 | 0 | 0 | 0 | 0 | 0 | 0 | 0 | 0 | 0 | 0 | 0
Commercial_Miscellaneous_Existing_Water Heating_Natural Gas_Water Heater_E2_Codes & Standards Forecast | Commercial | Miscellaneous | Existing | Water Heating | Natural Gas | Water Heater | E2 |  | Codes & Standards Forecast | 0 | 0 | 0 | 0 | 0 | 0 | 0 | 0 | 0 | 0 | 0 | 0 | 0 | 0 | 0 | 0 | 0 | 0 | 0 | 0 | 0 | 0 | 0 | 0 | 0 | 0 | 0 | 0 | 0 | 0 | 0 | 0 | 0 | 0 | 0 | 0 | 0 | 0 | 0 | 0 | 0 | 0 | 0 | 0 | 0 | 0 | 0 | 0 | 0 | 0 | 0
Commercial_Miscellaneous_Existing_Water Heating_Natural Gas_Water Heater_E3_Codes & Standards Forecast | Commercial | Miscellaneous | Existing | Water Heating | Natural Gas | Water Heater | E3 |  | Codes & Standards Forecast | 0 | 0 | 0 | 0 | 0 | 0 | 0 | 0 | 0 | 0 | 0 | 0 | 0 | 0 | 0 | 0 | 0 | 0 | 0 | 0 | 0 | 0 | 0 | 0 | 0 | 0 | 0 | 0 | 0 | 0 | 0 | 0 | 0 | 0 | 0 | 0 | 0 | 0 | 0 | 0 | 0 | 0 | 0 | 0 | 0 | 0 | 0 | 0 | 0 | 0 | 0
Commercial_Miscellaneous_Existing_Water Heating_Natural Gas_Water Heater_E4_Codes & Standards Forecast | Commercial | Miscellaneous | Existing | Water Heating | Natural Gas | Water Heater | E4 |  | Codes & Standards Forecast | 0 | 0 | 0 | 0 | 0 | 0 | 0 | 0 | 0 | 0 | 0 | 0 | 0 | 0 | 0 | 0 | 0 | 0 | 0 | 0 | 0 | 0 | 0 | 0 | 0 | 0 | 0 | 0 | 0 | 0 | 0 | 0 | 0 | 0 | 0 | 0 | 0 | 0 | 0 | 0 | 0 | 0 | 0 | 0 | 0 | 0 | 0 | 0 | 0 | 0 | 0
Commercial_Miscellaneous_Existing_Water Heating_Natural Gas_Water Heater_E5_Codes & Standards Forecast | Commercial | Miscellaneous | Existing | Water Heating | Natural Gas | Water Heater | E5 |  | Codes & Standards Forecast | 0 | 0 | 0 | 0 | 0 | 0 | 0 | 0 | 0 | 0 | 0 | 0 | 0 | 0 | 0 | 0 | 0 | 0 | 0 | 0 | 0 | 0 | 0 | 0 | 0 | 0 | 0 | 0 | 0 | 0 | 0 | 0 | 0 | 0 | 0 | 0 | 0 | 0 | 0 | 0 | 0 | 0 | 0 | 0 | 0 | 0 | 0 | 0 | 0 | 0 | 0
Commercial_Miscellaneous_Existing_Water Heating_Natural Gas_Water Heater_E6_Codes & Standards Forecast | Commercial | Miscellaneous | Existing | Water Heating | Natural Gas | Water Heater | E6 |  | Codes & Standards Forecast | 0 | 0 | 0 | 0 | 0 | 0 | 0 | 0 | 0 | 0 | 0 | 0 | 0 | 0 | 0 | 0 | 0 | 0 | 0 | 0 | 0 | 0 | 0 | 0 | 0 | 0 | 0 | 0 | 0 | 0 | 0 | 0 | 0 | 0 | 0 | 0 | 0 | 0 | 0 | 0 | 0 | 0 | 0 | 0 | 0 | 0 | 0 | 0 | 0 | 0 | 0
Commercial_Miscellaneous_Existing_Water Heating_Natural Gas_Water Heater_E7_Codes & Standards Forecast | Commercial | Miscellaneous | Existing | Water Heating | Natural Gas | Water Heater | E7 |  | Codes & Standards Forecast | 0 | 0 | 0 | 0 | 0 | 0 | 0 | 0 | 0 | 0 | 0 | 0 | 0 | 0 | 0 | 0 | 0 | 0 | 0 | 0 | 0 | 0 | 0 | 0 | 0 | 0 | 0 | 0 | 0 | 0 | 0 | 0 | 0 | 0 | 0 | 0 | 0 | 0 | 0 | 0 | 0 | 0 | 0 | 0 | 0 | 0 | 0 | 0 | 0 | 0 | 0
Commercial_Miscellaneous_Existing_Water Heating_Natural Gas_Water Heater_E8_Codes & Standards Forecast | Commercial | Miscellaneous | Existing | Water Heating | Natural Gas | Water Heater | E8 |  | Codes & Standards Forecast | 0 | 0 | 0 | 0 | 0 | 0 | 0 | 0 | 0 | 0 | 0 | 0 | 0 | 0 | 0 | 0 | 0 | 0 | 0 | 0 | 0 | 0 | 0 | 0 | 0 | 0 | 0 | 0 | 0 | 0 | 0 | 0 | 0 | 0 | 0 | 0 | 0 | 0 | 0 | 0 | 0 | 0 | 0 | 0 | 0 | 0 | 0 | 0 | 0 | 0 | 0
Commercial_Miscellaneous_Existing_Water Heating_Natural Gas_Water Heater_E9_Codes & Standards Forecast | Commercial | Miscellaneous | Existing | Water Heating | Natural Gas | Water Heater | E9 |  | Codes & Standards Forecast | 0 | 0 | 0 | 0 | 0 | 0 | 0 | 0 | 0 | 0 | 0 | 0 | 0 | 0 | 0 | 0 | 0 | 0 | 0 | 0 | 0 | 0 | 0 | 0 | 0 | 0 | 0 | 0 | 0 | 0 | 0 | 0 | 0 | 0 | 0 | 0 | 0 | 0 | 0 | 0 | 0 | 0 | 0 | 0 | 0 | 0 | 0 | 0 | 0 | 0 | 0
Commercial_Miscellaneous_Existing_Water Heating_Natural Gas_Water Heater_E10_Codes & Standards Forecast | Commercial | Miscellaneous | Existing | Water Heating | Natural Gas | Water Heater | E10 |  | Codes & Standards Forecast | 0 | 0 | 0 | 0 | 0 | 0 | 0 | 0 | 0 | 0 | 0 | 0 | 0 | 0 | 0 | 0 | 0 | 0 | 0 | 0 | 0 | 0 | 0 | 0 | 0 | 0 | 0 | 0 | 0 | 0 | 0 | 0 | 0 | 0 | 0 | 0 | 0 | 0 | 0 | 0 | 0 | 0 | 0 | 0 | 0 | 0 | 0 | 0 | 0 | 0 | 0
Commercial_Miscellaneous_Existing_Water Heating_Natural Gas_Water Heater_Vintage_Codes & Standards Forecast | Commercial | Miscellaneous | Existing | Water Heating | Natural Gas | Water Heater | Vintage |  | Codes & Standards Forecast | 1163576.8558 | 1111350.5658 | 1045777.0353 | 968778.9572 | 883781.7368 | 792362.6015 | 696974.4697 | 598874.4776 | 498712.5308 | 396894.4456 | 315876.9599 | 251403.8402 | 200086.3263 | 159237.2679 | 126720.2467 | 100839.5469 | 80242.1987 | 63850.6572 | 50806.4096 | 40426.1315 | 32165.6705 | 25592.3181 | 20361.815 | 16199.93 | 12888.4152 | 10253.4995 | 8157.0056 | 6488.963 | 5161.8522 | 4106.0231 | 3266.0483 | 2597.8198 | 2066.3099 | 0 | 0 | 0 | 0 | 0 | 0 | 0 | 0 | 0 | 0 | 0 | 0 | 0 | 0 | 0 | 0 | 0 | 0
Commercial_Miscellaneous_Existing_Food Preparation_Natural Gas_Oven_E1_Codes & Standards Forecast | Commercial | Miscellaneous | Existing | Food Preparation | Natural Gas | Oven | E1 |  | Codes & Standards Forecast | 0 | 21602.8142 | 49432.3863 | 82018.2983 | 118249.2874 | 157146.4381 | 198141.9683 | 240804.0369 | 284742.9257 | 329551.4188 | 374932.5475 | 420667.6525 | 456431.0898 | 484247.0831 | 505725.1767 | 522164.9633 | 534597.4501 | 543844.7979 | 550558.0921 | 555255.5717 | 558344.8866 | 560154.1593 | 560948.9607 | 560937.295 | 560284.7146 | 559118.5254 | 557543.5054 | 555643.0434 | 553483.503 | 551117.6975 | 548587.6549 | 545926.8194 | 543180.5162 | 0 | 0 | 0 | 0 | 0 | 0 | 0 | 0 | 0 | 0 | 0 | 0 | 0 | 0 | 0 | 0 | 0 | 0
Commercial_Miscellaneous_Existing_Food Preparation_Natural Gas_Oven_E2_Codes & Standards Forecast | Commercial | Miscellaneous | Existing | Food Preparation | Natural Gas | Oven | E2 |  | Codes & Standards Forecast | 0 | 0 | 0 | 0 | 0 | 0 | 0 | 0 | 0 | 0 | 0 | 0 | 0 | 0 | 0 | 0 | 0 | 0 | 0 | 0 | 0 | 0 | 0 | 0 | 0 | 0 | 0 | 0 | 0 | 0 | 0 | 0 | 0 | 0 | 0 | 0 | 0 | 0 | 0 | 0 | 0 | 0 | 0 | 0 | 0 | 0 | 0 | 0 | 0 | 0 | 0
Commercial_Miscellaneous_Existing_Food Preparation_Natural Gas_Oven_E3_Codes & Standards Forecast | Commercial | Miscellaneous | Existing | Food Preparation | Natural Gas | Oven | E3 |  | Codes & Standards Forecast | 0 | 0 | 0 | 0 | 0 | 0 | 0 | 0 | 0 | 0 | 0 | 0 | 0 | 0 | 0 | 0 | 0 | 0 | 0 | 0 | 0 | 0 | 0 | 0 | 0 | 0 | 0 | 0 | 0 | 0 | 0 | 0 | 0 | 0 | 0 | 0 | 0 | 0 | 0 | 0 | 0 | 0 | 0 | 0 | 0 | 0 | 0 | 0 | 0 | 0 | 0
Commercial_Miscellaneous_Existing_Food Preparation_Natural Gas_Oven_E4_Codes & Standards Forecast | Commercial | Miscellaneous | Existing | Food Preparation | Natural Gas | Oven | E4 |  | Codes & Standards Forecast | 0 | 0 | 0 | 0 | 0 | 0 | 0 | 0 | 0 | 0 | 0 | 0 | 0 | 0 | 0 | 0 | 0 | 0 | 0 | 0 | 0 | 0 | 0 | 0 | 0 | 0 | 0 | 0 | 0 | 0 | 0 | 0 | 0 | 0 | 0 | 0 | 0 | 0 | 0 | 0 | 0 | 0 | 0 | 0 | 0 | 0 | 0 | 0 | 0 | 0 | 0
Commercial_Miscellaneous_Existing_Food Preparation_Natural Gas_Oven_E5_Codes & Standards Forecast | Commercial | Miscellaneous | Existing | Food Preparation | Natural Gas | Oven | E5 |  | Codes & Standards Forecast | 0 | 0 | 0 | 0 | 0 | 0 | 0 | 0 | 0 | 0 | 0 | 0 | 0 | 0 | 0 | 0 | 0 | 0 | 0 | 0 | 0 | 0 | 0 | 0 | 0 | 0 | 0 | 0 | 0 | 0 | 0 | 0 | 0 | 0 | 0 | 0 | 0 | 0 | 0 | 0 | 0 | 0 | 0 | 0 | 0 | 0 | 0 | 0 | 0 | 0 | 0
Commercial_Miscellaneous_Existing_Food Preparation_Natural Gas_Oven_E6_Codes & Standards Forecast | Commercial | Miscellaneous | Existing | Food Preparation | Natural Gas | Oven | E6 |  | Codes & Standards Forecast | 0 | 0 | 0 | 0 | 0 | 0 | 0 | 0 | 0 | 0 | 0 | 0 | 0 | 0 | 0 | 0 | 0 | 0 | 0 | 0 | 0 | 0 | 0 | 0 | 0 | 0 | 0 | 0 | 0 | 0 | 0 | 0 | 0 | 0 | 0 | 0 | 0 | 0 | 0 | 0 | 0 | 0 | 0 | 0 | 0 | 0 | 0 | 0 | 0 | 0 | 0
Commercial_Miscellaneous_Existing_Food Preparation_Natural Gas_Oven_E7_Codes & Standards Forecast | Commercial | Miscellaneous | Existing | Food Preparation | Natural Gas | Oven | E7 |  | Codes & Standards Forecast | 0 | 0 | 0 | 0 | 0 | 0 | 0 | 0 | 0 | 0 | 0 | 0 | 0 | 0 | 0 | 0 | 0 | 0 | 0 | 0 | 0 | 0 | 0 | 0 | 0 | 0 | 0 | 0 | 0 | 0 | 0 | 0 | 0 | 0 | 0 | 0 | 0 | 0 | 0 | 0 | 0 | 0 | 0 | 0 | 0 | 0 | 0 | 0 | 0 | 0 | 0
Commercial_Miscellaneous_Existing_Food Preparation_Natural Gas_Oven_E8_Codes & Standards Forecast | Commercial | Miscellaneous | Existing | Food Preparation | Natural Gas | Oven | E8 |  | Codes & Standards Forecast | 0 | 0 | 0 | 0 | 0 | 0 | 0 | 0 | 0 | 0 | 0 | 0 | 0 | 0 | 0 | 0 | 0 | 0 | 0 | 0 | 0 | 0 | 0 | 0 | 0 | 0 | 0 | 0 | 0 | 0 | 0 | 0 | 0 | 0 | 0 | 0 | 0 | 0 | 0 | 0 | 0 | 0 | 0 | 0 | 0 | 0 | 0 | 0 | 0 | 0 | 0
Commercial_Miscellaneous_Existing_Food Preparation_Natural Gas_Oven_E9_Codes & Standards Forecast | Commercial | Miscellaneous | Existing | Food Preparation | Natural Gas | Oven | E9 |  | Codes & Standards Forecast | 0 | 0 | 0 | 0 | 0 | 0 | 0 | 0 | 0 | 0 | 0 | 0 | 0 | 0 | 0 | 0 | 0 | 0 | 0 | 0 | 0 | 0 | 0 | 0 | 0 | 0 | 0 | 0 | 0 | 0 | 0 | 0 | 0 | 0 | 0 | 0 | 0 | 0 | 0 | 0 | 0 | 0 | 0 | 0 | 0 | 0 | 0 | 0 | 0 | 0 | 0
Commercial_Miscellaneous_Existing_Food Preparation_Natural Gas_Oven_E10_Codes & Standards Forecast | Commercial | Miscellaneous | Existing | Food Preparation | Natural Gas | Oven | E10 |  | Codes & Standards Forecast | 0 | 0 | 0 | 0 | 0 | 0 | 0 | 0 | 0 | 0 | 0 | 0 | 0 | 0 | 0 | 0 | 0 | 0 | 0 | 0 | 0 | 0 | 0 | 0 | 0 | 0 | 0 | 0 | 0 | 0 | 0 | 0 | 0 | 0 | 0 | 0 | 0 | 0 | 0 | 0 | 0 | 0 | 0 | 0 | 0 | 0 | 0 | 0 | 0 | 0 | 0
Commercial_Miscellaneous_Existing_Food Preparation_Natural Gas_Oven_Vintage_Codes & Standards Forecast | Commercial | Miscellaneous | Existing | Food Preparation | Natural Gas | Oven | Vintage |  | Codes & Standards Forecast | 651398.5941 | 626481.6109 | 595337.8697 | 558749.6573 | 518412.346 | 475013.1231 | 429811.6354 | 383425.2901 | 336139.9766 | 288101.4373 | 239532.7993 | 190642.1589 | 151727.5519 | 120751.2841 | 96093.2872 | 76467.6821 | 60848.4977 | 48418.6205 | 38527.0313 | 30655.5579 | 24391.564 | 19406.9222 | 15440.5771 | 12284.5762 | 9773.4199 | 7775.3358 | 6185.5426 | 4920.6484 | 3914.2864 | 3113.6402 | 2476.6785 | 1969.9539 | 1566.9044 | 0 | 0 | 0 | 0 | 0 | 0 | 0 | 0 | 0 | 0 | 0 | 0 | 0 | 0 | 0 | 0 | 0 | 0
Commercial_Miscellaneous_Existing_Food Preparation_Natural Gas_Conveyor Oven_E1_Codes & Standards Forecast | Commercial | Miscellaneous | Existing | Food Preparation | Natural Gas | Conveyor Oven | E1 |  | Codes & Standards Forecast | 0 | 7624.5226 | 17446.7246 | 28947.6347 | 41735.0426 | 55463.4488 | 69932.4594 | 84989.6601 | 100497.5032 | 116312.2655 | 132329.1344 | 148470.9362 | 164670.7296 | 180875.4142 | 197041.408 | 213140.5672 | 229149.3606 | 241566.0275 | 251124.2713 | 258408.0829 | 263879.9924 | 267909.7826 | 270793.9093 | 272766.752 | 274014.8476 | 274684.465 | 274893.6863 | 274736.4889 | 274287.664 | 273606.7316 | 272741.0576 | 271728.3342 | 270607.8771 | 0 | 0 | 0 | 0 | 0 | 0 | 0 | 0 | 0 | 0 | 0 | 0 | 0 | 0 | 0 | 0 | 0 | 0
Commercial_Miscellaneous_Existing_Food Preparation_Natural Gas_Conveyor Oven_E2_Codes & Standards Forecast | Commercial | Miscellaneous | Existing | Food Preparation | Natural Gas | Conveyor Oven | E2 |  | Codes & Standards Forecast | 0 | 0 | 0 | 0 | 0 | 0 | 0 | 0 | 0 | 0 | 0 | 0 | 0 | 0 | 0 | 0 | 0 | 0 | 0 | 0 | 0 | 0 | 0 | 0 | 0 | 0 | 0 | 0 | 0 | 0 | 0 | 0 | 0 | 0 | 0 | 0 | 0 | 0 | 0 | 0 | 0 | 0 | 0 | 0 | 0 | 0 | 0 | 0 | 0 | 0 | 0
Commercial_Miscellaneous_Existing_Food Preparation_Natural Gas_Conveyor Oven_E3_Codes & Standards Forecast | Commercial | Miscellaneous | Existing | Food Preparation | Natural Gas | Conveyor Oven | E3 |  | Codes & Standards Forecast | 0 | 0 | 0 | 0 | 0 | 0 | 0 | 0 | 0 | 0 | 0 | 0 | 0 | 0 | 0 | 0 | 0 | 0 | 0 | 0 | 0 | 0 | 0 | 0 | 0 | 0 | 0 | 0 | 0 | 0 | 0 | 0 | 0 | 0 | 0 | 0 | 0 | 0 | 0 | 0 | 0 | 0 | 0 | 0 | 0 | 0 | 0 | 0 | 0 | 0 | 0
Commercial_Miscellaneous_Existing_Food Preparation_Natural Gas_Conveyor Oven_E4_Codes & Standards Forecast | Commercial | Miscellaneous | Existing | Food Preparation | Natural Gas | Conveyor Oven | E4 |  | Codes & Standards Forecast | 0 | 0 | 0 | 0 | 0 | 0 | 0 | 0 | 0 | 0 | 0 | 0 | 0 | 0 | 0 | 0 | 0 | 0 | 0 | 0 | 0 | 0 | 0 | 0 | 0 | 0 | 0 | 0 | 0 | 0 | 0 | 0 | 0 | 0 | 0 | 0 | 0 | 0 | 0 | 0 | 0 | 0 | 0 | 0 | 0 | 0 | 0 | 0 | 0 | 0 | 0
Commercial_Miscellaneous_Existing_Food Preparation_Natural Gas_Conveyor Oven_E5_Codes & Standards Forecast | Commercial | Miscellaneous | Existing | Food Preparation | Natural Gas | Conveyor Oven | E5 |  | Codes & Standards Forecast | 0 | 0 | 0 | 0 | 0 | 0 | 0 | 0 | 0 | 0 | 0 | 0 | 0 | 0 | 0 | 0 | 0 | 0 | 0 | 0 | 0 | 0 | 0 | 0 | 0 | 0 | 0 | 0 | 0 | 0 | 0 | 0 | 0 | 0 | 0 | 0 | 0 | 0 | 0 | 0 | 0 | 0 | 0 | 0 | 0 | 0 | 0 | 0 | 0 | 0 | 0
Commercial_Miscellaneous_Existing_Food Preparation_Natural Gas_Conveyor Oven_E6_Codes & Standards Forecast | Commercial | Miscellaneous | Existing | Food Preparation | Natural Gas | Conveyor Oven | E6 |  | Codes & Standards Forecast | 0 | 0 | 0 | 0 | 0 | 0 | 0 | 0 | 0 | 0 | 0 | 0 | 0 | 0 | 0 | 0 | 0 | 0 | 0 | 0 | 0 | 0 | 0 | 0 | 0 | 0 | 0 | 0 | 0 | 0 | 0 | 0 | 0 | 0 | 0 | 0 | 0 | 0 | 0 | 0 | 0 | 0 | 0 | 0 | 0 | 0 | 0 | 0 | 0 | 0 | 0
Commercial_Miscellaneous_Existing_Food Preparation_Natural Gas_Conveyor Oven_E7_Codes & Standards Forecast | Commercial | Miscellaneous | Existing | Food Preparation | Natural Gas | Conveyor Oven | E7 |  | Codes & Standards Forecast | 0 | 0 | 0 | 0 | 0 | 0 | 0 | 0 | 0 | 0 | 0 | 0 | 0 | 0 | 0 | 0 | 0 | 0 | 0 | 0 | 0 | 0 | 0 | 0 | 0 | 0 | 0 | 0 | 0 | 0 | 0 | 0 | 0 | 0 | 0 | 0 | 0 | 0 | 0 | 0 | 0 | 0 | 0 | 0 | 0 | 0 | 0 | 0 | 0 | 0 | 0
Commercial_Miscellaneous_Existing_Food Preparation_Natural Gas_Conveyor Oven_E8_Codes & Standards Forecast | Commercial | Miscellaneous | Existing | Food Preparation | Natural Gas | Conveyor Oven | E8 |  | Codes & Standards Forecast | 0 | 0 | 0 | 0 | 0 | 0 | 0 | 0 | 0 | 0 | 0 | 0 | 0 | 0 | 0 | 0 | 0 | 0 | 0 | 0 | 0 | 0 | 0 | 0 | 0 | 0 | 0 | 0 | 0 | 0 | 0 | 0 | 0 | 0 | 0 | 0 | 0 | 0 | 0 | 0 | 0 | 0 | 0 | 0 | 0 | 0 | 0 | 0 | 0 | 0 | 0
Commercial_Miscellaneous_Existing_Food Preparation_Natural Gas_Conveyor Oven_E9_Codes & Standards Forecast | Commercial | Miscellaneous | Existing | Food Preparation | Natural Gas | Conveyor Oven | E9 |  | Codes & Standards Forecast | 0 | 0 | 0 | 0 | 0 | 0 | 0 | 0 | 0 | 0 | 0 | 0 | 0 | 0 | 0 | 0 | 0 | 0 | 0 | 0 | 0 | 0 | 0 | 0 | 0 | 0 | 0 | 0 | 0 | 0 | 0 | 0 | 0 | 0 | 0 | 0 | 0 | 0 | 0 | 0 | 0 | 0 | 0 | 0 | 0 | 0 | 0 | 0 | 0 | 0 | 0
Commercial_Miscellaneous_Existing_Food Preparation_Natural Gas_Conveyor Oven_E10_Codes & Standards Forecast | Commercial | Miscellaneous | Existing | Food Preparation | Natural Gas | Conveyor Oven | E10 |  | Codes & Standards Forecast | 0 | 0 | 0 | 0 | 0 | 0 | 0 | 0 | 0 | 0 | 0 | 0 | 0 | 0 | 0 | 0 | 0 | 0 | 0 | 0 | 0 | 0 | 0 | 0 | 0 | 0 | 0 | 0 | 0 | 0 | 0 | 0 | 0 | 0 | 0 | 0 | 0 | 0 | 0 | 0 | 0 | 0 | 0 | 0 | 0 | 0 | 0 | 0 | 0 | 0 | 0
Commercial_Miscellaneous_Existing_Food Preparation_Natural Gas_Conveyor Oven_Vintage_Codes & Standards Forecast | Commercial | Miscellaneous | Existing | Food Preparation | Natural Gas | Conveyor Oven | Vintage |  | Codes & Standards Forecast | 325699.297 | 316417.6899 | 304938.4034 | 291436.3431 | 276595.7741 | 260616.3319 | 244044.3425 | 227125.0034 | 209943.9479 | 192514.1626 | 174903.539 | 157183.9695 | 139408.5913 | 121623.7694 | 103867.824 | 86175.7555 | 68573.6133 | 54565.6817 | 43418.2904 | 34547.4819 | 27488.2329 | 21870.7582 | 17400.8595 | 13844.1836 | 11014.2196 | 8762.4656 | 6970.8377 | 5545.357 | 4411.2307 | 3508.9372 | 2791.1091 | 2220.0525 | 1765.8331 | 0 | 0 | 0 | 0 | 0 | 0 | 0 | 0 | 0 | 0 | 0 | 0 | 0 | 0 | 0 | 0 | 0 | 0
Commercial_Miscellaneous_Existing_Food Preparation_Natural Gas_Double Rack Oven_E1_Codes & Standards Forecast | Commercial | Miscellaneous | Existing | Food Preparation | Natural Gas | Double Rack Oven | E1 |  | Codes & Standards Forecast | 0 | 10801.4071 | 24716.1931 | 41009.1492 | 59124.6437 | 78573.2191 | 99070.9842 | 120402.0184 | 142371.4628 | 164775.7094 | 187466.2738 | 210333.8262 | 228215.5449 | 242123.5416 | 252862.5884 | 261082.4817 | 267298.725 | 271922.3989 | 275279.0461 | 277627.7859 | 279172.4433 | 280077.0797 | 280474.4803 | 280468.6475 | 280142.3573 | 279559.2627 | 278771.7527 | 277821.5217 | 276741.7515 | 275558.8488 | 274293.8274 | 272963.4097 | 271590.2581 | 0 | 0 | 0 | 0 | 0 | 0 | 0 | 0 | 0 | 0 | 0 | 0 | 0 | 0 | 0 | 0 | 0 | 0
Commercial_Miscellaneous_Existing_Food Preparation_Natural Gas_Double Rack Oven_E2_Codes & Standards Forecast | Commercial | Miscellaneous | Existing | Food Preparation | Natural Gas | Double Rack Oven | E2 |  | Codes & Standards Forecast | 0 | 0 | 0 | 0 | 0 | 0 | 0 | 0 | 0 | 0 | 0 | 0 | 0 | 0 | 0 | 0 | 0 | 0 | 0 | 0 | 0 | 0 | 0 | 0 | 0 | 0 | 0 | 0 | 0 | 0 | 0 | 0 | 0 | 0 | 0 | 0 | 0 | 0 | 0 | 0 | 0 | 0 | 0 | 0 | 0 | 0 | 0 | 0 | 0 | 0 | 0
Commercial_Miscellaneous_Existing_Food Preparation_Natural Gas_Double Rack Oven_E3_Codes & Standards Forecast | Commercial | Miscellaneous | Existing | Food Preparation | Natural Gas | Double Rack Oven | E3 |  | Codes & Standards Forecast | 0 | 0 | 0 | 0 | 0 | 0 | 0 | 0 | 0 | 0 | 0 | 0 | 0 | 0 | 0 | 0 | 0 | 0 | 0 | 0 | 0 | 0 | 0 | 0 | 0 | 0 | 0 | 0 | 0 | 0 | 0 | 0 | 0 | 0 | 0 | 0 | 0 | 0 | 0 | 0 | 0 | 0 | 0 | 0 | 0 | 0 | 0 | 0 | 0 | 0 | 0
Commercial_Miscellaneous_Existing_Food Preparation_Natural Gas_Double Rack Oven_E4_Codes & Standards Forecast | Commercial | Miscellaneous | Existing | Food Preparation | Natural Gas | Double Rack Oven | E4 |  | Codes & Standards Forecast | 0 | 0 | 0 | 0 | 0 | 0 | 0 | 0 | 0 | 0 | 0 | 0 | 0 | 0 | 0 | 0 | 0 | 0 | 0 | 0 | 0 | 0 | 0 | 0 | 0 | 0 | 0 | 0 | 0 | 0 | 0 | 0 | 0 | 0 | 0 | 0 | 0 | 0 | 0 | 0 | 0 | 0 | 0 | 0 | 0 | 0 | 0 | 0 | 0 | 0 | 0
Commercial_Miscellaneous_Existing_Food Preparation_Natural Gas_Double Rack Oven_E5_Codes & Standards Forecast | Commercial | Miscellaneous | Existing | Food Preparation | Natural Gas | Double Rack Oven | E5 |  | Codes & Standards Forecast | 0 | 0 | 0 | 0 | 0 | 0 | 0 | 0 | 0 | 0 | 0 | 0 | 0 | 0 | 0 | 0 | 0 | 0 | 0 | 0 | 0 | 0 | 0 | 0 | 0 | 0 | 0 | 0 | 0 | 0 | 0 | 0 | 0 | 0 | 0 | 0 | 0 | 0 | 0 | 0 | 0 | 0 | 0 | 0 | 0 | 0 | 0 | 0 | 0 | 0 | 0
Commercial_Miscellaneous_Existing_Food Preparation_Natural Gas_Double Rack Oven_E6_Codes & Standards Forecast | Commercial | Miscellaneous | Existing | Food Preparation | Natural Gas | Double Rack Oven | E6 |  | Codes & Standards Forecast | 0 | 0 | 0 | 0 | 0 | 0 | 0 | 0 | 0 | 0 | 0 | 0 | 0 | 0 | 0 | 0 | 0 | 0 | 0 | 0 | 0 | 0 | 0 | 0 | 0 | 0 | 0 | 0 | 0 | 0 | 0 | 0 | 0 | 0 | 0 | 0 | 0 | 0 | 0 | 0 | 0 | 0 | 0 | 0 | 0 | 0 | 0 | 0 | 0 | 0 | 0
Commercial_Miscellaneous_Existing_Food Preparation_Natural Gas_Double Rack Oven_E7_Codes & Standards Forecast | Commercial | Miscellaneous | Existing | Food Preparation | Natural Gas | Double Rack Oven | E7 |  | Codes & Standards Forecast | 0 | 0 | 0 | 0 | 0 | 0 | 0 | 0 | 0 | 0 | 0 | 0 | 0 | 0 | 0 | 0 | 0 | 0 | 0 | 0 | 0 | 0 | 0 | 0 | 0 | 0 | 0 | 0 | 0 | 0 | 0 | 0 | 0 | 0 | 0 | 0 | 0 | 0 | 0 | 0 | 0 | 0 | 0 | 0 | 0 | 0 | 0 | 0 | 0 | 0 | 0
Commercial_Miscellaneous_Existing_Food Preparation_Natural Gas_Double Rack Oven_E8_Codes & Standards Forecast | Commercial | Miscellaneous | Existing | Food Preparation | Natural Gas | Double Rack Oven | E8 |  | Codes & Standards Forecast | 0 | 0 | 0 | 0 | 0 | 0 | 0 | 0 | 0 | 0 | 0 | 0 | 0 | 0 | 0 | 0 | 0 | 0 | 0 | 0 | 0 | 0 | 0 | 0 | 0 | 0 | 0 | 0 | 0 | 0 | 0 | 0 | 0 | 0 | 0 | 0 | 0 | 0 | 0 | 0 | 0 | 0 | 0 | 0 | 0 | 0 | 0 | 0 | 0 | 0 | 0
Commercial_Miscellaneous_Existing_Food Preparation_Natural Gas_Double Rack Oven_E9_Codes & Standards Forecast | Commercial | Miscellaneous | Existing | Food Preparation | Natural Gas | Double Rack Oven | E9 |  | Codes & Standards Forecast | 0 | 0 | 0 | 0 | 0 | 0 | 0 | 0 | 0 | 0 | 0 | 0 | 0 | 0 | 0 | 0 | 0 | 0 | 0 | 0 | 0 | 0 | 0 | 0 | 0 | 0 | 0 | 0 | 0 | 0 | 0 | 0 | 0 | 0 | 0 | 0 | 0 | 0 | 0 | 0 | 0 | 0 | 0 | 0 | 0 | 0 | 0 | 0 | 0 | 0 | 0
Commercial_Miscellaneous_Existing_Food Preparation_Natural Gas_Double Rack Oven_E10_Codes & Standards Forecast | Commercial | Miscellaneous | Existing | Food Preparation | Natural Gas | Double Rack Oven | E10 |  | Codes & Standards Forecast | 0 | 0 | 0 | 0 | 0 | 0 | 0 | 0 | 0 | 0 | 0 | 0 | 0 | 0 | 0 | 0 | 0 | 0 | 0 | 0 | 0 | 0 | 0 | 0 | 0 | 0 | 0 | 0 | 0 | 0 | 0 | 0 | 0 | 0 | 0 | 0 | 0 | 0 | 0 | 0 | 0 | 0 | 0 | 0 | 0 | 0 | 0 | 0 | 0 | 0 | 0
Commercial_Miscellaneous_Existing_Food Preparation_Natural Gas_Double Rack Oven_Vintage_Codes & Standards Forecast | Commercial | Miscellaneous | Existing | Food Preparation | Natural Gas | Double Rack Oven | Vintage |  | Codes & Standards Forecast | 325699.297 | 313240.8054 | 297668.9349 | 279374.8286 | 259206.173 | 237506.5616 | 214905.8177 | 191712.6451 | 168069.9883 | 144050.7187 | 119766.3996 | 95321.0794 | 75863.7759 | 60375.642 | 48046.6436 | 38233.841 | 30424.2488 | 24209.3103 | 19263.5156 | 15327.779 | 12195.782 | 9703.4611 | 7720.2885 | 6142.2881 | 4886.71 | 3887.6679 | 3092.7713 | 2460.3242 | 1957.1432 | 1556.8201 | 1238.3393 | 984.977 | 783.4522 | 0 | 0 | 0 | 0 | 0 | 0 | 0 | 0 | 0 | 0 | 0 | 0 | 0 | 0 | 0 | 0 | 0 | 0
Commercial_Miscellaneous_Existing_Food Preparation_Natural Gas_Fryer_E1_Codes & Standards Forecast | Commercial | Miscellaneous | Existing | Food Preparation | Natural Gas | Fryer | E1 |  | Codes & Standards Forecast | 0 | 3794.3724 | 9122.8412 | 9066.2127 | 9008.1124 | 8944.4127 | 7965.7748 | 5938.8985 | 4430.2955 | 3305.4357 | 1612.5697 | 0 | 0 | 0 | 0 | 0 | 0 | 0 | 0 | 0 | 0 | 0 | 0 | 0 | 0 | 0 | 0 | 0 | 0 | 0 | 0 | 0 | 0 | 0 | 0 | 0 | 0 | 0 | 0 | 0 | 0 | 0 | 0 | 0 | 0 | 0 | 0 | 0 | 0 | 0 | 0
Commercial_Miscellaneous_Existing_Food Preparation_Natural Gas_Fryer_E2_Codes & Standards Forecast | Commercial | Miscellaneous | Existing | Food Preparation | Natural Gas | Fryer | E2 |  | Codes & Standards Forecast | 0 | 0 | 0 | 6487.0315 | 13764.5511 | 21585.1425 | 28259.5915 | 34469.5832 | 39042.349 | 42388.8395 | 45672.2605 | 48404.745 | 49172.017 | 49675.1247 | 49980.0103 | 50137.6718 | 50185.7673 | 50152.5174 | 50058.672 | 49919.7154 | 49746.7707 | 49548.4525 | 49331.5754 | 49100.9408 | 48860.1323 | 48611.437 | 48356.8462 | 48097.8454 | 47835.5429 | 47570.7653 | 47304.1293 | 47036.0948 | 46768.6159 | 0 | 0 | 0 | 0 | 0 | 0 | 0 | 0 | 0 | 0 | 0 | 0 | 0 | 0 | 0 | 0 | 0 | 0
Commercial_Miscellaneous_Existing_Food Preparation_Natural Gas_Fryer_E3_Codes & Standards Forecast | Commercial | Miscellaneous | Existing | Food Preparation | Natural Gas | Fryer | E3 |  | Codes & Standards Forecast | 0 | 0 | 0 | 0 | 0 | 0 | 0 | 0 | 0 | 0 | 0 | 0 | 0 | 0 | 0 | 0 | 0 | 0 | 0 | 0 | 0 | 0 | 0 | 0 | 0 | 0 | 0 | 0 | 0 | 0 | 0 | 0 | 0 | 0 | 0 | 0 | 0 | 0 | 0 | 0 | 0 | 0 | 0 | 0 | 0 | 0 | 0 | 0 | 0 | 0 | 0
Commercial_Miscellaneous_Existing_Food Preparation_Natural Gas_Fryer_E4_Codes & Standards Forecast | Commercial | Miscellaneous | Existing | Food Preparation | Natural Gas | Fryer | E4 |  | Codes & Standards Forecast | 0 | 0 | 0 | 0 | 0 | 0 | 0 | 0 | 0 | 0 | 0 | 0 | 0 | 0 | 0 | 0 | 0 | 0 | 0 | 0 | 0 | 0 | 0 | 0 | 0 | 0 | 0 | 0 | 0 | 0 | 0 | 0 | 0 | 0 | 0 | 0 | 0 | 0 | 0 | 0 | 0 | 0 | 0 | 0 | 0 | 0 | 0 | 0 | 0 | 0 | 0
Commercial_Miscellaneous_Existing_Food Preparation_Natural Gas_Fryer_E5_Codes & Standards Forecast | Commercial | Miscellaneous | Existing | Food Preparation | Natural Gas | Fryer | E5 |  | Codes & Standards Forecast | 0 | 0 | 0 | 0 | 0 | 0 | 0 | 0 | 0 | 0 | 0 | 0 | 0 | 0 | 0 | 0 | 0 | 0 | 0 | 0 | 0 | 0 | 0 | 0 | 0 | 0 | 0 | 0 | 0 | 0 | 0 | 0 | 0 | 0 | 0 | 0 | 0 | 0 | 0 | 0 | 0 | 0 | 0 | 0 | 0 | 0 | 0 | 0 | 0 | 0 | 0
Commercial_Miscellaneous_Existing_Food Preparation_Natural Gas_Fryer_E6_Codes & Standards Forecast | Commercial | Miscellaneous | Existing | Food Preparation | Natural Gas | Fryer | E6 |  | Codes & Standards Forecast | 0 | 0 | 0 | 0 | 0 | 0 | 0 | 0 | 0 | 0 | 0 | 0 | 0 | 0 | 0 | 0 | 0 | 0 | 0 | 0 | 0 | 0 | 0 | 0 | 0 | 0 | 0 | 0 | 0 | 0 | 0 | 0 | 0 | 0 | 0 | 0 | 0 | 0 | 0 | 0 | 0 | 0 | 0 | 0 | 0 | 0 | 0 | 0 | 0 | 0 | 0
Commercial_Miscellaneous_Existing_Food Preparation_Natural Gas_Fryer_E7_Codes & Standards Forecast | Commercial | Miscellaneous | Existing | Food Preparation | Natural Gas | Fryer | E7 |  | Codes & Standards Forecast | 0 | 0 | 0 | 0 | 0 | 0 | 0 | 0 | 0 | 0 | 0 | 0 | 0 | 0 | 0 | 0 | 0 | 0 | 0 | 0 | 0 | 0 | 0 | 0 | 0 | 0 | 0 | 0 | 0 | 0 | 0 | 0 | 0 | 0 | 0 | 0 | 0 | 0 | 0 | 0 | 0 | 0 | 0 | 0 | 0 | 0 | 0 | 0 | 0 | 0 | 0
Commercial_Miscellaneous_Existing_Food Preparation_Natural Gas_Fryer_E8_Codes & Standards Forecast | Commercial | Miscellaneous | Existing | Food Preparation | Natural Gas | Fryer | E8 |  | Codes & Standards Forecast | 0 | 0 | 0 | 0 | 0 | 0 | 0 | 0 | 0 | 0 | 0 | 0 | 0 | 0 | 0 | 0 | 0 | 0 | 0 | 0 | 0 | 0 | 0 | 0 | 0 | 0 | 0 | 0 | 0 | 0 | 0 | 0 | 0 | 0 | 0 | 0 | 0 | 0 | 0 | 0 | 0 | 0 | 0 | 0 | 0 | 0 | 0 | 0 | 0 | 0 | 0
Commercial_Miscellaneous_Existing_Food Preparation_Natural Gas_Fryer_E9_Codes & Standards Forecast | Commercial | Miscellaneous | Existing | Food Preparation | Natural Gas | Fryer | E9 |  | Codes & Standards Forecast | 0 | 0 | 0 | 0 | 0 | 0 | 0 | 0 | 0 | 0 | 0 | 0 | 0 | 0 | 0 | 0 | 0 | 0 | 0 | 0 | 0 | 0 | 0 | 0 | 0 | 0 | 0 | 0 | 0 | 0 | 0 | 0 | 0 | 0 | 0 | 0 | 0 | 0 | 0 | 0 | 0 | 0 | 0 | 0 | 0 | 0 | 0 | 0 | 0 | 0 | 0
Commercial_Miscellaneous_Existing_Food Preparation_Natural Gas_Fryer_E10_Codes & Standards Forecast | Commercial | Miscellaneous | Existing | Food Preparation | Natural Gas | Fryer | E10 |  | Codes & Standards Forecast | 0 | 0 | 0 | 0 | 0 | 0 | 0 | 0 | 0 | 0 | 0 | 0 | 0 | 0 | 0 | 0 | 0 | 0 | 0 | 0 | 0 | 0 | 0 | 0 | 0 | 0 | 0 | 0 | 0 | 0 | 0 | 0 | 0 | 0 | 0 | 0 | 0 | 0 | 0 | 0 | 0 | 0 | 0 | 0 | 0 | 0 | 0 | 0 | 0 | 0 | 0
Commercial_Miscellaneous_Existing_Food Preparation_Natural Gas_Fryer_Vintage_Codes & Standards Forecast | Commercial | Miscellaneous | Existing | Food Preparation | Natural Gas | Fryer | Vintage |  | Codes & Standards Forecast | 55935.3816 | 51856.4226 | 46243.3673 | 39469.288 | 31897.2602 | 23753.777 | 17696.8017 | 13193.884 | 9842.3647 | 7343.371 | 5479.1057 | 4088.2261 | 3050.3642 | 2275.8848 | 1697.942 | 1266.7152 | 944.9791 | 704.9463 | 525.8725 | 392.2793 | 292.6153 | 218.2657 | 162.8034 | 121.4315 | 90.571 | 67.5512 | 50.3806 | 37.5732 | 28.0208 | 20.8962 | 15.5826 | 11.6198 | 8.6647 | 0 | 0 | 0 | 0 | 0 | 0 | 0 | 0 | 0 | 0 | 0 | 0 | 0 | 0 | 0 | 0 | 0 | 0
Commercial_Miscellaneous_Existing_Food Preparation_Natural Gas_Broiler_E1_Codes & Standards Forecast | Commercial | Miscellaneous | Existing | Food Preparation | Natural Gas | Broiler | E1 |  | Codes & Standards Forecast | 0 | 21143.1798 | 48380.6334 | 80273.2281 | 115733.3451 | 153802.8969 | 193926.1818 | 235680.5467 | 278684.5656 | 322539.6865 | 366955.2593 | 411717.2769 | 446719.7901 | 473943.9537 | 494965.0666 | 511055.0705 | 523223.0362 | 532273.632 | 538844.0902 | 543441.6234 | 546465.2081 | 548235.9857 | 549013.8764 | 549002.4589 | 548363.7632 | 547222.3866 | 545680.8777 | 543820.851 | 541707.2583 | 539391.7891 | 536915.5771 | 534311.3551 | 531623.4839 | 0 | 0 | 0 | 0 | 0 | 0 | 0 | 0 | 0 | 0 | 0 | 0 | 0 | 0 | 0 | 0 | 0 | 0
Commercial_Miscellaneous_Existing_Food Preparation_Natural Gas_Broiler_E2_Codes & Standards Forecast | Commercial | Miscellaneous | Existing | Food Preparation | Natural Gas | Broiler | E2 |  | Codes & Standards Forecast | 0 | 0 | 0 | 0 | 0 | 0 | 0 | 0 | 0 | 0 | 0 | 0 | 0 | 0 | 0 | 0 | 0 | 0 | 0 | 0 | 0 | 0 | 0 | 0 | 0 | 0 | 0 | 0 | 0 | 0 | 0 | 0 | 0 | 0 | 0 | 0 | 0 | 0 | 0 | 0 | 0 | 0 | 0 | 0 | 0 | 0 | 0 | 0 | 0 | 0 | 0
Commercial_Miscellaneous_Existing_Food Preparation_Natural Gas_Broiler_E3_Codes & Standards Forecast | Commercial | Miscellaneous | Existing | Food Preparation | Natural Gas | Broiler | E3 |  | Codes & Standards Forecast | 0 | 0 | 0 | 0 | 0 | 0 | 0 | 0 | 0 | 0 | 0 | 0 | 0 | 0 | 0 | 0 | 0 | 0 | 0 | 0 | 0 | 0 | 0 | 0 | 0 | 0 | 0 | 0 | 0 | 0 | 0 | 0 | 0 | 0 | 0 | 0 | 0 | 0 | 0 | 0 | 0 | 0 | 0 | 0 | 0 | 0 | 0 | 0 | 0 | 0 | 0
Commercial_Miscellaneous_Existing_Food Preparation_Natural Gas_Broiler_E4_Codes & Standards Forecast | Commercial | Miscellaneous | Existing | Food Preparation | Natural Gas | Broiler | E4 |  | Codes & Standards Forecast | 0 | 0 | 0 | 0 | 0 | 0 | 0 | 0 | 0 | 0 | 0 | 0 | 0 | 0 | 0 | 0 | 0 | 0 | 0 | 0 | 0 | 0 | 0 | 0 | 0 | 0 | 0 | 0 | 0 | 0 | 0 | 0 | 0 | 0 | 0 | 0 | 0 | 0 | 0 | 0 | 0 | 0 | 0 | 0 | 0 | 0 | 0 | 0 | 0 | 0 | 0
Commercial_Miscellaneous_Existing_Food Preparation_Natural Gas_Broiler_E5_Codes & Standards Forecast | Commercial | Miscellaneous | Existing | Food Preparation | Natural Gas | Broiler | E5 |  | Codes & Standards Forecast | 0 | 0 | 0 | 0 | 0 | 0 | 0 | 0 | 0 | 0 | 0 | 0 | 0 | 0 | 0 | 0 | 0 | 0 | 0 | 0 | 0 | 0 | 0 | 0 | 0 | 0 | 0 | 0 | 0 | 0 | 0 | 0 | 0 | 0 | 0 | 0 | 0 | 0 | 0 | 0 | 0 | 0 | 0 | 0 | 0 | 0 | 0 | 0 | 0 | 0 | 0
Commercial_Miscellaneous_Existing_Food Preparation_Natural Gas_Broiler_E6_Codes & Standards Forecast | Commercial | Miscellaneous | Existing | Food Preparation | Natural Gas | Broiler | E6 |  | Codes & Standards Forecast | 0 | 0 | 0 | 0 | 0 | 0 | 0 | 0 | 0 | 0 | 0 | 0 | 0 | 0 | 0 | 0 | 0 | 0 | 0 | 0 | 0 | 0 | 0 | 0 | 0 | 0 | 0 | 0 | 0 | 0 | 0 | 0 | 0 | 0 | 0 | 0 | 0 | 0 | 0 | 0 | 0 | 0 | 0 | 0 | 0 | 0 | 0 | 0 | 0 | 0 | 0
Commercial_Miscellaneous_Existing_Food Preparation_Natural Gas_Broiler_E7_Codes & Standards Forecast | Commercial | Miscellaneous | Existing | Food Preparation | Natural Gas | Broiler | E7 |  | Codes & Standards Forecast | 0 | 0 | 0 | 0 | 0 | 0 | 0 | 0 | 0 | 0 | 0 | 0 | 0 | 0 | 0 | 0 | 0 | 0 | 0 | 0 | 0 | 0 | 0 | 0 | 0 | 0 | 0 | 0 | 0 | 0 | 0 | 0 | 0 | 0 | 0 | 0 | 0 | 0 | 0 | 0 | 0 | 0 | 0 | 0 | 0 | 0 | 0 | 0 | 0 | 0 | 0
Commercial_Miscellaneous_Existing_Food Preparation_Natural Gas_Broiler_E8_Codes & Standards Forecast | Commercial | Miscellaneous | Existing | Food Preparation | Natural Gas | Broiler | E8 |  | Codes & Standards Forecast | 0 | 0 | 0 | 0 | 0 | 0 | 0 | 0 | 0 | 0 | 0 | 0 | 0 | 0 | 0 | 0 | 0 | 0 | 0 | 0 | 0 | 0 | 0 | 0 | 0 | 0 | 0 | 0 | 0 | 0 | 0 | 0 | 0 | 0 | 0 | 0 | 0 | 0 | 0 | 0 | 0 | 0 | 0 | 0 | 0 | 0 | 0 | 0 | 0 | 0 | 0
Commercial_Miscellaneous_Existing_Food Preparation_Natural Gas_Broiler_E9_Codes & Standards Forecast | Commercial | Miscellaneous | Existing | Food Preparation | Natural Gas | Broiler | E9 |  | Codes & Standards Forecast | 0 | 0 | 0 | 0 | 0 | 0 | 0 | 0 | 0 | 0 | 0 | 0 | 0 | 0 | 0 | 0 | 0 | 0 | 0 | 0 | 0 | 0 | 0 | 0 | 0 | 0 | 0 | 0 | 0 | 0 | 0 | 0 | 0 | 0 | 0 | 0 | 0 | 0 | 0 | 0 | 0 | 0 | 0 | 0 | 0 | 0 | 0 | 0 | 0 | 0 | 0
Commercial_Miscellaneous_Existing_Food Preparation_Natural Gas_Broiler_E10_Codes & Standards Forecast | Commercial | Miscellaneous | Existing | Food Preparation | Natural Gas | Broiler | E10 |  | Codes & Standards Forecast | 0 | 0 | 0 | 0 | 0 | 0 | 0 | 0 | 0 | 0 | 0 | 0 | 0 | 0 | 0 | 0 | 0 | 0 | 0 | 0 | 0 | 0 | 0 | 0 | 0 | 0 | 0 | 0 | 0 | 0 | 0 | 0 | 0 | 0 | 0 | 0 | 0 | 0 | 0 | 0 | 0 | 0 | 0 | 0 | 0 | 0 | 0 | 0 | 0 | 0 | 0
Commercial_Miscellaneous_Existing_Food Preparation_Natural Gas_Broiler_Vintage_Codes & Standards Forecast | Commercial | Miscellaneous | Existing | Food Preparation | Natural Gas | Broiler | Vintage |  | Codes & Standards Forecast | 637539.0495 | 613152.2149 | 582671.1066 | 546861.3667 | 507382.2961 | 464906.4609 | 420666.707 | 375267.3052 | 328988.0622 | 281971.6195 | 234436.3567 | 186585.9427 | 148499.3061 | 118182.1078 | 94048.7492 | 74840.7101 | 59553.8488 | 47388.4371 | 37707.3072 | 30003.312 | 23872.5946 | 18994.009 | 15112.0542 | 12023.2022 | 9565.4748 | 7609.9031 | 6053.9353 | 4815.9538 | 3831.0037 | 3047.3925 | 2423.9832 | 1928.04 | 1533.566 | 0 | 0 | 0 | 0 | 0 | 0 | 0 | 0 | 0 | 0 | 0 | 0 | 0 | 0 | 0 | 0 | 0 | 0
Commercial_Miscellaneous_Existing_Food Preparation_Natural Gas_Griddle_E1_Codes & Standards Forecast | Commercial | Miscellaneous | Existing | Food Preparation | Natural Gas | Griddle | E1 |  | Codes & Standards Forecast | 0 | 23451.6572 | 53662.9798 | 89037.7062 | 128369.4678 | 170595.5704 | 215099.6389 | 261412.8739 | 309112.2038 | 357755.5618 | 407020.5634 | 456669.8359 | 495494.0311 | 525690.6127 | 549006.8754 | 566853.6354 | 580350.1371 | 590388.9047 | 597676.7458 | 602776.2518 | 606129.9608 | 608094.0774 | 608956.9005 | 608944.2365 | 608235.806 | 606969.8103 | 605259.9947 | 603196.8846 | 600852.5234 | 598284.2441 | 595537.6717 | 592649.1128 | 589667.7715 | 0 | 0 | 0 | 0 | 0 | 0 | 0 | 0 | 0 | 0 | 0 | 0 | 0 | 0 | 0 | 0 | 0 | 0
Commercial_Miscellaneous_Existing_Food Preparation_Natural Gas_Griddle_E2_Codes & Standards Forecast | Commercial | Miscellaneous | Existing | Food Preparation | Natural Gas | Griddle | E2 |  | Codes & Standards Forecast | 0 | 0 | 0 | 0 | 0 | 0 | 0 | 0 | 0 | 0 | 0 | 0 | 0 | 0 | 0 | 0 | 0 | 0 | 0 | 0 | 0 | 0 | 0 | 0 | 0 | 0 | 0 | 0 | 0 | 0 | 0 | 0 | 0 | 0 | 0 | 0 | 0 | 0 | 0 | 0 | 0 | 0 | 0 | 0 | 0 | 0 | 0 | 0 | 0 | 0 | 0
Commercial_Miscellaneous_Existing_Food Preparation_Natural Gas_Griddle_E3_Codes & Standards Forecast | Commercial | Miscellaneous | Existing | Food Preparation | Natural Gas | Griddle | E3 |  | Codes & Standards Forecast | 0 | 0 | 0 | 0 | 0 | 0 | 0 | 0 | 0 | 0 | 0 | 0 | 0 | 0 | 0 | 0 | 0 | 0 | 0 | 0 | 0 | 0 | 0 | 0 | 0 | 0 | 0 | 0 | 0 | 0 | 0 | 0 | 0 | 0 | 0 | 0 | 0 | 0 | 0 | 0 | 0 | 0 | 0 | 0 | 0 | 0 | 0 | 0 | 0 | 0 | 0
Commercial_Miscellaneous_Existing_Food Preparation_Natural Gas_Griddle_E4_Codes & Standards Forecast | Commercial | Miscellaneous | Existing | Food Preparation | Natural Gas | Griddle | E4 |  | Codes & Standards Forecast | 0 | 0 | 0 | 0 | 0 | 0 | 0 | 0 | 0 | 0 | 0 | 0 | 0 | 0 | 0 | 0 | 0 | 0 | 0 | 0 | 0 | 0 | 0 | 0 | 0 | 0 | 0 | 0 | 0 | 0 | 0 | 0 | 0 | 0 | 0 | 0 | 0 | 0 | 0 | 0 | 0 | 0 | 0 | 0 | 0 | 0 | 0 | 0 | 0 | 0 | 0
Commercial_Miscellaneous_Existing_Food Preparation_Natural Gas_Griddle_E5_Codes & Standards Forecast | Commercial | Miscellaneous | Existing | Food Preparation | Natural Gas | Griddle | E5 |  | Codes & Standards Forecast | 0 | 0 | 0 | 0 | 0 | 0 | 0 | 0 | 0 | 0 | 0 | 0 | 0 | 0 | 0 | 0 | 0 | 0 | 0 | 0 | 0 | 0 | 0 | 0 | 0 | 0 | 0 | 0 | 0 | 0 | 0 | 0 | 0 | 0 | 0 | 0 | 0 | 0 | 0 | 0 | 0 | 0 | 0 | 0 | 0 | 0 | 0 | 0 | 0 | 0 | 0
Commercial_Miscellaneous_Existing_Food Preparation_Natural Gas_Griddle_E6_Codes & Standards Forecast | Commercial | Miscellaneous | Existing | Food Preparation | Natural Gas | Griddle | E6 |  | Codes & Standards Forecast | 0 | 0 | 0 | 0 | 0 | 0 | 0 | 0 | 0 | 0 | 0 | 0 | 0 | 0 | 0 | 0 | 0 | 0 | 0 | 0 | 0 | 0 | 0 | 0 | 0 | 0 | 0 | 0 | 0 | 0 | 0 | 0 | 0 | 0 | 0 | 0 | 0 | 0 | 0 | 0 | 0 | 0 | 0 | 0 | 0 | 0 | 0 | 0 | 0 | 0 | 0
Commercial_Miscellaneous_Existing_Food Preparation_Natural Gas_Griddle_E7_Codes & Standards Forecast | Commercial | Miscellaneous | Existing | Food Preparation | Natural Gas | Griddle | E7 |  | Codes & Standards Forecast | 0 | 0 | 0 | 0 | 0 | 0 | 0 | 0 | 0 | 0 | 0 | 0 | 0 | 0 | 0 | 0 | 0 | 0 | 0 | 0 | 0 | 0 | 0 | 0 | 0 | 0 | 0 | 0 | 0 | 0 | 0 | 0 | 0 | 0 | 0 | 0 | 0 | 0 | 0 | 0 | 0 | 0 | 0 | 0 | 0 | 0 | 0 | 0 | 0 | 0 | 0
Commercial_Miscellaneous_Existing_Food Preparation_Natural Gas_Griddle_E8_Codes & Standards Forecast | Commercial | Miscellaneous | Existing | Food Preparation | Natural Gas | Griddle | E8 |  | Codes & Standards Forecast | 0 | 0 | 0 | 0 | 0 | 0 | 0 | 0 | 0 | 0 | 0 | 0 | 0 | 0 | 0 | 0 | 0 | 0 | 0 | 0 | 0 | 0 | 0 | 0 | 0 | 0 | 0 | 0 | 0 | 0 | 0 | 0 | 0 | 0 | 0 | 0 | 0 | 0 | 0 | 0 | 0 | 0 | 0 | 0 | 0 | 0 | 0 | 0 | 0 | 0 | 0
Commercial_Miscellaneous_Existing_Food Preparation_Natural Gas_Griddle_E9_Codes & Standards Forecast | Commercial | Miscellaneous | Existing | Food Preparation | Natural Gas | Griddle | E9 |  | Codes & Standards Forecast | 0 | 0 | 0 | 0 | 0 | 0 | 0 | 0 | 0 | 0 | 0 | 0 | 0 | 0 | 0 | 0 | 0 | 0 | 0 | 0 | 0 | 0 | 0 | 0 | 0 | 0 | 0 | 0 | 0 | 0 | 0 | 0 | 0 | 0 | 0 | 0 | 0 | 0 | 0 | 0 | 0 | 0 | 0 | 0 | 0 | 0 | 0 | 0 | 0 | 0 | 0
Commercial_Miscellaneous_Existing_Food Preparation_Natural Gas_Griddle_E10_Codes & Standards Forecast | Commercial | Miscellaneous | Existing | Food Preparation | Natural Gas | Griddle | E10 |  | Codes & Standards Forecast | 0 | 0 | 0 | 0 | 0 | 0 | 0 | 0 | 0 | 0 | 0 | 0 | 0 | 0 | 0 | 0 | 0 | 0 | 0 | 0 | 0 | 0 | 0 | 0 | 0 | 0 | 0 | 0 | 0 | 0 | 0 | 0 | 0 | 0 | 0 | 0 | 0 | 0 | 0 | 0 | 0 | 0 | 0 | 0 | 0 | 0 | 0 | 0 | 0 | 0 | 0
Commercial_Miscellaneous_Existing_Food Preparation_Natural Gas_Griddle_Vintage_Codes & Standards Forecast | Commercial | Miscellaneous | Existing | Food Preparation | Natural Gas | Griddle | Vintage |  | Codes & Standards Forecast | 707147.5244 | 680098.0602 | 646288.9306 | 606569.3732 | 562779.8562 | 515666.3787 | 466596.3923 | 416240.1442 | 364907.991 | 312758.1484 | 260032.8394 | 206957.97 | 164712.9172 | 131085.594 | 104317.2809 | 83012.0491 | 66056.1212 | 52562.4525 | 41824.307 | 33279.166 | 26479.0779 | 21067.8333 | 16762.0347 | 13335.9324 | 10609.8628 | 8440.7757 | 6714.9226 | 5341.7744 | 4249.2845 | 3380.1162 | 2688.6412 | 2138.5493 | 1701.0054 | 0 | 0 | 0 | 0 | 0 | 0 | 0 | 0 | 0 | 0 | 0 | 0 | 0 | 0 | 0 | 0 | 0 | 0
Commercial_Miscellaneous_Existing_Food Preparation_Natural Gas_Range_E1_Codes & Standards Forecast | Commercial | Miscellaneous | Existing | Food Preparation | Natural Gas | Range | E1 |  | Codes & Standards Forecast | 0 | 31285.1427 | 71587.8611 | 118778.6993 | 171248.3292 | 227579.088 | 286948.7147 | 348731.8182 | 412364.0096 | 477255.56 | 528145.2795 | 567895.9895 | 598763.8636 | 622548.12 | 640679.451 | 654320.0553 | 664390.095 | 671623.6653 | 676600.869 | 679783.4498 | 681533.0266 | 682141.9374 | 681848.2174 | 680837.2039 | 679256.4116 | 677217.8521 | 674814.876 | 672121.7771 | 669197.681 | 666089.6403 | 662835.0987 | 659463.8522 | 656022.21 | 0 | 0 | 0 | 0 | 0 | 0 | 0 | 0 | 0 | 0 | 0 | 0 | 0 | 0 | 0 | 0 | 0 | 0
Commercial_Miscellaneous_Existing_Food Preparation_Natural Gas_Range_E2_Codes & Standards Forecast | Commercial | Miscellaneous | Existing | Food Preparation | Natural Gas | Range | E2 |  | Codes & Standards Forecast | 0 | 0 | 0 | 0 | 0 | 0 | 0 | 0 | 0 | 0 | 0 | 0 | 0 | 0 | 0 | 0 | 0 | 0 | 0 | 0 | 0 | 0 | 0 | 0 | 0 | 0 | 0 | 0 | 0 | 0 | 0 | 0 | 0 | 0 | 0 | 0 | 0 | 0 | 0 | 0 | 0 | 0 | 0 | 0 | 0 | 0 | 0 | 0 | 0 | 0 | 0
Commercial_Miscellaneous_Existing_Food Preparation_Natural Gas_Range_E3_Codes & Standards Forecast | Commercial | Miscellaneous | Existing | Food Preparation | Natural Gas | Range | E3 |  | Codes & Standards Forecast | 0 | 0 | 0 | 0 | 0 | 0 | 0 | 0 | 0 | 0 | 0 | 0 | 0 | 0 | 0 | 0 | 0 | 0 | 0 | 0 | 0 | 0 | 0 | 0 | 0 | 0 | 0 | 0 | 0 | 0 | 0 | 0 | 0 | 0 | 0 | 0 | 0 | 0 | 0 | 0 | 0 | 0 | 0 | 0 | 0 | 0 | 0 | 0 | 0 | 0 | 0
Commercial_Miscellaneous_Existing_Food Preparation_Natural Gas_Range_E4_Codes & Standards Forecast | Commercial | Miscellaneous | Existing | Food Preparation | Natural Gas | Range | E4 |  | Codes & Standards Forecast | 0 | 0 | 0 | 0 | 0 | 0 | 0 | 0 | 0 | 0 | 0 | 0 | 0 | 0 | 0 | 0 | 0 | 0 | 0 | 0 | 0 | 0 | 0 | 0 | 0 | 0 | 0 | 0 | 0 | 0 | 0 | 0 | 0 | 0 | 0 | 0 | 0 | 0 | 0 | 0 | 0 | 0 | 0 | 0 | 0 | 0 | 0 | 0 | 0 | 0 | 0
Commercial_Miscellaneous_Existing_Food Preparation_Natural Gas_Range_E5_Codes & Standards Forecast | Commercial | Miscellaneous | Existing | Food Preparation | Natural Gas | Range | E5 |  | Codes & Standards Forecast | 0 | 0 | 0 | 0 | 0 | 0 | 0 | 0 | 0 | 0 | 0 | 0 | 0 | 0 | 0 | 0 | 0 | 0 | 0 | 0 | 0 | 0 | 0 | 0 | 0 | 0 | 0 | 0 | 0 | 0 | 0 | 0 | 0 | 0 | 0 | 0 | 0 | 0 | 0 | 0 | 0 | 0 | 0 | 0 | 0 | 0 | 0 | 0 | 0 | 0 | 0
Commercial_Miscellaneous_Existing_Food Preparation_Natural Gas_Range_E6_Codes & Standards Forecast | Commercial | Miscellaneous | Existing | Food Preparation | Natural Gas | Range | E6 |  | Codes & Standards Forecast | 0 | 0 | 0 | 0 | 0 | 0 | 0 | 0 | 0 | 0 | 0 | 0 | 0 | 0 | 0 | 0 | 0 | 0 | 0 | 0 | 0 | 0 | 0 | 0 | 0 | 0 | 0 | 0 | 0 | 0 | 0 | 0 | 0 | 0 | 0 | 0 | 0 | 0 | 0 | 0 | 0 | 0 | 0 | 0 | 0 | 0 | 0 | 0 | 0 | 0 | 0
Commercial_Miscellaneous_Existing_Food Preparation_Natural Gas_Range_E7_Codes & Standards Forecast | Commercial | Miscellaneous | Existing | Food Preparation | Natural Gas | Range | E7 |  | Codes & Standards Forecast | 0 | 0 | 0 | 0 | 0 | 0 | 0 | 0 | 0 | 0 | 0 | 0 | 0 | 0 | 0 | 0 | 0 | 0 | 0 | 0 | 0 | 0 | 0 | 0 | 0 | 0 | 0 | 0 | 0 | 0 | 0 | 0 | 0 | 0 | 0 | 0 | 0 | 0 | 0 | 0 | 0 | 0 | 0 | 0 | 0 | 0 | 0 | 0 | 0 | 0 | 0
Commercial_Miscellaneous_Existing_Food Preparation_Natural Gas_Range_E8_Codes & Standards Forecast | Commercial | Miscellaneous | Existing | Food Preparation | Natural Gas | Range | E8 |  | Codes & Standards Forecast | 0 | 0 | 0 | 0 | 0 | 0 | 0 | 0 | 0 | 0 | 0 | 0 | 0 | 0 | 0 | 0 | 0 | 0 | 0 | 0 | 0 | 0 | 0 | 0 | 0 | 0 | 0 | 0 | 0 | 0 | 0 | 0 | 0 | 0 | 0 | 0 | 0 | 0 | 0 | 0 | 0 | 0 | 0 | 0 | 0 | 0 | 0 | 0 | 0 | 0 | 0
Commercial_Miscellaneous_Existing_Food Preparation_Natural Gas_Range_E9_Codes & Standards Forecast | Commercial | Miscellaneous | Existing | Food Preparation | Natural Gas | Range | E9 |  | Codes & Standards Forecast | 0 | 0 | 0 | 0 | 0 | 0 | 0 | 0 | 0 | 0 | 0 | 0 | 0 | 0 | 0 | 0 | 0 | 0 | 0 | 0 | 0 | 0 | 0 | 0 | 0 | 0 | 0 | 0 | 0 | 0 | 0 | 0 | 0 | 0 | 0 | 0 | 0 | 0 | 0 | 0 | 0 | 0 | 0 | 0 | 0 | 0 | 0 | 0 | 0 | 0 | 0
Commercial_Miscellaneous_Existing_Food Preparation_Natural Gas_Range_E10_Codes & Standards Forecast | Commercial | Miscellaneous | Existing | Food Preparation | Natural Gas | Range | E10 |  | Codes & Standards Forecast | 0 | 0 | 0 | 0 | 0 | 0 | 0 | 0 | 0 | 0 | 0 | 0 | 0 | 0 | 0 | 0 | 0 | 0 | 0 | 0 | 0 | 0 | 0 | 0 | 0 | 0 | 0 | 0 | 0 | 0 | 0 | 0 | 0 | 0 | 0 | 0 | 0 | 0 | 0 | 0 | 0 | 0 | 0 | 0 | 0 | 0 | 0 | 0 | 0 | 0 | 0
Commercial_Miscellaneous_Existing_Food Preparation_Natural Gas_Range_Vintage_Codes & Standards Forecast | Commercial | Miscellaneous | Existing | Food Preparation | Natural Gas | Range | Vintage |  | Codes & Standards Forecast | 786128.211 | 750843.4254 | 706541.0641 | 654520.1245 | 597094.8564 | 535330.8561 | 470885.3483 | 404607.671 | 336936.9094 | 268147.2383 | 213410.7328 | 169851.8238 | 135181.0196 | 107582.845 | 85613.9071 | 68128.5574 | 54212.7112 | 43138.3649 | 34325.4953 | 27312.4395 | 21731.5606 | 17290.5151 | 13756.7167 | 10944.8911 | 8707.5871 | 6927.4025 | 5510.9829 | 4384.0309 | 3487.4169 | 2774.0845 | 2206.5862 | 1755.1221 | 1396.0268 | 0 | 0 | 0 | 0 | 0 | 0 | 0 | 0 | 0 | 0 | 0 | 0 | 0 | 0 | 0 | 0 | 0 | 0
Commercial_Miscellaneous_Existing_Food Preparation_Natural Gas_Steamer_E1_Codes & Standards Forecast | Commercial | Miscellaneous | Existing | Food Preparation | Natural Gas | Steamer | E1 |  | Codes & Standards Forecast | 0 | 1020.7895 | 2172.1902 | 2158.7067 | 2144.8727 | 2129.7055 | 2115.5359 | 2102.9891 | 2091.7152 | 2080.8334 | 1962.5574 | 1735.5368 | 1534.7471 | 1357.1305 | 1199.9977 | 1061.018 | 938.1066 | 829.4157 | 733.302 | 364.1204 | 0 | 0 | 0 | 0 | 0 | 0 | 0 | 0 | 0 | 0 | 0 | 0 | 0 | 0 | 0 | 0 | 0 | 0 | 0 | 0 | 0 | 0 | 0 | 0 | 0 | 0 | 0 | 0 | 0 | 0 | 0
Commercial_Miscellaneous_Existing_Food Preparation_Natural Gas_Steamer_E2_Codes & Standards Forecast | Commercial | Miscellaneous | Existing | Food Preparation | Natural Gas | Steamer | E2 |  | Codes & Standards Forecast | 0 | 0 | 0 | 1274.0419 | 2641.8009 | 4086.441 | 5598.5989 | 7171.3912 | 8797.3319 | 10466.5368 | 12036.6119 | 13532.8646 | 14840.9138 | 15982.1477 | 16975.434 | 17838.0932 | 18585.3143 | 19230.5818 | 19785.7003 | 20545.3037 | 21239.0306 | 21514.8425 | 21743.2416 | 21929.732 | 22079.1824 | 22195.7224 | 22283.1538 | 22344.8397 | 22383.7549 | 22402.5307 | 22403.4944 | 22388.7045 | 22360.752 | 0 | 0 | 0 | 0 | 0 | 0 | 0 | 0 | 0 | 0 | 0 | 0 | 0 | 0 | 0 | 0 | 0 | 0
Commercial_Miscellaneous_Existing_Food Preparation_Natural Gas_Steamer_E3_Codes & Standards Forecast | Commercial | Miscellaneous | Existing | Food Preparation | Natural Gas | Steamer | E3 |  | Codes & Standards Forecast | 0 | 0 | 0 | 0 | 0 | 0 | 0 | 0 | 0 | 0 | 0 | 0 | 0 | 0 | 0 | 0 | 0 | 0 | 0 | 0 | 0 | 0 | 0 | 0 | 0 | 0 | 0 | 0 | 0 | 0 | 0 | 0 | 0 | 0 | 0 | 0 | 0 | 0 | 0 | 0 | 0 | 0 | 0 | 0 | 0 | 0 | 0 | 0 | 0 | 0 | 0
Commercial_Miscellaneous_Existing_Food Preparation_Natural Gas_Steamer_E4_Codes & Standards Forecast | Commercial | Miscellaneous | Existing | Food Preparation | Natural Gas | Steamer | E4 |  | Codes & Standards Forecast | 0 | 0 | 0 | 0 | 0 | 0 | 0 | 0 | 0 | 0 | 0 | 0 | 0 | 0 | 0 | 0 | 0 | 0 | 0 | 0 | 0 | 0 | 0 | 0 | 0 | 0 | 0 | 0 | 0 | 0 | 0 | 0 | 0 | 0 | 0 | 0 | 0 | 0 | 0 | 0 | 0 | 0 | 0 | 0 | 0 | 0 | 0 | 0 | 0 | 0 | 0
Commercial_Miscellaneous_Existing_Food Preparation_Natural Gas_Steamer_E5_Codes & Standards Forecast | Commercial | Miscellaneous | Existing | Food Preparation | Natural Gas | Steamer | E5 |  | Codes & Standards Forecast | 0 | 0 | 0 | 0 | 0 | 0 | 0 | 0 | 0 | 0 | 0 | 0 | 0 | 0 | 0 | 0 | 0 | 0 | 0 | 0 | 0 | 0 | 0 | 0 | 0 | 0 | 0 | 0 | 0 | 0 | 0 | 0 | 0 | 0 | 0 | 0 | 0 | 0 | 0 | 0 | 0 | 0 | 0 | 0 | 0 | 0 | 0 | 0 | 0 | 0 | 0
Commercial_Miscellaneous_Existing_Food Preparation_Natural Gas_Steamer_E6_Codes & Standards Forecast | Commercial | Miscellaneous | Existing | Food Preparation | Natural Gas | Steamer | E6 |  | Codes & Standards Forecast | 0 | 0 | 0 | 0 | 0 | 0 | 0 | 0 | 0 | 0 | 0 | 0 | 0 | 0 | 0 | 0 | 0 | 0 | 0 | 0 | 0 | 0 | 0 | 0 | 0 | 0 | 0 | 0 | 0 | 0 | 0 | 0 | 0 | 0 | 0 | 0 | 0 | 0 | 0 | 0 | 0 | 0 | 0 | 0 | 0 | 0 | 0 | 0 | 0 | 0 | 0
Commercial_Miscellaneous_Existing_Food Preparation_Natural Gas_Steamer_E7_Codes & Standards Forecast | Commercial | Miscellaneous | Existing | Food Preparation | Natural Gas | Steamer | E7 |  | Codes & Standards Forecast | 0 | 0 | 0 | 0 | 0 | 0 | 0 | 0 | 0 | 0 | 0 | 0 | 0 | 0 | 0 | 0 | 0 | 0 | 0 | 0 | 0 | 0 | 0 | 0 | 0 | 0 | 0 | 0 | 0 | 0 | 0 | 0 | 0 | 0 | 0 | 0 | 0 | 0 | 0 | 0 | 0 | 0 | 0 | 0 | 0 | 0 | 0 | 0 | 0 | 0 | 0
Commercial_Miscellaneous_Existing_Food Preparation_Natural Gas_Steamer_E8_Codes & Standards Forecast | Commercial | Miscellaneous | Existing | Food Preparation | Natural Gas | Steamer | E8 |  | Codes & Standards Forecast | 0 | 0 | 0 | 0 | 0 | 0 | 0 | 0 | 0 | 0 | 0 | 0 | 0 | 0 | 0 | 0 | 0 | 0 | 0 | 0 | 0 | 0 | 0 | 0 | 0 | 0 | 0 | 0 | 0 | 0 | 0 | 0 | 0 | 0 | 0 | 0 | 0 | 0 | 0 | 0 | 0 | 0 | 0 | 0 | 0 | 0 | 0 | 0 | 0 | 0 | 0
Commercial_Miscellaneous_Existing_Food Preparation_Natural Gas_Steamer_E9_Codes & Standards Forecast | Commercial | Miscellaneous | Existing | Food Preparation | Natural Gas | Steamer | E9 |  | Codes & Standards Forecast | 0 | 0 | 0 | 0 | 0 | 0 | 0 | 0 | 0 | 0 | 0 | 0 | 0 | 0 | 0 | 0 | 0 | 0 | 0 | 0 | 0 | 0 | 0 | 0 | 0 | 0 | 0 | 0 | 0 | 0 | 0 | 0 | 0 | 0 | 0 | 0 | 0 | 0 | 0 | 0 | 0 | 0 | 0 | 0 | 0 | 0 | 0 | 0 | 0 | 0 | 0
Commercial_Miscellaneous_Existing_Food Preparation_Natural Gas_Steamer_E10_Codes & Standards Forecast | Commercial | Miscellaneous | Existing | Food Preparation | Natural Gas | Steamer | E10 |  | Codes & Standards Forecast | 0 | 0 | 0 | 0 | 0 | 0 | 0 | 0 | 0 | 0 | 0 | 0 | 0 | 0 | 0 | 0 | 0 | 0 | 0 | 0 | 0 | 0 | 0 | 0 | 0 | 0 | 0 | 0 | 0 | 0 | 0 | 0 | 0 | 0 | 0 | 0 | 0 | 0 | 0 | 0 | 0 | 0 | 0 | 0 | 0 | 0 | 0 | 0 | 0 | 0 | 0
Commercial_Miscellaneous_Existing_Food Preparation_Natural Gas_Steamer_Vintage_Codes & Standards Forecast | Commercial | Miscellaneous | Existing | Food Preparation | Natural Gas | Steamer | Vintage |  | Codes & Standards Forecast | 27702.2602 | 26540.5278 | 25248.1843 | 23817.4187 | 22288.8626 | 20667.9284 | 18991.0719 | 17272.4428 | 15515.4614 | 13719.773 | 12132.4175 | 10728.9889 | 9487.7184 | 8389.703 | 7418.3167 | 6559.1526 | 5799.3212 | 5127.4 | 4533.2308 | 4007.8273 | 3543.2101 | 3132.3582 | 2769.0817 | 2447.8788 | 2163.883 | 1912.7749 | 1690.7524 | 1494.4522 | 1320.8995 | 1167.4629 | 1031.8149 | 911.8969 | 805.9157 | 0 | 0 | 0 | 0 | 0 | 0 | 0 | 0 | 0 | 0 | 0 | 0 | 0 | 0 | 0 | 0 | 0 | 0
Commercial_Miscellaneous_Existing_Food Preparation_Natural Gas_Food Prep Other_E1_Codes & Standards Forecast | Commercial | Miscellaneous | Existing | Food Preparation | Natural Gas | Food Prep Other | E1 |  | Codes & Standards Forecast | 0 | 0 | 0 | 0 | 0 | 0 | 0 | 0 | 0 | 0 | 0 | 0 | 0 | 0 | 0 | 0 | 0 | 0 | 0 | 0 | 0 | 0 | 0 | 0 | 0 | 0 | 0 | 0 | 0 | 0 | 0 | 0 | 0 | 0 | 0 | 0 | 0 | 0 | 0 | 0 | 0 | 0 | 0 | 0 | 0 | 0 | 0 | 0 | 0 | 0 | 0
Commercial_Miscellaneous_Existing_Food Preparation_Natural Gas_Food Prep Other_E2_Codes & Standards Forecast | Commercial | Miscellaneous | Existing | Food Preparation | Natural Gas | Food Prep Other | E2 |  | Codes & Standards Forecast | 0 | 0 | 0 | 0 | 0 | 0 | 0 | 0 | 0 | 0 | 0 | 0 | 0 | 0 | 0 | 0 | 0 | 0 | 0 | 0 | 0 | 0 | 0 | 0 | 0 | 0 | 0 | 0 | 0 | 0 | 0 | 0 | 0 | 0 | 0 | 0 | 0 | 0 | 0 | 0 | 0 | 0 | 0 | 0 | 0 | 0 | 0 | 0 | 0 | 0 | 0
Commercial_Miscellaneous_Existing_Food Preparation_Natural Gas_Food Prep Other_E3_Codes & Standards Forecast | Commercial | Miscellaneous | Existing | Food Preparation | Natural Gas | Food Prep Other | E3 |  | Codes & Standards Forecast | 0 | 0 | 0 | 0 | 0 | 0 | 0 | 0 | 0 | 0 | 0 | 0 | 0 | 0 | 0 | 0 | 0 | 0 | 0 | 0 | 0 | 0 | 0 | 0 | 0 | 0 | 0 | 0 | 0 | 0 | 0 | 0 | 0 | 0 | 0 | 0 | 0 | 0 | 0 | 0 | 0 | 0 | 0 | 0 | 0 | 0 | 0 | 0 | 0 | 0 | 0
Commercial_Miscellaneous_Existing_Food Preparation_Natural Gas_Food Prep Other_E4_Codes & Standards Forecast | Commercial | Miscellaneous | Existing | Food Preparation | Natural Gas | Food Prep Other | E4 |  | Codes & Standards Forecast | 0 | 0 | 0 | 0 | 0 | 0 | 0 | 0 | 0 | 0 | 0 | 0 | 0 | 0 | 0 | 0 | 0 | 0 | 0 | 0 | 0 | 0 | 0 | 0 | 0 | 0 | 0 | 0 | 0 | 0 | 0 | 0 | 0 | 0 | 0 | 0 | 0 | 0 | 0 | 0 | 0 | 0 | 0 | 0 | 0 | 0 | 0 | 0 | 0 | 0 | 0
Commercial_Miscellaneous_Existing_Food Preparation_Natural Gas_Food Prep Other_E5_Codes & Standards Forecast | Commercial | Miscellaneous | Existing | Food Preparation | Natural Gas | Food Prep Other | E5 |  | Codes & Standards Forecast | 0 | 0 | 0 | 0 | 0 | 0 | 0 | 0 | 0 | 0 | 0 | 0 | 0 | 0 | 0 | 0 | 0 | 0 | 0 | 0 | 0 | 0 | 0 | 0 | 0 | 0 | 0 | 0 | 0 | 0 | 0 | 0 | 0 | 0 | 0 | 0 | 0 | 0 | 0 | 0 | 0 | 0 | 0 | 0 | 0 | 0 | 0 | 0 | 0 | 0 | 0
Commercial_Miscellaneous_Existing_Food Preparation_Natural Gas_Food Prep Other_E6_Codes & Standards Forecast | Commercial | Miscellaneous | Existing | Food Preparation | Natural Gas | Food Prep Other | E6 |  | Codes & Standards Forecast | 0 | 0 | 0 | 0 | 0 | 0 | 0 | 0 | 0 | 0 | 0 | 0 | 0 | 0 | 0 | 0 | 0 | 0 | 0 | 0 | 0 | 0 | 0 | 0 | 0 | 0 | 0 | 0 | 0 | 0 | 0 | 0 | 0 | 0 | 0 | 0 | 0 | 0 | 0 | 0 | 0 | 0 | 0 | 0 | 0 | 0 | 0 | 0 | 0 | 0 | 0
Commercial_Miscellaneous_Existing_Food Preparation_Natural Gas_Food Prep Other_E7_Codes & Standards Forecast | Commercial | Miscellaneous | Existing | Food Preparation | Natural Gas | Food Prep Other | E7 |  | Codes & Standards Forecast | 0 | 0 | 0 | 0 | 0 | 0 | 0 | 0 | 0 | 0 | 0 | 0 | 0 | 0 | 0 | 0 | 0 | 0 | 0 | 0 | 0 | 0 | 0 | 0 | 0 | 0 | 0 | 0 | 0 | 0 | 0 | 0 | 0 | 0 | 0 | 0 | 0 | 0 | 0 | 0 | 0 | 0 | 0 | 0 | 0 | 0 | 0 | 0 | 0 | 0 | 0
Commercial_Miscellaneous_Existing_Food Preparation_Natural Gas_Food Prep Other_E8_Codes & Standards Forecast | Commercial | Miscellaneous | Existing | Food Preparation | Natural Gas | Food Prep Other | E8 |  | Codes & Standards Forecast | 0 | 0 | 0 | 0 | 0 | 0 | 0 | 0 | 0 | 0 | 0 | 0 | 0 | 0 | 0 | 0 | 0 | 0 | 0 | 0 | 0 | 0 | 0 | 0 | 0 | 0 | 0 | 0 | 0 | 0 | 0 | 0 | 0 | 0 | 0 | 0 | 0 | 0 | 0 | 0 | 0 | 0 | 0 | 0 | 0 | 0 | 0 | 0 | 0 | 0 | 0
Commercial_Miscellaneous_Existing_Food Preparation_Natural Gas_Food Prep Other_E9_Codes & Standards Forecast | Commercial | Miscellaneous | Existing | Food Preparation | Natural Gas | Food Prep Other | E9 |  | Codes & Standards Forecast | 0 | 0 | 0 | 0 | 0 | 0 | 0 | 0 | 0 | 0 | 0 | 0 | 0 | 0 | 0 | 0 | 0 | 0 | 0 | 0 | 0 | 0 | 0 | 0 | 0 | 0 | 0 | 0 | 0 | 0 | 0 | 0 | 0 | 0 | 0 | 0 | 0 | 0 | 0 | 0 | 0 | 0 | 0 | 0 | 0 | 0 | 0 | 0 | 0 | 0 | 0
Commercial_Miscellaneous_Existing_Food Preparation_Natural Gas_Food Prep Other_E10_Codes & Standards Forecast | Commercial | Miscellaneous | Existing | Food Preparation | Natural Gas | Food Prep Other | E10 |  | Codes & Standards Forecast | 0 | 0 | 0 | 0 | 0 | 0 | 0 | 0 | 0 | 0 | 0 | 0 | 0 | 0 | 0 | 0 | 0 | 0 | 0 | 0 | 0 | 0 | 0 | 0 | 0 | 0 | 0 | 0 | 0 | 0 | 0 | 0 | 0 | 0 | 0 | 0 | 0 | 0 | 0 | 0 | 0 | 0 | 0 | 0 | 0 | 0 | 0 | 0 | 0 | 0 | 0
Commercial_Miscellaneous_Existing_Food Preparation_Natural Gas_Food Prep Other_Vintage_Codes & Standards Forecast | Commercial | Miscellaneous | Existing | Food Preparation | Natural Gas | Food Prep Other | Vintage |  | Codes & Standards Forecast | 0 | 0 | 0 | 0 | 0 | 0 | 0 | 0 | 0 | 0 | 0 | 0 | 0 | 0 | 0 | 0 | 0 | 0 | 0 | 0 | 0 | 0 | 0 | 0 | 0 | 0 | 0 | 0 | 0 | 0 | 0 | 0 | 0 | 0 | 0 | 0 | 0 | 0 | 0 | 0 | 0 | 0 | 0 | 0 | 0 | 0 | 0 | 0 | 0 | 0 | 0
Commercial_Miscellaneous_Existing_Miscellaneous_Natural Gas_Pool Heater_E1_Codes & Standards Forecast | Commercial | Miscellaneous | Existing | Miscellaneous | Natural Gas | Pool Heater | E1 |  | Codes & Standards Forecast | 0 | 1585.9654 | 3629.0667 | 6021.3535 | 8681.2428 | 11536.8676 | 13778.1935 | 15539.9466 | 16923.5077 | 18002.8561 | 18839.0417 | 19481.7525 | 19969.8445 | 20334.4384 | 20600.2833 | 20787.833 | 20913.1906 | 20989.2189 | 21026.0208 | 21031.6383 | 21012.2905 | 20973.0682 | 20918.1873 | 20850.8761 | 20773.7045 | 20688.5527 | 20597.0465 | 20500.4795 | 20399.8813 | 20296.0712 | 20189.7013 | 20081.2904 | 19971.9392 | 0 | 0 | 0 | 0 | 0 | 0 | 0 | 0 | 0 | 0 | 0 | 0 | 0 | 0 | 0 | 0 | 0 | 0
Commercial_Miscellaneous_Existing_Miscellaneous_Natural Gas_Pool Heater_E2_Codes & Standards Forecast | Commercial | Miscellaneous | Existing | Miscellaneous | Natural Gas | Pool Heater | E2 |  | Codes & Standards Forecast | 0 | 0 | 0 | 0 | 0 | 0 | 0 | 0 | 0 | 0 | 0 | 0 | 0 | 0 | 0 | 0 | 0 | 0 | 0 | 0 | 0 | 0 | 0 | 0 | 0 | 0 | 0 | 0 | 0 | 0 | 0 | 0 | 0 | 0 | 0 | 0 | 0 | 0 | 0 | 0 | 0 | 0 | 0 | 0 | 0 | 0 | 0 | 0 | 0 | 0 | 0
Commercial_Miscellaneous_Existing_Miscellaneous_Natural Gas_Pool Heater_E3_Codes & Standards Forecast | Commercial | Miscellaneous | Existing | Miscellaneous | Natural Gas | Pool Heater | E3 |  | Codes & Standards Forecast | 0 | 0 | 0 | 0 | 0 | 0 | 0 | 0 | 0 | 0 | 0 | 0 | 0 | 0 | 0 | 0 | 0 | 0 | 0 | 0 | 0 | 0 | 0 | 0 | 0 | 0 | 0 | 0 | 0 | 0 | 0 | 0 | 0 | 0 | 0 | 0 | 0 | 0 | 0 | 0 | 0 | 0 | 0 | 0 | 0 | 0 | 0 | 0 | 0 | 0 | 0
Commercial_Miscellaneous_Existing_Miscellaneous_Natural Gas_Pool Heater_E4_Codes & Standards Forecast | Commercial | Miscellaneous | Existing | Miscellaneous | Natural Gas | Pool Heater | E4 |  | Codes & Standards Forecast | 0 | 0 | 0 | 0 | 0 | 0 | 0 | 0 | 0 | 0 | 0 | 0 | 0 | 0 | 0 | 0 | 0 | 0 | 0 | 0 | 0 | 0 | 0 | 0 | 0 | 0 | 0 | 0 | 0 | 0 | 0 | 0 | 0 | 0 | 0 | 0 | 0 | 0 | 0 | 0 | 0 | 0 | 0 | 0 | 0 | 0 | 0 | 0 | 0 | 0 | 0
Commercial_Miscellaneous_Existing_Miscellaneous_Natural Gas_Pool Heater_E5_Codes & Standards Forecast | Commercial | Miscellaneous | Existing | Miscellaneous | Natural Gas | Pool Heater | E5 |  | Codes & Standards Forecast | 0 | 0 | 0 | 0 | 0 | 0 | 0 | 0 | 0 | 0 | 0 | 0 | 0 | 0 | 0 | 0 | 0 | 0 | 0 | 0 | 0 | 0 | 0 | 0 | 0 | 0 | 0 | 0 | 0 | 0 | 0 | 0 | 0 | 0 | 0 | 0 | 0 | 0 | 0 | 0 | 0 | 0 | 0 | 0 | 0 | 0 | 0 | 0 | 0 | 0 | 0
Commercial_Miscellaneous_Existing_Miscellaneous_Natural Gas_Pool Heater_E6_Codes & Standards Forecast | Commercial | Miscellaneous | Existing | Miscellaneous | Natural Gas | Pool Heater | E6 |  | Codes & Standards Forecast | 0 | 0 | 0 | 0 | 0 | 0 | 0 | 0 | 0 | 0 | 0 | 0 | 0 | 0 | 0 | 0 | 0 | 0 | 0 | 0 | 0 | 0 | 0 | 0 | 0 | 0 | 0 | 0 | 0 | 0 | 0 | 0 | 0 | 0 | 0 | 0 | 0 | 0 | 0 | 0 | 0 | 0 | 0 | 0 | 0 | 0 | 0 | 0 | 0 | 0 | 0
Commercial_Miscellaneous_Existing_Miscellaneous_Natural Gas_Pool Heater_E7_Codes & Standards Forecast | Commercial | Miscellaneous | Existing | Miscellaneous | Natural Gas | Pool Heater | E7 |  | Codes & Standards Forecast | 0 | 0 | 0 | 0 | 0 | 0 | 0 | 0 | 0 | 0 | 0 | 0 | 0 | 0 | 0 | 0 | 0 | 0 | 0 | 0 | 0 | 0 | 0 | 0 | 0 | 0 | 0 | 0 | 0 | 0 | 0 | 0 | 0 | 0 | 0 | 0 | 0 | 0 | 0 | 0 | 0 | 0 | 0 | 0 | 0 | 0 | 0 | 0 | 0 | 0 | 0
Commercial_Miscellaneous_Existing_Miscellaneous_Natural Gas_Pool Heater_E8_Codes & Standards Forecast | Commercial | Miscellaneous | Existing | Miscellaneous | Natural Gas | Pool Heater | E8 |  | Codes & Standards Forecast | 0 | 0 | 0 | 0 | 0 | 0 | 0 | 0 | 0 | 0 | 0 | 0 | 0 | 0 | 0 | 0 | 0 | 0 | 0 | 0 | 0 | 0 | 0 | 0 | 0 | 0 | 0 | 0 | 0 | 0 | 0 | 0 | 0 | 0 | 0 | 0 | 0 | 0 | 0 | 0 | 0 | 0 | 0 | 0 | 0 | 0 | 0 | 0 | 0 | 0 | 0
Commercial_Miscellaneous_Existing_Miscellaneous_Natural Gas_Pool Heater_E9_Codes & Standards Forecast | Commercial | Miscellaneous | Existing | Miscellaneous | Natural Gas | Pool Heater | E9 |  | Codes & Standards Forecast | 0 | 0 | 0 | 0 | 0 | 0 | 0 | 0 | 0 | 0 | 0 | 0 | 0 | 0 | 0 | 0 | 0 | 0 | 0 | 0 | 0 | 0 | 0 | 0 | 0 | 0 | 0 | 0 | 0 | 0 | 0 | 0 | 0 | 0 | 0 | 0 | 0 | 0 | 0 | 0 | 0 | 0 | 0 | 0 | 0 | 0 | 0 | 0 | 0 | 0 | 0
Commercial_Miscellaneous_Existing_Miscellaneous_Natural Gas_Pool Heater_E10_Codes & Standards Forecast | Commercial | Miscellaneous | Existing | Miscellaneous | Natural Gas | Pool Heater | E10 |  | Codes & Standards Forecast | 0 | 0 | 0 | 0 | 0 | 0 | 0 | 0 | 0 | 0 | 0 | 0 | 0 | 0 | 0 | 0 | 0 | 0 | 0 | 0 | 0 | 0 | 0 | 0 | 0 | 0 | 0 | 0 | 0 | 0 | 0 | 0 | 0 | 0 | 0 | 0 | 0 | 0 | 0 | 0 | 0 | 0 | 0 | 0 | 0 | 0 | 0 | 0 | 0 | 0 | 0
Commercial_Miscellaneous_Existing_Miscellaneous_Natural Gas_Pool Heater_Vintage_Codes & Standards Forecast | Commercial | Miscellaneous | Existing | Miscellaneous | Natural Gas | Pool Heater | Vintage |  | Codes & Standards Forecast | 23911.1349 | 22203.5151 | 20038.7593 | 17499.5586 | 14688.937 | 11668.0528 | 9272.3372 | 7373.8758 | 5867.4762 | 4669.5613 | 3716.3705 | 2957.8283 | 2354.0651 | 1873.4658 | 1490.895 | 1186.4022 | 944.0693 | 751.2188 | 597.75 | 475.6234 | 378.4371 | 301.0999 | 239.5618 | 190.5962 | 151.6354 | 120.635 | 95.9692 | 76.3443 | 60.7305 | 48.3084 | 38.4259 | 30.564 | 24.3106 | 0 | 0 | 0 | 0 | 0 | 0 | 0 | 0 | 0 | 0 | 0 | 0 | 0 | 0 | 0 | 0 | 0 | 0
Commercial_Miscellaneous_Existing_Miscellaneous_Natural Gas_Miscellaneous_E1_Codes & Standards Forecast | Commercial | Miscellaneous | Existing | Miscellaneous | Natural Gas | Miscellaneous | E1 |  | Codes & Standards Forecast | 0 | 167842.7978 | 365775.5377 | 588155.6848 | 775710.2189 | 933056.9729 | 1065490.8074 | 1177302.5775 | 1271703.5123 | 1350963.4319 | 1417219.4668 | 1472385.9151 | 1518044.0041 | 1555559.4445 | 1586096.4189 | 1610707.1537 | 1630273.9779 | 1645552.5321 | 1657176.1425 | 1665685 | 1671525.3548 | 1675089.6497 | 1676725.7634 | 1676719.5788 | 1675314.9235 | 1672706.4196 | 1669071.1282 | 1664560.0543 | 1659301.9785 | 1653406.7238 | 1646967.9445 | 1640065.5037 | 1632823.7527 | 0 | 0 | 0 | 0 | 0 | 0 | 0 | 0 | 0 | 0 | 0 | 0 | 0 | 0 | 0 | 0 | 0 | 0
Commercial_Miscellaneous_Existing_Miscellaneous_Natural Gas_Miscellaneous_E2_Codes & Standards Forecast | Commercial | Miscellaneous | Existing | Miscellaneous | Natural Gas | Miscellaneous | E2 |  | Codes & Standards Forecast | 0 | 0 | 0 | 0 | 0 | 0 | 0 | 0 | 0 | 0 | 0 | 0 | 0 | 0 | 0 | 0 | 0 | 0 | 0 | 0 | 0 | 0 | 0 | 0 | 0 | 0 | 0 | 0 | 0 | 0 | 0 | 0 | 0 | 0 | 0 | 0 | 0 | 0 | 0 | 0 | 0 | 0 | 0 | 0 | 0 | 0 | 0 | 0 | 0 | 0 | 0
Commercial_Miscellaneous_Existing_Miscellaneous_Natural Gas_Miscellaneous_E3_Codes & Standards Forecast | Commercial | Miscellaneous | Existing | Miscellaneous | Natural Gas | Miscellaneous | E3 |  | Codes & Standards Forecast | 0 | 0 | 0 | 0 | 0 | 0 | 0 | 0 | 0 | 0 | 0 | 0 | 0 | 0 | 0 | 0 | 0 | 0 | 0 | 0 | 0 | 0 | 0 | 0 | 0 | 0 | 0 | 0 | 0 | 0 | 0 | 0 | 0 | 0 | 0 | 0 | 0 | 0 | 0 | 0 | 0 | 0 | 0 | 0 | 0 | 0 | 0 | 0 | 0 | 0 | 0
Commercial_Miscellaneous_Existing_Miscellaneous_Natural Gas_Miscellaneous_E4_Codes & Standards Forecast | Commercial | Miscellaneous | Existing | Miscellaneous | Natural Gas | Miscellaneous | E4 |  | Codes & Standards Forecast | 0 | 0 | 0 | 0 | 0 | 0 | 0 | 0 | 0 | 0 | 0 | 0 | 0 | 0 | 0 | 0 | 0 | 0 | 0 | 0 | 0 | 0 | 0 | 0 | 0 | 0 | 0 | 0 | 0 | 0 | 0 | 0 | 0 | 0 | 0 | 0 | 0 | 0 | 0 | 0 | 0 | 0 | 0 | 0 | 0 | 0 | 0 | 0 | 0 | 0 | 0
Commercial_Miscellaneous_Existing_Miscellaneous_Natural Gas_Miscellaneous_E5_Codes & Standards Forecast | Commercial | Miscellaneous | Existing | Miscellaneous | Natural Gas | Miscellaneous | E5 |  | Codes & Standards Forecast | 0 | 0 | 0 | 0 | 0 | 0 | 0 | 0 | 0 | 0 | 0 | 0 | 0 | 0 | 0 | 0 | 0 | 0 | 0 | 0 | 0 | 0 | 0 | 0 | 0 | 0 | 0 | 0 | 0 | 0 | 0 | 0 | 0 | 0 | 0 | 0 | 0 | 0 | 0 | 0 | 0 | 0 | 0 | 0 | 0 | 0 | 0 | 0 | 0 | 0 | 0
Commercial_Miscellaneous_Existing_Miscellaneous_Natural Gas_Miscellaneous_E6_Codes & Standards Forecast | Commercial | Miscellaneous | Existing | Miscellaneous | Natural Gas | Miscellaneous | E6 |  | Codes & Standards Forecast | 0 | 0 | 0 | 0 | 0 | 0 | 0 | 0 | 0 | 0 | 0 | 0 | 0 | 0 | 0 | 0 | 0 | 0 | 0 | 0 | 0 | 0 | 0 | 0 | 0 | 0 | 0 | 0 | 0 | 0 | 0 | 0 | 0 | 0 | 0 | 0 | 0 | 0 | 0 | 0 | 0 | 0 | 0 | 0 | 0 | 0 | 0 | 0 | 0 | 0 | 0
Commercial_Miscellaneous_Existing_Miscellaneous_Natural Gas_Miscellaneous_E7_Codes & Standards Forecast | Commercial | Miscellaneous | Existing | Miscellaneous | Natural Gas | Miscellaneous | E7 |  | Codes & Standards Forecast | 0 | 0 | 0 | 0 | 0 | 0 | 0 | 0 | 0 | 0 | 0 | 0 | 0 | 0 | 0 | 0 | 0 | 0 | 0 | 0 | 0 | 0 | 0 | 0 | 0 | 0 | 0 | 0 | 0 | 0 | 0 | 0 | 0 | 0 | 0 | 0 | 0 | 0 | 0 | 0 | 0 | 0 | 0 | 0 | 0 | 0 | 0 | 0 | 0 | 0 | 0
Commercial_Miscellaneous_Existing_Miscellaneous_Natural Gas_Miscellaneous_E8_Codes & Standards Forecast | Commercial | Miscellaneous | Existing | Miscellaneous | Natural Gas | Miscellaneous | E8 |  | Codes & Standards Forecast | 0 | 0 | 0 | 0 | 0 | 0 | 0 | 0 | 0 | 0 | 0 | 0 | 0 | 0 | 0 | 0 | 0 | 0 | 0 | 0 | 0 | 0 | 0 | 0 | 0 | 0 | 0 | 0 | 0 | 0 | 0 | 0 | 0 | 0 | 0 | 0 | 0 | 0 | 0 | 0 | 0 | 0 | 0 | 0 | 0 | 0 | 0 | 0 | 0 | 0 | 0
Commercial_Miscellaneous_Existing_Miscellaneous_Natural Gas_Miscellaneous_E9_Codes & Standards Forecast | Commercial | Miscellaneous | Existing | Miscellaneous | Natural Gas | Miscellaneous | E9 |  | Codes & Standards Forecast | 0 | 0 | 0 | 0 | 0 | 0 | 0 | 0 | 0 | 0 | 0 | 0 | 0 | 0 | 0 | 0 | 0 | 0 | 0 | 0 | 0 | 0 | 0 | 0 | 0 | 0 | 0 | 0 | 0 | 0 | 0 | 0 | 0 | 0 | 0 | 0 | 0 | 0 | 0 | 0 | 0 | 0 | 0 | 0 | 0 | 0 | 0 | 0 | 0 | 0 | 0
Commercial_Miscellaneous_Existing_Miscellaneous_Natural Gas_Miscellaneous_E10_Codes & Standards Forecast | Commercial | Miscellaneous | Existing | Miscellaneous | Natural Gas | Miscellaneous | E10 |  | Codes & Standards Forecast | 0 | 0 | 0 | 0 | 0 | 0 | 0 | 0 | 0 | 0 | 0 | 0 | 0 | 0 | 0 | 0 | 0 | 0 | 0 | 0 | 0 | 0 | 0 | 0 | 0 | 0 | 0 | 0 | 0 | 0 | 0 | 0 | 0 | 0 | 0 | 0 | 0 | 0 | 0 | 0 | 0 | 0 | 0 | 0 | 0 | 0 | 0 | 0 | 0 | 0 | 0
Commercial_Miscellaneous_Existing_Miscellaneous_Natural Gas_Miscellaneous_Vintage_Codes & Standards Forecast | Commercial | Miscellaneous | Existing | Miscellaneous | Natural Gas | Miscellaneous | Vintage |  | Codes & Standards Forecast | 1968179.6276 | 1790323.1761 | 1582376.7825 | 1347903.8151 | 1147942.1623 | 976992.544 | 831850.5459 | 708785.9949 | 604273.9467 | 515254.5481 | 439367.5575 | 374666.7618 | 319487.5164 | 272423.4095 | 232278.4609 | 198041.8793 | 168846.5521 | 143952.0891 | 122725.3639 | 104626.3877 | 89193.8434 | 76035.2746 | 64816.4445 | 55251.6278 | 47097.156 | 40144.911 | 34217.8226 | 29164.8758 | 24857.2808 | 21185.2047 | 18054.9837 | 15386.7448 | 13112.8291 | 0 | 0 | 0 | 0 | 0 | 0 | 0 | 0 | 0 | 0 | 0 | 0 | 0 | 0 | 0 | 0 | 0 | 0
Commercial_Miscellaneous_New_Space Heating_Natural Gas_Furnace_E1_Codes & Standards Forecast | Commercial | Miscellaneous | New | Space Heating | Natural Gas | Furnace | E1 |  | Codes & Standards Forecast | 0 | 8401.9161 | 48927.4778 | 74826.1501 | 108227.7006 | 153557.267 | 195925.6809 | 233477.2776 | 267250.3469 | 299859.6272 | 332043.5395 | 363907.7114 | 395728.2255 | 427639.7886 | 459747.64 | 491914.6435 | 524090.4382 | 556224.5502 | 588316.3184 | 620365.0742 | 652420.6832 | 684483.1916 | 716507.4481 | 748492.9316 | 780439.116 | 812390.6674 | 844347.6173 | 876309.9973 | 908277.839 | 940251.1744 | 972230.0356 | 1004214.455 | 1018620.6327 | 0 | 0 | 0 | 0 | 0 | 0 | 0 | 0 | 0 | 0 | 0 | 0 | 0 | 0 | 0 | 0 | 0 | 0
Commercial_Miscellaneous_New_Space Heating_Natural Gas_Furnace_E2_Codes & Standards Forecast | Commercial | Miscellaneous | New | Space Heating | Natural Gas | Furnace | E2 |  | Codes & Standards Forecast | 0 | 0 | 0 | 0 | 0 | 0 | 0 | 0 | 0 | 0 | 0 | 0 | 0 | 0 | 0 | 0 | 0 | 0 | 0 | 0 | 0 | 0 | 0 | 0 | 0 | 0 | 0 | 0 | 0 | 0 | 0 | 0 | 0 | 0 | 0 | 0 | 0 | 0 | 0 | 0 | 0 | 0 | 0 | 0 | 0 | 0 | 0 | 0 | 0 | 0 | 0
Commercial_Miscellaneous_New_Space Heating_Natural Gas_Furnace_E3_Codes & Standards Forecast | Commercial | Miscellaneous | New | Space Heating | Natural Gas | Furnace | E3 |  | Codes & Standards Forecast | 0 | 0 | 0 | 0 | 0 | 0 | 0 | 0 | 0 | 0 | 0 | 0 | 0 | 0 | 0 | 0 | 0 | 0 | 0 | 0 | 0 | 0 | 0 | 0 | 0 | 0 | 0 | 0 | 0 | 0 | 0 | 0 | 0 | 0 | 0 | 0 | 0 | 0 | 0 | 0 | 0 | 0 | 0 | 0 | 0 | 0 | 0 | 0 | 0 | 0 | 0
Commercial_Miscellaneous_New_Space Heating_Natural Gas_Furnace_E4_Codes & Standards Forecast | Commercial | Miscellaneous | New | Space Heating | Natural Gas | Furnace | E4 |  | Codes & Standards Forecast | 0 | 0 | 0 | 0 | 0 | 0 | 0 | 0 | 0 | 0 | 0 | 0 | 0 | 0 | 0 | 0 | 0 | 0 | 0 | 0 | 0 | 0 | 0 | 0 | 0 | 0 | 0 | 0 | 0 | 0 | 0 | 0 | 0 | 0 | 0 | 0 | 0 | 0 | 0 | 0 | 0 | 0 | 0 | 0 | 0 | 0 | 0 | 0 | 0 | 0 | 0
Commercial_Miscellaneous_New_Space Heating_Natural Gas_Furnace_E5_Codes & Standards Forecast | Commercial | Miscellaneous | New | Space Heating | Natural Gas | Furnace | E5 |  | Codes & Standards Forecast | 0 | 0 | 0 | 0 | 0 | 0 | 0 | 0 | 0 | 0 | 0 | 0 | 0 | 0 | 0 | 0 | 0 | 0 | 0 | 0 | 0 | 0 | 0 | 0 | 0 | 0 | 0 | 0 | 0 | 0 | 0 | 0 | 0 | 0 | 0 | 0 | 0 | 0 | 0 | 0 | 0 | 0 | 0 | 0 | 0 | 0 | 0 | 0 | 0 | 0 | 0
Commercial_Miscellaneous_New_Space Heating_Natural Gas_Furnace_E6_Codes & Standards Forecast | Commercial | Miscellaneous | New | Space Heating | Natural Gas | Furnace | E6 |  | Codes & Standards Forecast | 0 | 0 | 0 | 0 | 0 | 0 | 0 | 0 | 0 | 0 | 0 | 0 | 0 | 0 | 0 | 0 | 0 | 0 | 0 | 0 | 0 | 0 | 0 | 0 | 0 | 0 | 0 | 0 | 0 | 0 | 0 | 0 | 0 | 0 | 0 | 0 | 0 | 0 | 0 | 0 | 0 | 0 | 0 | 0 | 0 | 0 | 0 | 0 | 0 | 0 | 0
Commercial_Miscellaneous_New_Space Heating_Natural Gas_Furnace_E7_Codes & Standards Forecast | Commercial | Miscellaneous | New | Space Heating | Natural Gas | Furnace | E7 |  | Codes & Standards Forecast | 0 | 0 | 0 | 0 | 0 | 0 | 0 | 0 | 0 | 0 | 0 | 0 | 0 | 0 | 0 | 0 | 0 | 0 | 0 | 0 | 0 | 0 | 0 | 0 | 0 | 0 | 0 | 0 | 0 | 0 | 0 | 0 | 0 | 0 | 0 | 0 | 0 | 0 | 0 | 0 | 0 | 0 | 0 | 0 | 0 | 0 | 0 | 0 | 0 | 0 | 0
Commercial_Miscellaneous_New_Space Heating_Natural Gas_Furnace_E8_Codes & Standards Forecast | Commercial | Miscellaneous | New | Space Heating | Natural Gas | Furnace | E8 |  | Codes & Standards Forecast | 0 | 0 | 0 | 0 | 0 | 0 | 0 | 0 | 0 | 0 | 0 | 0 | 0 | 0 | 0 | 0 | 0 | 0 | 0 | 0 | 0 | 0 | 0 | 0 | 0 | 0 | 0 | 0 | 0 | 0 | 0 | 0 | 0 | 0 | 0 | 0 | 0 | 0 | 0 | 0 | 0 | 0 | 0 | 0 | 0 | 0 | 0 | 0 | 0 | 0 | 0
Commercial_Miscellaneous_New_Space Heating_Natural Gas_Furnace_E9_Codes & Standards Forecast | Commercial | Miscellaneous | New | Space Heating | Natural Gas | Furnace | E9 |  | Codes & Standards Forecast | 0 | 0 | 0 | 0 | 0 | 0 | 0 | 0 | 0 | 0 | 0 | 0 | 0 | 0 | 0 | 0 | 0 | 0 | 0 | 0 | 0 | 0 | 0 | 0 | 0 | 0 | 0 | 0 | 0 | 0 | 0 | 0 | 0 | 0 | 0 | 0 | 0 | 0 | 0 | 0 | 0 | 0 | 0 | 0 | 0 | 0 | 0 | 0 | 0 | 0 | 0
Commercial_Miscellaneous_New_Space Heating_Natural Gas_Furnace_E10_Codes & Standards Forecast | Commercial | Miscellaneous | New | Space Heating | Natural Gas | Furnace | E10 |  | Codes & Standards Forecast | 0 | 0 | 0 | 0 | 0 | 0 | 0 | 0 | 0 | 0 | 0 | 0 | 0 | 0 | 0 | 0 | 0 | 0 | 0 | 0 | 0 | 0 | 0 | 0 | 0 | 0 | 0 | 0 | 0 | 0 | 0 | 0 | 0 | 0 | 0 | 0 | 0 | 0 | 0 | 0 | 0 | 0 | 0 | 0 | 0 | 0 | 0 | 0 | 0 | 0 | 0
Commercial_Miscellaneous_New_Space Heating_Natural Gas_Furnace_Vintage_Codes & Standards Forecast | Commercial | Miscellaneous | New | Space Heating | Natural Gas | Furnace | Vintage |  | Codes & Standards Forecast | 0 | 0 | 0 | 0 | 0 | 0 | 0 | 0 | 0 | 0 | 0 | 0 | 0 | 0 | 0 | 0 | 0 | 0 | 0 | 0 | 0 | 0 | 0 | 0 | 0 | 0 | 0 | 0 | 0 | 0 | 0 | 0 | 0 | 0 | 0 | 0 | 0 | 0 | 0 | 0 | 0 | 0 | 0 | 0 | 0 | 0 | 0 | 0 | 0 | 0 | 0
Commercial_Miscellaneous_New_Space Heating_Natural Gas_Boiler_E1_Codes & Standards Forecast | Commercial | Miscellaneous | New | Space Heating | Natural Gas | Boiler | E1 |  | Codes & Standards Forecast | 0 | 3966.9142 | 23100.8146 | 35328.7171 | 51099.0584 | 72501.1407 | 92505.1327 | 110234.8934 | 126180.6451 | 141576.9208 | 156772.3615 | 171816.8388 | 186840.7033 | 201907.556 | 217067.085 | 232254.5424 | 247446.1505 | 262618.0784 | 277770.0138 | 292901.6413 | 308036.5044 | 323174.6251 | 338294.6853 | 353396.4391 | 368479.638 | 383565.371 | 398653.6528 | 413744.4984 | 428837.9228 | 443933.9409 | 459032.568 | 474133.8194 | 480935.6096 | 0 | 0 | 0 | 0 | 0 | 0 | 0 | 0 | 0 | 0 | 0 | 0 | 0 | 0 | 0 | 0 | 0 | 0
Commercial_Miscellaneous_New_Space Heating_Natural Gas_Boiler_E2_Codes & Standards Forecast | Commercial | Miscellaneous | New | Space Heating | Natural Gas | Boiler | E2 |  | Codes & Standards Forecast | 0 | 0 | 0 | 0 | 0 | 0 | 0 | 0 | 0 | 0 | 0 | 0 | 0 | 0 | 0 | 0 | 0 | 0 | 0 | 0 | 0 | 0 | 0 | 0 | 0 | 0 | 0 | 0 | 0 | 0 | 0 | 0 | 0 | 0 | 0 | 0 | 0 | 0 | 0 | 0 | 0 | 0 | 0 | 0 | 0 | 0 | 0 | 0 | 0 | 0 | 0
Commercial_Miscellaneous_New_Space Heating_Natural Gas_Boiler_E3_Codes & Standards Forecast | Commercial | Miscellaneous | New | Space Heating | Natural Gas | Boiler | E3 |  | Codes & Standards Forecast | 0 | 0 | 0 | 0 | 0 | 0 | 0 | 0 | 0 | 0 | 0 | 0 | 0 | 0 | 0 | 0 | 0 | 0 | 0 | 0 | 0 | 0 | 0 | 0 | 0 | 0 | 0 | 0 | 0 | 0 | 0 | 0 | 0 | 0 | 0 | 0 | 0 | 0 | 0 | 0 | 0 | 0 | 0 | 0 | 0 | 0 | 0 | 0 | 0 | 0 | 0
Commercial_Miscellaneous_New_Space Heating_Natural Gas_Boiler_E4_Codes & Standards Forecast | Commercial | Miscellaneous | New | Space Heating | Natural Gas | Boiler | E4 |  | Codes & Standards Forecast | 0 | 0 | 0 | 0 | 0 | 0 | 0 | 0 | 0 | 0 | 0 | 0 | 0 | 0 | 0 | 0 | 0 | 0 | 0 | 0 | 0 | 0 | 0 | 0 | 0 | 0 | 0 | 0 | 0 | 0 | 0 | 0 | 0 | 0 | 0 | 0 | 0 | 0 | 0 | 0 | 0 | 0 | 0 | 0 | 0 | 0 | 0 | 0 | 0 | 0 | 0
Commercial_Miscellaneous_New_Space Heating_Natural Gas_Boiler_E5_Codes & Standards Forecast | Commercial | Miscellaneous | New | Space Heating | Natural Gas | Boiler | E5 |  | Codes & Standards Forecast | 0 | 0 | 0 | 0 | 0 | 0 | 0 | 0 | 0 | 0 | 0 | 0 | 0 | 0 | 0 | 0 | 0 | 0 | 0 | 0 | 0 | 0 | 0 | 0 | 0 | 0 | 0 | 0 | 0 | 0 | 0 | 0 | 0 | 0 | 0 | 0 | 0 | 0 | 0 | 0 | 0 | 0 | 0 | 0 | 0 | 0 | 0 | 0 | 0 | 0 | 0
Commercial_Miscellaneous_New_Space Heating_Natural Gas_Boiler_E6_Codes & Standards Forecast | Commercial | Miscellaneous | New | Space Heating | Natural Gas | Boiler | E6 |  | Codes & Standards Forecast | 0 | 0 | 0 | 0 | 0 | 0 | 0 | 0 | 0 | 0 | 0 | 0 | 0 | 0 | 0 | 0 | 0 | 0 | 0 | 0 | 0 | 0 | 0 | 0 | 0 | 0 | 0 | 0 | 0 | 0 | 0 | 0 | 0 | 0 | 0 | 0 | 0 | 0 | 0 | 0 | 0 | 0 | 0 | 0 | 0 | 0 | 0 | 0 | 0 | 0 | 0
Commercial_Miscellaneous_New_Space Heating_Natural Gas_Boiler_E7_Codes & Standards Forecast | Commercial | Miscellaneous | New | Space Heating | Natural Gas | Boiler | E7 |  | Codes & Standards Forecast | 0 | 0 | 0 | 0 | 0 | 0 | 0 | 0 | 0 | 0 | 0 | 0 | 0 | 0 | 0 | 0 | 0 | 0 | 0 | 0 | 0 | 0 | 0 | 0 | 0 | 0 | 0 | 0 | 0 | 0 | 0 | 0 | 0 | 0 | 0 | 0 | 0 | 0 | 0 | 0 | 0 | 0 | 0 | 0 | 0 | 0 | 0 | 0 | 0 | 0 | 0
Commercial_Miscellaneous_New_Space Heating_Natural Gas_Boiler_E8_Codes & Standards Forecast | Commercial | Miscellaneous | New | Space Heating | Natural Gas | Boiler | E8 |  | Codes & Standards Forecast | 0 | 0 | 0 | 0 | 0 | 0 | 0 | 0 | 0 | 0 | 0 | 0 | 0 | 0 | 0 | 0 | 0 | 0 | 0 | 0 | 0 | 0 | 0 | 0 | 0 | 0 | 0 | 0 | 0 | 0 | 0 | 0 | 0 | 0 | 0 | 0 | 0 | 0 | 0 | 0 | 0 | 0 | 0 | 0 | 0 | 0 | 0 | 0 | 0 | 0 | 0
Commercial_Miscellaneous_New_Space Heating_Natural Gas_Boiler_E9_Codes & Standards Forecast | Commercial | Miscellaneous | New | Space Heating | Natural Gas | Boiler | E9 |  | Codes & Standards Forecast | 0 | 0 | 0 | 0 | 0 | 0 | 0 | 0 | 0 | 0 | 0 | 0 | 0 | 0 | 0 | 0 | 0 | 0 | 0 | 0 | 0 | 0 | 0 | 0 | 0 | 0 | 0 | 0 | 0 | 0 | 0 | 0 | 0 | 0 | 0 | 0 | 0 | 0 | 0 | 0 | 0 | 0 | 0 | 0 | 0 | 0 | 0 | 0 | 0 | 0 | 0
Commercial_Miscellaneous_New_Space Heating_Natural Gas_Boiler_E10_Codes & Standards Forecast | Commercial | Miscellaneous | New | Space Heating | Natural Gas | Boiler | E10 |  | Codes & Standards Forecast | 0 | 0 | 0 | 0 | 0 | 0 | 0 | 0 | 0 | 0 | 0 | 0 | 0 | 0 | 0 | 0 | 0 | 0 | 0 | 0 | 0 | 0 | 0 | 0 | 0 | 0 | 0 | 0 | 0 | 0 | 0 | 0 | 0 | 0 | 0 | 0 | 0 | 0 | 0 | 0 | 0 | 0 | 0 | 0 | 0 | 0 | 0 | 0 | 0 | 0 | 0
Commercial_Miscellaneous_New_Space Heating_Natural Gas_Boiler_Vintage_Codes & Standards Forecast | Commercial | Miscellaneous | New | Space Heating | Natural Gas | Boiler | Vintage |  | Codes & Standards Forecast | 0 | 0 | 0 | 0 | 0 | 0 | 0 | 0 | 0 | 0 | 0 | 0 | 0 | 0 | 0 | 0 | 0 | 0 | 0 | 0 | 0 | 0 | 0 | 0 | 0 | 0 | 0 | 0 | 0 | 0 | 0 | 0 | 0 | 0 | 0 | 0 | 0 | 0 | 0 | 0 | 0 | 0 | 0 | 0 | 0 | 0 | 0 | 0 | 0 | 0 | 0
Commercial_Miscellaneous_New_Space Heating_Natural Gas_Unit Heater_E1_Codes & Standards Forecast | Commercial | Miscellaneous | New | Space Heating | Natural Gas | Unit Heater | E1 |  | Codes & Standards Forecast | 0 | 74.4348 | 433.4616 | 662.9048 | 958.818 | 1360.4047 | 1735.7578 | 2068.4374 | 2367.642 | 2656.5363 | 2941.6621 | 3223.9553 | 3505.8617 | 3788.5748 | 4073.0268 | 4358.0028 | 4643.0567 | 4927.7414 | 5212.0509 | 5495.9794 | 5779.9686 | 6064.0189 | 6347.7303 | 6631.0982 | 6914.1179 | 7197.1852 | 7480.3004 | 7763.4636 | 8046.6752 | 8329.9355 | 8613.2448 | 8896.6032 | 9024.2314 | 0 | 0 | 0 | 0 | 0 | 0 | 0 | 0 | 0 | 0 | 0 | 0 | 0 | 0 | 0 | 0 | 0 | 0
Commercial_Miscellaneous_New_Space Heating_Natural Gas_Unit Heater_E2_Codes & Standards Forecast | Commercial | Miscellaneous | New | Space Heating | Natural Gas | Unit Heater | E2 |  | Codes & Standards Forecast | 0 | 0 | 0 | 0 | 0 | 0 | 0 | 0 | 0 | 0 | 0 | 0 | 0 | 0 | 0 | 0 | 0 | 0 | 0 | 0 | 0 | 0 | 0 | 0 | 0 | 0 | 0 | 0 | 0 | 0 | 0 | 0 | 0 | 0 | 0 | 0 | 0 | 0 | 0 | 0 | 0 | 0 | 0 | 0 | 0 | 0 | 0 | 0 | 0 | 0 | 0
Commercial_Miscellaneous_New_Space Heating_Natural Gas_Unit Heater_E3_Codes & Standards Forecast | Commercial | Miscellaneous | New | Space Heating | Natural Gas | Unit Heater | E3 |  | Codes & Standards Forecast | 0 | 0 | 0 | 0 | 0 | 0 | 0 | 0 | 0 | 0 | 0 | 0 | 0 | 0 | 0 | 0 | 0 | 0 | 0 | 0 | 0 | 0 | 0 | 0 | 0 | 0 | 0 | 0 | 0 | 0 | 0 | 0 | 0 | 0 | 0 | 0 | 0 | 0 | 0 | 0 | 0 | 0 | 0 | 0 | 0 | 0 | 0 | 0 | 0 | 0 | 0
Commercial_Miscellaneous_New_Space Heating_Natural Gas_Unit Heater_E4_Codes & Standards Forecast | Commercial | Miscellaneous | New | Space Heating | Natural Gas | Unit Heater | E4 |  | Codes & Standards Forecast | 0 | 0 | 0 | 0 | 0 | 0 | 0 | 0 | 0 | 0 | 0 | 0 | 0 | 0 | 0 | 0 | 0 | 0 | 0 | 0 | 0 | 0 | 0 | 0 | 0 | 0 | 0 | 0 | 0 | 0 | 0 | 0 | 0 | 0 | 0 | 0 | 0 | 0 | 0 | 0 | 0 | 0 | 0 | 0 | 0 | 0 | 0 | 0 | 0 | 0 | 0
Commercial_Miscellaneous_New_Space Heating_Natural Gas_Unit Heater_E5_Codes & Standards Forecast | Commercial | Miscellaneous | New | Space Heating | Natural Gas | Unit Heater | E5 |  | Codes & Standards Forecast | 0 | 0 | 0 | 0 | 0 | 0 | 0 | 0 | 0 | 0 | 0 | 0 | 0 | 0 | 0 | 0 | 0 | 0 | 0 | 0 | 0 | 0 | 0 | 0 | 0 | 0 | 0 | 0 | 0 | 0 | 0 | 0 | 0 | 0 | 0 | 0 | 0 | 0 | 0 | 0 | 0 | 0 | 0 | 0 | 0 | 0 | 0 | 0 | 0 | 0 | 0
Commercial_Miscellaneous_New_Space Heating_Natural Gas_Unit Heater_E6_Codes & Standards Forecast | Commercial | Miscellaneous | New | Space Heating | Natural Gas | Unit Heater | E6 |  | Codes & Standards Forecast | 0 | 0 | 0 | 0 | 0 | 0 | 0 | 0 | 0 | 0 | 0 | 0 | 0 | 0 | 0 | 0 | 0 | 0 | 0 | 0 | 0 | 0 | 0 | 0 | 0 | 0 | 0 | 0 | 0 | 0 | 0 | 0 | 0 | 0 | 0 | 0 | 0 | 0 | 0 | 0 | 0 | 0 | 0 | 0 | 0 | 0 | 0 | 0 | 0 | 0 | 0
Commercial_Miscellaneous_New_Space Heating_Natural Gas_Unit Heater_E7_Codes & Standards Forecast | Commercial | Miscellaneous | New | Space Heating | Natural Gas | Unit Heater | E7 |  | Codes & Standards Forecast | 0 | 0 | 0 | 0 | 0 | 0 | 0 | 0 | 0 | 0 | 0 | 0 | 0 | 0 | 0 | 0 | 0 | 0 | 0 | 0 | 0 | 0 | 0 | 0 | 0 | 0 | 0 | 0 | 0 | 0 | 0 | 0 | 0 | 0 | 0 | 0 | 0 | 0 | 0 | 0 | 0 | 0 | 0 | 0 | 0 | 0 | 0 | 0 | 0 | 0 | 0
Commercial_Miscellaneous_New_Space Heating_Natural Gas_Unit Heater_E8_Codes & Standards Forecast | Commercial | Miscellaneous | New | Space Heating | Natural Gas | Unit Heater | E8 |  | Codes & Standards Forecast | 0 | 0 | 0 | 0 | 0 | 0 | 0 | 0 | 0 | 0 | 0 | 0 | 0 | 0 | 0 | 0 | 0 | 0 | 0 | 0 | 0 | 0 | 0 | 0 | 0 | 0 | 0 | 0 | 0 | 0 | 0 | 0 | 0 | 0 | 0 | 0 | 0 | 0 | 0 | 0 | 0 | 0 | 0 | 0 | 0 | 0 | 0 | 0 | 0 | 0 | 0
Commercial_Miscellaneous_New_Space Heating_Natural Gas_Unit Heater_E9_Codes & Standards Forecast | Commercial | Miscellaneous | New | Space Heating | Natural Gas | Unit Heater | E9 |  | Codes & Standards Forecast | 0 | 0 | 0 | 0 | 0 | 0 | 0 | 0 | 0 | 0 | 0 | 0 | 0 | 0 | 0 | 0 | 0 | 0 | 0 | 0 | 0 | 0 | 0 | 0 | 0 | 0 | 0 | 0 | 0 | 0 | 0 | 0 | 0 | 0 | 0 | 0 | 0 | 0 | 0 | 0 | 0 | 0 | 0 | 0 | 0 | 0 | 0 | 0 | 0 | 0 | 0
Commercial_Miscellaneous_New_Space Heating_Natural Gas_Unit Heater_E10_Codes & Standards Forecast | Commercial | Miscellaneous | New | Space Heating | Natural Gas | Unit Heater | E10 |  | Codes & Standards Forecast | 0 | 0 | 0 | 0 | 0 | 0 | 0 | 0 | 0 | 0 | 0 | 0 | 0 | 0 | 0 | 0 | 0 | 0 | 0 | 0 | 0 | 0 | 0 | 0 | 0 | 0 | 0 | 0 | 0 | 0 | 0 | 0 | 0 | 0 | 0 | 0 | 0 | 0 | 0 | 0 | 0 | 0 | 0 | 0 | 0 | 0 | 0 | 0 | 0 | 0 | 0
Commercial_Miscellaneous_New_Space Heating_Natural Gas_Unit Heater_Vintage_Codes & Standards Forecast | Commercial | Miscellaneous | New | Space Heating | Natural Gas | Unit Heater | Vintage |  | Codes & Standards Forecast | 0 | 0 | 0 | 0 | 0 | 0 | 0 | 0 | 0 | 0 | 0 | 0 | 0 | 0 | 0 | 0 | 0 | 0 | 0 | 0 | 0 | 0 | 0 | 0 | 0 | 0 | 0 | 0 | 0 | 0 | 0 | 0 | 0 | 0 | 0 | 0 | 0 | 0 | 0 | 0 | 0 | 0 | 0 | 0 | 0 | 0 | 0 | 0 | 0 | 0 | 0
Commercial_Miscellaneous_New_Water Heating_Natural Gas_Water Heater_E1_Codes & Standards Forecast | Commercial | Miscellaneous | New | Water Heating | Natural Gas | Water Heater | E1 |  | Codes & Standards Forecast | 0 | 9213.4995 | 53653.629 | 82053.9843 | 118681.9586 | 168390.1358 | 214851.1278 | 256030.0222 | 293065.4021 | 328824.5768 | 364117.295 | 399059.3875 | 433953.6052 | 468947.6667 | 504156.9769 | 539431.153 | 574714.9696 | 609953.0771 | 645144.7506 | 680289.2569 | 715441.2785 | 750600.8658 | 785718.5063 | 820793.6285 | 855825.6555 | 890863.568 | 925907.4004 | 960957.1874 | 996012.9637 | 1031074.7644 | 1066142.6247 | 1101216.58 | 1117014.3229 | 0 | 0 | 0 | 0 | 0 | 0 | 0 | 0 | 0 | 0 | 0 | 0 | 0 | 0 | 0 | 0 | 0 | 0
Commercial_Miscellaneous_New_Water Heating_Natural Gas_Water Heater_E2_Codes & Standards Forecast | Commercial | Miscellaneous | New | Water Heating | Natural Gas | Water Heater | E2 |  | Codes & Standards Forecast | 0 | 0 | 0 | 0 | 0 | 0 | 0 | 0 | 0 | 0 | 0 | 0 | 0 | 0 | 0 | 0 | 0 | 0 | 0 | 0 | 0 | 0 | 0 | 0 | 0 | 0 | 0 | 0 | 0 | 0 | 0 | 0 | 0 | 0 | 0 | 0 | 0 | 0 | 0 | 0 | 0 | 0 | 0 | 0 | 0 | 0 | 0 | 0 | 0 | 0 | 0
Commercial_Miscellaneous_New_Water Heating_Natural Gas_Water Heater_E3_Codes & Standards Forecast | Commercial | Miscellaneous | New | Water Heating | Natural Gas | Water Heater | E3 |  | Codes & Standards Forecast | 0 | 0 | 0 | 0 | 0 | 0 | 0 | 0 | 0 | 0 | 0 | 0 | 0 | 0 | 0 | 0 | 0 | 0 | 0 | 0 | 0 | 0 | 0 | 0 | 0 | 0 | 0 | 0 | 0 | 0 | 0 | 0 | 0 | 0 | 0 | 0 | 0 | 0 | 0 | 0 | 0 | 0 | 0 | 0 | 0 | 0 | 0 | 0 | 0 | 0 | 0
Commercial_Miscellaneous_New_Water Heating_Natural Gas_Water Heater_E4_Codes & Standards Forecast | Commercial | Miscellaneous | New | Water Heating | Natural Gas | Water Heater | E4 |  | Codes & Standards Forecast | 0 | 0 | 0 | 0 | 0 | 0 | 0 | 0 | 0 | 0 | 0 | 0 | 0 | 0 | 0 | 0 | 0 | 0 | 0 | 0 | 0 | 0 | 0 | 0 | 0 | 0 | 0 | 0 | 0 | 0 | 0 | 0 | 0 | 0 | 0 | 0 | 0 | 0 | 0 | 0 | 0 | 0 | 0 | 0 | 0 | 0 | 0 | 0 | 0 | 0 | 0
Commercial_Miscellaneous_New_Water Heating_Natural Gas_Water Heater_E5_Codes & Standards Forecast | Commercial | Miscellaneous | New | Water Heating | Natural Gas | Water Heater | E5 |  | Codes & Standards Forecast | 0 | 0 | 0 | 0 | 0 | 0 | 0 | 0 | 0 | 0 | 0 | 0 | 0 | 0 | 0 | 0 | 0 | 0 | 0 | 0 | 0 | 0 | 0 | 0 | 0 | 0 | 0 | 0 | 0 | 0 | 0 | 0 | 0 | 0 | 0 | 0 | 0 | 0 | 0 | 0 | 0 | 0 | 0 | 0 | 0 | 0 | 0 | 0 | 0 | 0 | 0
Commercial_Miscellaneous_New_Water Heating_Natural Gas_Water Heater_E6_Codes & Standards Forecast | Commercial | Miscellaneous | New | Water Heating | Natural Gas | Water Heater | E6 |  | Codes & Standards Forecast | 0 | 0 | 0 | 0 | 0 | 0 | 0 | 0 | 0 | 0 | 0 | 0 | 0 | 0 | 0 | 0 | 0 | 0 | 0 | 0 | 0 | 0 | 0 | 0 | 0 | 0 | 0 | 0 | 0 | 0 | 0 | 0 | 0 | 0 | 0 | 0 | 0 | 0 | 0 | 0 | 0 | 0 | 0 | 0 | 0 | 0 | 0 | 0 | 0 | 0 | 0
Commercial_Miscellaneous_New_Water Heating_Natural Gas_Water Heater_E7_Codes & Standards Forecast | Commercial | Miscellaneous | New | Water Heating | Natural Gas | Water Heater | E7 |  | Codes & Standards Forecast | 0 | 0 | 0 | 0 | 0 | 0 | 0 | 0 | 0 | 0 | 0 | 0 | 0 | 0 | 0 | 0 | 0 | 0 | 0 | 0 | 0 | 0 | 0 | 0 | 0 | 0 | 0 | 0 | 0 | 0 | 0 | 0 | 0 | 0 | 0 | 0 | 0 | 0 | 0 | 0 | 0 | 0 | 0 | 0 | 0 | 0 | 0 | 0 | 0 | 0 | 0
Commercial_Miscellaneous_New_Water Heating_Natural Gas_Water Heater_E8_Codes & Standards Forecast | Commercial | Miscellaneous | New | Water Heating | Natural Gas | Water Heater | E8 |  | Codes & Standards Forecast | 0 | 0 | 0 | 0 | 0 | 0 | 0 | 0 | 0 | 0 | 0 | 0 | 0 | 0 | 0 | 0 | 0 | 0 | 0 | 0 | 0 | 0 | 0 | 0 | 0 | 0 | 0 | 0 | 0 | 0 | 0 | 0 | 0 | 0 | 0 | 0 | 0 | 0 | 0 | 0 | 0 | 0 | 0 | 0 | 0 | 0 | 0 | 0 | 0 | 0 | 0
Commercial_Miscellaneous_New_Water Heating_Natural Gas_Water Heater_E9_Codes & Standards Forecast | Commercial | Miscellaneous | New | Water Heating | Natural Gas | Water Heater | E9 |  | Codes & Standards Forecast | 0 | 0 | 0 | 0 | 0 | 0 | 0 | 0 | 0 | 0 | 0 | 0 | 0 | 0 | 0 | 0 | 0 | 0 | 0 | 0 | 0 | 0 | 0 | 0 | 0 | 0 | 0 | 0 | 0 | 0 | 0 | 0 | 0 | 0 | 0 | 0 | 0 | 0 | 0 | 0 | 0 | 0 | 0 | 0 | 0 | 0 | 0 | 0 | 0 | 0 | 0
Commercial_Miscellaneous_New_Water Heating_Natural Gas_Water Heater_E10_Codes & Standards Forecast | Commercial | Miscellaneous | New | Water Heating | Natural Gas | Water Heater | E10 |  | Codes & Standards Forecast | 0 | 0 | 0 | 0 | 0 | 0 | 0 | 0 | 0 | 0 | 0 | 0 | 0 | 0 | 0 | 0 | 0 | 0 | 0 | 0 | 0 | 0 | 0 | 0 | 0 | 0 | 0 | 0 | 0 | 0 | 0 | 0 | 0 | 0 | 0 | 0 | 0 | 0 | 0 | 0 | 0 | 0 | 0 | 0 | 0 | 0 | 0 | 0 | 0 | 0 | 0
Commercial_Miscellaneous_New_Water Heating_Natural Gas_Water Heater_Vintage_Codes & Standards Forecast | Commercial | Miscellaneous | New | Water Heating | Natural Gas | Water Heater | Vintage |  | Codes & Standards Forecast | 0 | 0 | 0 | 0 | 0 | 0 | 0 | 0 | 0 | 0 | 0 | 0 | 0 | 0 | 0 | 0 | 0 | 0 | 0 | 0 | 0 | 0 | 0 | 0 | 0 | 0 | 0 | 0 | 0 | 0 | 0 | 0 | 0 | 0 | 0 | 0 | 0 | 0 | 0 | 0 | 0 | 0 | 0 | 0 | 0 | 0 | 0 | 0 | 0 | 0 | 0
Commercial_Miscellaneous_New_Food Preparation_Natural Gas_Oven_E1_Codes & Standards Forecast | Commercial | Miscellaneous | New | Food Preparation | Natural Gas | Oven | E1 |  | Codes & Standards Forecast | 0 | 5157.9408 | 30036.6051 | 45935.814 | 66441.0439 | 94268.8892 | 120278.8814 | 143331.8269 | 164065.1324 | 184083.9872 | 203841.7083 | 223403.1407 | 242937.7715 | 262528.2973 | 282239.3246 | 301986.6655 | 321739.4032 | 341466.5519 | 361167.7058 | 380842.4543 | 400521.41 | 420204.6012 | 439864.3096 | 459500.2152 | 479111.995 | 498727.0697 | 518345.4586 | 537967.1809 | 557592.2562 | 577220.704 | 596852.5442 | 616487.7966 | 625331.7568 | 0 | 0 | 0 | 0 | 0 | 0 | 0 | 0 | 0 | 0 | 0 | 0 | 0 | 0 | 0 | 0 | 0 | 0
Commercial_Miscellaneous_New_Food Preparation_Natural Gas_Oven_E2_Codes & Standards Forecast | Commercial | Miscellaneous | New | Food Preparation | Natural Gas | Oven | E2 |  | Codes & Standards Forecast | 0 | 0 | 0 | 0 | 0 | 0 | 0 | 0 | 0 | 0 | 0 | 0 | 0 | 0 | 0 | 0 | 0 | 0 | 0 | 0 | 0 | 0 | 0 | 0 | 0 | 0 | 0 | 0 | 0 | 0 | 0 | 0 | 0 | 0 | 0 | 0 | 0 | 0 | 0 | 0 | 0 | 0 | 0 | 0 | 0 | 0 | 0 | 0 | 0 | 0 | 0
Commercial_Miscellaneous_New_Food Preparation_Natural Gas_Oven_E3_Codes & Standards Forecast | Commercial | Miscellaneous | New | Food Preparation | Natural Gas | Oven | E3 |  | Codes & Standards Forecast | 0 | 0 | 0 | 0 | 0 | 0 | 0 | 0 | 0 | 0 | 0 | 0 | 0 | 0 | 0 | 0 | 0 | 0 | 0 | 0 | 0 | 0 | 0 | 0 | 0 | 0 | 0 | 0 | 0 | 0 | 0 | 0 | 0 | 0 | 0 | 0 | 0 | 0 | 0 | 0 | 0 | 0 | 0 | 0 | 0 | 0 | 0 | 0 | 0 | 0 | 0
Commercial_Miscellaneous_New_Food Preparation_Natural Gas_Oven_E4_Codes & Standards Forecast | Commercial | Miscellaneous | New | Food Preparation | Natural Gas | Oven | E4 |  | Codes & Standards Forecast | 0 | 0 | 0 | 0 | 0 | 0 | 0 | 0 | 0 | 0 | 0 | 0 | 0 | 0 | 0 | 0 | 0 | 0 | 0 | 0 | 0 | 0 | 0 | 0 | 0 | 0 | 0 | 0 | 0 | 0 | 0 | 0 | 0 | 0 | 0 | 0 | 0 | 0 | 0 | 0 | 0 | 0 | 0 | 0 | 0 | 0 | 0 | 0 | 0 | 0 | 0
Commercial_Miscellaneous_New_Food Preparation_Natural Gas_Oven_E5_Codes & Standards Forecast | Commercial | Miscellaneous | New | Food Preparation | Natural Gas | Oven | E5 |  | Codes & Standards Forecast | 0 | 0 | 0 | 0 | 0 | 0 | 0 | 0 | 0 | 0 | 0 | 0 | 0 | 0 | 0 | 0 | 0 | 0 | 0 | 0 | 0 | 0 | 0 | 0 | 0 | 0 | 0 | 0 | 0 | 0 | 0 | 0 | 0 | 0 | 0 | 0 | 0 | 0 | 0 | 0 | 0 | 0 | 0 | 0 | 0 | 0 | 0 | 0 | 0 | 0 | 0
Commercial_Miscellaneous_New_Food Preparation_Natural Gas_Oven_E6_Codes & Standards Forecast | Commercial | Miscellaneous | New | Food Preparation | Natural Gas | Oven | E6 |  | Codes & Standards Forecast | 0 | 0 | 0 | 0 | 0 | 0 | 0 | 0 | 0 | 0 | 0 | 0 | 0 | 0 | 0 | 0 | 0 | 0 | 0 | 0 | 0 | 0 | 0 | 0 | 0 | 0 | 0 | 0 | 0 | 0 | 0 | 0 | 0 | 0 | 0 | 0 | 0 | 0 | 0 | 0 | 0 | 0 | 0 | 0 | 0 | 0 | 0 | 0 | 0 | 0 | 0
Commercial_Miscellaneous_New_Food Preparation_Natural Gas_Oven_E7_Codes & Standards Forecast | Commercial | Miscellaneous | New | Food Preparation | Natural Gas | Oven | E7 |  | Codes & Standards Forecast | 0 | 0 | 0 | 0 | 0 | 0 | 0 | 0 | 0 | 0 | 0 | 0 | 0 | 0 | 0 | 0 | 0 | 0 | 0 | 0 | 0 | 0 | 0 | 0 | 0 | 0 | 0 | 0 | 0 | 0 | 0 | 0 | 0 | 0 | 0 | 0 | 0 | 0 | 0 | 0 | 0 | 0 | 0 | 0 | 0 | 0 | 0 | 0 | 0 | 0 | 0
Commercial_Miscellaneous_New_Food Preparation_Natural Gas_Oven_E8_Codes & Standards Forecast | Commercial | Miscellaneous | New | Food Preparation | Natural Gas | Oven | E8 |  | Codes & Standards Forecast | 0 | 0 | 0 | 0 | 0 | 0 | 0 | 0 | 0 | 0 | 0 | 0 | 0 | 0 | 0 | 0 | 0 | 0 | 0 | 0 | 0 | 0 | 0 | 0 | 0 | 0 | 0 | 0 | 0 | 0 | 0 | 0 | 0 | 0 | 0 | 0 | 0 | 0 | 0 | 0 | 0 | 0 | 0 | 0 | 0 | 0 | 0 | 0 | 0 | 0 | 0
Commercial_Miscellaneous_New_Food Preparation_Natural Gas_Oven_E9_Codes & Standards Forecast | Commercial | Miscellaneous | New | Food Preparation | Natural Gas | Oven | E9 |  | Codes & Standards Forecast | 0 | 0 | 0 | 0 | 0 | 0 | 0 | 0 | 0 | 0 | 0 | 0 | 0 | 0 | 0 | 0 | 0 | 0 | 0 | 0 | 0 | 0 | 0 | 0 | 0 | 0 | 0 | 0 | 0 | 0 | 0 | 0 | 0 | 0 | 0 | 0 | 0 | 0 | 0 | 0 | 0 | 0 | 0 | 0 | 0 | 0 | 0 | 0 | 0 | 0 | 0
Commercial_Miscellaneous_New_Food Preparation_Natural Gas_Oven_E10_Codes & Standards Forecast | Commercial | Miscellaneous | New | Food Preparation | Natural Gas | Oven | E10 |  | Codes & Standards Forecast | 0 | 0 | 0 | 0 | 0 | 0 | 0 | 0 | 0 | 0 | 0 | 0 | 0 | 0 | 0 | 0 | 0 | 0 | 0 | 0 | 0 | 0 | 0 | 0 | 0 | 0 | 0 | 0 | 0 | 0 | 0 | 0 | 0 | 0 | 0 | 0 | 0 | 0 | 0 | 0 | 0 | 0 | 0 | 0 | 0 | 0 | 0 | 0 | 0 | 0 | 0
Commercial_Miscellaneous_New_Food Preparation_Natural Gas_Oven_Vintage_Codes & Standards Forecast | Commercial | Miscellaneous | New | Food Preparation | Natural Gas | Oven | Vintage |  | Codes & Standards Forecast | 0 | 0 | 0 | 0 | 0 | 0 | 0 | 0 | 0 | 0 | 0 | 0 | 0 | 0 | 0 | 0 | 0 | 0 | 0 | 0 | 0 | 0 | 0 | 0 | 0 | 0 | 0 | 0 | 0 | 0 | 0 | 0 | 0 | 0 | 0 | 0 | 0 | 0 | 0 | 0 | 0 | 0 | 0 | 0 | 0 | 0 | 0 | 0 | 0 | 0 | 0
Commercial_Miscellaneous_New_Food Preparation_Natural Gas_Conveyor Oven_E1_Codes & Standards Forecast | Commercial | Miscellaneous | New | Food Preparation | Natural Gas | Conveyor Oven | E1 |  | Codes & Standards Forecast | 0 | 2578.9704 | 15018.3025 | 22967.907 | 33220.5219 | 47134.4446 | 60139.4407 | 71665.9135 | 82032.5662 | 92041.9936 | 101920.8542 | 111701.5703 | 121468.8858 | 131264.1487 | 141119.6623 | 150993.3327 | 160869.7016 | 170733.276 | 180583.8529 | 190421.2271 | 200260.705 | 210102.3006 | 219932.1548 | 229750.1076 | 239555.9975 | 249363.5349 | 259172.7293 | 268983.5904 | 278796.1281 | 288610.352 | 298426.2721 | 308243.8983 | 312665.8784 | 0 | 0 | 0 | 0 | 0 | 0 | 0 | 0 | 0 | 0 | 0 | 0 | 0 | 0 | 0 | 0 | 0 | 0
Commercial_Miscellaneous_New_Food Preparation_Natural Gas_Conveyor Oven_E2_Codes & Standards Forecast | Commercial | Miscellaneous | New | Food Preparation | Natural Gas | Conveyor Oven | E2 |  | Codes & Standards Forecast | 0 | 0 | 0 | 0 | 0 | 0 | 0 | 0 | 0 | 0 | 0 | 0 | 0 | 0 | 0 | 0 | 0 | 0 | 0 | 0 | 0 | 0 | 0 | 0 | 0 | 0 | 0 | 0 | 0 | 0 | 0 | 0 | 0 | 0 | 0 | 0 | 0 | 0 | 0 | 0 | 0 | 0 | 0 | 0 | 0 | 0 | 0 | 0 | 0 | 0 | 0
Commercial_Miscellaneous_New_Food Preparation_Natural Gas_Conveyor Oven_E3_Codes & Standards Forecast | Commercial | Miscellaneous | New | Food Preparation | Natural Gas | Conveyor Oven | E3 |  | Codes & Standards Forecast | 0 | 0 | 0 | 0 | 0 | 0 | 0 | 0 | 0 | 0 | 0 | 0 | 0 | 0 | 0 | 0 | 0 | 0 | 0 | 0 | 0 | 0 | 0 | 0 | 0 | 0 | 0 | 0 | 0 | 0 | 0 | 0 | 0 | 0 | 0 | 0 | 0 | 0 | 0 | 0 | 0 | 0 | 0 | 0 | 0 | 0 | 0 | 0 | 0 | 0 | 0
Commercial_Miscellaneous_New_Food Preparation_Natural Gas_Conveyor Oven_E4_Codes & Standards Forecast | Commercial | Miscellaneous | New | Food Preparation | Natural Gas | Conveyor Oven | E4 |  | Codes & Standards Forecast | 0 | 0 | 0 | 0 | 0 | 0 | 0 | 0 | 0 | 0 | 0 | 0 | 0 | 0 | 0 | 0 | 0 | 0 | 0 | 0 | 0 | 0 | 0 | 0 | 0 | 0 | 0 | 0 | 0 | 0 | 0 | 0 | 0 | 0 | 0 | 0 | 0 | 0 | 0 | 0 | 0 | 0 | 0 | 0 | 0 | 0 | 0 | 0 | 0 | 0 | 0
Commercial_Miscellaneous_New_Food Preparation_Natural Gas_Conveyor Oven_E5_Codes & Standards Forecast | Commercial | Miscellaneous | New | Food Preparation | Natural Gas | Conveyor Oven | E5 |  | Codes & Standards Forecast | 0 | 0 | 0 | 0 | 0 | 0 | 0 | 0 | 0 | 0 | 0 | 0 | 0 | 0 | 0 | 0 | 0 | 0 | 0 | 0 | 0 | 0 | 0 | 0 | 0 | 0 | 0 | 0 | 0 | 0 | 0 | 0 | 0 | 0 | 0 | 0 | 0 | 0 | 0 | 0 | 0 | 0 | 0 | 0 | 0 | 0 | 0 | 0 | 0 | 0 | 0
Commercial_Miscellaneous_New_Food Preparation_Natural Gas_Conveyor Oven_E6_Codes & Standards Forecast | Commercial | Miscellaneous | New | Food Preparation | Natural Gas | Conveyor Oven | E6 |  | Codes & Standards Forecast | 0 | 0 | 0 | 0 | 0 | 0 | 0 | 0 | 0 | 0 | 0 | 0 | 0 | 0 | 0 | 0 | 0 | 0 | 0 | 0 | 0 | 0 | 0 | 0 | 0 | 0 | 0 | 0 | 0 | 0 | 0 | 0 | 0 | 0 | 0 | 0 | 0 | 0 | 0 | 0 | 0 | 0 | 0 | 0 | 0 | 0 | 0 | 0 | 0 | 0 | 0
Commercial_Miscellaneous_New_Food Preparation_Natural Gas_Conveyor Oven_E7_Codes & Standards Forecast | Commercial | Miscellaneous | New | Food Preparation | Natural Gas | Conveyor Oven | E7 |  | Codes & Standards Forecast | 0 | 0 | 0 | 0 | 0 | 0 | 0 | 0 | 0 | 0 | 0 | 0 | 0 | 0 | 0 | 0 | 0 | 0 | 0 | 0 | 0 | 0 | 0 | 0 | 0 | 0 | 0 | 0 | 0 | 0 | 0 | 0 | 0 | 0 | 0 | 0 | 0 | 0 | 0 | 0 | 0 | 0 | 0 | 0 | 0 | 0 | 0 | 0 | 0 | 0 | 0
Commercial_Miscellaneous_New_Food Preparation_Natural Gas_Conveyor Oven_E8_Codes & Standards Forecast | Commercial | Miscellaneous | New | Food Preparation | Natural Gas | Conveyor Oven | E8 |  | Codes & Standards Forecast | 0 | 0 | 0 | 0 | 0 | 0 | 0 | 0 | 0 | 0 | 0 | 0 | 0 | 0 | 0 | 0 | 0 | 0 | 0 | 0 | 0 | 0 | 0 | 0 | 0 | 0 | 0 | 0 | 0 | 0 | 0 | 0 | 0 | 0 | 0 | 0 | 0 | 0 | 0 | 0 | 0 | 0 | 0 | 0 | 0 | 0 | 0 | 0 | 0 | 0 | 0
Commercial_Miscellaneous_New_Food Preparation_Natural Gas_Conveyor Oven_E9_Codes & Standards Forecast | Commercial | Miscellaneous | New | Food Preparation | Natural Gas | Conveyor Oven | E9 |  | Codes & Standards Forecast | 0 | 0 | 0 | 0 | 0 | 0 | 0 | 0 | 0 | 0 | 0 | 0 | 0 | 0 | 0 | 0 | 0 | 0 | 0 | 0 | 0 | 0 | 0 | 0 | 0 | 0 | 0 | 0 | 0 | 0 | 0 | 0 | 0 | 0 | 0 | 0 | 0 | 0 | 0 | 0 | 0 | 0 | 0 | 0 | 0 | 0 | 0 | 0 | 0 | 0 | 0
Commercial_Miscellaneous_New_Food Preparation_Natural Gas_Conveyor Oven_E10_Codes & Standards Forecast | Commercial | Miscellaneous | New | Food Preparation | Natural Gas | Conveyor Oven | E10 |  | Codes & Standards Forecast | 0 | 0 | 0 | 0 | 0 | 0 | 0 | 0 | 0 | 0 | 0 | 0 | 0 | 0 | 0 | 0 | 0 | 0 | 0 | 0 | 0 | 0 | 0 | 0 | 0 | 0 | 0 | 0 | 0 | 0 | 0 | 0 | 0 | 0 | 0 | 0 | 0 | 0 | 0 | 0 | 0 | 0 | 0 | 0 | 0 | 0 | 0 | 0 | 0 | 0 | 0
Commercial_Miscellaneous_New_Food Preparation_Natural Gas_Conveyor Oven_Vintage_Codes & Standards Forecast | Commercial | Miscellaneous | New | Food Preparation | Natural Gas | Conveyor Oven | Vintage |  | Codes & Standards Forecast | 0 | 0 | 0 | 0 | 0 | 0 | 0 | 0 | 0 | 0 | 0 | 0 | 0 | 0 | 0 | 0 | 0 | 0 | 0 | 0 | 0 | 0 | 0 | 0 | 0 | 0 | 0 | 0 | 0 | 0 | 0 | 0 | 0 | 0 | 0 | 0 | 0 | 0 | 0 | 0 | 0 | 0 | 0 | 0 | 0 | 0 | 0 | 0 | 0 | 0 | 0
Commercial_Miscellaneous_New_Food Preparation_Natural Gas_Double Rack Oven_E1_Codes & Standards Forecast | Commercial | Miscellaneous | New | Food Preparation | Natural Gas | Double Rack Oven | E1 |  | Codes & Standards Forecast | 0 | 2578.9704 | 15018.3025 | 22967.907 | 33220.5219 | 47134.4446 | 60139.4407 | 71665.9135 | 82032.5662 | 92041.9936 | 101920.8542 | 111701.5703 | 121468.8858 | 131264.1487 | 141119.6623 | 150993.3327 | 160869.7016 | 170733.276 | 180583.8529 | 190421.2271 | 200260.705 | 210102.3006 | 219932.1548 | 229750.1076 | 239555.9975 | 249363.5349 | 259172.7293 | 268983.5904 | 278796.1281 | 288610.352 | 298426.2721 | 308243.8983 | 312665.8784 | 0 | 0 | 0 | 0 | 0 | 0 | 0 | 0 | 0 | 0 | 0 | 0 | 0 | 0 | 0 | 0 | 0 | 0
Commercial_Miscellaneous_New_Food Preparation_Natural Gas_Double Rack Oven_E2_Codes & Standards Forecast | Commercial | Miscellaneous | New | Food Preparation | Natural Gas | Double Rack Oven | E2 |  | Codes & Standards Forecast | 0 | 0 | 0 | 0 | 0 | 0 | 0 | 0 | 0 | 0 | 0 | 0 | 0 | 0 | 0 | 0 | 0 | 0 | 0 | 0 | 0 | 0 | 0 | 0 | 0 | 0 | 0 | 0 | 0 | 0 | 0 | 0 | 0 | 0 | 0 | 0 | 0 | 0 | 0 | 0 | 0 | 0 | 0 | 0 | 0 | 0 | 0 | 0 | 0 | 0 | 0
Commercial_Miscellaneous_New_Food Preparation_Natural Gas_Double Rack Oven_E3_Codes & Standards Forecast | Commercial | Miscellaneous | New | Food Preparation | Natural Gas | Double Rack Oven | E3 |  | Codes & Standards Forecast | 0 | 0 | 0 | 0 | 0 | 0 | 0 | 0 | 0 | 0 | 0 | 0 | 0 | 0 | 0 | 0 | 0 | 0 | 0 | 0 | 0 | 0 | 0 | 0 | 0 | 0 | 0 | 0 | 0 | 0 | 0 | 0 | 0 | 0 | 0 | 0 | 0 | 0 | 0 | 0 | 0 | 0 | 0 | 0 | 0 | 0 | 0 | 0 | 0 | 0 | 0
Commercial_Miscellaneous_New_Food Preparation_Natural Gas_Double Rack Oven_E4_Codes & Standards Forecast | Commercial | Miscellaneous | New | Food Preparation | Natural Gas | Double Rack Oven | E4 |  | Codes & Standards Forecast | 0 | 0 | 0 | 0 | 0 | 0 | 0 | 0 | 0 | 0 | 0 | 0 | 0 | 0 | 0 | 0 | 0 | 0 | 0 | 0 | 0 | 0 | 0 | 0 | 0 | 0 | 0 | 0 | 0 | 0 | 0 | 0 | 0 | 0 | 0 | 0 | 0 | 0 | 0 | 0 | 0 | 0 | 0 | 0 | 0 | 0 | 0 | 0 | 0 | 0 | 0
Commercial_Miscellaneous_New_Food Preparation_Natural Gas_Double Rack Oven_E5_Codes & Standards Forecast | Commercial | Miscellaneous | New | Food Preparation | Natural Gas | Double Rack Oven | E5 |  | Codes & Standards Forecast | 0 | 0 | 0 | 0 | 0 | 0 | 0 | 0 | 0 | 0 | 0 | 0 | 0 | 0 | 0 | 0 | 0 | 0 | 0 | 0 | 0 | 0 | 0 | 0 | 0 | 0 | 0 | 0 | 0 | 0 | 0 | 0 | 0 | 0 | 0 | 0 | 0 | 0 | 0 | 0 | 0 | 0 | 0 | 0 | 0 | 0 | 0 | 0 | 0 | 0 | 0
Commercial_Miscellaneous_New_Food Preparation_Natural Gas_Double Rack Oven_E6_Codes & Standards Forecast | Commercial | Miscellaneous | New | Food Preparation | Natural Gas | Double Rack Oven | E6 |  | Codes & Standards Forecast | 0 | 0 | 0 | 0 | 0 | 0 | 0 | 0 | 0 | 0 | 0 | 0 | 0 | 0 | 0 | 0 | 0 | 0 | 0 | 0 | 0 | 0 | 0 | 0 | 0 | 0 | 0 | 0 | 0 | 0 | 0 | 0 | 0 | 0 | 0 | 0 | 0 | 0 | 0 | 0 | 0 | 0 | 0 | 0 | 0 | 0 | 0 | 0 | 0 | 0 | 0
Commercial_Miscellaneous_New_Food Preparation_Natural Gas_Double Rack Oven_E7_Codes & Standards Forecast | Commercial | Miscellaneous | New | Food Preparation | Natural Gas | Double Rack Oven | E7 |  | Codes & Standards Forecast | 0 | 0 | 0 | 0 | 0 | 0 | 0 | 0 | 0 | 0 | 0 | 0 | 0 | 0 | 0 | 0 | 0 | 0 | 0 | 0 | 0 | 0 | 0 | 0 | 0 | 0 | 0 | 0 | 0 | 0 | 0 | 0 | 0 | 0 | 0 | 0 | 0 | 0 | 0 | 0 | 0 | 0 | 0 | 0 | 0 | 0 | 0 | 0 | 0 | 0 | 0
Commercial_Miscellaneous_New_Food Preparation_Natural Gas_Double Rack Oven_E8_Codes & Standards Forecast | Commercial | Miscellaneous | New | Food Preparation | Natural Gas | Double Rack Oven | E8 |  | Codes & Standards Forecast | 0 | 0 | 0 | 0 | 0 | 0 | 0 | 0 | 0 | 0 | 0 | 0 | 0 | 0 | 0 | 0 | 0 | 0 | 0 | 0 | 0 | 0 | 0 | 0 | 0 | 0 | 0 | 0 | 0 | 0 | 0 | 0 | 0 | 0 | 0 | 0 | 0 | 0 | 0 | 0 | 0 | 0 | 0 | 0 | 0 | 0 | 0 | 0 | 0 | 0 | 0
Commercial_Miscellaneous_New_Food Preparation_Natural Gas_Double Rack Oven_E9_Codes & Standards Forecast | Commercial | Miscellaneous | New | Food Preparation | Natural Gas | Double Rack Oven | E9 |  | Codes & Standards Forecast | 0 | 0 | 0 | 0 | 0 | 0 | 0 | 0 | 0 | 0 | 0 | 0 | 0 | 0 | 0 | 0 | 0 | 0 | 0 | 0 | 0 | 0 | 0 | 0 | 0 | 0 | 0 | 0 | 0 | 0 | 0 | 0 | 0 | 0 | 0 | 0 | 0 | 0 | 0 | 0 | 0 | 0 | 0 | 0 | 0 | 0 | 0 | 0 | 0 | 0 | 0
Commercial_Miscellaneous_New_Food Preparation_Natural Gas_Double Rack Oven_E10_Codes & Standards Forecast | Commercial | Miscellaneous | New | Food Preparation | Natural Gas | Double Rack Oven | E10 |  | Codes & Standards Forecast | 0 | 0 | 0 | 0 | 0 | 0 | 0 | 0 | 0 | 0 | 0 | 0 | 0 | 0 | 0 | 0 | 0 | 0 | 0 | 0 | 0 | 0 | 0 | 0 | 0 | 0 | 0 | 0 | 0 | 0 | 0 | 0 | 0 | 0 | 0 | 0 | 0 | 0 | 0 | 0 | 0 | 0 | 0 | 0 | 0 | 0 | 0 | 0 | 0 | 0 | 0
Commercial_Miscellaneous_New_Food Preparation_Natural Gas_Double Rack Oven_Vintage_Codes & Standards Forecast | Commercial | Miscellaneous | New | Food Preparation | Natural Gas | Double Rack Oven | Vintage |  | Codes & Standards Forecast | 0 | 0 | 0 | 0 | 0 | 0 | 0 | 0 | 0 | 0 | 0 | 0 | 0 | 0 | 0 | 0 | 0 | 0 | 0 | 0 | 0 | 0 | 0 | 0 | 0 | 0 | 0 | 0 | 0 | 0 | 0 | 0 | 0 | 0 | 0 | 0 | 0 | 0 | 0 | 0 | 0 | 0 | 0 | 0 | 0 | 0 | 0 | 0 | 0 | 0 | 0
Commercial_Miscellaneous_New_Food Preparation_Natural Gas_Fryer_E1_Codes & Standards Forecast | Commercial | Miscellaneous | New | Food Preparation | Natural Gas | Fryer | E1 |  | Codes & Standards Forecast | 0 | 442.9107 | 2579.2333 | 2579.2333 | 2579.2333 | 2579.2333 | 2468.5057 | 1851.3792 | 1388.5344 | 1041.4008 | 675.9458 | 0 | 0 | 0 | 0 | 0 | 0 | 0 | 0 | 0 | 0 | 0 | 0 | 0 | 0 | 0 | 0 | 0 | 0 | 0 | 0 | 0 | 0 | 0 | 0 | 0 | 0 | 0 | 0 | 0 | 0 | 0 | 0 | 0 | 0 | 0 | 0 | 0 | 0 | 0 | 0
Commercial_Miscellaneous_New_Food Preparation_Natural Gas_Fryer_E2_Codes & Standards Forecast | Commercial | Miscellaneous | New | Food Preparation | Natural Gas | Fryer | E2 |  | Codes & Standards Forecast | 0 | 0 | 0 | 1365.2598 | 3126.0371 | 5515.605 | 7859.8021 | 10456.4773 | 12699.6842 | 14765.8302 | 16827.8742 | 19183.5537 | 20860.986 | 22543.218 | 24235.7974 | 25931.495 | 27627.656 | 29321.6198 | 31013.3513 | 32702.8155 | 34392.6409 | 36082.83 | 37771.0026 | 39457.1314 | 41141.1884 | 42825.5284 | 44510.1529 | 46195.0637 | 47880.2624 | 49565.7508 | 51251.5304 | 52937.603 | 53697.0309 | 0 | 0 | 0 | 0 | 0 | 0 | 0 | 0 | 0 | 0 | 0 | 0 | 0 | 0 | 0 | 0 | 0 | 0
Commercial_Miscellaneous_New_Food Preparation_Natural Gas_Fryer_E3_Codes & Standards Forecast | Commercial | Miscellaneous | New | Food Preparation | Natural Gas | Fryer | E3 |  | Codes & Standards Forecast | 0 | 0 | 0 | 0 | 0 | 0 | 0 | 0 | 0 | 0 | 0 | 0 | 0 | 0 | 0 | 0 | 0 | 0 | 0 | 0 | 0 | 0 | 0 | 0 | 0 | 0 | 0 | 0 | 0 | 0 | 0 | 0 | 0 | 0 | 0 | 0 | 0 | 0 | 0 | 0 | 0 | 0 | 0 | 0 | 0 | 0 | 0 | 0 | 0 | 0 | 0
Commercial_Miscellaneous_New_Food Preparation_Natural Gas_Fryer_E4_Codes & Standards Forecast | Commercial | Miscellaneous | New | Food Preparation | Natural Gas | Fryer | E4 |  | Codes & Standards Forecast | 0 | 0 | 0 | 0 | 0 | 0 | 0 | 0 | 0 | 0 | 0 | 0 | 0 | 0 | 0 | 0 | 0 | 0 | 0 | 0 | 0 | 0 | 0 | 0 | 0 | 0 | 0 | 0 | 0 | 0 | 0 | 0 | 0 | 0 | 0 | 0 | 0 | 0 | 0 | 0 | 0 | 0 | 0 | 0 | 0 | 0 | 0 | 0 | 0 | 0 | 0
Commercial_Miscellaneous_New_Food Preparation_Natural Gas_Fryer_E5_Codes & Standards Forecast | Commercial | Miscellaneous | New | Food Preparation | Natural Gas | Fryer | E5 |  | Codes & Standards Forecast | 0 | 0 | 0 | 0 | 0 | 0 | 0 | 0 | 0 | 0 | 0 | 0 | 0 | 0 | 0 | 0 | 0 | 0 | 0 | 0 | 0 | 0 | 0 | 0 | 0 | 0 | 0 | 0 | 0 | 0 | 0 | 0 | 0 | 0 | 0 | 0 | 0 | 0 | 0 | 0 | 0 | 0 | 0 | 0 | 0 | 0 | 0 | 0 | 0 | 0 | 0
Commercial_Miscellaneous_New_Food Preparation_Natural Gas_Fryer_E6_Codes & Standards Forecast | Commercial | Miscellaneous | New | Food Preparation | Natural Gas | Fryer | E6 |  | Codes & Standards Forecast | 0 | 0 | 0 | 0 | 0 | 0 | 0 | 0 | 0 | 0 | 0 | 0 | 0 | 0 | 0 | 0 | 0 | 0 | 0 | 0 | 0 | 0 | 0 | 0 | 0 | 0 | 0 | 0 | 0 | 0 | 0 | 0 | 0 | 0 | 0 | 0 | 0 | 0 | 0 | 0 | 0 | 0 | 0 | 0 | 0 | 0 | 0 | 0 | 0 | 0 | 0
Commercial_Miscellaneous_New_Food Preparation_Natural Gas_Fryer_E7_Codes & Standards Forecast | Commercial | Miscellaneous | New | Food Preparation | Natural Gas | Fryer | E7 |  | Codes & Standards Forecast | 0 | 0 | 0 | 0 | 0 | 0 | 0 | 0 | 0 | 0 | 0 | 0 | 0 | 0 | 0 | 0 | 0 | 0 | 0 | 0 | 0 | 0 | 0 | 0 | 0 | 0 | 0 | 0 | 0 | 0 | 0 | 0 | 0 | 0 | 0 | 0 | 0 | 0 | 0 | 0 | 0 | 0 | 0 | 0 | 0 | 0 | 0 | 0 | 0 | 0 | 0
Commercial_Miscellaneous_New_Food Preparation_Natural Gas_Fryer_E8_Codes & Standards Forecast | Commercial | Miscellaneous | New | Food Preparation | Natural Gas | Fryer | E8 |  | Codes & Standards Forecast | 0 | 0 | 0 | 0 | 0 | 0 | 0 | 0 | 0 | 0 | 0 | 0 | 0 | 0 | 0 | 0 | 0 | 0 | 0 | 0 | 0 | 0 | 0 | 0 | 0 | 0 | 0 | 0 | 0 | 0 | 0 | 0 | 0 | 0 | 0 | 0 | 0 | 0 | 0 | 0 | 0 | 0 | 0 | 0 | 0 | 0 | 0 | 0 | 0 | 0 | 0
Commercial_Miscellaneous_New_Food Preparation_Natural Gas_Fryer_E9_Codes & Standards Forecast | Commercial | Miscellaneous | New | Food Preparation | Natural Gas | Fryer | E9 |  | Codes & Standards Forecast | 0 | 0 | 0 | 0 | 0 | 0 | 0 | 0 | 0 | 0 | 0 | 0 | 0 | 0 | 0 | 0 | 0 | 0 | 0 | 0 | 0 | 0 | 0 | 0 | 0 | 0 | 0 | 0 | 0 | 0 | 0 | 0 | 0 | 0 | 0 | 0 | 0 | 0 | 0 | 0 | 0 | 0 | 0 | 0 | 0 | 0 | 0 | 0 | 0 | 0 | 0
Commercial_Miscellaneous_New_Food Preparation_Natural Gas_Fryer_E10_Codes & Standards Forecast | Commercial | Miscellaneous | New | Food Preparation | Natural Gas | Fryer | E10 |  | Codes & Standards Forecast | 0 | 0 | 0 | 0 | 0 | 0 | 0 | 0 | 0 | 0 | 0 | 0 | 0 | 0 | 0 | 0 | 0 | 0 | 0 | 0 | 0 | 0 | 0 | 0 | 0 | 0 | 0 | 0 | 0 | 0 | 0 | 0 | 0 | 0 | 0 | 0 | 0 | 0 | 0 | 0 | 0 | 0 | 0 | 0 | 0 | 0 | 0 | 0 | 0 | 0 | 0
Commercial_Miscellaneous_New_Food Preparation_Natural Gas_Fryer_Vintage_Codes & Standards Forecast | Commercial | Miscellaneous | New | Food Preparation | Natural Gas | Fryer | Vintage |  | Codes & Standards Forecast | 0 | 0 | 0 | 0 | 0 | 0 | 0 | 0 | 0 | 0 | 0 | 0 | 0 | 0 | 0 | 0 | 0 | 0 | 0 | 0 | 0 | 0 | 0 | 0 | 0 | 0 | 0 | 0 | 0 | 0 | 0 | 0 | 0 | 0 | 0 | 0 | 0 | 0 | 0 | 0 | 0 | 0 | 0 | 0 | 0 | 0 | 0 | 0 | 0 | 0 | 0
Commercial_Miscellaneous_New_Food Preparation_Natural Gas_Broiler_E1_Codes & Standards Forecast | Commercial | Miscellaneous | New | Food Preparation | Natural Gas | Broiler | E1 |  | Codes & Standards Forecast | 0 | 5048.1974 | 29397.5284 | 44958.4563 | 65027.4047 | 92263.1682 | 117719.7562 | 140282.2136 | 160574.3849 | 180167.3066 | 199504.6507 | 218649.8823 | 237768.8827 | 256942.5889 | 276234.2326 | 295561.4173 | 314893.884 | 334201.3062 | 353483.2865 | 372739.4233 | 391999.6779 | 411264.0778 | 430505.4945 | 449723.6149 | 468918.1228 | 488115.8555 | 507316.8318 | 526521.0706 | 545728.5911 | 564939.4125 | 584153.5539 | 603371.0349 | 612026.8258 | 0 | 0 | 0 | 0 | 0 | 0 | 0 | 0 | 0 | 0 | 0 | 0 | 0 | 0 | 0 | 0 | 0 | 0
Commercial_Miscellaneous_New_Food Preparation_Natural Gas_Broiler_E2_Codes & Standards Forecast | Commercial | Miscellaneous | New | Food Preparation | Natural Gas | Broiler | E2 |  | Codes & Standards Forecast | 0 | 0 | 0 | 0 | 0 | 0 | 0 | 0 | 0 | 0 | 0 | 0 | 0 | 0 | 0 | 0 | 0 | 0 | 0 | 0 | 0 | 0 | 0 | 0 | 0 | 0 | 0 | 0 | 0 | 0 | 0 | 0 | 0 | 0 | 0 | 0 | 0 | 0 | 0 | 0 | 0 | 0 | 0 | 0 | 0 | 0 | 0 | 0 | 0 | 0 | 0
Commercial_Miscellaneous_New_Food Preparation_Natural Gas_Broiler_E3_Codes & Standards Forecast | Commercial | Miscellaneous | New | Food Preparation | Natural Gas | Broiler | E3 |  | Codes & Standards Forecast | 0 | 0 | 0 | 0 | 0 | 0 | 0 | 0 | 0 | 0 | 0 | 0 | 0 | 0 | 0 | 0 | 0 | 0 | 0 | 0 | 0 | 0 | 0 | 0 | 0 | 0 | 0 | 0 | 0 | 0 | 0 | 0 | 0 | 0 | 0 | 0 | 0 | 0 | 0 | 0 | 0 | 0 | 0 | 0 | 0 | 0 | 0 | 0 | 0 | 0 | 0
Commercial_Miscellaneous_New_Food Preparation_Natural Gas_Broiler_E4_Codes & Standards Forecast | Commercial | Miscellaneous | New | Food Preparation | Natural Gas | Broiler | E4 |  | Codes & Standards Forecast | 0 | 0 | 0 | 0 | 0 | 0 | 0 | 0 | 0 | 0 | 0 | 0 | 0 | 0 | 0 | 0 | 0 | 0 | 0 | 0 | 0 | 0 | 0 | 0 | 0 | 0 | 0 | 0 | 0 | 0 | 0 | 0 | 0 | 0 | 0 | 0 | 0 | 0 | 0 | 0 | 0 | 0 | 0 | 0 | 0 | 0 | 0 | 0 | 0 | 0 | 0
Commercial_Miscellaneous_New_Food Preparation_Natural Gas_Broiler_E5_Codes & Standards Forecast | Commercial | Miscellaneous | New | Food Preparation | Natural Gas | Broiler | E5 |  | Codes & Standards Forecast | 0 | 0 | 0 | 0 | 0 | 0 | 0 | 0 | 0 | 0 | 0 | 0 | 0 | 0 | 0 | 0 | 0 | 0 | 0 | 0 | 0 | 0 | 0 | 0 | 0 | 0 | 0 | 0 | 0 | 0 | 0 | 0 | 0 | 0 | 0 | 0 | 0 | 0 | 0 | 0 | 0 | 0 | 0 | 0 | 0 | 0 | 0 | 0 | 0 | 0 | 0
Commercial_Miscellaneous_New_Food Preparation_Natural Gas_Broiler_E6_Codes & Standards Forecast | Commercial | Miscellaneous | New | Food Preparation | Natural Gas | Broiler | E6 |  | Codes & Standards Forecast | 0 | 0 | 0 | 0 | 0 | 0 | 0 | 0 | 0 | 0 | 0 | 0 | 0 | 0 | 0 | 0 | 0 | 0 | 0 | 0 | 0 | 0 | 0 | 0 | 0 | 0 | 0 | 0 | 0 | 0 | 0 | 0 | 0 | 0 | 0 | 0 | 0 | 0 | 0 | 0 | 0 | 0 | 0 | 0 | 0 | 0 | 0 | 0 | 0 | 0 | 0
Commercial_Miscellaneous_New_Food Preparation_Natural Gas_Broiler_E7_Codes & Standards Forecast | Commercial | Miscellaneous | New | Food Preparation | Natural Gas | Broiler | E7 |  | Codes & Standards Forecast | 0 | 0 | 0 | 0 | 0 | 0 | 0 | 0 | 0 | 0 | 0 | 0 | 0 | 0 | 0 | 0 | 0 | 0 | 0 | 0 | 0 | 0 | 0 | 0 | 0 | 0 | 0 | 0 | 0 | 0 | 0 | 0 | 0 | 0 | 0 | 0 | 0 | 0 | 0 | 0 | 0 | 0 | 0 | 0 | 0 | 0 | 0 | 0 | 0 | 0 | 0
Commercial_Miscellaneous_New_Food Preparation_Natural Gas_Broiler_E8_Codes & Standards Forecast | Commercial | Miscellaneous | New | Food Preparation | Natural Gas | Broiler | E8 |  | Codes & Standards Forecast | 0 | 0 | 0 | 0 | 0 | 0 | 0 | 0 | 0 | 0 | 0 | 0 | 0 | 0 | 0 | 0 | 0 | 0 | 0 | 0 | 0 | 0 | 0 | 0 | 0 | 0 | 0 | 0 | 0 | 0 | 0 | 0 | 0 | 0 | 0 | 0 | 0 | 0 | 0 | 0 | 0 | 0 | 0 | 0 | 0 | 0 | 0 | 0 | 0 | 0 | 0
Commercial_Miscellaneous_New_Food Preparation_Natural Gas_Broiler_E9_Codes & Standards Forecast | Commercial | Miscellaneous | New | Food Preparation | Natural Gas | Broiler | E9 |  | Codes & Standards Forecast | 0 | 0 | 0 | 0 | 0 | 0 | 0 | 0 | 0 | 0 | 0 | 0 | 0 | 0 | 0 | 0 | 0 | 0 | 0 | 0 | 0 | 0 | 0 | 0 | 0 | 0 | 0 | 0 | 0 | 0 | 0 | 0 | 0 | 0 | 0 | 0 | 0 | 0 | 0 | 0 | 0 | 0 | 0 | 0 | 0 | 0 | 0 | 0 | 0 | 0 | 0
Commercial_Miscellaneous_New_Food Preparation_Natural Gas_Broiler_E10_Codes & Standards Forecast | Commercial | Miscellaneous | New | Food Preparation | Natural Gas | Broiler | E10 |  | Codes & Standards Forecast | 0 | 0 | 0 | 0 | 0 | 0 | 0 | 0 | 0 | 0 | 0 | 0 | 0 | 0 | 0 | 0 | 0 | 0 | 0 | 0 | 0 | 0 | 0 | 0 | 0 | 0 | 0 | 0 | 0 | 0 | 0 | 0 | 0 | 0 | 0 | 0 | 0 | 0 | 0 | 0 | 0 | 0 | 0 | 0 | 0 | 0 | 0 | 0 | 0 | 0 | 0
Commercial_Miscellaneous_New_Food Preparation_Natural Gas_Broiler_Vintage_Codes & Standards Forecast | Commercial | Miscellaneous | New | Food Preparation | Natural Gas | Broiler | Vintage |  | Codes & Standards Forecast | 0 | 0 | 0 | 0 | 0 | 0 | 0 | 0 | 0 | 0 | 0 | 0 | 0 | 0 | 0 | 0 | 0 | 0 | 0 | 0 | 0 | 0 | 0 | 0 | 0 | 0 | 0 | 0 | 0 | 0 | 0 | 0 | 0 | 0 | 0 | 0 | 0 | 0 | 0 | 0 | 0 | 0 | 0 | 0 | 0 | 0 | 0 | 0 | 0 | 0 | 0
Commercial_Miscellaneous_New_Food Preparation_Natural Gas_Griddle_E1_Codes & Standards Forecast | Commercial | Miscellaneous | New | Food Preparation | Natural Gas | Griddle | E1 |  | Codes & Standards Forecast | 0 | 5599.3752 | 32607.241 | 49867.1588 | 72127.2968 | 102336.7447 | 130572.7614 | 155598.6572 | 178106.3903 | 199838.5274 | 221287.1823 | 242522.7492 | 263729.2209 | 284996.3712 | 306394.336 | 327831.7221 | 349274.967 | 370690.433 | 392077.6793 | 413436.2603 | 434799.4087 | 456167.1551 | 477509.4089 | 498825.8228 | 520116.0461 | 541409.8463 | 562707.2443 | 584008.261 | 605312.9177 | 626621.2356 | 647933.2362 | 669248.9409 | 678849.7977 | 0 | 0 | 0 | 0 | 0 | 0 | 0 | 0 | 0 | 0 | 0 | 0 | 0 | 0 | 0 | 0 | 0 | 0
Commercial_Miscellaneous_New_Food Preparation_Natural Gas_Griddle_E2_Codes & Standards Forecast | Commercial | Miscellaneous | New | Food Preparation | Natural Gas | Griddle | E2 |  | Codes & Standards Forecast | 0 | 0 | 0 | 0 | 0 | 0 | 0 | 0 | 0 | 0 | 0 | 0 | 0 | 0 | 0 | 0 | 0 | 0 | 0 | 0 | 0 | 0 | 0 | 0 | 0 | 0 | 0 | 0 | 0 | 0 | 0 | 0 | 0 | 0 | 0 | 0 | 0 | 0 | 0 | 0 | 0 | 0 | 0 | 0 | 0 | 0 | 0 | 0 | 0 | 0 | 0
Commercial_Miscellaneous_New_Food Preparation_Natural Gas_Griddle_E3_Codes & Standards Forecast | Commercial | Miscellaneous | New | Food Preparation | Natural Gas | Griddle | E3 |  | Codes & Standards Forecast | 0 | 0 | 0 | 0 | 0 | 0 | 0 | 0 | 0 | 0 | 0 | 0 | 0 | 0 | 0 | 0 | 0 | 0 | 0 | 0 | 0 | 0 | 0 | 0 | 0 | 0 | 0 | 0 | 0 | 0 | 0 | 0 | 0 | 0 | 0 | 0 | 0 | 0 | 0 | 0 | 0 | 0 | 0 | 0 | 0 | 0 | 0 | 0 | 0 | 0 | 0
Commercial_Miscellaneous_New_Food Preparation_Natural Gas_Griddle_E4_Codes & Standards Forecast | Commercial | Miscellaneous | New | Food Preparation | Natural Gas | Griddle | E4 |  | Codes & Standards Forecast | 0 | 0 | 0 | 0 | 0 | 0 | 0 | 0 | 0 | 0 | 0 | 0 | 0 | 0 | 0 | 0 | 0 | 0 | 0 | 0 | 0 | 0 | 0 | 0 | 0 | 0 | 0 | 0 | 0 | 0 | 0 | 0 | 0 | 0 | 0 | 0 | 0 | 0 | 0 | 0 | 0 | 0 | 0 | 0 | 0 | 0 | 0 | 0 | 0 | 0 | 0
Commercial_Miscellaneous_New_Food Preparation_Natural Gas_Griddle_E5_Codes & Standards Forecast | Commercial | Miscellaneous | New | Food Preparation | Natural Gas | Griddle | E5 |  | Codes & Standards Forecast | 0 | 0 | 0 | 0 | 0 | 0 | 0 | 0 | 0 | 0 | 0 | 0 | 0 | 0 | 0 | 0 | 0 | 0 | 0 | 0 | 0 | 0 | 0 | 0 | 0 | 0 | 0 | 0 | 0 | 0 | 0 | 0 | 0 | 0 | 0 | 0 | 0 | 0 | 0 | 0 | 0 | 0 | 0 | 0 | 0 | 0 | 0 | 0 | 0 | 0 | 0
Commercial_Miscellaneous_New_Food Preparation_Natural Gas_Griddle_E6_Codes & Standards Forecast | Commercial | Miscellaneous | New | Food Preparation | Natural Gas | Griddle | E6 |  | Codes & Standards Forecast | 0 | 0 | 0 | 0 | 0 | 0 | 0 | 0 | 0 | 0 | 0 | 0 | 0 | 0 | 0 | 0 | 0 | 0 | 0 | 0 | 0 | 0 | 0 | 0 | 0 | 0 | 0 | 0 | 0 | 0 | 0 | 0 | 0 | 0 | 0 | 0 | 0 | 0 | 0 | 0 | 0 | 0 | 0 | 0 | 0 | 0 | 0 | 0 | 0 | 0 | 0
Commercial_Miscellaneous_New_Food Preparation_Natural Gas_Griddle_E7_Codes & Standards Forecast | Commercial | Miscellaneous | New | Food Preparation | Natural Gas | Griddle | E7 |  | Codes & Standards Forecast | 0 | 0 | 0 | 0 | 0 | 0 | 0 | 0 | 0 | 0 | 0 | 0 | 0 | 0 | 0 | 0 | 0 | 0 | 0 | 0 | 0 | 0 | 0 | 0 | 0 | 0 | 0 | 0 | 0 | 0 | 0 | 0 | 0 | 0 | 0 | 0 | 0 | 0 | 0 | 0 | 0 | 0 | 0 | 0 | 0 | 0 | 0 | 0 | 0 | 0 | 0
Commercial_Miscellaneous_New_Food Preparation_Natural Gas_Griddle_E8_Codes & Standards Forecast | Commercial | Miscellaneous | New | Food Preparation | Natural Gas | Griddle | E8 |  | Codes & Standards Forecast | 0 | 0 | 0 | 0 | 0 | 0 | 0 | 0 | 0 | 0 | 0 | 0 | 0 | 0 | 0 | 0 | 0 | 0 | 0 | 0 | 0 | 0 | 0 | 0 | 0 | 0 | 0 | 0 | 0 | 0 | 0 | 0 | 0 | 0 | 0 | 0 | 0 | 0 | 0 | 0 | 0 | 0 | 0 | 0 | 0 | 0 | 0 | 0 | 0 | 0 | 0
Commercial_Miscellaneous_New_Food Preparation_Natural Gas_Griddle_E9_Codes & Standards Forecast | Commercial | Miscellaneous | New | Food Preparation | Natural Gas | Griddle | E9 |  | Codes & Standards Forecast | 0 | 0 | 0 | 0 | 0 | 0 | 0 | 0 | 0 | 0 | 0 | 0 | 0 | 0 | 0 | 0 | 0 | 0 | 0 | 0 | 0 | 0 | 0 | 0 | 0 | 0 | 0 | 0 | 0 | 0 | 0 | 0 | 0 | 0 | 0 | 0 | 0 | 0 | 0 | 0 | 0 | 0 | 0 | 0 | 0 | 0 | 0 | 0 | 0 | 0 | 0
Commercial_Miscellaneous_New_Food Preparation_Natural Gas_Griddle_E10_Codes & Standards Forecast | Commercial | Miscellaneous | New | Food Preparation | Natural Gas | Griddle | E10 |  | Codes & Standards Forecast | 0 | 0 | 0 | 0 | 0 | 0 | 0 | 0 | 0 | 0 | 0 | 0 | 0 | 0 | 0 | 0 | 0 | 0 | 0 | 0 | 0 | 0 | 0 | 0 | 0 | 0 | 0 | 0 | 0 | 0 | 0 | 0 | 0 | 0 | 0 | 0 | 0 | 0 | 0 | 0 | 0 | 0 | 0 | 0 | 0 | 0 | 0 | 0 | 0 | 0 | 0
Commercial_Miscellaneous_New_Food Preparation_Natural Gas_Griddle_Vintage_Codes & Standards Forecast | Commercial | Miscellaneous | New | Food Preparation | Natural Gas | Griddle | Vintage |  | Codes & Standards Forecast | 0 | 0 | 0 | 0 | 0 | 0 | 0 | 0 | 0 | 0 | 0 | 0 | 0 | 0 | 0 | 0 | 0 | 0 | 0 | 0 | 0 | 0 | 0 | 0 | 0 | 0 | 0 | 0 | 0 | 0 | 0 | 0 | 0 | 0 | 0 | 0 | 0 | 0 | 0 | 0 | 0 | 0 | 0 | 0 | 0 | 0 | 0 | 0 | 0 | 0 | 0
Commercial_Miscellaneous_New_Food Preparation_Natural Gas_Range_E1_Codes & Standards Forecast | Commercial | Miscellaneous | New | Food Preparation | Natural Gas | Range | E1 |  | Codes & Standards Forecast | 0 | 6224.7645 | 36249.1151 | 55436.778 | 80183.1313 | 113766.646 | 145156.3186 | 172977.3348 | 197998.9367 | 222158.3172 | 246002.5535 | 269609.9023 | 293184.9062 | 316827.3659 | 340615.2506 | 364446.9596 | 388285.1817 | 412092.5222 | 435868.4913 | 459612.5935 | 483361.7732 | 507116.0645 | 530842.0158 | 554539.2413 | 578207.351 | 601879.4371 | 625555.5227 | 649235.6313 | 672919.7864 | 696608.0117 | 720300.3309 | 743996.7679 | 754669.936 | 0 | 0 | 0 | 0 | 0 | 0 | 0 | 0 | 0 | 0 | 0 | 0 | 0 | 0 | 0 | 0 | 0 | 0
Commercial_Miscellaneous_New_Food Preparation_Natural Gas_Range_E2_Codes & Standards Forecast | Commercial | Miscellaneous | New | Food Preparation | Natural Gas | Range | E2 |  | Codes & Standards Forecast | 0 | 0 | 0 | 0 | 0 | 0 | 0 | 0 | 0 | 0 | 0 | 0 | 0 | 0 | 0 | 0 | 0 | 0 | 0 | 0 | 0 | 0 | 0 | 0 | 0 | 0 | 0 | 0 | 0 | 0 | 0 | 0 | 0 | 0 | 0 | 0 | 0 | 0 | 0 | 0 | 0 | 0 | 0 | 0 | 0 | 0 | 0 | 0 | 0 | 0 | 0
Commercial_Miscellaneous_New_Food Preparation_Natural Gas_Range_E3_Codes & Standards Forecast | Commercial | Miscellaneous | New | Food Preparation | Natural Gas | Range | E3 |  | Codes & Standards Forecast | 0 | 0 | 0 | 0 | 0 | 0 | 0 | 0 | 0 | 0 | 0 | 0 | 0 | 0 | 0 | 0 | 0 | 0 | 0 | 0 | 0 | 0 | 0 | 0 | 0 | 0 | 0 | 0 | 0 | 0 | 0 | 0 | 0 | 0 | 0 | 0 | 0 | 0 | 0 | 0 | 0 | 0 | 0 | 0 | 0 | 0 | 0 | 0 | 0 | 0 | 0
Commercial_Miscellaneous_New_Food Preparation_Natural Gas_Range_E4_Codes & Standards Forecast | Commercial | Miscellaneous | New | Food Preparation | Natural Gas | Range | E4 |  | Codes & Standards Forecast | 0 | 0 | 0 | 0 | 0 | 0 | 0 | 0 | 0 | 0 | 0 | 0 | 0 | 0 | 0 | 0 | 0 | 0 | 0 | 0 | 0 | 0 | 0 | 0 | 0 | 0 | 0 | 0 | 0 | 0 | 0 | 0 | 0 | 0 | 0 | 0 | 0 | 0 | 0 | 0 | 0 | 0 | 0 | 0 | 0 | 0 | 0 | 0 | 0 | 0 | 0
Commercial_Miscellaneous_New_Food Preparation_Natural Gas_Range_E5_Codes & Standards Forecast | Commercial | Miscellaneous | New | Food Preparation | Natural Gas | Range | E5 |  | Codes & Standards Forecast | 0 | 0 | 0 | 0 | 0 | 0 | 0 | 0 | 0 | 0 | 0 | 0 | 0 | 0 | 0 | 0 | 0 | 0 | 0 | 0 | 0 | 0 | 0 | 0 | 0 | 0 | 0 | 0 | 0 | 0 | 0 | 0 | 0 | 0 | 0 | 0 | 0 | 0 | 0 | 0 | 0 | 0 | 0 | 0 | 0 | 0 | 0 | 0 | 0 | 0 | 0
Commercial_Miscellaneous_New_Food Preparation_Natural Gas_Range_E6_Codes & Standards Forecast | Commercial | Miscellaneous | New | Food Preparation | Natural Gas | Range | E6 |  | Codes & Standards Forecast | 0 | 0 | 0 | 0 | 0 | 0 | 0 | 0 | 0 | 0 | 0 | 0 | 0 | 0 | 0 | 0 | 0 | 0 | 0 | 0 | 0 | 0 | 0 | 0 | 0 | 0 | 0 | 0 | 0 | 0 | 0 | 0 | 0 | 0 | 0 | 0 | 0 | 0 | 0 | 0 | 0 | 0 | 0 | 0 | 0 | 0 | 0 | 0 | 0 | 0 | 0
Commercial_Miscellaneous_New_Food Preparation_Natural Gas_Range_E7_Codes & Standards Forecast | Commercial | Miscellaneous | New | Food Preparation | Natural Gas | Range | E7 |  | Codes & Standards Forecast | 0 | 0 | 0 | 0 | 0 | 0 | 0 | 0 | 0 | 0 | 0 | 0 | 0 | 0 | 0 | 0 | 0 | 0 | 0 | 0 | 0 | 0 | 0 | 0 | 0 | 0 | 0 | 0 | 0 | 0 | 0 | 0 | 0 | 0 | 0 | 0 | 0 | 0 | 0 | 0 | 0 | 0 | 0 | 0 | 0 | 0 | 0 | 0 | 0 | 0 | 0
Commercial_Miscellaneous_New_Food Preparation_Natural Gas_Range_E8_Codes & Standards Forecast | Commercial | Miscellaneous | New | Food Preparation | Natural Gas | Range | E8 |  | Codes & Standards Forecast | 0 | 0 | 0 | 0 | 0 | 0 | 0 | 0 | 0 | 0 | 0 | 0 | 0 | 0 | 0 | 0 | 0 | 0 | 0 | 0 | 0 | 0 | 0 | 0 | 0 | 0 | 0 | 0 | 0 | 0 | 0 | 0 | 0 | 0 | 0 | 0 | 0 | 0 | 0 | 0 | 0 | 0 | 0 | 0 | 0 | 0 | 0 | 0 | 0 | 0 | 0
Commercial_Miscellaneous_New_Food Preparation_Natural Gas_Range_E9_Codes & Standards Forecast | Commercial | Miscellaneous | New | Food Preparation | Natural Gas | Range | E9 |  | Codes & Standards Forecast | 0 | 0 | 0 | 0 | 0 | 0 | 0 | 0 | 0 | 0 | 0 | 0 | 0 | 0 | 0 | 0 | 0 | 0 | 0 | 0 | 0 | 0 | 0 | 0 | 0 | 0 | 0 | 0 | 0 | 0 | 0 | 0 | 0 | 0 | 0 | 0 | 0 | 0 | 0 | 0 | 0 | 0 | 0 | 0 | 0 | 0 | 0 | 0 | 0 | 0 | 0
Commercial_Miscellaneous_New_Food Preparation_Natural Gas_Range_E10_Codes & Standards Forecast | Commercial | Miscellaneous | New | Food Preparation | Natural Gas | Range | E10 |  | Codes & Standards Forecast | 0 | 0 | 0 | 0 | 0 | 0 | 0 | 0 | 0 | 0 | 0 | 0 | 0 | 0 | 0 | 0 | 0 | 0 | 0 | 0 | 0 | 0 | 0 | 0 | 0 | 0 | 0 | 0 | 0 | 0 | 0 | 0 | 0 | 0 | 0 | 0 | 0 | 0 | 0 | 0 | 0 | 0 | 0 | 0 | 0 | 0 | 0 | 0 | 0 | 0 | 0
Commercial_Miscellaneous_New_Food Preparation_Natural Gas_Range_Vintage_Codes & Standards Forecast | Commercial | Miscellaneous | New | Food Preparation | Natural Gas | Range | Vintage |  | Codes & Standards Forecast | 0 | 0 | 0 | 0 | 0 | 0 | 0 | 0 | 0 | 0 | 0 | 0 | 0 | 0 | 0 | 0 | 0 | 0 | 0 | 0 | 0 | 0 | 0 | 0 | 0 | 0 | 0 | 0 | 0 | 0 | 0 | 0 | 0 | 0 | 0 | 0 | 0 | 0 | 0 | 0 | 0 | 0 | 0 | 0 | 0 | 0 | 0 | 0 | 0 | 0 | 0
Commercial_Miscellaneous_New_Food Preparation_Natural Gas_Steamer_E1_Codes & Standards Forecast | Commercial | Miscellaneous | New | Food Preparation | Natural Gas | Steamer | E1 |  | Codes & Standards Forecast | 0 | 219.3536 | 1277.3774 | 1277.3774 | 1277.3774 | 1277.3774 | 1277.3774 | 1277.3774 | 1277.3774 | 1277.3774 | 1253.0048 | 1113.782 | 990.0285 | 880.0253 | 782.2447 | 695.3286 | 618.0699 | 549.3955 | 488.3515 | 366.5412 | 0 | 0 | 0 | 0 | 0 | 0 | 0 | 0 | 0 | 0 | 0 | 0 | 0 | 0 | 0 | 0 | 0 | 0 | 0 | 0 | 0 | 0 | 0 | 0 | 0 | 0 | 0 | 0 | 0 | 0 | 0
Commercial_Miscellaneous_New_Food Preparation_Natural Gas_Steamer_E2_Codes & Standards Forecast | Commercial | Miscellaneous | New | Food Preparation | Natural Gas | Steamer | E2 |  | Codes & Standards Forecast | 0 | 0 | 0 | 676.1513 | 1548.1845 | 2731.6292 | 3837.7654 | 4818.1463 | 5699.8789 | 6551.2279 | 7415.8442 | 8386.963 | 9341.4727 | 10284.6092 | 11220.6476 | 12147.3659 | 13064.6564 | 13972.2743 | 14871.1562 | 15829.6816 | 17033.1168 | 17870.1908 | 18706.2663 | 19541.3294 | 20375.3666 | 21209.5438 | 22043.8621 | 22878.322 | 23712.9246 | 24547.6706 | 25382.5609 | 26217.5962 | 26593.7065 | 0 | 0 | 0 | 0 | 0 | 0 | 0 | 0 | 0 | 0 | 0 | 0 | 0 | 0 | 0 | 0 | 0 | 0
Commercial_Miscellaneous_New_Food Preparation_Natural Gas_Steamer_E3_Codes & Standards Forecast | Commercial | Miscellaneous | New | Food Preparation | Natural Gas | Steamer | E3 |  | Codes & Standards Forecast | 0 | 0 | 0 | 0 | 0 | 0 | 0 | 0 | 0 | 0 | 0 | 0 | 0 | 0 | 0 | 0 | 0 | 0 | 0 | 0 | 0 | 0 | 0 | 0 | 0 | 0 | 0 | 0 | 0 | 0 | 0 | 0 | 0 | 0 | 0 | 0 | 0 | 0 | 0 | 0 | 0 | 0 | 0 | 0 | 0 | 0 | 0 | 0 | 0 | 0 | 0
Commercial_Miscellaneous_New_Food Preparation_Natural Gas_Steamer_E4_Codes & Standards Forecast | Commercial | Miscellaneous | New | Food Preparation | Natural Gas | Steamer | E4 |  | Codes & Standards Forecast | 0 | 0 | 0 | 0 | 0 | 0 | 0 | 0 | 0 | 0 | 0 | 0 | 0 | 0 | 0 | 0 | 0 | 0 | 0 | 0 | 0 | 0 | 0 | 0 | 0 | 0 | 0 | 0 | 0 | 0 | 0 | 0 | 0 | 0 | 0 | 0 | 0 | 0 | 0 | 0 | 0 | 0 | 0 | 0 | 0 | 0 | 0 | 0 | 0 | 0 | 0
Commercial_Miscellaneous_New_Food Preparation_Natural Gas_Steamer_E5_Codes & Standards Forecast | Commercial | Miscellaneous | New | Food Preparation | Natural Gas | Steamer | E5 |  | Codes & Standards Forecast | 0 | 0 | 0 | 0 | 0 | 0 | 0 | 0 | 0 | 0 | 0 | 0 | 0 | 0 | 0 | 0 | 0 | 0 | 0 | 0 | 0 | 0 | 0 | 0 | 0 | 0 | 0 | 0 | 0 | 0 | 0 | 0 | 0 | 0 | 0 | 0 | 0 | 0 | 0 | 0 | 0 | 0 | 0 | 0 | 0 | 0 | 0 | 0 | 0 | 0 | 0
Commercial_Miscellaneous_New_Food Preparation_Natural Gas_Steamer_E6_Codes & Standards Forecast | Commercial | Miscellaneous | New | Food Preparation | Natural Gas | Steamer | E6 |  | Codes & Standards Forecast | 0 | 0 | 0 | 0 | 0 | 0 | 0 | 0 | 0 | 0 | 0 | 0 | 0 | 0 | 0 | 0 | 0 | 0 | 0 | 0 | 0 | 0 | 0 | 0 | 0 | 0 | 0 | 0 | 0 | 0 | 0 | 0 | 0 | 0 | 0 | 0 | 0 | 0 | 0 | 0 | 0 | 0 | 0 | 0 | 0 | 0 | 0 | 0 | 0 | 0 | 0
Commercial_Miscellaneous_New_Food Preparation_Natural Gas_Steamer_E7_Codes & Standards Forecast | Commercial | Miscellaneous | New | Food Preparation | Natural Gas | Steamer | E7 |  | Codes & Standards Forecast | 0 | 0 | 0 | 0 | 0 | 0 | 0 | 0 | 0 | 0 | 0 | 0 | 0 | 0 | 0 | 0 | 0 | 0 | 0 | 0 | 0 | 0 | 0 | 0 | 0 | 0 | 0 | 0 | 0 | 0 | 0 | 0 | 0 | 0 | 0 | 0 | 0 | 0 | 0 | 0 | 0 | 0 | 0 | 0 | 0 | 0 | 0 | 0 | 0 | 0 | 0
Commercial_Miscellaneous_New_Food Preparation_Natural Gas_Steamer_E8_Codes & Standards Forecast | Commercial | Miscellaneous | New | Food Preparation | Natural Gas | Steamer | E8 |  | Codes & Standards Forecast | 0 | 0 | 0 | 0 | 0 | 0 | 0 | 0 | 0 | 0 | 0 | 0 | 0 | 0 | 0 | 0 | 0 | 0 | 0 | 0 | 0 | 0 | 0 | 0 | 0 | 0 | 0 | 0 | 0 | 0 | 0 | 0 | 0 | 0 | 0 | 0 | 0 | 0 | 0 | 0 | 0 | 0 | 0 | 0 | 0 | 0 | 0 | 0 | 0 | 0 | 0
Commercial_Miscellaneous_New_Food Preparation_Natural Gas_Steamer_E9_Codes & Standards Forecast | Commercial | Miscellaneous | New | Food Preparation | Natural Gas | Steamer | E9 |  | Codes & Standards Forecast | 0 | 0 | 0 | 0 | 0 | 0 | 0 | 0 | 0 | 0 | 0 | 0 | 0 | 0 | 0 | 0 | 0 | 0 | 0 | 0 | 0 | 0 | 0 | 0 | 0 | 0 | 0 | 0 | 0 | 0 | 0 | 0 | 0 | 0 | 0 | 0 | 0 | 0 | 0 | 0 | 0 | 0 | 0 | 0 | 0 | 0 | 0 | 0 | 0 | 0 | 0
Commercial_Miscellaneous_New_Food Preparation_Natural Gas_Steamer_E10_Codes & Standards Forecast | Commercial | Miscellaneous | New | Food Preparation | Natural Gas | Steamer | E10 |  | Codes & Standards Forecast | 0 | 0 | 0 | 0 | 0 | 0 | 0 | 0 | 0 | 0 | 0 | 0 | 0 | 0 | 0 | 0 | 0 | 0 | 0 | 0 | 0 | 0 | 0 | 0 | 0 | 0 | 0 | 0 | 0 | 0 | 0 | 0 | 0 | 0 | 0 | 0 | 0 | 0 | 0 | 0 | 0 | 0 | 0 | 0 | 0 | 0 | 0 | 0 | 0 | 0 | 0
Commercial_Miscellaneous_New_Food Preparation_Natural Gas_Steamer_Vintage_Codes & Standards Forecast | Commercial | Miscellaneous | New | Food Preparation | Natural Gas | Steamer | Vintage |  | Codes & Standards Forecast | 0 | 0 | 0 | 0 | 0 | 0 | 0 | 0 | 0 | 0 | 0 | 0 | 0 | 0 | 0 | 0 | 0 | 0 | 0 | 0 | 0 | 0 | 0 | 0 | 0 | 0 | 0 | 0 | 0 | 0 | 0 | 0 | 0 | 0 | 0 | 0 | 0 | 0 | 0 | 0 | 0 | 0 | 0 | 0 | 0 | 0 | 0 | 0 | 0 | 0 | 0
Commercial_Miscellaneous_New_Food Preparation_Natural Gas_Food Prep Other_E1_Codes & Standards Forecast | Commercial | Miscellaneous | New | Food Preparation | Natural Gas | Food Prep Other | E1 |  | Codes & Standards Forecast | 0 | 0 | 0 | 0 | 0 | 0 | 0 | 0 | 0 | 0 | 0 | 0 | 0 | 0 | 0 | 0 | 0 | 0 | 0 | 0 | 0 | 0 | 0 | 0 | 0 | 0 | 0 | 0 | 0 | 0 | 0 | 0 | 0 | 0 | 0 | 0 | 0 | 0 | 0 | 0 | 0 | 0 | 0 | 0 | 0 | 0 | 0 | 0 | 0 | 0 | 0
Commercial_Miscellaneous_New_Food Preparation_Natural Gas_Food Prep Other_E2_Codes & Standards Forecast | Commercial | Miscellaneous | New | Food Preparation | Natural Gas | Food Prep Other | E2 |  | Codes & Standards Forecast | 0 | 0 | 0 | 0 | 0 | 0 | 0 | 0 | 0 | 0 | 0 | 0 | 0 | 0 | 0 | 0 | 0 | 0 | 0 | 0 | 0 | 0 | 0 | 0 | 0 | 0 | 0 | 0 | 0 | 0 | 0 | 0 | 0 | 0 | 0 | 0 | 0 | 0 | 0 | 0 | 0 | 0 | 0 | 0 | 0 | 0 | 0 | 0 | 0 | 0 | 0
Commercial_Miscellaneous_New_Food Preparation_Natural Gas_Food Prep Other_E3_Codes & Standards Forecast | Commercial | Miscellaneous | New | Food Preparation | Natural Gas | Food Prep Other | E3 |  | Codes & Standards Forecast | 0 | 0 | 0 | 0 | 0 | 0 | 0 | 0 | 0 | 0 | 0 | 0 | 0 | 0 | 0 | 0 | 0 | 0 | 0 | 0 | 0 | 0 | 0 | 0 | 0 | 0 | 0 | 0 | 0 | 0 | 0 | 0 | 0 | 0 | 0 | 0 | 0 | 0 | 0 | 0 | 0 | 0 | 0 | 0 | 0 | 0 | 0 | 0 | 0 | 0 | 0
Commercial_Miscellaneous_New_Food Preparation_Natural Gas_Food Prep Other_E4_Codes & Standards Forecast | Commercial | Miscellaneous | New | Food Preparation | Natural Gas | Food Prep Other | E4 |  | Codes & Standards Forecast | 0 | 0 | 0 | 0 | 0 | 0 | 0 | 0 | 0 | 0 | 0 | 0 | 0 | 0 | 0 | 0 | 0 | 0 | 0 | 0 | 0 | 0 | 0 | 0 | 0 | 0 | 0 | 0 | 0 | 0 | 0 | 0 | 0 | 0 | 0 | 0 | 0 | 0 | 0 | 0 | 0 | 0 | 0 | 0 | 0 | 0 | 0 | 0 | 0 | 0 | 0
Commercial_Miscellaneous_New_Food Preparation_Natural Gas_Food Prep Other_E5_Codes & Standards Forecast | Commercial | Miscellaneous | New | Food Preparation | Natural Gas | Food Prep Other | E5 |  | Codes & Standards Forecast | 0 | 0 | 0 | 0 | 0 | 0 | 0 | 0 | 0 | 0 | 0 | 0 | 0 | 0 | 0 | 0 | 0 | 0 | 0 | 0 | 0 | 0 | 0 | 0 | 0 | 0 | 0 | 0 | 0 | 0 | 0 | 0 | 0 | 0 | 0 | 0 | 0 | 0 | 0 | 0 | 0 | 0 | 0 | 0 | 0 | 0 | 0 | 0 | 0 | 0 | 0
Commercial_Miscellaneous_New_Food Preparation_Natural Gas_Food Prep Other_E6_Codes & Standards Forecast | Commercial | Miscellaneous | New | Food Preparation | Natural Gas | Food Prep Other | E6 |  | Codes & Standards Forecast | 0 | 0 | 0 | 0 | 0 | 0 | 0 | 0 | 0 | 0 | 0 | 0 | 0 | 0 | 0 | 0 | 0 | 0 | 0 | 0 | 0 | 0 | 0 | 0 | 0 | 0 | 0 | 0 | 0 | 0 | 0 | 0 | 0 | 0 | 0 | 0 | 0 | 0 | 0 | 0 | 0 | 0 | 0 | 0 | 0 | 0 | 0 | 0 | 0 | 0 | 0
Commercial_Miscellaneous_New_Food Preparation_Natural Gas_Food Prep Other_E7_Codes & Standards Forecast | Commercial | Miscellaneous | New | Food Preparation | Natural Gas | Food Prep Other | E7 |  | Codes & Standards Forecast | 0 | 0 | 0 | 0 | 0 | 0 | 0 | 0 | 0 | 0 | 0 | 0 | 0 | 0 | 0 | 0 | 0 | 0 | 0 | 0 | 0 | 0 | 0 | 0 | 0 | 0 | 0 | 0 | 0 | 0 | 0 | 0 | 0 | 0 | 0 | 0 | 0 | 0 | 0 | 0 | 0 | 0 | 0 | 0 | 0 | 0 | 0 | 0 | 0 | 0 | 0
Commercial_Miscellaneous_New_Food Preparation_Natural Gas_Food Prep Other_E8_Codes & Standards Forecast | Commercial | Miscellaneous | New | Food Preparation | Natural Gas | Food Prep Other | E8 |  | Codes & Standards Forecast | 0 | 0 | 0 | 0 | 0 | 0 | 0 | 0 | 0 | 0 | 0 | 0 | 0 | 0 | 0 | 0 | 0 | 0 | 0 | 0 | 0 | 0 | 0 | 0 | 0 | 0 | 0 | 0 | 0 | 0 | 0 | 0 | 0 | 0 | 0 | 0 | 0 | 0 | 0 | 0 | 0 | 0 | 0 | 0 | 0 | 0 | 0 | 0 | 0 | 0 | 0
Commercial_Miscellaneous_New_Food Preparation_Natural Gas_Food Prep Other_E9_Codes & Standards Forecast | Commercial | Miscellaneous | New | Food Preparation | Natural Gas | Food Prep Other | E9 |  | Codes & Standards Forecast | 0 | 0 | 0 | 0 | 0 | 0 | 0 | 0 | 0 | 0 | 0 | 0 | 0 | 0 | 0 | 0 | 0 | 0 | 0 | 0 | 0 | 0 | 0 | 0 | 0 | 0 | 0 | 0 | 0 | 0 | 0 | 0 | 0 | 0 | 0 | 0 | 0 | 0 | 0 | 0 | 0 | 0 | 0 | 0 | 0 | 0 | 0 | 0 | 0 | 0 | 0
Commercial_Miscellaneous_New_Food Preparation_Natural Gas_Food Prep Other_E10_Codes & Standards Forecast | Commercial | Miscellaneous | New | Food Preparation | Natural Gas | Food Prep Other | E10 |  | Codes & Standards Forecast | 0 | 0 | 0 | 0 | 0 | 0 | 0 | 0 | 0 | 0 | 0 | 0 | 0 | 0 | 0 | 0 | 0 | 0 | 0 | 0 | 0 | 0 | 0 | 0 | 0 | 0 | 0 | 0 | 0 | 0 | 0 | 0 | 0 | 0 | 0 | 0 | 0 | 0 | 0 | 0 | 0 | 0 | 0 | 0 | 0 | 0 | 0 | 0 | 0 | 0 | 0
Commercial_Miscellaneous_New_Food Preparation_Natural Gas_Food Prep Other_Vintage_Codes & Standards Forecast | Commercial | Miscellaneous | New | Food Preparation | Natural Gas | Food Prep Other | Vintage |  | Codes & Standards Forecast | 0 | 0 | 0 | 0 | 0 | 0 | 0 | 0 | 0 | 0 | 0 | 0 | 0 | 0 | 0 | 0 | 0 | 0 | 0 | 0 | 0 | 0 | 0 | 0 | 0 | 0 | 0 | 0 | 0 | 0 | 0 | 0 | 0 | 0 | 0 | 0 | 0 | 0 | 0 | 0 | 0 | 0 | 0 | 0 | 0 | 0 | 0 | 0 | 0 | 0 | 0
Commercial_Miscellaneous_New_Miscellaneous_Natural Gas_Pool Heater_E1_Codes & Standards Forecast | Commercial | Miscellaneous | New | Miscellaneous | Natural Gas | Pool Heater | E1 |  | Codes & Standards Forecast | 0 | 189.3345 | 1102.565 | 1686.1833 | 2438.8766 | 3460.3638 | 4415.1225 | 5261.3357 | 6022.401 | 6757.2406 | 7482.4948 | 8200.5437 | 8917.6088 | 9636.7256 | 10360.2658 | 11085.1389 | 11810.2101 | 12534.3421 | 13257.5198 | 13979.7282 | 14702.0911 | 15424.6094 | 16146.2658 | 16867.0484 | 17586.9455 | 18306.9634 | 19027.1031 | 19747.3651 | 20467.7501 | 21188.259 | 21908.8924 | 22629.651 | 22954.2896 | 0 | 0 | 0 | 0 | 0 | 0 | 0 | 0 | 0 | 0 | 0 | 0 | 0 | 0 | 0 | 0 | 0 | 0
Commercial_Miscellaneous_New_Miscellaneous_Natural Gas_Pool Heater_E2_Codes & Standards Forecast | Commercial | Miscellaneous | New | Miscellaneous | Natural Gas | Pool Heater | E2 |  | Codes & Standards Forecast | 0 | 0 | 0 | 0 | 0 | 0 | 0 | 0 | 0 | 0 | 0 | 0 | 0 | 0 | 0 | 0 | 0 | 0 | 0 | 0 | 0 | 0 | 0 | 0 | 0 | 0 | 0 | 0 | 0 | 0 | 0 | 0 | 0 | 0 | 0 | 0 | 0 | 0 | 0 | 0 | 0 | 0 | 0 | 0 | 0 | 0 | 0 | 0 | 0 | 0 | 0
Commercial_Miscellaneous_New_Miscellaneous_Natural Gas_Pool Heater_E3_Codes & Standards Forecast | Commercial | Miscellaneous | New | Miscellaneous | Natural Gas | Pool Heater | E3 |  | Codes & Standards Forecast | 0 | 0 | 0 | 0 | 0 | 0 | 0 | 0 | 0 | 0 | 0 | 0 | 0 | 0 | 0 | 0 | 0 | 0 | 0 | 0 | 0 | 0 | 0 | 0 | 0 | 0 | 0 | 0 | 0 | 0 | 0 | 0 | 0 | 0 | 0 | 0 | 0 | 0 | 0 | 0 | 0 | 0 | 0 | 0 | 0 | 0 | 0 | 0 | 0 | 0 | 0
Commercial_Miscellaneous_New_Miscellaneous_Natural Gas_Pool Heater_E4_Codes & Standards Forecast | Commercial | Miscellaneous | New | Miscellaneous | Natural Gas | Pool Heater | E4 |  | Codes & Standards Forecast | 0 | 0 | 0 | 0 | 0 | 0 | 0 | 0 | 0 | 0 | 0 | 0 | 0 | 0 | 0 | 0 | 0 | 0 | 0 | 0 | 0 | 0 | 0 | 0 | 0 | 0 | 0 | 0 | 0 | 0 | 0 | 0 | 0 | 0 | 0 | 0 | 0 | 0 | 0 | 0 | 0 | 0 | 0 | 0 | 0 | 0 | 0 | 0 | 0 | 0 | 0
Commercial_Miscellaneous_New_Miscellaneous_Natural Gas_Pool Heater_E5_Codes & Standards Forecast | Commercial | Miscellaneous | New | Miscellaneous | Natural Gas | Pool Heater | E5 |  | Codes & Standards Forecast | 0 | 0 | 0 | 0 | 0 | 0 | 0 | 0 | 0 | 0 | 0 | 0 | 0 | 0 | 0 | 0 | 0 | 0 | 0 | 0 | 0 | 0 | 0 | 0 | 0 | 0 | 0 | 0 | 0 | 0 | 0 | 0 | 0 | 0 | 0 | 0 | 0 | 0 | 0 | 0 | 0 | 0 | 0 | 0 | 0 | 0 | 0 | 0 | 0 | 0 | 0
Commercial_Miscellaneous_New_Miscellaneous_Natural Gas_Pool Heater_E6_Codes & Standards Forecast | Commercial | Miscellaneous | New | Miscellaneous | Natural Gas | Pool Heater | E6 |  | Codes & Standards Forecast | 0 | 0 | 0 | 0 | 0 | 0 | 0 | 0 | 0 | 0 | 0 | 0 | 0 | 0 | 0 | 0 | 0 | 0 | 0 | 0 | 0 | 0 | 0 | 0 | 0 | 0 | 0 | 0 | 0 | 0 | 0 | 0 | 0 | 0 | 0 | 0 | 0 | 0 | 0 | 0 | 0 | 0 | 0 | 0 | 0 | 0 | 0 | 0 | 0 | 0 | 0
Commercial_Miscellaneous_New_Miscellaneous_Natural Gas_Pool Heater_E7_Codes & Standards Forecast | Commercial | Miscellaneous | New | Miscellaneous | Natural Gas | Pool Heater | E7 |  | Codes & Standards Forecast | 0 | 0 | 0 | 0 | 0 | 0 | 0 | 0 | 0 | 0 | 0 | 0 | 0 | 0 | 0 | 0 | 0 | 0 | 0 | 0 | 0 | 0 | 0 | 0 | 0 | 0 | 0 | 0 | 0 | 0 | 0 | 0 | 0 | 0 | 0 | 0 | 0 | 0 | 0 | 0 | 0 | 0 | 0 | 0 | 0 | 0 | 0 | 0 | 0 | 0 | 0
Commercial_Miscellaneous_New_Miscellaneous_Natural Gas_Pool Heater_E8_Codes & Standards Forecast | Commercial | Miscellaneous | New | Miscellaneous | Natural Gas | Pool Heater | E8 |  | Codes & Standards Forecast | 0 | 0 | 0 | 0 | 0 | 0 | 0 | 0 | 0 | 0 | 0 | 0 | 0 | 0 | 0 | 0 | 0 | 0 | 0 | 0 | 0 | 0 | 0 | 0 | 0 | 0 | 0 | 0 | 0 | 0 | 0 | 0 | 0 | 0 | 0 | 0 | 0 | 0 | 0 | 0 | 0 | 0 | 0 | 0 | 0 | 0 | 0 | 0 | 0 | 0 | 0
Commercial_Miscellaneous_New_Miscellaneous_Natural Gas_Pool Heater_E9_Codes & Standards Forecast | Commercial | Miscellaneous | New | Miscellaneous | Natural Gas | Pool Heater | E9 |  | Codes & Standards Forecast | 0 | 0 | 0 | 0 | 0 | 0 | 0 | 0 | 0 | 0 | 0 | 0 | 0 | 0 | 0 | 0 | 0 | 0 | 0 | 0 | 0 | 0 | 0 | 0 | 0 | 0 | 0 | 0 | 0 | 0 | 0 | 0 | 0 | 0 | 0 | 0 | 0 | 0 | 0 | 0 | 0 | 0 | 0 | 0 | 0 | 0 | 0 | 0 | 0 | 0 | 0
Commercial_Miscellaneous_New_Miscellaneous_Natural Gas_Pool Heater_E10_Codes & Standards Forecast | Commercial | Miscellaneous | New | Miscellaneous | Natural Gas | Pool Heater | E10 |  | Codes & Standards Forecast | 0 | 0 | 0 | 0 | 0 | 0 | 0 | 0 | 0 | 0 | 0 | 0 | 0 | 0 | 0 | 0 | 0 | 0 | 0 | 0 | 0 | 0 | 0 | 0 | 0 | 0 | 0 | 0 | 0 | 0 | 0 | 0 | 0 | 0 | 0 | 0 | 0 | 0 | 0 | 0 | 0 | 0 | 0 | 0 | 0 | 0 | 0 | 0 | 0 | 0 | 0
Commercial_Miscellaneous_New_Miscellaneous_Natural Gas_Pool Heater_Vintage_Codes & Standards Forecast | Commercial | Miscellaneous | New | Miscellaneous | Natural Gas | Pool Heater | Vintage |  | Codes & Standards Forecast | 0 | 0 | 0 | 0 | 0 | 0 | 0 | 0 | 0 | 0 | 0 | 0 | 0 | 0 | 0 | 0 | 0 | 0 | 0 | 0 | 0 | 0 | 0 | 0 | 0 | 0 | 0 | 0 | 0 | 0 | 0 | 0 | 0 | 0 | 0 | 0 | 0 | 0 | 0 | 0 | 0 | 0 | 0 | 0 | 0 | 0 | 0 | 0 | 0 | 0 | 0
Commercial_Miscellaneous_New_Miscellaneous_Natural Gas_Miscellaneous_E1_Codes & Standards Forecast | Commercial | Miscellaneous | New | Miscellaneous | Natural Gas | Miscellaneous | E1 |  | Codes & Standards Forecast | 0 | 15584.5502 | 90754.6236 | 138793.5653 | 200749.4493 | 284830.3772 | 363418.721 | 433072.4448 | 495717.4518 | 556203.7693 | 615901.08 | 675005.3104 | 734028.561 | 793220.6965 | 852776.9232 | 912442.8701 | 972125.1236 | 1031730.0608 | 1091256.4552 | 1150703.0667 | 1210162.3902 | 1269634.5111 | 1329035.6794 | 1388364.9284 | 1447621.2822 | 1506887.5913 | 1566163.9139 | 1625450.3085 | 1684746.8341 | 1744053.5498 | 1803370.5153 | 1862697.7904 | 1889419.5283 | 0 | 0 | 0 | 0 | 0 | 0 | 0 | 0 | 0 | 0 | 0 | 0 | 0 | 0 | 0 | 0 | 0 | 0
Commercial_Miscellaneous_New_Miscellaneous_Natural Gas_Miscellaneous_E2_Codes & Standards Forecast | Commercial | Miscellaneous | New | Miscellaneous | Natural Gas | Miscellaneous | E2 |  | Codes & Standards Forecast | 0 | 0 | 0 | 0 | 0 | 0 | 0 | 0 | 0 | 0 | 0 | 0 | 0 | 0 | 0 | 0 | 0 | 0 | 0 | 0 | 0 | 0 | 0 | 0 | 0 | 0 | 0 | 0 | 0 | 0 | 0 | 0 | 0 | 0 | 0 | 0 | 0 | 0 | 0 | 0 | 0 | 0 | 0 | 0 | 0 | 0 | 0 | 0 | 0 | 0 | 0
Commercial_Miscellaneous_New_Miscellaneous_Natural Gas_Miscellaneous_E3_Codes & Standards Forecast | Commercial | Miscellaneous | New | Miscellaneous | Natural Gas | Miscellaneous | E3 |  | Codes & Standards Forecast | 0 | 0 | 0 | 0 | 0 | 0 | 0 | 0 | 0 | 0 | 0 | 0 | 0 | 0 | 0 | 0 | 0 | 0 | 0 | 0 | 0 | 0 | 0 | 0 | 0 | 0 | 0 | 0 | 0 | 0 | 0 | 0 | 0 | 0 | 0 | 0 | 0 | 0 | 0 | 0 | 0 | 0 | 0 | 0 | 0 | 0 | 0 | 0 | 0 | 0 | 0
Commercial_Miscellaneous_New_Miscellaneous_Natural Gas_Miscellaneous_E4_Codes & Standards Forecast | Commercial | Miscellaneous | New | Miscellaneous | Natural Gas | Miscellaneous | E4 |  | Codes & Standards Forecast | 0 | 0 | 0 | 0 | 0 | 0 | 0 | 0 | 0 | 0 | 0 | 0 | 0 | 0 | 0 | 0 | 0 | 0 | 0 | 0 | 0 | 0 | 0 | 0 | 0 | 0 | 0 | 0 | 0 | 0 | 0 | 0 | 0 | 0 | 0 | 0 | 0 | 0 | 0 | 0 | 0 | 0 | 0 | 0 | 0 | 0 | 0 | 0 | 0 | 0 | 0
Commercial_Miscellaneous_New_Miscellaneous_Natural Gas_Miscellaneous_E5_Codes & Standards Forecast | Commercial | Miscellaneous | New | Miscellaneous | Natural Gas | Miscellaneous | E5 |  | Codes & Standards Forecast | 0 | 0 | 0 | 0 | 0 | 0 | 0 | 0 | 0 | 0 | 0 | 0 | 0 | 0 | 0 | 0 | 0 | 0 | 0 | 0 | 0 | 0 | 0 | 0 | 0 | 0 | 0 | 0 | 0 | 0 | 0 | 0 | 0 | 0 | 0 | 0 | 0 | 0 | 0 | 0 | 0 | 0 | 0 | 0 | 0 | 0 | 0 | 0 | 0 | 0 | 0
Commercial_Miscellaneous_New_Miscellaneous_Natural Gas_Miscellaneous_E6_Codes & Standards Forecast | Commercial | Miscellaneous | New | Miscellaneous | Natural Gas | Miscellaneous | E6 |  | Codes & Standards Forecast | 0 | 0 | 0 | 0 | 0 | 0 | 0 | 0 | 0 | 0 | 0 | 0 | 0 | 0 | 0 | 0 | 0 | 0 | 0 | 0 | 0 | 0 | 0 | 0 | 0 | 0 | 0 | 0 | 0 | 0 | 0 | 0 | 0 | 0 | 0 | 0 | 0 | 0 | 0 | 0 | 0 | 0 | 0 | 0 | 0 | 0 | 0 | 0 | 0 | 0 | 0
Commercial_Miscellaneous_New_Miscellaneous_Natural Gas_Miscellaneous_E7_Codes & Standards Forecast | Commercial | Miscellaneous | New | Miscellaneous | Natural Gas | Miscellaneous | E7 |  | Codes & Standards Forecast | 0 | 0 | 0 | 0 | 0 | 0 | 0 | 0 | 0 | 0 | 0 | 0 | 0 | 0 | 0 | 0 | 0 | 0 | 0 | 0 | 0 | 0 | 0 | 0 | 0 | 0 | 0 | 0 | 0 | 0 | 0 | 0 | 0 | 0 | 0 | 0 | 0 | 0 | 0 | 0 | 0 | 0 | 0 | 0 | 0 | 0 | 0 | 0 | 0 | 0 | 0
Commercial_Miscellaneous_New_Miscellaneous_Natural Gas_Miscellaneous_E8_Codes & Standards Forecast | Commercial | Miscellaneous | New | Miscellaneous | Natural Gas | Miscellaneous | E8 |  | Codes & Standards Forecast | 0 | 0 | 0 | 0 | 0 | 0 | 0 | 0 | 0 | 0 | 0 | 0 | 0 | 0 | 0 | 0 | 0 | 0 | 0 | 0 | 0 | 0 | 0 | 0 | 0 | 0 | 0 | 0 | 0 | 0 | 0 | 0 | 0 | 0 | 0 | 0 | 0 | 0 | 0 | 0 | 0 | 0 | 0 | 0 | 0 | 0 | 0 | 0 | 0 | 0 | 0
Commercial_Miscellaneous_New_Miscellaneous_Natural Gas_Miscellaneous_E9_Codes & Standards Forecast | Commercial | Miscellaneous | New | Miscellaneous | Natural Gas | Miscellaneous | E9 |  | Codes & Standards Forecast | 0 | 0 | 0 | 0 | 0 | 0 | 0 | 0 | 0 | 0 | 0 | 0 | 0 | 0 | 0 | 0 | 0 | 0 | 0 | 0 | 0 | 0 | 0 | 0 | 0 | 0 | 0 | 0 | 0 | 0 | 0 | 0 | 0 | 0 | 0 | 0 | 0 | 0 | 0 | 0 | 0 | 0 | 0 | 0 | 0 | 0 | 0 | 0 | 0 | 0 | 0
Commercial_Miscellaneous_New_Miscellaneous_Natural Gas_Miscellaneous_E10_Codes & Standards Forecast | Commercial | Miscellaneous | New | Miscellaneous | Natural Gas | Miscellaneous | E10 |  | Codes & Standards Forecast | 0 | 0 | 0 | 0 | 0 | 0 | 0 | 0 | 0 | 0 | 0 | 0 | 0 | 0 | 0 | 0 | 0 | 0 | 0 | 0 | 0 | 0 | 0 | 0 | 0 | 0 | 0 | 0 | 0 | 0 | 0 | 0 | 0 | 0 | 0 | 0 | 0 | 0 | 0 | 0 | 0 | 0 | 0 | 0 | 0 | 0 | 0 | 0 | 0 | 0 | 0
Commercial_Miscellaneous_New_Miscellaneous_Natural Gas_Miscellaneous_Vintage_Codes & Standards Forecast | Commercial | Miscellaneous | New | Miscellaneous | Natural Gas | Miscellaneous | Vintage |  | Codes & Standards Forecast | 0 | 0 | 0 | 0 | 0 | 0 | 0 | 0 | 0 | 0 | 0 | 0 | 0 | 0 | 0 | 0 | 0 | 0 | 0 | 0 | 0 | 0 | 0 | 0 | 0 | 0 | 0 | 0 | 0 | 0 | 0 | 0 | 0 | 0 | 0 | 0 | 0 | 0 | 0 | 0 | 0 | 0 | 0 | 0 | 0 | 0 | 0 | 0 | 0 | 0 | 0

## Equipment Savings
Key | Field | Sector | Segment | Vintage | End Use | Fuel | Technology | Case | Label | 2016 | 2017 | 2018 | 2019 | 2020 | 2021 | 2022 | 2023 | 2024 | 2025 | 2026 | 2027 | 2028 | 2029 | 2030 | 2031 | 2032 | 2033 | 2034 | 2035 | 2036 | 2037 | 2038 | 2039 | 2040 | 2041 | 2042 | 2043 | 2044 | 2045 | 2046 | 2047 | 2048 | 2049 | 2050 | 2051 | 2052 | 2053 | 2054 | 2055 | 2056 | 2057 | 2058 | 2059 | 2060 | 2061 | 2062 | 2063 | 2064 | 2065 | 2066 | 2058
F1_Commercial_Office_Existing_Space Heating_Natural Gas_Furnace_Baseline Forecast | F1 | Commercial | Office | Existing | Space Heating | Natural Gas | Furnace | Baseline Forecast | Consumption Savings (MMtherm) | 0 | 0 | 0 | 0 | 0 | 0 | 0 | 0 | 0 | 0 | 0 | 0 | 0 | 0 | 0 | 0 | 0 | 0 | 0 | 0 | 0 | 0 | 0 | 0 | 0 | 0 | 0 | 0 | 0 | 0 | 0 | 0 | 0 | 0 | 0 | 0
F2_Commercial_Office_Existing_Space Heating_Natural Gas_Furnace_Baseline Forecast | F2 | Commercial | Office | Existing | Space Heating | Natural Gas | Furnace | Baseline Forecast | Summer Demand Savings (MW) | 0 | 0 | 0 | 0 | 0 | 0 | 0 | 0 | 0 | 0 | 0 | 0 | 0 | 0 | 0 | 0 | 0 | 0 | 0 | 0 | 0 | 0 | 0 | 0 | 0 | 0 | 0 | 0 | 0 | 0 | 0 | 0 | 0 | 0 | 0 | 0
F3_Commercial_Office_Existing_Space Heating_Natural Gas_Furnace_Baseline Forecast | F3 | Commercial | Office | Existing | Space Heating | Natural Gas | Furnace | Baseline Forecast | Winter Demand Savings (MW) | 0 | 0 | 0 | 0 | 0 | 0 | 0 | 0 | 0 | 0 | 0 | 0 | 0 | 0 | 0 | 0 | 0 | 0 | 0 | 0 | 0 | 0 | 0 | 0 | 0 | 0 | 0 | 0 | 0 | 0 | 0 | 0 | 0 | 0 | 0 | 0
F4_Commercial_Office_Existing_Space Heating_Natural Gas_Furnace_Baseline Forecast | F4 | Commercial | Office | Existing | Space Heating | Natural Gas | Furnace | Baseline Forecast | Incremental Savings (MMtherm) | 0 | 0 | 0 | 0 | 0 | 0 | 0 | 0 | 0 | 0 | 0 | 0 | 0 | 0 | 0 | 0 | 0 | 0 | 0 | 0 | 0 | 0 | 0 | 0 | 0 | 0 | 0 | 0 | 0 | 0 | 0 | 0 | 0 | 0 | 0 | 0
F1_Commercial_Office_Existing_Space Heating_Natural Gas_Boiler_Baseline Forecast | F1 | Commercial | Office | Existing | Space Heating | Natural Gas | Boiler | Baseline Forecast | Consumption Savings (MMtherm) | 0 | 0 | 0 | 0 | 0 | 0 | 0 | 0 | 0 | 0 | 0 | 0 | 0 | 0 | 0 | 0 | 0 | 0 | 0 | 0 | 0 | 0 | 0 | 0 | 0 | 0 | 0 | 0 | 0 | 0 | 0 | 0 | 0 | 0 | 0 | 0
F2_Commercial_Office_Existing_Space Heating_Natural Gas_Boiler_Baseline Forecast | F2 | Commercial | Office | Existing | Space Heating | Natural Gas | Boiler | Baseline Forecast | Summer Demand Savings (MW) | 0 | 0 | 0 | 0 | 0 | 0 | 0 | 0 | 0 | 0 | 0 | 0 | 0 | 0 | 0 | 0 | 0 | 0 | 0 | 0 | 0 | 0 | 0 | 0 | 0 | 0 | 0 | 0 | 0 | 0 | 0 | 0 | 0 | 0 | 0 | 0
F3_Commercial_Office_Existing_Space Heating_Natural Gas_Boiler_Baseline Forecast | F3 | Commercial | Office | Existing | Space Heating | Natural Gas | Boiler | Baseline Forecast | Winter Demand Savings (MW) | 0 | 0 | 0 | 0 | 0 | 0 | 0 | 0 | 0 | 0 | 0 | 0 | 0 | 0 | 0 | 0 | 0 | 0 | 0 | 0 | 0 | 0 | 0 | 0 | 0 | 0 | 0 | 0 | 0 | 0 | 0 | 0 | 0 | 0 | 0 | 0
F4_Commercial_Office_Existing_Space Heating_Natural Gas_Boiler_Baseline Forecast | F4 | Commercial | Office | Existing | Space Heating | Natural Gas | Boiler | Baseline Forecast | Incremental Savings (MMtherm) | 0 | 0 | 0 | 0 | 0 | 0 | 0 | 0 | 0 | 0 | 0 | 0 | 0 | 0 | 0 | 0 | 0 | 0 | 0 | 0 | 0 | 0 | 0 | 0 | 0 | 0 | 0 | 0 | 0 | 0 | 0 | 0 | 0 | 0 | 0 | 0
F1_Commercial_Office_Existing_Space Heating_Natural Gas_Unit Heater_Baseline Forecast | F1 | Commercial | Office | Existing | Space Heating | Natural Gas | Unit Heater | Baseline Forecast | Consumption Savings (MMtherm) | 0 | 0 | 0 | 0 | 0 | 0 | 0 | 0 | 0 | 0 | 0 | 0 | 0 | 0 | 0 | 0 | 0 | 0 | 0 | 0 | 0 | 0 | 0 | 0 | 0 | 0 | 0 | 0 | 0 | 0 | 0 | 0 | 0 | 0 | 0 | 0
F2_Commercial_Office_Existing_Space Heating_Natural Gas_Unit Heater_Baseline Forecast | F2 | Commercial | Office | Existing | Space Heating | Natural Gas | Unit Heater | Baseline Forecast | Summer Demand Savings (MW) | 0 | 0 | 0 | 0 | 0 | 0 | 0 | 0 | 0 | 0 | 0 | 0 | 0 | 0 | 0 | 0 | 0 | 0 | 0 | 0 | 0 | 0 | 0 | 0 | 0 | 0 | 0 | 0 | 0 | 0 | 0 | 0 | 0 | 0 | 0 | 0
F3_Commercial_Office_Existing_Space Heating_Natural Gas_Unit Heater_Baseline Forecast | F3 | Commercial | Office | Existing | Space Heating | Natural Gas | Unit Heater | Baseline Forecast | Winter Demand Savings (MW) | 0 | 0 | 0 | 0 | 0 | 0 | 0 | 0 | 0 | 0 | 0 | 0 | 0 | 0 | 0 | 0 | 0 | 0 | 0 | 0 | 0 | 0 | 0 | 0 | 0 | 0 | 0 | 0 | 0 | 0 | 0 | 0 | 0 | 0 | 0 | 0
F4_Commercial_Office_Existing_Space Heating_Natural Gas_Unit Heater_Baseline Forecast | F4 | Commercial | Office | Existing | Space Heating | Natural Gas | Unit Heater | Baseline Forecast | Incremental Savings (MMtherm) | 0 | 0 | 0 | 0 | 0 | 0 | 0 | 0 | 0 | 0 | 0 | 0 | 0 | 0 | 0 | 0 | 0 | 0 | 0 | 0 | 0 | 0 | 0 | 0 | 0 | 0 | 0 | 0 | 0 | 0 | 0 | 0 | 0 | 0 | 0 | 0
F1_Commercial_Office_Existing_Water Heating_Natural Gas_Water Heater_Baseline Forecast | F1 | Commercial | Office | Existing | Water Heating | Natural Gas | Water Heater | Baseline Forecast | Consumption Savings (MMtherm) | 0 | 0 | 0 | 0 | 0 | 0 | 0 | 0 | 0 | 0 | 0 | 0 | 0 | 0 | 0 | 0 | 0 | 0 | 0 | 0 | 0 | 0 | 0 | 0 | 0 | 0 | 0 | 0 | 0 | 0 | 0 | 0 | 0 | 0 | 0 | 0
F2_Commercial_Office_Existing_Water Heating_Natural Gas_Water Heater_Baseline Forecast | F2 | Commercial | Office | Existing | Water Heating | Natural Gas | Water Heater | Baseline Forecast | Summer Demand Savings (MW) | 0 | 0 | 0 | 0 | 0 | 0 | 0 | 0 | 0 | 0 | 0 | 0 | 0 | 0 | 0 | 0 | 0 | 0 | 0 | 0 | 0 | 0 | 0 | 0 | 0 | 0 | 0 | 0 | 0 | 0 | 0 | 0 | 0 | 0 | 0 | 0
F3_Commercial_Office_Existing_Water Heating_Natural Gas_Water Heater_Baseline Forecast | F3 | Commercial | Office | Existing | Water Heating | Natural Gas | Water Heater | Baseline Forecast | Winter Demand Savings (MW) | 0 | 0 | 0 | 0 | 0 | 0 | 0 | 0 | 0 | 0 | 0 | 0 | 0 | 0 | 0 | 0 | 0 | 0 | 0 | 0 | 0 | 0 | 0 | 0 | 0 | 0 | 0 | 0 | 0 | 0 | 0 | 0 | 0 | 0 | 0 | 0
F4_Commercial_Office_Existing_Water Heating_Natural Gas_Water Heater_Baseline Forecast | F4 | Commercial | Office | Existing | Water Heating | Natural Gas | Water Heater | Baseline Forecast | Incremental Savings (MMtherm) | 0 | 0 | 0 | 0 | 0 | 0 | 0 | 0 | 0 | 0 | 0 | 0 | 0 | 0 | 0 | 0 | 0 | 0 | 0 | 0 | 0 | 0 | 0 | 0 | 0 | 0 | 0 | 0 | 0 | 0 | 0 | 0 | 0 | 0 | 0 | 0
F1_Commercial_Office_Existing_Food Preparation_Natural Gas_Oven_Baseline Forecast | F1 | Commercial | Office | Existing | Food Preparation | Natural Gas | Oven | Baseline Forecast | Consumption Savings (MMtherm) | 0 | 0 | 0 | 0 | 0 | 0 | 0 | 0 | 0 | 0 | 0 | 0 | 0 | 0 | 0 | 0 | 0 | 0 | 0 | 0 | 0 | 0 | 0 | 0 | 0 | 0 | 0 | 0 | 0 | 0 | 0 | 0 | 0 | 0 | 0 | 0
F2_Commercial_Office_Existing_Food Preparation_Natural Gas_Oven_Baseline Forecast | F2 | Commercial | Office | Existing | Food Preparation | Natural Gas | Oven | Baseline Forecast | Summer Demand Savings (MW) | 0 | 0 | 0 | 0 | 0 | 0 | 0 | 0 | 0 | 0 | 0 | 0 | 0 | 0 | 0 | 0 | 0 | 0 | 0 | 0 | 0 | 0 | 0 | 0 | 0 | 0 | 0 | 0 | 0 | 0 | 0 | 0 | 0 | 0 | 0 | 0
F3_Commercial_Office_Existing_Food Preparation_Natural Gas_Oven_Baseline Forecast | F3 | Commercial | Office | Existing | Food Preparation | Natural Gas | Oven | Baseline Forecast | Winter Demand Savings (MW) | 0 | 0 | 0 | 0 | 0 | 0 | 0 | 0 | 0 | 0 | 0 | 0 | 0 | 0 | 0 | 0 | 0 | 0 | 0 | 0 | 0 | 0 | 0 | 0 | 0 | 0 | 0 | 0 | 0 | 0 | 0 | 0 | 0 | 0 | 0 | 0
F4_Commercial_Office_Existing_Food Preparation_Natural Gas_Oven_Baseline Forecast | F4 | Commercial | Office | Existing | Food Preparation | Natural Gas | Oven | Baseline Forecast | Incremental Savings (MMtherm) | 0 | 0 | 0 | 0 | 0 | 0 | 0 | 0 | 0 | 0 | 0 | 0 | 0 | 0 | 0 | 0 | 0 | 0 | 0 | 0 | 0 | 0 | 0 | 0 | 0 | 0 | 0 | 0 | 0 | 0 | 0 | 0 | 0 | 0 | 0 | 0
F1_Commercial_Office_Existing_Food Preparation_Natural Gas_Conveyor Oven_Baseline Forecast | F1 | Commercial | Office | Existing | Food Preparation | Natural Gas | Conveyor Oven | Baseline Forecast | Consumption Savings (MMtherm) | 0 | 0 | 0 | 0 | 0 | 0 | 0 | 0 | 0 | 0 | 0 | 0 | 0 | 0 | 0 | 0 | 0 | 0 | 0 | 0 | 0 | 0 | 0 | 0 | 0 | 0 | 0 | 0 | 0 | 0 | 0 | 0 | 0 | 0 | 0 | 0
F2_Commercial_Office_Existing_Food Preparation_Natural Gas_Conveyor Oven_Baseline Forecast | F2 | Commercial | Office | Existing | Food Preparation | Natural Gas | Conveyor Oven | Baseline Forecast | Summer Demand Savings (MW) | 0 | 0 | 0 | 0 | 0 | 0 | 0 | 0 | 0 | 0 | 0 | 0 | 0 | 0 | 0 | 0 | 0 | 0 | 0 | 0 | 0 | 0 | 0 | 0 | 0 | 0 | 0 | 0 | 0 | 0 | 0 | 0 | 0 | 0 | 0 | 0
F3_Commercial_Office_Existing_Food Preparation_Natural Gas_Conveyor Oven_Baseline Forecast | F3 | Commercial | Office | Existing | Food Preparation | Natural Gas | Conveyor Oven | Baseline Forecast | Winter Demand Savings (MW) | 0 | 0 | 0 | 0 | 0 | 0 | 0 | 0 | 0 | 0 | 0 | 0 | 0 | 0 | 0 | 0 | 0 | 0 | 0 | 0 | 0 | 0 | 0 | 0 | 0 | 0 | 0 | 0 | 0 | 0 | 0 | 0 | 0 | 0 | 0 | 0
F4_Commercial_Office_Existing_Food Preparation_Natural Gas_Conveyor Oven_Baseline Forecast | F4 | Commercial | Office | Existing | Food Preparation | Natural Gas | Conveyor Oven | Baseline Forecast | Incremental Savings (MMtherm) | 0 | 0 | 0 | 0 | 0 | 0 | 0 | 0 | 0 | 0 | 0 | 0 | 0 | 0 | 0 | 0 | 0 | 0 | 0 | 0 | 0 | 0 | 0 | 0 | 0 | 0 | 0 | 0 | 0 | 0 | 0 | 0 | 0 | 0 | 0 | 0
F1_Commercial_Office_Existing_Food Preparation_Natural Gas_Double Rack Oven_Baseline Forecast | F1 | Commercial | Office | Existing | Food Preparation | Natural Gas | Double Rack Oven | Baseline Forecast | Consumption Savings (MMtherm) | 0 | 0 | 0 | 0 | 0 | 0 | 0 | 0 | 0 | 0 | 0 | 0 | 0 | 0 | 0 | 0 | 0 | 0 | 0 | 0 | 0 | 0 | 0 | 0 | 0 | 0 | 0 | 0 | 0 | 0 | 0 | 0 | 0 | 0 | 0 | 0
F2_Commercial_Office_Existing_Food Preparation_Natural Gas_Double Rack Oven_Baseline Forecast | F2 | Commercial | Office | Existing | Food Preparation | Natural Gas | Double Rack Oven | Baseline Forecast | Summer Demand Savings (MW) | 0 | 0 | 0 | 0 | 0 | 0 | 0 | 0 | 0 | 0 | 0 | 0 | 0 | 0 | 0 | 0 | 0 | 0 | 0 | 0 | 0 | 0 | 0 | 0 | 0 | 0 | 0 | 0 | 0 | 0 | 0 | 0 | 0 | 0 | 0 | 0
F3_Commercial_Office_Existing_Food Preparation_Natural Gas_Double Rack Oven_Baseline Forecast | F3 | Commercial | Office | Existing | Food Preparation | Natural Gas | Double Rack Oven | Baseline Forecast | Winter Demand Savings (MW) | 0 | 0 | 0 | 0 | 0 | 0 | 0 | 0 | 0 | 0 | 0 | 0 | 0 | 0 | 0 | 0 | 0 | 0 | 0 | 0 | 0 | 0 | 0 | 0 | 0 | 0 | 0 | 0 | 0 | 0 | 0 | 0 | 0 | 0 | 0 | 0
F4_Commercial_Office_Existing_Food Preparation_Natural Gas_Double Rack Oven_Baseline Forecast | F4 | Commercial | Office | Existing | Food Preparation | Natural Gas | Double Rack Oven | Baseline Forecast | Incremental Savings (MMtherm) | 0 | 0 | 0 | 0 | 0 | 0 | 0 | 0 | 0 | 0 | 0 | 0 | 0 | 0 | 0 | 0 | 0 | 0 | 0 | 0 | 0 | 0 | 0 | 0 | 0 | 0 | 0 | 0 | 0 | 0 | 0 | 0 | 0 | 0 | 0 | 0
F1_Commercial_Office_Existing_Food Preparation_Natural Gas_Fryer_Baseline Forecast | F1 | Commercial | Office | Existing | Food Preparation | Natural Gas | Fryer | Baseline Forecast | Consumption Savings (MMtherm) | 0 | 0 | 0 | 0 | 0 | 0 | 0 | 0 | 0 | 0 | 0 | 0 | 0 | 0 | 0 | 0 | 0 | 0 | 0 | 0 | 0 | 0 | 0 | 0 | 0 | 0 | 0 | 0 | 0 | 0 | 0 | 0 | 0 | 0 | 0 | 0
F2_Commercial_Office_Existing_Food Preparation_Natural Gas_Fryer_Baseline Forecast | F2 | Commercial | Office | Existing | Food Preparation | Natural Gas | Fryer | Baseline Forecast | Summer Demand Savings (MW) | 0 | 0 | 0 | 0 | 0 | 0 | 0 | 0 | 0 | 0 | 0 | 0 | 0 | 0 | 0 | 0 | 0 | 0 | 0 | 0 | 0 | 0 | 0 | 0 | 0 | 0 | 0 | 0 | 0 | 0 | 0 | 0 | 0 | 0 | 0 | 0
F3_Commercial_Office_Existing_Food Preparation_Natural Gas_Fryer_Baseline Forecast | F3 | Commercial | Office | Existing | Food Preparation | Natural Gas | Fryer | Baseline Forecast | Winter Demand Savings (MW) | 0 | 0 | 0 | 0 | 0 | 0 | 0 | 0 | 0 | 0 | 0 | 0 | 0 | 0 | 0 | 0 | 0 | 0 | 0 | 0 | 0 | 0 | 0 | 0 | 0 | 0 | 0 | 0 | 0 | 0 | 0 | 0 | 0 | 0 | 0 | 0
F4_Commercial_Office_Existing_Food Preparation_Natural Gas_Fryer_Baseline Forecast | F4 | Commercial | Office | Existing | Food Preparation | Natural Gas | Fryer | Baseline Forecast | Incremental Savings (MMtherm) | 0 | 0 | 0 | 0 | 0 | 0 | 0 | 0 | 0 | 0 | 0 | 0 | 0 | 0 | 0 | 0 | 0 | 0 | 0 | 0 | 0 | 0 | 0 | 0 | 0 | 0 | 0 | 0 | 0 | 0 | 0 | 0 | 0 | 0 | 0 | 0
F1_Commercial_Office_Existing_Food Preparation_Natural Gas_Broiler_Baseline Forecast | F1 | Commercial | Office | Existing | Food Preparation | Natural Gas | Broiler | Baseline Forecast | Consumption Savings (MMtherm) | 0 | 0 | 0 | 0 | 0 | 0 | 0 | 0 | 0 | 0 | 0 | 0 | 0 | 0 | 0 | 0 | 0 | 0 | 0 | 0 | 0 | 0 | 0 | 0 | 0 | 0 | 0 | 0 | 0 | 0 | 0 | 0 | 0 | 0 | 0 | 0
F2_Commercial_Office_Existing_Food Preparation_Natural Gas_Broiler_Baseline Forecast | F2 | Commercial | Office | Existing | Food Preparation | Natural Gas | Broiler | Baseline Forecast | Summer Demand Savings (MW) | 0 | 0 | 0 | 0 | 0 | 0 | 0 | 0 | 0 | 0 | 0 | 0 | 0 | 0 | 0 | 0 | 0 | 0 | 0 | 0 | 0 | 0 | 0 | 0 | 0 | 0 | 0 | 0 | 0 | 0 | 0 | 0 | 0 | 0 | 0 | 0
F3_Commercial_Office_Existing_Food Preparation_Natural Gas_Broiler_Baseline Forecast | F3 | Commercial | Office | Existing | Food Preparation | Natural Gas | Broiler | Baseline Forecast | Winter Demand Savings (MW) | 0 | 0 | 0 | 0 | 0 | 0 | 0 | 0 | 0 | 0 | 0 | 0 | 0 | 0 | 0 | 0 | 0 | 0 | 0 | 0 | 0 | 0 | 0 | 0 | 0 | 0 | 0 | 0 | 0 | 0 | 0 | 0 | 0 | 0 | 0 | 0
F4_Commercial_Office_Existing_Food Preparation_Natural Gas_Broiler_Baseline Forecast | F4 | Commercial | Office | Existing | Food Preparation | Natural Gas | Broiler | Baseline Forecast | Incremental Savings (MMtherm) | 0 | 0 | 0 | 0 | 0 | 0 | 0 | 0 | 0 | 0 | 0 | 0 | 0 | 0 | 0 | 0 | 0 | 0 | 0 | 0 | 0 | 0 | 0 | 0 | 0 | 0 | 0 | 0 | 0 | 0 | 0 | 0 | 0 | 0 | 0 | 0
F1_Commercial_Office_Existing_Food Preparation_Natural Gas_Griddle_Baseline Forecast | F1 | Commercial | Office | Existing | Food Preparation | Natural Gas | Griddle | Baseline Forecast | Consumption Savings (MMtherm) | 0 | 0 | 0 | 0 | 0 | 0 | 0 | 0 | 0 | 0 | 0 | 0 | 0 | 0 | 0 | 0 | 0 | 0 | 0 | 0 | 0 | 0 | 0 | 0 | 0 | 0 | 0 | 0 | 0 | 0 | 0 | 0 | 0 | 0 | 0 | 0
F2_Commercial_Office_Existing_Food Preparation_Natural Gas_Griddle_Baseline Forecast | F2 | Commercial | Office | Existing | Food Preparation | Natural Gas | Griddle | Baseline Forecast | Summer Demand Savings (MW) | 0 | 0 | 0 | 0 | 0 | 0 | 0 | 0 | 0 | 0 | 0 | 0 | 0 | 0 | 0 | 0 | 0 | 0 | 0 | 0 | 0 | 0 | 0 | 0 | 0 | 0 | 0 | 0 | 0 | 0 | 0 | 0 | 0 | 0 | 0 | 0
F3_Commercial_Office_Existing_Food Preparation_Natural Gas_Griddle_Baseline Forecast | F3 | Commercial | Office | Existing | Food Preparation | Natural Gas | Griddle | Baseline Forecast | Winter Demand Savings (MW) | 0 | 0 | 0 | 0 | 0 | 0 | 0 | 0 | 0 | 0 | 0 | 0 | 0 | 0 | 0 | 0 | 0 | 0 | 0 | 0 | 0 | 0 | 0 | 0 | 0 | 0 | 0 | 0 | 0 | 0 | 0 | 0 | 0 | 0 | 0 | 0
F4_Commercial_Office_Existing_Food Preparation_Natural Gas_Griddle_Baseline Forecast | F4 | Commercial | Office | Existing | Food Preparation | Natural Gas | Griddle | Baseline Forecast | Incremental Savings (MMtherm) | 0 | 0 | 0 | 0 | 0 | 0 | 0 | 0 | 0 | 0 | 0 | 0 | 0 | 0 | 0 | 0 | 0 | 0 | 0 | 0 | 0 | 0 | 0 | 0 | 0 | 0 | 0 | 0 | 0 | 0 | 0 | 0 | 0 | 0 | 0 | 0
F1_Commercial_Office_Existing_Food Preparation_Natural Gas_Range_Baseline Forecast | F1 | Commercial | Office | Existing | Food Preparation | Natural Gas | Range | Baseline Forecast | Consumption Savings (MMtherm) | 0 | 0 | 0 | 0 | 0 | 0 | 0 | 0 | 0 | 0 | 0 | 0 | 0 | 0 | 0 | 0 | 0 | 0 | 0 | 0 | 0 | 0 | 0 | 0 | 0 | 0 | 0 | 0 | 0 | 0 | 0 | 0 | 0 | 0 | 0 | 0
F2_Commercial_Office_Existing_Food Preparation_Natural Gas_Range_Baseline Forecast | F2 | Commercial | Office | Existing | Food Preparation | Natural Gas | Range | Baseline Forecast | Summer Demand Savings (MW) | 0 | 0 | 0 | 0 | 0 | 0 | 0 | 0 | 0 | 0 | 0 | 0 | 0 | 0 | 0 | 0 | 0 | 0 | 0 | 0 | 0 | 0 | 0 | 0 | 0 | 0 | 0 | 0 | 0 | 0 | 0 | 0 | 0 | 0 | 0 | 0
F3_Commercial_Office_Existing_Food Preparation_Natural Gas_Range_Baseline Forecast | F3 | Commercial | Office | Existing | Food Preparation | Natural Gas | Range | Baseline Forecast | Winter Demand Savings (MW) | 0 | 0 | 0 | 0 | 0 | 0 | 0 | 0 | 0 | 0 | 0 | 0 | 0 | 0 | 0 | 0 | 0 | 0 | 0 | 0 | 0 | 0 | 0 | 0 | 0 | 0 | 0 | 0 | 0 | 0 | 0 | 0 | 0 | 0 | 0 | 0
F4_Commercial_Office_Existing_Food Preparation_Natural Gas_Range_Baseline Forecast | F4 | Commercial | Office | Existing | Food Preparation | Natural Gas | Range | Baseline Forecast | Incremental Savings (MMtherm) | 0 | 0 | 0 | 0 | 0 | 0 | 0 | 0 | 0 | 0 | 0 | 0 | 0 | 0 | 0 | 0 | 0 | 0 | 0 | 0 | 0 | 0 | 0 | 0 | 0 | 0 | 0 | 0 | 0 | 0 | 0 | 0 | 0 | 0 | 0 | 0
F1_Commercial_Office_Existing_Food Preparation_Natural Gas_Steamer_Baseline Forecast | F1 | Commercial | Office | Existing | Food Preparation | Natural Gas | Steamer | Baseline Forecast | Consumption Savings (MMtherm) | 0 | 0 | 0 | 0 | 0 | 0 | 0 | 0 | 0 | 0 | 0 | 0 | 0 | 0 | 0 | 0 | 0 | 0 | 0 | 0 | 0 | 0 | 0 | 0 | 0 | 0 | 0 | 0 | 0 | 0 | 0 | 0 | 0 | 0 | 0 | 0
F2_Commercial_Office_Existing_Food Preparation_Natural Gas_Steamer_Baseline Forecast | F2 | Commercial | Office | Existing | Food Preparation | Natural Gas | Steamer | Baseline Forecast | Summer Demand Savings (MW) | 0 | 0 | 0 | 0 | 0 | 0 | 0 | 0 | 0 | 0 | 0 | 0 | 0 | 0 | 0 | 0 | 0 | 0 | 0 | 0 | 0 | 0 | 0 | 0 | 0 | 0 | 0 | 0 | 0 | 0 | 0 | 0 | 0 | 0 | 0 | 0
F3_Commercial_Office_Existing_Food Preparation_Natural Gas_Steamer_Baseline Forecast | F3 | Commercial | Office | Existing | Food Preparation | Natural Gas | Steamer | Baseline Forecast | Winter Demand Savings (MW) | 0 | 0 | 0 | 0 | 0 | 0 | 0 | 0 | 0 | 0 | 0 | 0 | 0 | 0 | 0 | 0 | 0 | 0 | 0 | 0 | 0 | 0 | 0 | 0 | 0 | 0 | 0 | 0 | 0 | 0 | 0 | 0 | 0 | 0 | 0 | 0
F4_Commercial_Office_Existing_Food Preparation_Natural Gas_Steamer_Baseline Forecast | F4 | Commercial | Office | Existing | Food Preparation | Natural Gas | Steamer | Baseline Forecast | Incremental Savings (MMtherm) | 0 | 0 | 0 | 0 | 0 | 0 | 0 | 0 | 0 | 0 | 0 | 0 | 0 | 0 | 0 | 0 | 0 | 0 | 0 | 0 | 0 | 0 | 0 | 0 | 0 | 0 | 0 | 0 | 0 | 0 | 0 | 0 | 0 | 0 | 0 | 0
F1_Commercial_Office_Existing_Food Preparation_Natural Gas_Food Prep Other_Baseline Forecast | F1 | Commercial | Office | Existing | Food Preparation | Natural Gas | Food Prep Other | Baseline Forecast | Consumption Savings (MMtherm) | 0 | 0 | 0 | 0 | 0 | 0 | 0 | 0 | 0 | 0 | 0 | 0 | 0 | 0 | 0 | 0 | 0 | 0 | 0 | 0 | 0 | 0 | 0 | 0 | 0 | 0 | 0 | 0 | 0 | 0 | 0 | 0 | 0 | 0 | 0 | 0
F2_Commercial_Office_Existing_Food Preparation_Natural Gas_Food Prep Other_Baseline Forecast | F2 | Commercial | Office | Existing | Food Preparation | Natural Gas | Food Prep Other | Baseline Forecast | Summer Demand Savings (MW) | 0 | 0 | 0 | 0 | 0 | 0 | 0 | 0 | 0 | 0 | 0 | 0 | 0 | 0 | 0 | 0 | 0 | 0 | 0 | 0 | 0 | 0 | 0 | 0 | 0 | 0 | 0 | 0 | 0 | 0 | 0 | 0 | 0 | 0 | 0 | 0
F3_Commercial_Office_Existing_Food Preparation_Natural Gas_Food Prep Other_Baseline Forecast | F3 | Commercial | Office | Existing | Food Preparation | Natural Gas | Food Prep Other | Baseline Forecast | Winter Demand Savings (MW) | 0 | 0 | 0 | 0 | 0 | 0 | 0 | 0 | 0 | 0 | 0 | 0 | 0 | 0 | 0 | 0 | 0 | 0 | 0 | 0 | 0 | 0 | 0 | 0 | 0 | 0 | 0 | 0 | 0 | 0 | 0 | 0 | 0 | 0 | 0 | 0
F4_Commercial_Office_Existing_Food Preparation_Natural Gas_Food Prep Other_Baseline Forecast | F4 | Commercial | Office | Existing | Food Preparation | Natural Gas | Food Prep Other | Baseline Forecast | Incremental Savings (MMtherm) | 0 | 0 | 0 | 0 | 0 | 0 | 0 | 0 | 0 | 0 | 0 | 0 | 0 | 0 | 0 | 0 | 0 | 0 | 0 | 0 | 0 | 0 | 0 | 0 | 0 | 0 | 0 | 0 | 0 | 0 | 0 | 0 | 0 | 0 | 0 | 0
F1_Commercial_Office_Existing_Miscellaneous_Natural Gas_Pool Heater_Baseline Forecast | F1 | Commercial | Office | Existing | Miscellaneous | Natural Gas | Pool Heater | Baseline Forecast | Consumption Savings (MMtherm) | 0 | 0 | 0 | 0 | 0 | 0 | 0 | 0 | 0 | 0 | 0 | 0 | 0 | 0 | 0 | 0 | 0 | 0 | 0 | 0 | 0 | 0 | 0 | 0 | 0 | 0 | 0 | 0 | 0 | 0 | 0 | 0 | 0 | 0 | 0 | 0
F2_Commercial_Office_Existing_Miscellaneous_Natural Gas_Pool Heater_Baseline Forecast | F2 | Commercial | Office | Existing | Miscellaneous | Natural Gas | Pool Heater | Baseline Forecast | Summer Demand Savings (MW) | 0 | 0 | 0 | 0 | 0 | 0 | 0 | 0 | 0 | 0 | 0 | 0 | 0 | 0 | 0 | 0 | 0 | 0 | 0 | 0 | 0 | 0 | 0 | 0 | 0 | 0 | 0 | 0 | 0 | 0 | 0 | 0 | 0 | 0 | 0 | 0
F3_Commercial_Office_Existing_Miscellaneous_Natural Gas_Pool Heater_Baseline Forecast | F3 | Commercial | Office | Existing | Miscellaneous | Natural Gas | Pool Heater | Baseline Forecast | Winter Demand Savings (MW) | 0 | 0 | 0 | 0 | 0 | 0 | 0 | 0 | 0 | 0 | 0 | 0 | 0 | 0 | 0 | 0 | 0 | 0 | 0 | 0 | 0 | 0 | 0 | 0 | 0 | 0 | 0 | 0 | 0 | 0 | 0 | 0 | 0 | 0 | 0 | 0
F4_Commercial_Office_Existing_Miscellaneous_Natural Gas_Pool Heater_Baseline Forecast | F4 | Commercial | Office | Existing | Miscellaneous | Natural Gas | Pool Heater | Baseline Forecast | Incremental Savings (MMtherm) | 0 | 0 | 0 | 0 | 0 | 0 | 0 | 0 | 0 | 0 | 0 | 0 | 0 | 0 | 0 | 0 | 0 | 0 | 0 | 0 | 0 | 0 | 0 | 0 | 0 | 0 | 0 | 0 | 0 | 0 | 0 | 0 | 0 | 0 | 0 | 0
F1_Commercial_Office_Existing_Miscellaneous_Natural Gas_Miscellaneous_Baseline Forecast | F1 | Commercial | Office | Existing | Miscellaneous | Natural Gas | Miscellaneous | Baseline Forecast | Consumption Savings (MMtherm) | 0 | 0 | 0 | 0 | 0 | 0 | 0 | 0 | 0 | 0 | 0 | 0 | 0 | 0 | 0 | 0 | 0 | 0 | 0 | 0 | 0 | 0 | 0 | 0 | 0 | 0 | 0 | 0 | 0 | 0 | 0 | 0 | 0 | 0 | 0 | 0
F2_Commercial_Office_Existing_Miscellaneous_Natural Gas_Miscellaneous_Baseline Forecast | F2 | Commercial | Office | Existing | Miscellaneous | Natural Gas | Miscellaneous | Baseline Forecast | Summer Demand Savings (MW) | 0 | 0 | 0 | 0 | 0 | 0 | 0 | 0 | 0 | 0 | 0 | 0 | 0 | 0 | 0 | 0 | 0 | 0 | 0 | 0 | 0 | 0 | 0 | 0 | 0 | 0 | 0 | 0 | 0 | 0 | 0 | 0 | 0 | 0 | 0 | 0
F3_Commercial_Office_Existing_Miscellaneous_Natural Gas_Miscellaneous_Baseline Forecast | F3 | Commercial | Office | Existing | Miscellaneous | Natural Gas | Miscellaneous | Baseline Forecast | Winter Demand Savings (MW) | 0 | 0 | 0 | 0 | 0 | 0 | 0 | 0 | 0 | 0 | 0 | 0 | 0 | 0 | 0 | 0 | 0 | 0 | 0 | 0 | 0 | 0 | 0 | 0 | 0 | 0 | 0 | 0 | 0 | 0 | 0 | 0 | 0 | 0 | 0 | 0
F4_Commercial_Office_Existing_Miscellaneous_Natural Gas_Miscellaneous_Baseline Forecast | F4 | Commercial | Office | Existing | Miscellaneous | Natural Gas | Miscellaneous | Baseline Forecast | Incremental Savings (MMtherm) | 0 | 0 | 0 | 0 | 0 | 0 | 0 | 0 | 0 | 0 | 0 | 0 | 0 | 0 | 0 | 0 | 0 | 0 | 0 | 0 | 0 | 0 | 0 | 0 | 0 | 0 | 0 | 0 | 0 | 0 | 0 | 0 | 0 | 0 | 0 | 0
F1_Commercial_Office_New_Space Heating_Natural Gas_Furnace_Baseline Forecast | F1 | Commercial | Office | New | Space Heating | Natural Gas | Furnace | Baseline Forecast | Consumption Savings (MMtherm) | 0 | 0 | 0 | 0 | 0 | 0 | 0 | 0 | 0 | 0 | 0 | 0 | 0 | 0 | 0 | 0 | 0 | 0 | 0 | 0 | 0 | 0 | 0 | 0 | 0 | 0 | 0 | 0 | 0 | 0 | 0 | 0 | 0 | 0 | 0 | 0
F2_Commercial_Office_New_Space Heating_Natural Gas_Furnace_Baseline Forecast | F2 | Commercial | Office | New | Space Heating | Natural Gas | Furnace | Baseline Forecast | Summer Demand Savings (MW) | 0 | 0 | 0 | 0 | 0 | 0 | 0 | 0 | 0 | 0 | 0 | 0 | 0 | 0 | 0 | 0 | 0 | 0 | 0 | 0 | 0 | 0 | 0 | 0 | 0 | 0 | 0 | 0 | 0 | 0 | 0 | 0 | 0 | 0 | 0 | 0
F3_Commercial_Office_New_Space Heating_Natural Gas_Furnace_Baseline Forecast | F3 | Commercial | Office | New | Space Heating | Natural Gas | Furnace | Baseline Forecast | Winter Demand Savings (MW) | 0 | 0 | 0 | 0 | 0 | 0 | 0 | 0 | 0 | 0 | 0 | 0 | 0 | 0 | 0 | 0 | 0 | 0 | 0 | 0 | 0 | 0 | 0 | 0 | 0 | 0 | 0 | 0 | 0 | 0 | 0 | 0 | 0 | 0 | 0 | 0
F4_Commercial_Office_New_Space Heating_Natural Gas_Furnace_Baseline Forecast | F4 | Commercial | Office | New | Space Heating | Natural Gas | Furnace | Baseline Forecast | Incremental Savings (MMtherm) | 0 | 0 | 0 | 0 | 0 | 0 | 0 | 0 | 0 | 0 | 0 | 0 | 0 | 0 | 0 | 0 | 0 | 0 | 0 | 0 | 0 | 0 | 0 | 0 | 0 | 0 | 0 | 0 | 0 | 0 | 0 | 0 | 0 | 0 | 0 | 0
F1_Commercial_Office_New_Space Heating_Natural Gas_Boiler_Baseline Forecast | F1 | Commercial | Office | New | Space Heating | Natural Gas | Boiler | Baseline Forecast | Consumption Savings (MMtherm) | 0 | 0 | 0 | 0 | 0 | 0 | 0 | 0 | 0 | 0 | 0 | 0 | 0 | 0 | 0 | 0 | 0 | 0 | 0 | 0 | 0 | 0 | 0 | 0 | 0 | 0 | 0 | 0 | 0 | 0 | 0 | 0 | 0 | 0 | 0 | 0
F2_Commercial_Office_New_Space Heating_Natural Gas_Boiler_Baseline Forecast | F2 | Commercial | Office | New | Space Heating | Natural Gas | Boiler | Baseline Forecast | Summer Demand Savings (MW) | 0 | 0 | 0 | 0 | 0 | 0 | 0 | 0 | 0 | 0 | 0 | 0 | 0 | 0 | 0 | 0 | 0 | 0 | 0 | 0 | 0 | 0 | 0 | 0 | 0 | 0 | 0 | 0 | 0 | 0 | 0 | 0 | 0 | 0 | 0 | 0
F3_Commercial_Office_New_Space Heating_Natural Gas_Boiler_Baseline Forecast | F3 | Commercial | Office | New | Space Heating | Natural Gas | Boiler | Baseline Forecast | Winter Demand Savings (MW) | 0 | 0 | 0 | 0 | 0 | 0 | 0 | 0 | 0 | 0 | 0 | 0 | 0 | 0 | 0 | 0 | 0 | 0 | 0 | 0 | 0 | 0 | 0 | 0 | 0 | 0 | 0 | 0 | 0 | 0 | 0 | 0 | 0 | 0 | 0 | 0
F4_Commercial_Office_New_Space Heating_Natural Gas_Boiler_Baseline Forecast | F4 | Commercial | Office | New | Space Heating | Natural Gas | Boiler | Baseline Forecast | Incremental Savings (MMtherm) | 0 | 0 | 0 | 0 | 0 | 0 | 0 | 0 | 0 | 0 | 0 | 0 | 0 | 0 | 0 | 0 | 0 | 0 | 0 | 0 | 0 | 0 | 0 | 0 | 0 | 0 | 0 | 0 | 0 | 0 | 0 | 0 | 0 | 0 | 0 | 0
F1_Commercial_Office_New_Space Heating_Natural Gas_Unit Heater_Baseline Forecast | F1 | Commercial | Office | New | Space Heating | Natural Gas | Unit Heater | Baseline Forecast | Consumption Savings (MMtherm) | 0 | 0 | 0 | 0 | 0 | 0 | 0 | 0 | 0 | 0 | 0 | 0 | 0 | 0 | 0 | 0 | 0 | 0 | 0 | 0 | 0 | 0 | 0 | 0 | 0 | 0 | 0 | 0 | 0 | 0 | 0 | 0 | 0 | 0 | 0 | 0
F2_Commercial_Office_New_Space Heating_Natural Gas_Unit Heater_Baseline Forecast | F2 | Commercial | Office | New | Space Heating | Natural Gas | Unit Heater | Baseline Forecast | Summer Demand Savings (MW) | 0 | 0 | 0 | 0 | 0 | 0 | 0 | 0 | 0 | 0 | 0 | 0 | 0 | 0 | 0 | 0 | 0 | 0 | 0 | 0 | 0 | 0 | 0 | 0 | 0 | 0 | 0 | 0 | 0 | 0 | 0 | 0 | 0 | 0 | 0 | 0
F3_Commercial_Office_New_Space Heating_Natural Gas_Unit Heater_Baseline Forecast | F3 | Commercial | Office | New | Space Heating | Natural Gas | Unit Heater | Baseline Forecast | Winter Demand Savings (MW) | 0 | 0 | 0 | 0 | 0 | 0 | 0 | 0 | 0 | 0 | 0 | 0 | 0 | 0 | 0 | 0 | 0 | 0 | 0 | 0 | 0 | 0 | 0 | 0 | 0 | 0 | 0 | 0 | 0 | 0 | 0 | 0 | 0 | 0 | 0 | 0
F4_Commercial_Office_New_Space Heating_Natural Gas_Unit Heater_Baseline Forecast | F4 | Commercial | Office | New | Space Heating | Natural Gas | Unit Heater | Baseline Forecast | Incremental Savings (MMtherm) | 0 | 0 | 0 | 0 | 0 | 0 | 0 | 0 | 0 | 0 | 0 | 0 | 0 | 0 | 0 | 0 | 0 | 0 | 0 | 0 | 0 | 0 | 0 | 0 | 0 | 0 | 0 | 0 | 0 | 0 | 0 | 0 | 0 | 0 | 0 | 0
F1_Commercial_Office_New_Water Heating_Natural Gas_Water Heater_Baseline Forecast | F1 | Commercial | Office | New | Water Heating | Natural Gas | Water Heater | Baseline Forecast | Consumption Savings (MMtherm) | 0 | 0 | 0 | 0 | 0 | 0 | 0 | 0 | 0 | 0 | 0 | 0 | 0 | 0 | 0 | 0 | 0 | 0 | 0 | 0 | 0 | 0 | 0 | 0 | 0 | 0 | 0 | 0 | 0 | 0 | 0 | 0 | 0 | 0 | 0 | 0
F2_Commercial_Office_New_Water Heating_Natural Gas_Water Heater_Baseline Forecast | F2 | Commercial | Office | New | Water Heating | Natural Gas | Water Heater | Baseline Forecast | Summer Demand Savings (MW) | 0 | 0 | 0 | 0 | 0 | 0 | 0 | 0 | 0 | 0 | 0 | 0 | 0 | 0 | 0 | 0 | 0 | 0 | 0 | 0 | 0 | 0 | 0 | 0 | 0 | 0 | 0 | 0 | 0 | 0 | 0 | 0 | 0 | 0 | 0 | 0
F3_Commercial_Office_New_Water Heating_Natural Gas_Water Heater_Baseline Forecast | F3 | Commercial | Office | New | Water Heating | Natural Gas | Water Heater | Baseline Forecast | Winter Demand Savings (MW) | 0 | 0 | 0 | 0 | 0 | 0 | 0 | 0 | 0 | 0 | 0 | 0 | 0 | 0 | 0 | 0 | 0 | 0 | 0 | 0 | 0 | 0 | 0 | 0 | 0 | 0 | 0 | 0 | 0 | 0 | 0 | 0 | 0 | 0 | 0 | 0
F4_Commercial_Office_New_Water Heating_Natural Gas_Water Heater_Baseline Forecast | F4 | Commercial | Office | New | Water Heating | Natural Gas | Water Heater | Baseline Forecast | Incremental Savings (MMtherm) | 0 | 0 | 0 | 0 | 0 | 0 | 0 | 0 | 0 | 0 | 0 | 0 | 0 | 0 | 0 | 0 | 0 | 0 | 0 | 0 | 0 | 0 | 0 | 0 | 0 | 0 | 0 | 0 | 0 | 0 | 0 | 0 | 0 | 0 | 0 | 0
F1_Commercial_Office_New_Food Preparation_Natural Gas_Oven_Baseline Forecast | F1 | Commercial | Office | New | Food Preparation | Natural Gas | Oven | Baseline Forecast | Consumption Savings (MMtherm) | 0 | 0 | 0 | 0 | 0 | 0 | 0 | 0 | 0 | 0 | 0 | 0 | 0 | 0 | 0 | 0 | 0 | 0 | 0 | 0 | 0 | 0 | 0 | 0 | 0 | 0 | 0 | 0 | 0 | 0 | 0 | 0 | 0 | 0 | 0 | 0
F2_Commercial_Office_New_Food Preparation_Natural Gas_Oven_Baseline Forecast | F2 | Commercial | Office | New | Food Preparation | Natural Gas | Oven | Baseline Forecast | Summer Demand Savings (MW) | 0 | 0 | 0 | 0 | 0 | 0 | 0 | 0 | 0 | 0 | 0 | 0 | 0 | 0 | 0 | 0 | 0 | 0 | 0 | 0 | 0 | 0 | 0 | 0 | 0 | 0 | 0 | 0 | 0 | 0 | 0 | 0 | 0 | 0 | 0 | 0
F3_Commercial_Office_New_Food Preparation_Natural Gas_Oven_Baseline Forecast | F3 | Commercial | Office | New | Food Preparation | Natural Gas | Oven | Baseline Forecast | Winter Demand Savings (MW) | 0 | 0 | 0 | 0 | 0 | 0 | 0 | 0 | 0 | 0 | 0 | 0 | 0 | 0 | 0 | 0 | 0 | 0 | 0 | 0 | 0 | 0 | 0 | 0 | 0 | 0 | 0 | 0 | 0 | 0 | 0 | 0 | 0 | 0 | 0 | 0
F4_Commercial_Office_New_Food Preparation_Natural Gas_Oven_Baseline Forecast | F4 | Commercial | Office | New | Food Preparation | Natural Gas | Oven | Baseline Forecast | Incremental Savings (MMtherm) | 0 | 0 | 0 | 0 | 0 | 0 | 0 | 0 | 0 | 0 | 0 | 0 | 0 | 0 | 0 | 0 | 0 | 0 | 0 | 0 | 0 | 0 | 0 | 0 | 0 | 0 | 0 | 0 | 0 | 0 | 0 | 0 | 0 | 0 | 0 | 0
F1_Commercial_Office_New_Food Preparation_Natural Gas_Conveyor Oven_Baseline Forecast | F1 | Commercial | Office | New | Food Preparation | Natural Gas | Conveyor Oven | Baseline Forecast | Consumption Savings (MMtherm) | 0 | 0 | 0 | 0 | 0 | 0 | 0 | 0 | 0 | 0 | 0 | 0 | 0 | 0 | 0 | 0 | 0 | 0 | 0 | 0 | 0 | 0 | 0 | 0 | 0 | 0 | 0 | 0 | 0 | 0 | 0 | 0 | 0 | 0 | 0 | 0
F2_Commercial_Office_New_Food Preparation_Natural Gas_Conveyor Oven_Baseline Forecast | F2 | Commercial | Office | New | Food Preparation | Natural Gas | Conveyor Oven | Baseline Forecast | Summer Demand Savings (MW) | 0 | 0 | 0 | 0 | 0 | 0 | 0 | 0 | 0 | 0 | 0 | 0 | 0 | 0 | 0 | 0 | 0 | 0 | 0 | 0 | 0 | 0 | 0 | 0 | 0 | 0 | 0 | 0 | 0 | 0 | 0 | 0 | 0 | 0 | 0 | 0
F3_Commercial_Office_New_Food Preparation_Natural Gas_Conveyor Oven_Baseline Forecast | F3 | Commercial | Office | New | Food Preparation | Natural Gas | Conveyor Oven | Baseline Forecast | Winter Demand Savings (MW) | 0 | 0 | 0 | 0 | 0 | 0 | 0 | 0 | 0 | 0 | 0 | 0 | 0 | 0 | 0 | 0 | 0 | 0 | 0 | 0 | 0 | 0 | 0 | 0 | 0 | 0 | 0 | 0 | 0 | 0 | 0 | 0 | 0 | 0 | 0 | 0
F4_Commercial_Office_New_Food Preparation_Natural Gas_Conveyor Oven_Baseline Forecast | F4 | Commercial | Office | New | Food Preparation | Natural Gas | Conveyor Oven | Baseline Forecast | Incremental Savings (MMtherm) | 0 | 0 | 0 | 0 | 0 | 0 | 0 | 0 | 0 | 0 | 0 | 0 | 0 | 0 | 0 | 0 | 0 | 0 | 0 | 0 | 0 | 0 | 0 | 0 | 0 | 0 | 0 | 0 | 0 | 0 | 0 | 0 | 0 | 0 | 0 | 0
F1_Commercial_Office_New_Food Preparation_Natural Gas_Double Rack Oven_Baseline Forecast | F1 | Commercial | Office | New | Food Preparation | Natural Gas | Double Rack Oven | Baseline Forecast | Consumption Savings (MMtherm) | 0 | 0 | 0 | 0 | 0 | 0 | 0 | 0 | 0 | 0 | 0 | 0 | 0 | 0 | 0 | 0 | 0 | 0 | 0 | 0 | 0 | 0 | 0 | 0 | 0 | 0 | 0 | 0 | 0 | 0 | 0 | 0 | 0 | 0 | 0 | 0
F2_Commercial_Office_New_Food Preparation_Natural Gas_Double Rack Oven_Baseline Forecast | F2 | Commercial | Office | New | Food Preparation | Natural Gas | Double Rack Oven | Baseline Forecast | Summer Demand Savings (MW) | 0 | 0 | 0 | 0 | 0 | 0 | 0 | 0 | 0 | 0 | 0 | 0 | 0 | 0 | 0 | 0 | 0 | 0 | 0 | 0 | 0 | 0 | 0 | 0 | 0 | 0 | 0 | 0 | 0 | 0 | 0 | 0 | 0 | 0 | 0 | 0
F3_Commercial_Office_New_Food Preparation_Natural Gas_Double Rack Oven_Baseline Forecast | F3 | Commercial | Office | New | Food Preparation | Natural Gas | Double Rack Oven | Baseline Forecast | Winter Demand Savings (MW) | 0 | 0 | 0 | 0 | 0 | 0 | 0 | 0 | 0 | 0 | 0 | 0 | 0 | 0 | 0 | 0 | 0 | 0 | 0 | 0 | 0 | 0 | 0 | 0 | 0 | 0 | 0 | 0 | 0 | 0 | 0 | 0 | 0 | 0 | 0 | 0
F4_Commercial_Office_New_Food Preparation_Natural Gas_Double Rack Oven_Baseline Forecast | F4 | Commercial | Office | New | Food Preparation | Natural Gas | Double Rack Oven | Baseline Forecast | Incremental Savings (MMtherm) | 0 | 0 | 0 | 0 | 0 | 0 | 0 | 0 | 0 | 0 | 0 | 0 | 0 | 0 | 0 | 0 | 0 | 0 | 0 | 0 | 0 | 0 | 0 | 0 | 0 | 0 | 0 | 0 | 0 | 0 | 0 | 0 | 0 | 0 | 0 | 0
F1_Commercial_Office_New_Food Preparation_Natural Gas_Fryer_Baseline Forecast | F1 | Commercial | Office | New | Food Preparation | Natural Gas | Fryer | Baseline Forecast | Consumption Savings (MMtherm) | 0 | 0 | 0 | 0 | 0 | 0 | 0 | 0 | 0 | 0 | 0 | 0 | 0 | 0 | 0 | 0 | 0 | 0 | 0 | 0 | 0 | 0 | 0 | 0 | 0 | 0 | 0 | 0 | 0 | 0 | 0 | 0 | 0 | 0 | 0 | 0
F2_Commercial_Office_New_Food Preparation_Natural Gas_Fryer_Baseline Forecast | F2 | Commercial | Office | New | Food Preparation | Natural Gas | Fryer | Baseline Forecast | Summer Demand Savings (MW) | 0 | 0 | 0 | 0 | 0 | 0 | 0 | 0 | 0 | 0 | 0 | 0 | 0 | 0 | 0 | 0 | 0 | 0 | 0 | 0 | 0 | 0 | 0 | 0 | 0 | 0 | 0 | 0 | 0 | 0 | 0 | 0 | 0 | 0 | 0 | 0
F3_Commercial_Office_New_Food Preparation_Natural Gas_Fryer_Baseline Forecast | F3 | Commercial | Office | New | Food Preparation | Natural Gas | Fryer | Baseline Forecast | Winter Demand Savings (MW) | 0 | 0 | 0 | 0 | 0 | 0 | 0 | 0 | 0 | 0 | 0 | 0 | 0 | 0 | 0 | 0 | 0 | 0 | 0 | 0 | 0 | 0 | 0 | 0 | 0 | 0 | 0 | 0 | 0 | 0 | 0 | 0 | 0 | 0 | 0 | 0
F4_Commercial_Office_New_Food Preparation_Natural Gas_Fryer_Baseline Forecast | F4 | Commercial | Office | New | Food Preparation | Natural Gas | Fryer | Baseline Forecast | Incremental Savings (MMtherm) | 0 | 0 | 0 | 0 | 0 | 0 | 0 | 0 | 0 | 0 | 0 | 0 | 0 | 0 | 0 | 0 | 0 | 0 | 0 | 0 | 0 | 0 | 0 | 0 | 0 | 0 | 0 | 0 | 0 | 0 | 0 | 0 | 0 | 0 | 0 | 0
F1_Commercial_Office_New_Food Preparation_Natural Gas_Broiler_Baseline Forecast | F1 | Commercial | Office | New | Food Preparation | Natural Gas | Broiler | Baseline Forecast | Consumption Savings (MMtherm) | 0 | 0 | 0 | 0 | 0 | 0 | 0 | 0 | 0 | 0 | 0 | 0 | 0 | 0 | 0 | 0 | 0 | 0 | 0 | 0 | 0 | 0 | 0 | 0 | 0 | 0 | 0 | 0 | 0 | 0 | 0 | 0 | 0 | 0 | 0 | 0
F2_Commercial_Office_New_Food Preparation_Natural Gas_Broiler_Baseline Forecast | F2 | Commercial | Office | New | Food Preparation | Natural Gas | Broiler | Baseline Forecast | Summer Demand Savings (MW) | 0 | 0 | 0 | 0 | 0 | 0 | 0 | 0 | 0 | 0 | 0 | 0 | 0 | 0 | 0 | 0 | 0 | 0 | 0 | 0 | 0 | 0 | 0 | 0 | 0 | 0 | 0 | 0 | 0 | 0 | 0 | 0 | 0 | 0 | 0 | 0
F3_Commercial_Office_New_Food Preparation_Natural Gas_Broiler_Baseline Forecast | F3 | Commercial | Office | New | Food Preparation | Natural Gas | Broiler | Baseline Forecast | Winter Demand Savings (MW) | 0 | 0 | 0 | 0 | 0 | 0 | 0 | 0 | 0 | 0 | 0 | 0 | 0 | 0 | 0 | 0 | 0 | 0 | 0 | 0 | 0 | 0 | 0 | 0 | 0 | 0 | 0 | 0 | 0 | 0 | 0 | 0 | 0 | 0 | 0 | 0
F4_Commercial_Office_New_Food Preparation_Natural Gas_Broiler_Baseline Forecast | F4 | Commercial | Office | New | Food Preparation | Natural Gas | Broiler | Baseline Forecast | Incremental Savings (MMtherm) | 0 | 0 | 0 | 0 | 0 | 0 | 0 | 0 | 0 | 0 | 0 | 0 | 0 | 0 | 0 | 0 | 0 | 0 | 0 | 0 | 0 | 0 | 0 | 0 | 0 | 0 | 0 | 0 | 0 | 0 | 0 | 0 | 0 | 0 | 0 | 0
F1_Commercial_Office_New_Food Preparation_Natural Gas_Griddle_Baseline Forecast | F1 | Commercial | Office | New | Food Preparation | Natural Gas | Griddle | Baseline Forecast | Consumption Savings (MMtherm) | 0 | 0 | 0 | 0 | 0 | 0 | 0 | 0 | 0 | 0 | 0 | 0 | 0 | 0 | 0 | 0 | 0 | 0 | 0 | 0 | 0 | 0 | 0 | 0 | 0 | 0 | 0 | 0 | 0 | 0 | 0 | 0 | 0 | 0 | 0 | 0
F2_Commercial_Office_New_Food Preparation_Natural Gas_Griddle_Baseline Forecast | F2 | Commercial | Office | New | Food Preparation | Natural Gas | Griddle | Baseline Forecast | Summer Demand Savings (MW) | 0 | 0 | 0 | 0 | 0 | 0 | 0 | 0 | 0 | 0 | 0 | 0 | 0 | 0 | 0 | 0 | 0 | 0 | 0 | 0 | 0 | 0 | 0 | 0 | 0 | 0 | 0 | 0 | 0 | 0 | 0 | 0 | 0 | 0 | 0 | 0
F3_Commercial_Office_New_Food Preparation_Natural Gas_Griddle_Baseline Forecast | F3 | Commercial | Office | New | Food Preparation | Natural Gas | Griddle | Baseline Forecast | Winter Demand Savings (MW) | 0 | 0 | 0 | 0 | 0 | 0 | 0 | 0 | 0 | 0 | 0 | 0 | 0 | 0 | 0 | 0 | 0 | 0 | 0 | 0 | 0 | 0 | 0 | 0 | 0 | 0 | 0 | 0 | 0 | 0 | 0 | 0 | 0 | 0 | 0 | 0
F4_Commercial_Office_New_Food Preparation_Natural Gas_Griddle_Baseline Forecast | F4 | Commercial | Office | New | Food Preparation | Natural Gas | Griddle | Baseline Forecast | Incremental Savings (MMtherm) | 0 | 0 | 0 | 0 | 0 | 0 | 0 | 0 | 0 | 0 | 0 | 0 | 0 | 0 | 0 | 0 | 0 | 0 | 0 | 0 | 0 | 0 | 0 | 0 | 0 | 0 | 0 | 0 | 0 | 0 | 0 | 0 | 0 | 0 | 0 | 0
F1_Commercial_Office_New_Food Preparation_Natural Gas_Range_Baseline Forecast | F1 | Commercial | Office | New | Food Preparation | Natural Gas | Range | Baseline Forecast | Consumption Savings (MMtherm) | 0 | 0 | 0 | 0 | 0 | 0 | 0 | 0 | 0 | 0 | 0 | 0 | 0 | 0 | 0 | 0 | 0 | 0 | 0 | 0 | 0 | 0 | 0 | 0 | 0 | 0 | 0 | 0 | 0 | 0 | 0 | 0 | 0 | 0 | 0 | 0
F2_Commercial_Office_New_Food Preparation_Natural Gas_Range_Baseline Forecast | F2 | Commercial | Office | New | Food Preparation | Natural Gas | Range | Baseline Forecast | Summer Demand Savings (MW) | 0 | 0 | 0 | 0 | 0 | 0 | 0 | 0 | 0 | 0 | 0 | 0 | 0 | 0 | 0 | 0 | 0 | 0 | 0 | 0 | 0 | 0 | 0 | 0 | 0 | 0 | 0 | 0 | 0 | 0 | 0 | 0 | 0 | 0 | 0 | 0
F3_Commercial_Office_New_Food Preparation_Natural Gas_Range_Baseline Forecast | F3 | Commercial | Office | New | Food Preparation | Natural Gas | Range | Baseline Forecast | Winter Demand Savings (MW) | 0 | 0 | 0 | 0 | 0 | 0 | 0 | 0 | 0 | 0 | 0 | 0 | 0 | 0 | 0 | 0 | 0 | 0 | 0 | 0 | 0 | 0 | 0 | 0 | 0 | 0 | 0 | 0 | 0 | 0 | 0 | 0 | 0 | 0 | 0 | 0
F4_Commercial_Office_New_Food Preparation_Natural Gas_Range_Baseline Forecast | F4 | Commercial | Office | New | Food Preparation | Natural Gas | Range | Baseline Forecast | Incremental Savings (MMtherm) | 0 | 0 | 0 | 0 | 0 | 0 | 0 | 0 | 0 | 0 | 0 | 0 | 0 | 0 | 0 | 0 | 0 | 0 | 0 | 0 | 0 | 0 | 0 | 0 | 0 | 0 | 0 | 0 | 0 | 0 | 0 | 0 | 0 | 0 | 0 | 0
F1_Commercial_Office_New_Food Preparation_Natural Gas_Steamer_Baseline Forecast | F1 | Commercial | Office | New | Food Preparation | Natural Gas | Steamer | Baseline Forecast | Consumption Savings (MMtherm) | 0 | 0 | 0 | 0 | 0 | 0 | 0 | 0 | 0 | 0 | 0 | 0 | 0 | 0 | 0 | 0 | 0 | 0 | 0 | 0 | 0 | 0 | 0 | 0 | 0 | 0 | 0 | 0 | 0 | 0 | 0 | 0 | 0 | 0 | 0 | 0
F2_Commercial_Office_New_Food Preparation_Natural Gas_Steamer_Baseline Forecast | F2 | Commercial | Office | New | Food Preparation | Natural Gas | Steamer | Baseline Forecast | Summer Demand Savings (MW) | 0 | 0 | 0 | 0 | 0 | 0 | 0 | 0 | 0 | 0 | 0 | 0 | 0 | 0 | 0 | 0 | 0 | 0 | 0 | 0 | 0 | 0 | 0 | 0 | 0 | 0 | 0 | 0 | 0 | 0 | 0 | 0 | 0 | 0 | 0 | 0
F3_Commercial_Office_New_Food Preparation_Natural Gas_Steamer_Baseline Forecast | F3 | Commercial | Office | New | Food Preparation | Natural Gas | Steamer | Baseline Forecast | Winter Demand Savings (MW) | 0 | 0 | 0 | 0 | 0 | 0 | 0 | 0 | 0 | 0 | 0 | 0 | 0 | 0 | 0 | 0 | 0 | 0 | 0 | 0 | 0 | 0 | 0 | 0 | 0 | 0 | 0 | 0 | 0 | 0 | 0 | 0 | 0 | 0 | 0 | 0
F4_Commercial_Office_New_Food Preparation_Natural Gas_Steamer_Baseline Forecast | F4 | Commercial | Office | New | Food Preparation | Natural Gas | Steamer | Baseline Forecast | Incremental Savings (MMtherm) | 0 | 0 | 0 | 0 | 0 | 0 | 0 | 0 | 0 | 0 | 0 | 0 | 0 | 0 | 0 | 0 | 0 | 0 | 0 | 0 | 0 | 0 | 0 | 0 | 0 | 0 | 0 | 0 | 0 | 0 | 0 | 0 | 0 | 0 | 0 | 0
F1_Commercial_Office_New_Food Preparation_Natural Gas_Food Prep Other_Baseline Forecast | F1 | Commercial | Office | New | Food Preparation | Natural Gas | Food Prep Other | Baseline Forecast | Consumption Savings (MMtherm) | 0 | 0 | 0 | 0 | 0 | 0 | 0 | 0 | 0 | 0 | 0 | 0 | 0 | 0 | 0 | 0 | 0 | 0 | 0 | 0 | 0 | 0 | 0 | 0 | 0 | 0 | 0 | 0 | 0 | 0 | 0 | 0 | 0 | 0 | 0 | 0
F2_Commercial_Office_New_Food Preparation_Natural Gas_Food Prep Other_Baseline Forecast | F2 | Commercial | Office | New | Food Preparation | Natural Gas | Food Prep Other | Baseline Forecast | Summer Demand Savings (MW) | 0 | 0 | 0 | 0 | 0 | 0 | 0 | 0 | 0 | 0 | 0 | 0 | 0 | 0 | 0 | 0 | 0 | 0 | 0 | 0 | 0 | 0 | 0 | 0 | 0 | 0 | 0 | 0 | 0 | 0 | 0 | 0 | 0 | 0 | 0 | 0
F3_Commercial_Office_New_Food Preparation_Natural Gas_Food Prep Other_Baseline Forecast | F3 | Commercial | Office | New | Food Preparation | Natural Gas | Food Prep Other | Baseline Forecast | Winter Demand Savings (MW) | 0 | 0 | 0 | 0 | 0 | 0 | 0 | 0 | 0 | 0 | 0 | 0 | 0 | 0 | 0 | 0 | 0 | 0 | 0 | 0 | 0 | 0 | 0 | 0 | 0 | 0 | 0 | 0 | 0 | 0 | 0 | 0 | 0 | 0 | 0 | 0
F4_Commercial_Office_New_Food Preparation_Natural Gas_Food Prep Other_Baseline Forecast | F4 | Commercial | Office | New | Food Preparation | Natural Gas | Food Prep Other | Baseline Forecast | Incremental Savings (MMtherm) | 0 | 0 | 0 | 0 | 0 | 0 | 0 | 0 | 0 | 0 | 0 | 0 | 0 | 0 | 0 | 0 | 0 | 0 | 0 | 0 | 0 | 0 | 0 | 0 | 0 | 0 | 0 | 0 | 0 | 0 | 0 | 0 | 0 | 0 | 0 | 0
F1_Commercial_Office_New_Miscellaneous_Natural Gas_Pool Heater_Baseline Forecast | F1 | Commercial | Office | New | Miscellaneous | Natural Gas | Pool Heater | Baseline Forecast | Consumption Savings (MMtherm) | 0 | 0 | 0 | 0 | 0 | 0 | 0 | 0 | 0 | 0 | 0 | 0 | 0 | 0 | 0 | 0 | 0 | 0 | 0 | 0 | 0 | 0 | 0 | 0 | 0 | 0 | 0 | 0 | 0 | 0 | 0 | 0 | 0 | 0 | 0 | 0
F2_Commercial_Office_New_Miscellaneous_Natural Gas_Pool Heater_Baseline Forecast | F2 | Commercial | Office | New | Miscellaneous | Natural Gas | Pool Heater | Baseline Forecast | Summer Demand Savings (MW) | 0 | 0 | 0 | 0 | 0 | 0 | 0 | 0 | 0 | 0 | 0 | 0 | 0 | 0 | 0 | 0 | 0 | 0 | 0 | 0 | 0 | 0 | 0 | 0 | 0 | 0 | 0 | 0 | 0 | 0 | 0 | 0 | 0 | 0 | 0 | 0
F3_Commercial_Office_New_Miscellaneous_Natural Gas_Pool Heater_Baseline Forecast | F3 | Commercial | Office | New | Miscellaneous | Natural Gas | Pool Heater | Baseline Forecast | Winter Demand Savings (MW) | 0 | 0 | 0 | 0 | 0 | 0 | 0 | 0 | 0 | 0 | 0 | 0 | 0 | 0 | 0 | 0 | 0 | 0 | 0 | 0 | 0 | 0 | 0 | 0 | 0 | 0 | 0 | 0 | 0 | 0 | 0 | 0 | 0 | 0 | 0 | 0
F4_Commercial_Office_New_Miscellaneous_Natural Gas_Pool Heater_Baseline Forecast | F4 | Commercial | Office | New | Miscellaneous | Natural Gas | Pool Heater | Baseline Forecast | Incremental Savings (MMtherm) | 0 | 0 | 0 | 0 | 0 | 0 | 0 | 0 | 0 | 0 | 0 | 0 | 0 | 0 | 0 | 0 | 0 | 0 | 0 | 0 | 0 | 0 | 0 | 0 | 0 | 0 | 0 | 0 | 0 | 0 | 0 | 0 | 0 | 0 | 0 | 0
F1_Commercial_Office_New_Miscellaneous_Natural Gas_Miscellaneous_Baseline Forecast | F1 | Commercial | Office | New | Miscellaneous | Natural Gas | Miscellaneous | Baseline Forecast | Consumption Savings (MMtherm) | 0 | 0 | 0 | 0 | 0 | 0 | 0 | 0 | 0 | 0 | 0 | 0 | 0 | 0 | 0 | 0 | 0 | 0 | 0 | 0 | 0 | 0 | 0 | 0 | 0 | 0 | 0 | 0 | 0 | 0 | 0 | 0 | 0 | 0 | 0 | 0
F2_Commercial_Office_New_Miscellaneous_Natural Gas_Miscellaneous_Baseline Forecast | F2 | Commercial | Office | New | Miscellaneous | Natural Gas | Miscellaneous | Baseline Forecast | Summer Demand Savings (MW) | 0 | 0 | 0 | 0 | 0 | 0 | 0 | 0 | 0 | 0 | 0 | 0 | 0 | 0 | 0 | 0 | 0 | 0 | 0 | 0 | 0 | 0 | 0 | 0 | 0 | 0 | 0 | 0 | 0 | 0 | 0 | 0 | 0 | 0 | 0 | 0
F3_Commercial_Office_New_Miscellaneous_Natural Gas_Miscellaneous_Baseline Forecast | F3 | Commercial | Office | New | Miscellaneous | Natural Gas | Miscellaneous | Baseline Forecast | Winter Demand Savings (MW) | 0 | 0 | 0 | 0 | 0 | 0 | 0 | 0 | 0 | 0 | 0 | 0 | 0 | 0 | 0 | 0 | 0 | 0 | 0 | 0 | 0 | 0 | 0 | 0 | 0 | 0 | 0 | 0 | 0 | 0 | 0 | 0 | 0 | 0 | 0 | 0
F4_Commercial_Office_New_Miscellaneous_Natural Gas_Miscellaneous_Baseline Forecast | F4 | Commercial | Office | New | Miscellaneous | Natural Gas | Miscellaneous | Baseline Forecast | Incremental Savings (MMtherm) | 0 | 0 | 0 | 0 | 0 | 0 | 0 | 0 | 0 | 0 | 0 | 0 | 0 | 0 | 0 | 0 | 0 | 0 | 0 | 0 | 0 | 0 | 0 | 0 | 0 | 0 | 0 | 0 | 0 | 0 | 0 | 0 | 0 | 0 | 0 | 0
F1_Commercial_Restaurant_Existing_Space Heating_Natural Gas_Furnace_Baseline Forecast | F1 | Commercial | Restaurant | Existing | Space Heating | Natural Gas | Furnace | Baseline Forecast | Consumption Savings (MMtherm) | 0 | 0 | 0 | 0 | 0 | 0 | 0 | 0 | 0 | 0 | 0 | 0 | 0 | 0 | 0 | 0 | 0 | 0 | 0 | 0 | 0 | 0 | 0 | 0 | 0 | 0 | 0 | 0 | 0 | 0 | 0 | 0 | 0 | 0 | 0 | 0
F2_Commercial_Restaurant_Existing_Space Heating_Natural Gas_Furnace_Baseline Forecast | F2 | Commercial | Restaurant | Existing | Space Heating | Natural Gas | Furnace | Baseline Forecast | Summer Demand Savings (MW) | 0 | 0 | 0 | 0 | 0 | 0 | 0 | 0 | 0 | 0 | 0 | 0 | 0 | 0 | 0 | 0 | 0 | 0 | 0 | 0 | 0 | 0 | 0 | 0 | 0 | 0 | 0 | 0 | 0 | 0 | 0 | 0 | 0 | 0 | 0 | 0
F3_Commercial_Restaurant_Existing_Space Heating_Natural Gas_Furnace_Baseline Forecast | F3 | Commercial | Restaurant | Existing | Space Heating | Natural Gas | Furnace | Baseline Forecast | Winter Demand Savings (MW) | 0 | 0 | 0 | 0 | 0 | 0 | 0 | 0 | 0 | 0 | 0 | 0 | 0 | 0 | 0 | 0 | 0 | 0 | 0 | 0 | 0 | 0 | 0 | 0 | 0 | 0 | 0 | 0 | 0 | 0 | 0 | 0 | 0 | 0 | 0 | 0
F4_Commercial_Restaurant_Existing_Space Heating_Natural Gas_Furnace_Baseline Forecast | F4 | Commercial | Restaurant | Existing | Space Heating | Natural Gas | Furnace | Baseline Forecast | Incremental Savings (MMtherm) | 0 | 0 | 0 | 0 | 0 | 0 | 0 | 0 | 0 | 0 | 0 | 0 | 0 | 0 | 0 | 0 | 0 | 0 | 0 | 0 | 0 | 0 | 0 | 0 | 0 | 0 | 0 | 0 | 0 | 0 | 0 | 0 | 0 | 0 | 0 | 0
F1_Commercial_Restaurant_Existing_Space Heating_Natural Gas_Boiler_Baseline Forecast | F1 | Commercial | Restaurant | Existing | Space Heating | Natural Gas | Boiler | Baseline Forecast | Consumption Savings (MMtherm) | 0 | 0 | 0 | 0 | 0 | 0 | 0 | 0 | 0 | 0 | 0 | 0 | 0 | 0 | 0 | 0 | 0 | 0 | 0 | 0 | 0 | 0 | 0 | 0 | 0 | 0 | 0 | 0 | 0 | 0 | 0 | 0 | 0 | 0 | 0 | 0
F2_Commercial_Restaurant_Existing_Space Heating_Natural Gas_Boiler_Baseline Forecast | F2 | Commercial | Restaurant | Existing | Space Heating | Natural Gas | Boiler | Baseline Forecast | Summer Demand Savings (MW) | 0 | 0 | 0 | 0 | 0 | 0 | 0 | 0 | 0 | 0 | 0 | 0 | 0 | 0 | 0 | 0 | 0 | 0 | 0 | 0 | 0 | 0 | 0 | 0 | 0 | 0 | 0 | 0 | 0 | 0 | 0 | 0 | 0 | 0 | 0 | 0
F3_Commercial_Restaurant_Existing_Space Heating_Natural Gas_Boiler_Baseline Forecast | F3 | Commercial | Restaurant | Existing | Space Heating | Natural Gas | Boiler | Baseline Forecast | Winter Demand Savings (MW) | 0 | 0 | 0 | 0 | 0 | 0 | 0 | 0 | 0 | 0 | 0 | 0 | 0 | 0 | 0 | 0 | 0 | 0 | 0 | 0 | 0 | 0 | 0 | 0 | 0 | 0 | 0 | 0 | 0 | 0 | 0 | 0 | 0 | 0 | 0 | 0
F4_Commercial_Restaurant_Existing_Space Heating_Natural Gas_Boiler_Baseline Forecast | F4 | Commercial | Restaurant | Existing | Space Heating | Natural Gas | Boiler | Baseline Forecast | Incremental Savings (MMtherm) | 0 | 0 | 0 | 0 | 0 | 0 | 0 | 0 | 0 | 0 | 0 | 0 | 0 | 0 | 0 | 0 | 0 | 0 | 0 | 0 | 0 | 0 | 0 | 0 | 0 | 0 | 0 | 0 | 0 | 0 | 0 | 0 | 0 | 0 | 0 | 0
F1_Commercial_Restaurant_Existing_Space Heating_Natural Gas_Unit Heater_Baseline Forecast | F1 | Commercial | Restaurant | Existing | Space Heating | Natural Gas | Unit Heater | Baseline Forecast | Consumption Savings (MMtherm) | 0 | 0 | 0 | 0 | 0 | 0 | 0 | 0 | 0 | 0 | 0 | 0 | 0 | 0 | 0 | 0 | 0 | 0 | 0 | 0 | 0 | 0 | 0 | 0 | 0 | 0 | 0 | 0 | 0 | 0 | 0 | 0 | 0 | 0 | 0 | 0
F2_Commercial_Restaurant_Existing_Space Heating_Natural Gas_Unit Heater_Baseline Forecast | F2 | Commercial | Restaurant | Existing | Space Heating | Natural Gas | Unit Heater | Baseline Forecast | Summer Demand Savings (MW) | 0 | 0 | 0 | 0 | 0 | 0 | 0 | 0 | 0 | 0 | 0 | 0 | 0 | 0 | 0 | 0 | 0 | 0 | 0 | 0 | 0 | 0 | 0 | 0 | 0 | 0 | 0 | 0 | 0 | 0 | 0 | 0 | 0 | 0 | 0 | 0
F3_Commercial_Restaurant_Existing_Space Heating_Natural Gas_Unit Heater_Baseline Forecast | F3 | Commercial | Restaurant | Existing | Space Heating | Natural Gas | Unit Heater | Baseline Forecast | Winter Demand Savings (MW) | 0 | 0 | 0 | 0 | 0 | 0 | 0 | 0 | 0 | 0 | 0 | 0 | 0 | 0 | 0 | 0 | 0 | 0 | 0 | 0 | 0 | 0 | 0 | 0 | 0 | 0 | 0 | 0 | 0 | 0 | 0 | 0 | 0 | 0 | 0 | 0
F4_Commercial_Restaurant_Existing_Space Heating_Natural Gas_Unit Heater_Baseline Forecast | F4 | Commercial | Restaurant | Existing | Space Heating | Natural Gas | Unit Heater | Baseline Forecast | Incremental Savings (MMtherm) | 0 | 0 | 0 | 0 | 0 | 0 | 0 | 0 | 0 | 0 | 0 | 0 | 0 | 0 | 0 | 0 | 0 | 0 | 0 | 0 | 0 | 0 | 0 | 0 | 0 | 0 | 0 | 0 | 0 | 0 | 0 | 0 | 0 | 0 | 0 | 0
F1_Commercial_Restaurant_Existing_Water Heating_Natural Gas_Water Heater_Baseline Forecast | F1 | Commercial | Restaurant | Existing | Water Heating | Natural Gas | Water Heater | Baseline Forecast | Consumption Savings (MMtherm) | 0 | 0 | 0 | 0 | 0 | 0 | 0 | 0 | 0 | 0 | 0 | 0 | 0 | 0 | 0 | 0 | 0 | 0 | 0 | 0 | 0 | 0 | 0 | 0 | 0 | 0 | 0 | 0 | 0 | 0 | 0 | 0 | 0 | 0 | 0 | 0
F2_Commercial_Restaurant_Existing_Water Heating_Natural Gas_Water Heater_Baseline Forecast | F2 | Commercial | Restaurant | Existing | Water Heating | Natural Gas | Water Heater | Baseline Forecast | Summer Demand Savings (MW) | 0 | 0 | 0 | 0 | 0 | 0 | 0 | 0 | 0 | 0 | 0 | 0 | 0 | 0 | 0 | 0 | 0 | 0 | 0 | 0 | 0 | 0 | 0 | 0 | 0 | 0 | 0 | 0 | 0 | 0 | 0 | 0 | 0 | 0 | 0 | 0
F3_Commercial_Restaurant_Existing_Water Heating_Natural Gas_Water Heater_Baseline Forecast | F3 | Commercial | Restaurant | Existing | Water Heating | Natural Gas | Water Heater | Baseline Forecast | Winter Demand Savings (MW) | 0 | 0 | 0 | 0 | 0 | 0 | 0 | 0 | 0 | 0 | 0 | 0 | 0 | 0 | 0 | 0 | 0 | 0 | 0 | 0 | 0 | 0 | 0 | 0 | 0 | 0 | 0 | 0 | 0 | 0 | 0 | 0 | 0 | 0 | 0 | 0
F4_Commercial_Restaurant_Existing_Water Heating_Natural Gas_Water Heater_Baseline Forecast | F4 | Commercial | Restaurant | Existing | Water Heating | Natural Gas | Water Heater | Baseline Forecast | Incremental Savings (MMtherm) | 0 | 0 | 0 | 0 | 0 | 0 | 0 | 0 | 0 | 0 | 0 | 0 | 0 | 0 | 0 | 0 | 0 | 0 | 0 | 0 | 0 | 0 | 0 | 0 | 0 | 0 | 0 | 0 | 0 | 0 | 0 | 0 | 0 | 0 | 0 | 0
F1_Commercial_Restaurant_Existing_Food Preparation_Natural Gas_Oven_Baseline Forecast | F1 | Commercial | Restaurant | Existing | Food Preparation | Natural Gas | Oven | Baseline Forecast | Consumption Savings (MMtherm) | 0 | 0 | 0 | 0 | 0 | 0 | 0 | 0 | 0 | 0 | 0 | 0 | 0 | 0 | 0 | 0 | 0 | 0 | 0 | 0 | 0 | 0 | 0 | 0 | 0 | 0 | 0 | 0 | 0 | 0 | 0 | 0 | 0 | 0 | 0 | 0
F2_Commercial_Restaurant_Existing_Food Preparation_Natural Gas_Oven_Baseline Forecast | F2 | Commercial | Restaurant | Existing | Food Preparation | Natural Gas | Oven | Baseline Forecast | Summer Demand Savings (MW) | 0 | 0 | 0 | 0 | 0 | 0 | 0 | 0 | 0 | 0 | 0 | 0 | 0 | 0 | 0 | 0 | 0 | 0 | 0 | 0 | 0 | 0 | 0 | 0 | 0 | 0 | 0 | 0 | 0 | 0 | 0 | 0 | 0 | 0 | 0 | 0
F3_Commercial_Restaurant_Existing_Food Preparation_Natural Gas_Oven_Baseline Forecast | F3 | Commercial | Restaurant | Existing | Food Preparation | Natural Gas | Oven | Baseline Forecast | Winter Demand Savings (MW) | 0 | 0 | 0 | 0 | 0 | 0 | 0 | 0 | 0 | 0 | 0 | 0 | 0 | 0 | 0 | 0 | 0 | 0 | 0 | 0 | 0 | 0 | 0 | 0 | 0 | 0 | 0 | 0 | 0 | 0 | 0 | 0 | 0 | 0 | 0 | 0
F4_Commercial_Restaurant_Existing_Food Preparation_Natural Gas_Oven_Baseline Forecast | F4 | Commercial | Restaurant | Existing | Food Preparation | Natural Gas | Oven | Baseline Forecast | Incremental Savings (MMtherm) | 0 | 0 | 0 | 0 | 0 | 0 | 0 | 0 | 0 | 0 | 0 | 0 | 0 | 0 | 0 | 0 | 0 | 0 | 0 | 0 | 0 | 0 | 0 | 0 | 0 | 0 | 0 | 0 | 0 | 0 | 0 | 0 | 0 | 0 | 0 | 0
F1_Commercial_Restaurant_Existing_Food Preparation_Natural Gas_Conveyor Oven_Baseline Forecast | F1 | Commercial | Restaurant | Existing | Food Preparation | Natural Gas | Conveyor Oven | Baseline Forecast | Consumption Savings (MMtherm) | 0 | 0 | 0 | 0 | 0 | 0 | 0 | 0 | 0 | 0 | 0 | 0 | 0 | 0 | 0 | 0 | 0 | 0 | 0 | 0 | 0 | 0 | 0 | 0 | 0 | 0 | 0 | 0 | 0 | 0 | 0 | 0 | 0 | 0 | 0 | 0
F2_Commercial_Restaurant_Existing_Food Preparation_Natural Gas_Conveyor Oven_Baseline Forecast | F2 | Commercial | Restaurant | Existing | Food Preparation | Natural Gas | Conveyor Oven | Baseline Forecast | Summer Demand Savings (MW) | 0 | 0 | 0 | 0 | 0 | 0 | 0 | 0 | 0 | 0 | 0 | 0 | 0 | 0 | 0 | 0 | 0 | 0 | 0 | 0 | 0 | 0 | 0 | 0 | 0 | 0 | 0 | 0 | 0 | 0 | 0 | 0 | 0 | 0 | 0 | 0
F3_Commercial_Restaurant_Existing_Food Preparation_Natural Gas_Conveyor Oven_Baseline Forecast | F3 | Commercial | Restaurant | Existing | Food Preparation | Natural Gas | Conveyor Oven | Baseline Forecast | Winter Demand Savings (MW) | 0 | 0 | 0 | 0 | 0 | 0 | 0 | 0 | 0 | 0 | 0 | 0 | 0 | 0 | 0 | 0 | 0 | 0 | 0 | 0 | 0 | 0 | 0 | 0 | 0 | 0 | 0 | 0 | 0 | 0 | 0 | 0 | 0 | 0 | 0 | 0
F4_Commercial_Restaurant_Existing_Food Preparation_Natural Gas_Conveyor Oven_Baseline Forecast | F4 | Commercial | Restaurant | Existing | Food Preparation | Natural Gas | Conveyor Oven | Baseline Forecast | Incremental Savings (MMtherm) | 0 | 0 | 0 | 0 | 0 | 0 | 0 | 0 | 0 | 0 | 0 | 0 | 0 | 0 | 0 | 0 | 0 | 0 | 0 | 0 | 0 | 0 | 0 | 0 | 0 | 0 | 0 | 0 | 0 | 0 | 0 | 0 | 0 | 0 | 0 | 0
F1_Commercial_Restaurant_Existing_Food Preparation_Natural Gas_Double Rack Oven_Baseline Forecast | F1 | Commercial | Restaurant | Existing | Food Preparation | Natural Gas | Double Rack Oven | Baseline Forecast | Consumption Savings (MMtherm) | 0 | 0 | 0 | 0 | 0 | 0 | 0 | 0 | 0 | 0 | 0 | 0 | 0 | 0 | 0 | 0 | 0 | 0 | 0 | 0 | 0 | 0 | 0 | 0 | 0 | 0 | 0 | 0 | 0 | 0 | 0 | 0 | 0 | 0 | 0 | 0
F2_Commercial_Restaurant_Existing_Food Preparation_Natural Gas_Double Rack Oven_Baseline Forecast | F2 | Commercial | Restaurant | Existing | Food Preparation | Natural Gas | Double Rack Oven | Baseline Forecast | Summer Demand Savings (MW) | 0 | 0 | 0 | 0 | 0 | 0 | 0 | 0 | 0 | 0 | 0 | 0 | 0 | 0 | 0 | 0 | 0 | 0 | 0 | 0 | 0 | 0 | 0 | 0 | 0 | 0 | 0 | 0 | 0 | 0 | 0 | 0 | 0 | 0 | 0 | 0
F3_Commercial_Restaurant_Existing_Food Preparation_Natural Gas_Double Rack Oven_Baseline Forecast | F3 | Commercial | Restaurant | Existing | Food Preparation | Natural Gas | Double Rack Oven | Baseline Forecast | Winter Demand Savings (MW) | 0 | 0 | 0 | 0 | 0 | 0 | 0 | 0 | 0 | 0 | 0 | 0 | 0 | 0 | 0 | 0 | 0 | 0 | 0 | 0 | 0 | 0 | 0 | 0 | 0 | 0 | 0 | 0 | 0 | 0 | 0 | 0 | 0 | 0 | 0 | 0
F4_Commercial_Restaurant_Existing_Food Preparation_Natural Gas_Double Rack Oven_Baseline Forecast | F4 | Commercial | Restaurant | Existing | Food Preparation | Natural Gas | Double Rack Oven | Baseline Forecast | Incremental Savings (MMtherm) | 0 | 0 | 0 | 0 | 0 | 0 | 0 | 0 | 0 | 0 | 0 | 0 | 0 | 0 | 0 | 0 | 0 | 0 | 0 | 0 | 0 | 0 | 0 | 0 | 0 | 0 | 0 | 0 | 0 | 0 | 0 | 0 | 0 | 0 | 0 | 0
F1_Commercial_Restaurant_Existing_Food Preparation_Natural Gas_Fryer_Baseline Forecast | F1 | Commercial | Restaurant | Existing | Food Preparation | Natural Gas | Fryer | Baseline Forecast | Consumption Savings (MMtherm) | 0 | 0 | 0 | 0 | 0 | 0 | 0 | 0 | 0 | 0 | 0 | 0 | 0 | 0 | 0 | 0 | 0 | 0 | 0 | 0 | 0 | 0 | 0 | 0 | 0 | 0 | 0 | 0 | 0 | 0 | 0 | 0 | 0 | 0 | 0 | 0
F2_Commercial_Restaurant_Existing_Food Preparation_Natural Gas_Fryer_Baseline Forecast | F2 | Commercial | Restaurant | Existing | Food Preparation | Natural Gas | Fryer | Baseline Forecast | Summer Demand Savings (MW) | 0 | 0 | 0 | 0 | 0 | 0 | 0 | 0 | 0 | 0 | 0 | 0 | 0 | 0 | 0 | 0 | 0 | 0 | 0 | 0 | 0 | 0 | 0 | 0 | 0 | 0 | 0 | 0 | 0 | 0 | 0 | 0 | 0 | 0 | 0 | 0
F3_Commercial_Restaurant_Existing_Food Preparation_Natural Gas_Fryer_Baseline Forecast | F3 | Commercial | Restaurant | Existing | Food Preparation | Natural Gas | Fryer | Baseline Forecast | Winter Demand Savings (MW) | 0 | 0 | 0 | 0 | 0 | 0 | 0 | 0 | 0 | 0 | 0 | 0 | 0 | 0 | 0 | 0 | 0 | 0 | 0 | 0 | 0 | 0 | 0 | 0 | 0 | 0 | 0 | 0 | 0 | 0 | 0 | 0 | 0 | 0 | 0 | 0
F4_Commercial_Restaurant_Existing_Food Preparation_Natural Gas_Fryer_Baseline Forecast | F4 | Commercial | Restaurant | Existing | Food Preparation | Natural Gas | Fryer | Baseline Forecast | Incremental Savings (MMtherm) | 0 | 0 | 0 | 0 | 0 | 0 | 0 | 0 | 0 | 0 | 0 | 0 | 0 | 0 | 0 | 0 | 0 | 0 | 0 | 0 | 0 | 0 | 0 | 0 | 0 | 0 | 0 | 0 | 0 | 0 | 0 | 0 | 0 | 0 | 0 | 0
F1_Commercial_Restaurant_Existing_Food Preparation_Natural Gas_Broiler_Baseline Forecast | F1 | Commercial | Restaurant | Existing | Food Preparation | Natural Gas | Broiler | Baseline Forecast | Consumption Savings (MMtherm) | 0 | 0 | 0 | 0 | 0 | 0 | 0 | 0 | 0 | 0 | 0 | 0 | 0 | 0 | 0 | 0 | 0 | 0 | 0 | 0 | 0 | 0 | 0 | 0 | 0 | 0 | 0 | 0 | 0 | 0 | 0 | 0 | 0 | 0 | 0 | 0
F2_Commercial_Restaurant_Existing_Food Preparation_Natural Gas_Broiler_Baseline Forecast | F2 | Commercial | Restaurant | Existing | Food Preparation | Natural Gas | Broiler | Baseline Forecast | Summer Demand Savings (MW) | 0 | 0 | 0 | 0 | 0 | 0 | 0 | 0 | 0 | 0 | 0 | 0 | 0 | 0 | 0 | 0 | 0 | 0 | 0 | 0 | 0 | 0 | 0 | 0 | 0 | 0 | 0 | 0 | 0 | 0 | 0 | 0 | 0 | 0 | 0 | 0
F3_Commercial_Restaurant_Existing_Food Preparation_Natural Gas_Broiler_Baseline Forecast | F3 | Commercial | Restaurant | Existing | Food Preparation | Natural Gas | Broiler | Baseline Forecast | Winter Demand Savings (MW) | 0 | 0 | 0 | 0 | 0 | 0 | 0 | 0 | 0 | 0 | 0 | 0 | 0 | 0 | 0 | 0 | 0 | 0 | 0 | 0 | 0 | 0 | 0 | 0 | 0 | 0 | 0 | 0 | 0 | 0 | 0 | 0 | 0 | 0 | 0 | 0
F4_Commercial_Restaurant_Existing_Food Preparation_Natural Gas_Broiler_Baseline Forecast | F4 | Commercial | Restaurant | Existing | Food Preparation | Natural Gas | Broiler | Baseline Forecast | Incremental Savings (MMtherm) | 0 | 0 | 0 | 0 | 0 | 0 | 0 | 0 | 0 | 0 | 0 | 0 | 0 | 0 | 0 | 0 | 0 | 0 | 0 | 0 | 0 | 0 | 0 | 0 | 0 | 0 | 0 | 0 | 0 | 0 | 0 | 0 | 0 | 0 | 0 | 0
F1_Commercial_Restaurant_Existing_Food Preparation_Natural Gas_Griddle_Baseline Forecast | F1 | Commercial | Restaurant | Existing | Food Preparation | Natural Gas | Griddle | Baseline Forecast | Consumption Savings (MMtherm) | 0 | 0 | 0 | 0 | 0 | 0 | 0 | 0 | 0 | 0 | 0 | 0 | 0 | 0 | 0 | 0 | 0 | 0 | 0 | 0 | 0 | 0 | 0 | 0 | 0 | 0 | 0 | 0 | 0 | 0 | 0 | 0 | 0 | 0 | 0 | 0
F2_Commercial_Restaurant_Existing_Food Preparation_Natural Gas_Griddle_Baseline Forecast | F2 | Commercial | Restaurant | Existing | Food Preparation | Natural Gas | Griddle | Baseline Forecast | Summer Demand Savings (MW) | 0 | 0 | 0 | 0 | 0 | 0 | 0 | 0 | 0 | 0 | 0 | 0 | 0 | 0 | 0 | 0 | 0 | 0 | 0 | 0 | 0 | 0 | 0 | 0 | 0 | 0 | 0 | 0 | 0 | 0 | 0 | 0 | 0 | 0 | 0 | 0
F3_Commercial_Restaurant_Existing_Food Preparation_Natural Gas_Griddle_Baseline Forecast | F3 | Commercial | Restaurant | Existing | Food Preparation | Natural Gas | Griddle | Baseline Forecast | Winter Demand Savings (MW) | 0 | 0 | 0 | 0 | 0 | 0 | 0 | 0 | 0 | 0 | 0 | 0 | 0 | 0 | 0 | 0 | 0 | 0 | 0 | 0 | 0 | 0 | 0 | 0 | 0 | 0 | 0 | 0 | 0 | 0 | 0 | 0 | 0 | 0 | 0 | 0
F4_Commercial_Restaurant_Existing_Food Preparation_Natural Gas_Griddle_Baseline Forecast | F4 | Commercial | Restaurant | Existing | Food Preparation | Natural Gas | Griddle | Baseline Forecast | Incremental Savings (MMtherm) | 0 | 0 | 0 | 0 | 0 | 0 | 0 | 0 | 0 | 0 | 0 | 0 | 0 | 0 | 0 | 0 | 0 | 0 | 0 | 0 | 0 | 0 | 0 | 0 | 0 | 0 | 0 | 0 | 0 | 0 | 0 | 0 | 0 | 0 | 0 | 0
F1_Commercial_Restaurant_Existing_Food Preparation_Natural Gas_Range_Baseline Forecast | F1 | Commercial | Restaurant | Existing | Food Preparation | Natural Gas | Range | Baseline Forecast | Consumption Savings (MMtherm) | 0 | 0 | 0 | 0 | 0 | 0 | 0 | 0 | 0 | 0 | 0 | 0 | 0 | 0 | 0 | 0 | 0 | 0 | 0 | 0 | 0 | 0 | 0 | 0 | 0 | 0 | 0 | 0 | 0 | 0 | 0 | 0 | 0 | 0 | 0 | 0
F2_Commercial_Restaurant_Existing_Food Preparation_Natural Gas_Range_Baseline Forecast | F2 | Commercial | Restaurant | Existing | Food Preparation | Natural Gas | Range | Baseline Forecast | Summer Demand Savings (MW) | 0 | 0 | 0 | 0 | 0 | 0 | 0 | 0 | 0 | 0 | 0 | 0 | 0 | 0 | 0 | 0 | 0 | 0 | 0 | 0 | 0 | 0 | 0 | 0 | 0 | 0 | 0 | 0 | 0 | 0 | 0 | 0 | 0 | 0 | 0 | 0
F3_Commercial_Restaurant_Existing_Food Preparation_Natural Gas_Range_Baseline Forecast | F3 | Commercial | Restaurant | Existing | Food Preparation | Natural Gas | Range | Baseline Forecast | Winter Demand Savings (MW) | 0 | 0 | 0 | 0 | 0 | 0 | 0 | 0 | 0 | 0 | 0 | 0 | 0 | 0 | 0 | 0 | 0 | 0 | 0 | 0 | 0 | 0 | 0 | 0 | 0 | 0 | 0 | 0 | 0 | 0 | 0 | 0 | 0 | 0 | 0 | 0
F4_Commercial_Restaurant_Existing_Food Preparation_Natural Gas_Range_Baseline Forecast | F4 | Commercial | Restaurant | Existing | Food Preparation | Natural Gas | Range | Baseline Forecast | Incremental Savings (MMtherm) | 0 | 0 | 0 | 0 | 0 | 0 | 0 | 0 | 0 | 0 | 0 | 0 | 0 | 0 | 0 | 0 | 0 | 0 | 0 | 0 | 0 | 0 | 0 | 0 | 0 | 0 | 0 | 0 | 0 | 0 | 0 | 0 | 0 | 0 | 0 | 0
F1_Commercial_Restaurant_Existing_Food Preparation_Natural Gas_Steamer_Baseline Forecast | F1 | Commercial | Restaurant | Existing | Food Preparation | Natural Gas | Steamer | Baseline Forecast | Consumption Savings (MMtherm) | 0 | 0 | 0 | 0 | 0 | 0 | 0 | 0 | 0 | 0 | 0 | 0 | 0 | 0 | 0 | 0 | 0 | 0 | 0 | 0 | 0 | 0 | 0 | 0 | 0 | 0 | 0 | 0 | 0 | 0 | 0 | 0 | 0 | 0 | 0 | 0
F2_Commercial_Restaurant_Existing_Food Preparation_Natural Gas_Steamer_Baseline Forecast | F2 | Commercial | Restaurant | Existing | Food Preparation | Natural Gas | Steamer | Baseline Forecast | Summer Demand Savings (MW) | 0 | 0 | 0 | 0 | 0 | 0 | 0 | 0 | 0 | 0 | 0 | 0 | 0 | 0 | 0 | 0 | 0 | 0 | 0 | 0 | 0 | 0 | 0 | 0 | 0 | 0 | 0 | 0 | 0 | 0 | 0 | 0 | 0 | 0 | 0 | 0
F3_Commercial_Restaurant_Existing_Food Preparation_Natural Gas_Steamer_Baseline Forecast | F3 | Commercial | Restaurant | Existing | Food Preparation | Natural Gas | Steamer | Baseline Forecast | Winter Demand Savings (MW) | 0 | 0 | 0 | 0 | 0 | 0 | 0 | 0 | 0 | 0 | 0 | 0 | 0 | 0 | 0 | 0 | 0 | 0 | 0 | 0 | 0 | 0 | 0 | 0 | 0 | 0 | 0 | 0 | 0 | 0 | 0 | 0 | 0 | 0 | 0 | 0
F4_Commercial_Restaurant_Existing_Food Preparation_Natural Gas_Steamer_Baseline Forecast | F4 | Commercial | Restaurant | Existing | Food Preparation | Natural Gas | Steamer | Baseline Forecast | Incremental Savings (MMtherm) | 0 | 0 | 0 | 0 | 0 | 0 | 0 | 0 | 0 | 0 | 0 | 0 | 0 | 0 | 0 | 0 | 0 | 0 | 0 | 0 | 0 | 0 | 0 | 0 | 0 | 0 | 0 | 0 | 0 | 0 | 0 | 0 | 0 | 0 | 0 | 0
F1_Commercial_Restaurant_Existing_Food Preparation_Natural Gas_Food Prep Other_Baseline Forecast | F1 | Commercial | Restaurant | Existing | Food Preparation | Natural Gas | Food Prep Other | Baseline Forecast | Consumption Savings (MMtherm) | 0 | 0 | 0 | 0 | 0 | 0 | 0 | 0 | 0 | 0 | 0 | 0 | 0 | 0 | 0 | 0 | 0 | 0 | 0 | 0 | 0 | 0 | 0 | 0 | 0 | 0 | 0 | 0 | 0 | 0 | 0 | 0 | 0 | 0 | 0 | 0
F2_Commercial_Restaurant_Existing_Food Preparation_Natural Gas_Food Prep Other_Baseline Forecast | F2 | Commercial | Restaurant | Existing | Food Preparation | Natural Gas | Food Prep Other | Baseline Forecast | Summer Demand Savings (MW) | 0 | 0 | 0 | 0 | 0 | 0 | 0 | 0 | 0 | 0 | 0 | 0 | 0 | 0 | 0 | 0 | 0 | 0 | 0 | 0 | 0 | 0 | 0 | 0 | 0 | 0 | 0 | 0 | 0 | 0 | 0 | 0 | 0 | 0 | 0 | 0
F3_Commercial_Restaurant_Existing_Food Preparation_Natural Gas_Food Prep Other_Baseline Forecast | F3 | Commercial | Restaurant | Existing | Food Preparation | Natural Gas | Food Prep Other | Baseline Forecast | Winter Demand Savings (MW) | 0 | 0 | 0 | 0 | 0 | 0 | 0 | 0 | 0 | 0 | 0 | 0 | 0 | 0 | 0 | 0 | 0 | 0 | 0 | 0 | 0 | 0 | 0 | 0 | 0 | 0 | 0 | 0 | 0 | 0 | 0 | 0 | 0 | 0 | 0 | 0
F4_Commercial_Restaurant_Existing_Food Preparation_Natural Gas_Food Prep Other_Baseline Forecast | F4 | Commercial | Restaurant | Existing | Food Preparation | Natural Gas | Food Prep Other | Baseline Forecast | Incremental Savings (MMtherm) | 0 | 0 | 0 | 0 | 0 | 0 | 0 | 0 | 0 | 0 | 0 | 0 | 0 | 0 | 0 | 0 | 0 | 0 | 0 | 0 | 0 | 0 | 0 | 0 | 0 | 0 | 0 | 0 | 0 | 0 | 0 | 0 | 0 | 0 | 0 | 0
F1_Commercial_Restaurant_Existing_Miscellaneous_Natural Gas_Pool Heater_Baseline Forecast | F1 | Commercial | Restaurant | Existing | Miscellaneous | Natural Gas | Pool Heater | Baseline Forecast | Consumption Savings (MMtherm) | 0 | 0 | 0 | 0 | 0 | 0 | 0 | 0 | 0 | 0 | 0 | 0 | 0 | 0 | 0 | 0 | 0 | 0 | 0 | 0 | 0 | 0 | 0 | 0 | 0 | 0 | 0 | 0 | 0 | 0 | 0 | 0 | 0 | 0 | 0 | 0
F2_Commercial_Restaurant_Existing_Miscellaneous_Natural Gas_Pool Heater_Baseline Forecast | F2 | Commercial | Restaurant | Existing | Miscellaneous | Natural Gas | Pool Heater | Baseline Forecast | Summer Demand Savings (MW) | 0 | 0 | 0 | 0 | 0 | 0 | 0 | 0 | 0 | 0 | 0 | 0 | 0 | 0 | 0 | 0 | 0 | 0 | 0 | 0 | 0 | 0 | 0 | 0 | 0 | 0 | 0 | 0 | 0 | 0 | 0 | 0 | 0 | 0 | 0 | 0
F3_Commercial_Restaurant_Existing_Miscellaneous_Natural Gas_Pool Heater_Baseline Forecast | F3 | Commercial | Restaurant | Existing | Miscellaneous | Natural Gas | Pool Heater | Baseline Forecast | Winter Demand Savings (MW) | 0 | 0 | 0 | 0 | 0 | 0 | 0 | 0 | 0 | 0 | 0 | 0 | 0 | 0 | 0 | 0 | 0 | 0 | 0 | 0 | 0 | 0 | 0 | 0 | 0 | 0 | 0 | 0 | 0 | 0 | 0 | 0 | 0 | 0 | 0 | 0
F4_Commercial_Restaurant_Existing_Miscellaneous_Natural Gas_Pool Heater_Baseline Forecast | F4 | Commercial | Restaurant | Existing | Miscellaneous | Natural Gas | Pool Heater | Baseline Forecast | Incremental Savings (MMtherm) | 0 | 0 | 0 | 0 | 0 | 0 | 0 | 0 | 0 | 0 | 0 | 0 | 0 | 0 | 0 | 0 | 0 | 0 | 0 | 0 | 0 | 0 | 0 | 0 | 0 | 0 | 0 | 0 | 0 | 0 | 0 | 0 | 0 | 0 | 0 | 0
F1_Commercial_Restaurant_Existing_Miscellaneous_Natural Gas_Miscellaneous_Baseline Forecast | F1 | Commercial | Restaurant | Existing | Miscellaneous | Natural Gas | Miscellaneous | Baseline Forecast | Consumption Savings (MMtherm) | 0 | 0 | 0 | 0 | 0 | 0 | 0 | 0 | 0 | 0 | 0 | 0 | 0 | 0 | 0 | 0 | 0 | 0 | 0 | 0 | 0 | 0 | 0 | 0 | 0 | 0 | 0 | 0 | 0 | 0 | 0 | 0 | 0 | 0 | 0 | 0
F2_Commercial_Restaurant_Existing_Miscellaneous_Natural Gas_Miscellaneous_Baseline Forecast | F2 | Commercial | Restaurant | Existing | Miscellaneous | Natural Gas | Miscellaneous | Baseline Forecast | Summer Demand Savings (MW) | 0 | 0 | 0 | 0 | 0 | 0 | 0 | 0 | 0 | 0 | 0 | 0 | 0 | 0 | 0 | 0 | 0 | 0 | 0 | 0 | 0 | 0 | 0 | 0 | 0 | 0 | 0 | 0 | 0 | 0 | 0 | 0 | 0 | 0 | 0 | 0
F3_Commercial_Restaurant_Existing_Miscellaneous_Natural Gas_Miscellaneous_Baseline Forecast | F3 | Commercial | Restaurant | Existing | Miscellaneous | Natural Gas | Miscellaneous | Baseline Forecast | Winter Demand Savings (MW) | 0 | 0 | 0 | 0 | 0 | 0 | 0 | 0 | 0 | 0 | 0 | 0 | 0 | 0 | 0 | 0 | 0 | 0 | 0 | 0 | 0 | 0 | 0 | 0 | 0 | 0 | 0 | 0 | 0 | 0 | 0 | 0 | 0 | 0 | 0 | 0
F4_Commercial_Restaurant_Existing_Miscellaneous_Natural Gas_Miscellaneous_Baseline Forecast | F4 | Commercial | Restaurant | Existing | Miscellaneous | Natural Gas | Miscellaneous | Baseline Forecast | Incremental Savings (MMtherm) | 0 | 0 | 0 | 0 | 0 | 0 | 0 | 0 | 0 | 0 | 0 | 0 | 0 | 0 | 0 | 0 | 0 | 0 | 0 | 0 | 0 | 0 | 0 | 0 | 0 | 0 | 0 | 0 | 0 | 0 | 0 | 0 | 0 | 0 | 0 | 0
F1_Commercial_Restaurant_New_Space Heating_Natural Gas_Furnace_Baseline Forecast | F1 | Commercial | Restaurant | New | Space Heating | Natural Gas | Furnace | Baseline Forecast | Consumption Savings (MMtherm) | 0 | 0 | 0 | 0 | 0 | 0 | 0 | 0 | 0 | 0 | 0 | 0 | 0 | 0 | 0 | 0 | 0 | 0 | 0 | 0 | 0 | 0 | 0 | 0 | 0 | 0 | 0 | 0 | 0 | 0 | 0 | 0 | 0 | 0 | 0 | 0
F2_Commercial_Restaurant_New_Space Heating_Natural Gas_Furnace_Baseline Forecast | F2 | Commercial | Restaurant | New | Space Heating | Natural Gas | Furnace | Baseline Forecast | Summer Demand Savings (MW) | 0 | 0 | 0 | 0 | 0 | 0 | 0 | 0 | 0 | 0 | 0 | 0 | 0 | 0 | 0 | 0 | 0 | 0 | 0 | 0 | 0 | 0 | 0 | 0 | 0 | 0 | 0 | 0 | 0 | 0 | 0 | 0 | 0 | 0 | 0 | 0
F3_Commercial_Restaurant_New_Space Heating_Natural Gas_Furnace_Baseline Forecast | F3 | Commercial | Restaurant | New | Space Heating | Natural Gas | Furnace | Baseline Forecast | Winter Demand Savings (MW) | 0 | 0 | 0 | 0 | 0 | 0 | 0 | 0 | 0 | 0 | 0 | 0 | 0 | 0 | 0 | 0 | 0 | 0 | 0 | 0 | 0 | 0 | 0 | 0 | 0 | 0 | 0 | 0 | 0 | 0 | 0 | 0 | 0 | 0 | 0 | 0
F4_Commercial_Restaurant_New_Space Heating_Natural Gas_Furnace_Baseline Forecast | F4 | Commercial | Restaurant | New | Space Heating | Natural Gas | Furnace | Baseline Forecast | Incremental Savings (MMtherm) | 0 | 0 | 0 | 0 | 0 | 0 | 0 | 0 | 0 | 0 | 0 | 0 | 0 | 0 | 0 | 0 | 0 | 0 | 0 | 0 | 0 | 0 | 0 | 0 | 0 | 0 | 0 | 0 | 0 | 0 | 0 | 0 | 0 | 0 | 0 | 0
F1_Commercial_Restaurant_New_Space Heating_Natural Gas_Boiler_Baseline Forecast | F1 | Commercial | Restaurant | New | Space Heating | Natural Gas | Boiler | Baseline Forecast | Consumption Savings (MMtherm) | 0 | 0 | 0 | 0 | 0 | 0 | 0 | 0 | 0 | 0 | 0 | 0 | 0 | 0 | 0 | 0 | 0 | 0 | 0 | 0 | 0 | 0 | 0 | 0 | 0 | 0 | 0 | 0 | 0 | 0 | 0 | 0 | 0 | 0 | 0 | 0
F2_Commercial_Restaurant_New_Space Heating_Natural Gas_Boiler_Baseline Forecast | F2 | Commercial | Restaurant | New | Space Heating | Natural Gas | Boiler | Baseline Forecast | Summer Demand Savings (MW) | 0 | 0 | 0 | 0 | 0 | 0 | 0 | 0 | 0 | 0 | 0 | 0 | 0 | 0 | 0 | 0 | 0 | 0 | 0 | 0 | 0 | 0 | 0 | 0 | 0 | 0 | 0 | 0 | 0 | 0 | 0 | 0 | 0 | 0 | 0 | 0
F3_Commercial_Restaurant_New_Space Heating_Natural Gas_Boiler_Baseline Forecast | F3 | Commercial | Restaurant | New | Space Heating | Natural Gas | Boiler | Baseline Forecast | Winter Demand Savings (MW) | 0 | 0 | 0 | 0 | 0 | 0 | 0 | 0 | 0 | 0 | 0 | 0 | 0 | 0 | 0 | 0 | 0 | 0 | 0 | 0 | 0 | 0 | 0 | 0 | 0 | 0 | 0 | 0 | 0 | 0 | 0 | 0 | 0 | 0 | 0 | 0
F4_Commercial_Restaurant_New_Space Heating_Natural Gas_Boiler_Baseline Forecast | F4 | Commercial | Restaurant | New | Space Heating | Natural Gas | Boiler | Baseline Forecast | Incremental Savings (MMtherm) | 0 | 0 | 0 | 0 | 0 | 0 | 0 | 0 | 0 | 0 | 0 | 0 | 0 | 0 | 0 | 0 | 0 | 0 | 0 | 0 | 0 | 0 | 0 | 0 | 0 | 0 | 0 | 0 | 0 | 0 | 0 | 0 | 0 | 0 | 0 | 0
F1_Commercial_Restaurant_New_Space Heating_Natural Gas_Unit Heater_Baseline Forecast | F1 | Commercial | Restaurant | New | Space Heating | Natural Gas | Unit Heater | Baseline Forecast | Consumption Savings (MMtherm) | 0 | 0 | 0 | 0 | 0 | 0 | 0 | 0 | 0 | 0 | 0 | 0 | 0 | 0 | 0 | 0 | 0 | 0 | 0 | 0 | 0 | 0 | 0 | 0 | 0 | 0 | 0 | 0 | 0 | 0 | 0 | 0 | 0 | 0 | 0 | 0
F2_Commercial_Restaurant_New_Space Heating_Natural Gas_Unit Heater_Baseline Forecast | F2 | Commercial | Restaurant | New | Space Heating | Natural Gas | Unit Heater | Baseline Forecast | Summer Demand Savings (MW) | 0 | 0 | 0 | 0 | 0 | 0 | 0 | 0 | 0 | 0 | 0 | 0 | 0 | 0 | 0 | 0 | 0 | 0 | 0 | 0 | 0 | 0 | 0 | 0 | 0 | 0 | 0 | 0 | 0 | 0 | 0 | 0 | 0 | 0 | 0 | 0
F3_Commercial_Restaurant_New_Space Heating_Natural Gas_Unit Heater_Baseline Forecast | F3 | Commercial | Restaurant | New | Space Heating | Natural Gas | Unit Heater | Baseline Forecast | Winter Demand Savings (MW) | 0 | 0 | 0 | 0 | 0 | 0 | 0 | 0 | 0 | 0 | 0 | 0 | 0 | 0 | 0 | 0 | 0 | 0 | 0 | 0 | 0 | 0 | 0 | 0 | 0 | 0 | 0 | 0 | 0 | 0 | 0 | 0 | 0 | 0 | 0 | 0
F4_Commercial_Restaurant_New_Space Heating_Natural Gas_Unit Heater_Baseline Forecast | F4 | Commercial | Restaurant | New | Space Heating | Natural Gas | Unit Heater | Baseline Forecast | Incremental Savings (MMtherm) | 0 | 0 | 0 | 0 | 0 | 0 | 0 | 0 | 0 | 0 | 0 | 0 | 0 | 0 | 0 | 0 | 0 | 0 | 0 | 0 | 0 | 0 | 0 | 0 | 0 | 0 | 0 | 0 | 0 | 0 | 0 | 0 | 0 | 0 | 0 | 0
F1_Commercial_Restaurant_New_Water Heating_Natural Gas_Water Heater_Baseline Forecast | F1 | Commercial | Restaurant | New | Water Heating | Natural Gas | Water Heater | Baseline Forecast | Consumption Savings (MMtherm) | 0 | 0 | 0 | 0 | 0 | 0 | 0 | 0 | 0 | 0 | 0 | 0 | 0 | 0 | 0 | 0 | 0 | 0 | 0 | 0 | 0 | 0 | 0 | 0 | 0 | 0 | 0 | 0 | 0 | 0 | 0 | 0 | 0 | 0 | 0 | 0
F2_Commercial_Restaurant_New_Water Heating_Natural Gas_Water Heater_Baseline Forecast | F2 | Commercial | Restaurant | New | Water Heating | Natural Gas | Water Heater | Baseline Forecast | Summer Demand Savings (MW) | 0 | 0 | 0 | 0 | 0 | 0 | 0 | 0 | 0 | 0 | 0 | 0 | 0 | 0 | 0 | 0 | 0 | 0 | 0 | 0 | 0 | 0 | 0 | 0 | 0 | 0 | 0 | 0 | 0 | 0 | 0 | 0 | 0 | 0 | 0 | 0
F3_Commercial_Restaurant_New_Water Heating_Natural Gas_Water Heater_Baseline Forecast | F3 | Commercial | Restaurant | New | Water Heating | Natural Gas | Water Heater | Baseline Forecast | Winter Demand Savings (MW) | 0 | 0 | 0 | 0 | 0 | 0 | 0 | 0 | 0 | 0 | 0 | 0 | 0 | 0 | 0 | 0 | 0 | 0 | 0 | 0 | 0 | 0 | 0 | 0 | 0 | 0 | 0 | 0 | 0 | 0 | 0 | 0 | 0 | 0 | 0 | 0
F4_Commercial_Restaurant_New_Water Heating_Natural Gas_Water Heater_Baseline Forecast | F4 | Commercial | Restaurant | New | Water Heating | Natural Gas | Water Heater | Baseline Forecast | Incremental Savings (MMtherm) | 0 | 0 | 0 | 0 | 0 | 0 | 0 | 0 | 0 | 0 | 0 | 0 | 0 | 0 | 0 | 0 | 0 | 0 | 0 | 0 | 0 | 0 | 0 | 0 | 0 | 0 | 0 | 0 | 0 | 0 | 0 | 0 | 0 | 0 | 0 | 0
F1_Commercial_Restaurant_New_Food Preparation_Natural Gas_Oven_Baseline Forecast | F1 | Commercial | Restaurant | New | Food Preparation | Natural Gas | Oven | Baseline Forecast | Consumption Savings (MMtherm) | 0 | 0 | 0 | 0 | 0 | 0 | 0 | 0 | 0 | 0 | 0 | 0 | 0 | 0 | 0 | 0 | 0 | 0 | 0 | 0 | 0 | 0 | 0 | 0 | 0 | 0 | 0 | 0 | 0 | 0 | 0 | 0 | 0 | 0 | 0 | 0
F2_Commercial_Restaurant_New_Food Preparation_Natural Gas_Oven_Baseline Forecast | F2 | Commercial | Restaurant | New | Food Preparation | Natural Gas | Oven | Baseline Forecast | Summer Demand Savings (MW) | 0 | 0 | 0 | 0 | 0 | 0 | 0 | 0 | 0 | 0 | 0 | 0 | 0 | 0 | 0 | 0 | 0 | 0 | 0 | 0 | 0 | 0 | 0 | 0 | 0 | 0 | 0 | 0 | 0 | 0 | 0 | 0 | 0 | 0 | 0 | 0
F3_Commercial_Restaurant_New_Food Preparation_Natural Gas_Oven_Baseline Forecast | F3 | Commercial | Restaurant | New | Food Preparation | Natural Gas | Oven | Baseline Forecast | Winter Demand Savings (MW) | 0 | 0 | 0 | 0 | 0 | 0 | 0 | 0 | 0 | 0 | 0 | 0 | 0 | 0 | 0 | 0 | 0 | 0 | 0 | 0 | 0 | 0 | 0 | 0 | 0 | 0 | 0 | 0 | 0 | 0 | 0 | 0 | 0 | 0 | 0 | 0
F4_Commercial_Restaurant_New_Food Preparation_Natural Gas_Oven_Baseline Forecast | F4 | Commercial | Restaurant | New | Food Preparation | Natural Gas | Oven | Baseline Forecast | Incremental Savings (MMtherm) | 0 | 0 | 0 | 0 | 0 | 0 | 0 | 0 | 0 | 0 | 0 | 0 | 0 | 0 | 0 | 0 | 0 | 0 | 0 | 0 | 0 | 0 | 0 | 0 | 0 | 0 | 0 | 0 | 0 | 0 | 0 | 0 | 0 | 0 | 0 | 0
F1_Commercial_Restaurant_New_Food Preparation_Natural Gas_Conveyor Oven_Baseline Forecast | F1 | Commercial | Restaurant | New | Food Preparation | Natural Gas | Conveyor Oven | Baseline Forecast | Consumption Savings (MMtherm) | 0 | 0 | 0 | 0 | 0 | 0 | 0 | 0 | 0 | 0 | 0 | 0 | 0 | 0 | 0 | 0 | 0 | 0 | 0 | 0 | 0 | 0 | 0 | 0 | 0 | 0 | 0 | 0 | 0 | 0 | 0 | 0 | 0 | 0 | 0 | 0
F2_Commercial_Restaurant_New_Food Preparation_Natural Gas_Conveyor Oven_Baseline Forecast | F2 | Commercial | Restaurant | New | Food Preparation | Natural Gas | Conveyor Oven | Baseline Forecast | Summer Demand Savings (MW) | 0 | 0 | 0 | 0 | 0 | 0 | 0 | 0 | 0 | 0 | 0 | 0 | 0 | 0 | 0 | 0 | 0 | 0 | 0 | 0 | 0 | 0 | 0 | 0 | 0 | 0 | 0 | 0 | 0 | 0 | 0 | 0 | 0 | 0 | 0 | 0
F3_Commercial_Restaurant_New_Food Preparation_Natural Gas_Conveyor Oven_Baseline Forecast | F3 | Commercial | Restaurant | New | Food Preparation | Natural Gas | Conveyor Oven | Baseline Forecast | Winter Demand Savings (MW) | 0 | 0 | 0 | 0 | 0 | 0 | 0 | 0 | 0 | 0 | 0 | 0 | 0 | 0 | 0 | 0 | 0 | 0 | 0 | 0 | 0 | 0 | 0 | 0 | 0 | 0 | 0 | 0 | 0 | 0 | 0 | 0 | 0 | 0 | 0 | 0
F4_Commercial_Restaurant_New_Food Preparation_Natural Gas_Conveyor Oven_Baseline Forecast | F4 | Commercial | Restaurant | New | Food Preparation | Natural Gas | Conveyor Oven | Baseline Forecast | Incremental Savings (MMtherm) | 0 | 0 | 0 | 0 | 0 | 0 | 0 | 0 | 0 | 0 | 0 | 0 | 0 | 0 | 0 | 0 | 0 | 0 | 0 | 0 | 0 | 0 | 0 | 0 | 0 | 0 | 0 | 0 | 0 | 0 | 0 | 0 | 0 | 0 | 0 | 0
F1_Commercial_Restaurant_New_Food Preparation_Natural Gas_Double Rack Oven_Baseline Forecast | F1 | Commercial | Restaurant | New | Food Preparation | Natural Gas | Double Rack Oven | Baseline Forecast | Consumption Savings (MMtherm) | 0 | 0 | 0 | 0 | 0 | 0 | 0 | 0 | 0 | 0 | 0 | 0 | 0 | 0 | 0 | 0 | 0 | 0 | 0 | 0 | 0 | 0 | 0 | 0 | 0 | 0 | 0 | 0 | 0 | 0 | 0 | 0 | 0 | 0 | 0 | 0
F2_Commercial_Restaurant_New_Food Preparation_Natural Gas_Double Rack Oven_Baseline Forecast | F2 | Commercial | Restaurant | New | Food Preparation | Natural Gas | Double Rack Oven | Baseline Forecast | Summer Demand Savings (MW) | 0 | 0 | 0 | 0 | 0 | 0 | 0 | 0 | 0 | 0 | 0 | 0 | 0 | 0 | 0 | 0 | 0 | 0 | 0 | 0 | 0 | 0 | 0 | 0 | 0 | 0 | 0 | 0 | 0 | 0 | 0 | 0 | 0 | 0 | 0 | 0
F3_Commercial_Restaurant_New_Food Preparation_Natural Gas_Double Rack Oven_Baseline Forecast | F3 | Commercial | Restaurant | New | Food Preparation | Natural Gas | Double Rack Oven | Baseline Forecast | Winter Demand Savings (MW) | 0 | 0 | 0 | 0 | 0 | 0 | 0 | 0 | 0 | 0 | 0 | 0 | 0 | 0 | 0 | 0 | 0 | 0 | 0 | 0 | 0 | 0 | 0 | 0 | 0 | 0 | 0 | 0 | 0 | 0 | 0 | 0 | 0 | 0 | 0 | 0
F4_Commercial_Restaurant_New_Food Preparation_Natural Gas_Double Rack Oven_Baseline Forecast | F4 | Commercial | Restaurant | New | Food Preparation | Natural Gas | Double Rack Oven | Baseline Forecast | Incremental Savings (MMtherm) | 0 | 0 | 0 | 0 | 0 | 0 | 0 | 0 | 0 | 0 | 0 | 0 | 0 | 0 | 0 | 0 | 0 | 0 | 0 | 0 | 0 | 0 | 0 | 0 | 0 | 0 | 0 | 0 | 0 | 0 | 0 | 0 | 0 | 0 | 0 | 0
F1_Commercial_Restaurant_New_Food Preparation_Natural Gas_Fryer_Baseline Forecast | F1 | Commercial | Restaurant | New | Food Preparation | Natural Gas | Fryer | Baseline Forecast | Consumption Savings (MMtherm) | 0 | 0 | 0 | 0 | 0 | 0 | 0 | 0 | 0 | 0 | 0 | 0 | 0 | 0 | 0 | 0 | 0 | 0 | 0 | 0 | 0 | 0 | 0 | 0 | 0 | 0 | 0 | 0 | 0 | 0 | 0 | 0 | 0 | 0 | 0 | 0
F2_Commercial_Restaurant_New_Food Preparation_Natural Gas_Fryer_Baseline Forecast | F2 | Commercial | Restaurant | New | Food Preparation | Natural Gas | Fryer | Baseline Forecast | Summer Demand Savings (MW) | 0 | 0 | 0 | 0 | 0 | 0 | 0 | 0 | 0 | 0 | 0 | 0 | 0 | 0 | 0 | 0 | 0 | 0 | 0 | 0 | 0 | 0 | 0 | 0 | 0 | 0 | 0 | 0 | 0 | 0 | 0 | 0 | 0 | 0 | 0 | 0
F3_Commercial_Restaurant_New_Food Preparation_Natural Gas_Fryer_Baseline Forecast | F3 | Commercial | Restaurant | New | Food Preparation | Natural Gas | Fryer | Baseline Forecast | Winter Demand Savings (MW) | 0 | 0 | 0 | 0 | 0 | 0 | 0 | 0 | 0 | 0 | 0 | 0 | 0 | 0 | 0 | 0 | 0 | 0 | 0 | 0 | 0 | 0 | 0 | 0 | 0 | 0 | 0 | 0 | 0 | 0 | 0 | 0 | 0 | 0 | 0 | 0
F4_Commercial_Restaurant_New_Food Preparation_Natural Gas_Fryer_Baseline Forecast | F4 | Commercial | Restaurant | New | Food Preparation | Natural Gas | Fryer | Baseline Forecast | Incremental Savings (MMtherm) | 0 | 0 | 0 | 0 | 0 | 0 | 0 | 0 | 0 | 0 | 0 | 0 | 0 | 0 | 0 | 0 | 0 | 0 | 0 | 0 | 0 | 0 | 0 | 0 | 0 | 0 | 0 | 0 | 0 | 0 | 0 | 0 | 0 | 0 | 0 | 0
F1_Commercial_Restaurant_New_Food Preparation_Natural Gas_Broiler_Baseline Forecast | F1 | Commercial | Restaurant | New | Food Preparation | Natural Gas | Broiler | Baseline Forecast | Consumption Savings (MMtherm) | 0 | 0 | 0 | 0 | 0 | 0 | 0 | 0 | 0 | 0 | 0 | 0 | 0 | 0 | 0 | 0 | 0 | 0 | 0 | 0 | 0 | 0 | 0 | 0 | 0 | 0 | 0 | 0 | 0 | 0 | 0 | 0 | 0 | 0 | 0 | 0
F2_Commercial_Restaurant_New_Food Preparation_Natural Gas_Broiler_Baseline Forecast | F2 | Commercial | Restaurant | New | Food Preparation | Natural Gas | Broiler | Baseline Forecast | Summer Demand Savings (MW) | 0 | 0 | 0 | 0 | 0 | 0 | 0 | 0 | 0 | 0 | 0 | 0 | 0 | 0 | 0 | 0 | 0 | 0 | 0 | 0 | 0 | 0 | 0 | 0 | 0 | 0 | 0 | 0 | 0 | 0 | 0 | 0 | 0 | 0 | 0 | 0
F3_Commercial_Restaurant_New_Food Preparation_Natural Gas_Broiler_Baseline Forecast | F3 | Commercial | Restaurant | New | Food Preparation | Natural Gas | Broiler | Baseline Forecast | Winter Demand Savings (MW) | 0 | 0 | 0 | 0 | 0 | 0 | 0 | 0 | 0 | 0 | 0 | 0 | 0 | 0 | 0 | 0 | 0 | 0 | 0 | 0 | 0 | 0 | 0 | 0 | 0 | 0 | 0 | 0 | 0 | 0 | 0 | 0 | 0 | 0 | 0 | 0
F4_Commercial_Restaurant_New_Food Preparation_Natural Gas_Broiler_Baseline Forecast | F4 | Commercial | Restaurant | New | Food Preparation | Natural Gas | Broiler | Baseline Forecast | Incremental Savings (MMtherm) | 0 | 0 | 0 | 0 | 0 | 0 | 0 | 0 | 0 | 0 | 0 | 0 | 0 | 0 | 0 | 0 | 0 | 0 | 0 | 0 | 0 | 0 | 0 | 0 | 0 | 0 | 0 | 0 | 0 | 0 | 0 | 0 | 0 | 0 | 0 | 0
F1_Commercial_Restaurant_New_Food Preparation_Natural Gas_Griddle_Baseline Forecast | F1 | Commercial | Restaurant | New | Food Preparation | Natural Gas | Griddle | Baseline Forecast | Consumption Savings (MMtherm) | 0 | 0 | 0 | 0 | 0 | 0 | 0 | 0 | 0 | 0 | 0 | 0 | 0 | 0 | 0 | 0 | 0 | 0 | 0 | 0 | 0 | 0 | 0 | 0 | 0 | 0 | 0 | 0 | 0 | 0 | 0 | 0 | 0 | 0 | 0 | 0
F2_Commercial_Restaurant_New_Food Preparation_Natural Gas_Griddle_Baseline Forecast | F2 | Commercial | Restaurant | New | Food Preparation | Natural Gas | Griddle | Baseline Forecast | Summer Demand Savings (MW) | 0 | 0 | 0 | 0 | 0 | 0 | 0 | 0 | 0 | 0 | 0 | 0 | 0 | 0 | 0 | 0 | 0 | 0 | 0 | 0 | 0 | 0 | 0 | 0 | 0 | 0 | 0 | 0 | 0 | 0 | 0 | 0 | 0 | 0 | 0 | 0
F3_Commercial_Restaurant_New_Food Preparation_Natural Gas_Griddle_Baseline Forecast | F3 | Commercial | Restaurant | New | Food Preparation | Natural Gas | Griddle | Baseline Forecast | Winter Demand Savings (MW) | 0 | 0 | 0 | 0 | 0 | 0 | 0 | 0 | 0 | 0 | 0 | 0 | 0 | 0 | 0 | 0 | 0 | 0 | 0 | 0 | 0 | 0 | 0 | 0 | 0 | 0 | 0 | 0 | 0 | 0 | 0 | 0 | 0 | 0 | 0 | 0
F4_Commercial_Restaurant_New_Food Preparation_Natural Gas_Griddle_Baseline Forecast | F4 | Commercial | Restaurant | New | Food Preparation | Natural Gas | Griddle | Baseline Forecast | Incremental Savings (MMtherm) | 0 | 0 | 0 | 0 | 0 | 0 | 0 | 0 | 0 | 0 | 0 | 0 | 0 | 0 | 0 | 0 | 0 | 0 | 0 | 0 | 0 | 0 | 0 | 0 | 0 | 0 | 0 | 0 | 0 | 0 | 0 | 0 | 0 | 0 | 0 | 0
F1_Commercial_Restaurant_New_Food Preparation_Natural Gas_Range_Baseline Forecast | F1 | Commercial | Restaurant | New | Food Preparation | Natural Gas | Range | Baseline Forecast | Consumption Savings (MMtherm) | 0 | 0 | 0 | 0 | 0 | 0 | 0 | 0 | 0 | 0 | 0 | 0 | 0 | 0 | 0 | 0 | 0 | 0 | 0 | 0 | 0 | 0 | 0 | 0 | 0 | 0 | 0 | 0 | 0 | 0 | 0 | 0 | 0 | 0 | 0 | 0
F2_Commercial_Restaurant_New_Food Preparation_Natural Gas_Range_Baseline Forecast | F2 | Commercial | Restaurant | New | Food Preparation | Natural Gas | Range | Baseline Forecast | Summer Demand Savings (MW) | 0 | 0 | 0 | 0 | 0 | 0 | 0 | 0 | 0 | 0 | 0 | 0 | 0 | 0 | 0 | 0 | 0 | 0 | 0 | 0 | 0 | 0 | 0 | 0 | 0 | 0 | 0 | 0 | 0 | 0 | 0 | 0 | 0 | 0 | 0 | 0
F3_Commercial_Restaurant_New_Food Preparation_Natural Gas_Range_Baseline Forecast | F3 | Commercial | Restaurant | New | Food Preparation | Natural Gas | Range | Baseline Forecast | Winter Demand Savings (MW) | 0 | 0 | 0 | 0 | 0 | 0 | 0 | 0 | 0 | 0 | 0 | 0 | 0 | 0 | 0 | 0 | 0 | 0 | 0 | 0 | 0 | 0 | 0 | 0 | 0 | 0 | 0 | 0 | 0 | 0 | 0 | 0 | 0 | 0 | 0 | 0
F4_Commercial_Restaurant_New_Food Preparation_Natural Gas_Range_Baseline Forecast | F4 | Commercial | Restaurant | New | Food Preparation | Natural Gas | Range | Baseline Forecast | Incremental Savings (MMtherm) | 0 | 0 | 0 | 0 | 0 | 0 | 0 | 0 | 0 | 0 | 0 | 0 | 0 | 0 | 0 | 0 | 0 | 0 | 0 | 0 | 0 | 0 | 0 | 0 | 0 | 0 | 0 | 0 | 0 | 0 | 0 | 0 | 0 | 0 | 0 | 0
F1_Commercial_Restaurant_New_Food Preparation_Natural Gas_Steamer_Baseline Forecast | F1 | Commercial | Restaurant | New | Food Preparation | Natural Gas | Steamer | Baseline Forecast | Consumption Savings (MMtherm) | 0 | 0 | 0 | 0 | 0 | 0 | 0 | 0 | 0 | 0 | 0 | 0 | 0 | 0 | 0 | 0 | 0 | 0 | 0 | 0 | 0 | 0 | 0 | 0 | 0 | 0 | 0 | 0 | 0 | 0 | 0 | 0 | 0 | 0 | 0 | 0
F2_Commercial_Restaurant_New_Food Preparation_Natural Gas_Steamer_Baseline Forecast | F2 | Commercial | Restaurant | New | Food Preparation | Natural Gas | Steamer | Baseline Forecast | Summer Demand Savings (MW) | 0 | 0 | 0 | 0 | 0 | 0 | 0 | 0 | 0 | 0 | 0 | 0 | 0 | 0 | 0 | 0 | 0 | 0 | 0 | 0 | 0 | 0 | 0 | 0 | 0 | 0 | 0 | 0 | 0 | 0 | 0 | 0 | 0 | 0 | 0 | 0
F3_Commercial_Restaurant_New_Food Preparation_Natural Gas_Steamer_Baseline Forecast | F3 | Commercial | Restaurant | New | Food Preparation | Natural Gas | Steamer | Baseline Forecast | Winter Demand Savings (MW) | 0 | 0 | 0 | 0 | 0 | 0 | 0 | 0 | 0 | 0 | 0 | 0 | 0 | 0 | 0 | 0 | 0 | 0 | 0 | 0 | 0 | 0 | 0 | 0 | 0 | 0 | 0 | 0 | 0 | 0 | 0 | 0 | 0 | 0 | 0 | 0
F4_Commercial_Restaurant_New_Food Preparation_Natural Gas_Steamer_Baseline Forecast | F4 | Commercial | Restaurant | New | Food Preparation | Natural Gas | Steamer | Baseline Forecast | Incremental Savings (MMtherm) | 0 | 0 | 0 | 0 | 0 | 0 | 0 | 0 | 0 | 0 | 0 | 0 | 0 | 0 | 0 | 0 | 0 | 0 | 0 | 0 | 0 | 0 | 0 | 0 | 0 | 0 | 0 | 0 | 0 | 0 | 0 | 0 | 0 | 0 | 0 | 0
F1_Commercial_Restaurant_New_Food Preparation_Natural Gas_Food Prep Other_Baseline Forecast | F1 | Commercial | Restaurant | New | Food Preparation | Natural Gas | Food Prep Other | Baseline Forecast | Consumption Savings (MMtherm) | 0 | 0 | 0 | 0 | 0 | 0 | 0 | 0 | 0 | 0 | 0 | 0 | 0 | 0 | 0 | 0 | 0 | 0 | 0 | 0 | 0 | 0 | 0 | 0 | 0 | 0 | 0 | 0 | 0 | 0 | 0 | 0 | 0 | 0 | 0 | 0
F2_Commercial_Restaurant_New_Food Preparation_Natural Gas_Food Prep Other_Baseline Forecast | F2 | Commercial | Restaurant | New | Food Preparation | Natural Gas | Food Prep Other | Baseline Forecast | Summer Demand Savings (MW) | 0 | 0 | 0 | 0 | 0 | 0 | 0 | 0 | 0 | 0 | 0 | 0 | 0 | 0 | 0 | 0 | 0 | 0 | 0 | 0 | 0 | 0 | 0 | 0 | 0 | 0 | 0 | 0 | 0 | 0 | 0 | 0 | 0 | 0 | 0 | 0
F3_Commercial_Restaurant_New_Food Preparation_Natural Gas_Food Prep Other_Baseline Forecast | F3 | Commercial | Restaurant | New | Food Preparation | Natural Gas | Food Prep Other | Baseline Forecast | Winter Demand Savings (MW) | 0 | 0 | 0 | 0 | 0 | 0 | 0 | 0 | 0 | 0 | 0 | 0 | 0 | 0 | 0 | 0 | 0 | 0 | 0 | 0 | 0 | 0 | 0 | 0 | 0 | 0 | 0 | 0 | 0 | 0 | 0 | 0 | 0 | 0 | 0 | 0
F4_Commercial_Restaurant_New_Food Preparation_Natural Gas_Food Prep Other_Baseline Forecast | F4 | Commercial | Restaurant | New | Food Preparation | Natural Gas | Food Prep Other | Baseline Forecast | Incremental Savings (MMtherm) | 0 | 0 | 0 | 0 | 0 | 0 | 0 | 0 | 0 | 0 | 0 | 0 | 0 | 0 | 0 | 0 | 0 | 0 | 0 | 0 | 0 | 0 | 0 | 0 | 0 | 0 | 0 | 0 | 0 | 0 | 0 | 0 | 0 | 0 | 0 | 0
F1_Commercial_Restaurant_New_Miscellaneous_Natural Gas_Pool Heater_Baseline Forecast | F1 | Commercial | Restaurant | New | Miscellaneous | Natural Gas | Pool Heater | Baseline Forecast | Consumption Savings (MMtherm) | 0 | 0 | 0 | 0 | 0 | 0 | 0 | 0 | 0 | 0 | 0 | 0 | 0 | 0 | 0 | 0 | 0 | 0 | 0 | 0 | 0 | 0 | 0 | 0 | 0 | 0 | 0 | 0 | 0 | 0 | 0 | 0 | 0 | 0 | 0 | 0
F2_Commercial_Restaurant_New_Miscellaneous_Natural Gas_Pool Heater_Baseline Forecast | F2 | Commercial | Restaurant | New | Miscellaneous | Natural Gas | Pool Heater | Baseline Forecast | Summer Demand Savings (MW) | 0 | 0 | 0 | 0 | 0 | 0 | 0 | 0 | 0 | 0 | 0 | 0 | 0 | 0 | 0 | 0 | 0 | 0 | 0 | 0 | 0 | 0 | 0 | 0 | 0 | 0 | 0 | 0 | 0 | 0 | 0 | 0 | 0 | 0 | 0 | 0
F3_Commercial_Restaurant_New_Miscellaneous_Natural Gas_Pool Heater_Baseline Forecast | F3 | Commercial | Restaurant | New | Miscellaneous | Natural Gas | Pool Heater | Baseline Forecast | Winter Demand Savings (MW) | 0 | 0 | 0 | 0 | 0 | 0 | 0 | 0 | 0 | 0 | 0 | 0 | 0 | 0 | 0 | 0 | 0 | 0 | 0 | 0 | 0 | 0 | 0 | 0 | 0 | 0 | 0 | 0 | 0 | 0 | 0 | 0 | 0 | 0 | 0 | 0
F4_Commercial_Restaurant_New_Miscellaneous_Natural Gas_Pool Heater_Baseline Forecast | F4 | Commercial | Restaurant | New | Miscellaneous | Natural Gas | Pool Heater | Baseline Forecast | Incremental Savings (MMtherm) | 0 | 0 | 0 | 0 | 0 | 0 | 0 | 0 | 0 | 0 | 0 | 0 | 0 | 0 | 0 | 0 | 0 | 0 | 0 | 0 | 0 | 0 | 0 | 0 | 0 | 0 | 0 | 0 | 0 | 0 | 0 | 0 | 0 | 0 | 0 | 0
F1_Commercial_Restaurant_New_Miscellaneous_Natural Gas_Miscellaneous_Baseline Forecast | F1 | Commercial | Restaurant | New | Miscellaneous | Natural Gas | Miscellaneous | Baseline Forecast | Consumption Savings (MMtherm) | 0 | 0 | 0 | 0 | 0 | 0 | 0 | 0 | 0 | 0 | 0 | 0 | 0 | 0 | 0 | 0 | 0 | 0 | 0 | 0 | 0 | 0 | 0 | 0 | 0 | 0 | 0 | 0 | 0 | 0 | 0 | 0 | 0 | 0 | 0 | 0
F2_Commercial_Restaurant_New_Miscellaneous_Natural Gas_Miscellaneous_Baseline Forecast | F2 | Commercial | Restaurant | New | Miscellaneous | Natural Gas | Miscellaneous | Baseline Forecast | Summer Demand Savings (MW) | 0 | 0 | 0 | 0 | 0 | 0 | 0 | 0 | 0 | 0 | 0 | 0 | 0 | 0 | 0 | 0 | 0 | 0 | 0 | 0 | 0 | 0 | 0 | 0 | 0 | 0 | 0 | 0 | 0 | 0 | 0 | 0 | 0 | 0 | 0 | 0
F3_Commercial_Restaurant_New_Miscellaneous_Natural Gas_Miscellaneous_Baseline Forecast | F3 | Commercial | Restaurant | New | Miscellaneous | Natural Gas | Miscellaneous | Baseline Forecast | Winter Demand Savings (MW) | 0 | 0 | 0 | 0 | 0 | 0 | 0 | 0 | 0 | 0 | 0 | 0 | 0 | 0 | 0 | 0 | 0 | 0 | 0 | 0 | 0 | 0 | 0 | 0 | 0 | 0 | 0 | 0 | 0 | 0 | 0 | 0 | 0 | 0 | 0 | 0
F4_Commercial_Restaurant_New_Miscellaneous_Natural Gas_Miscellaneous_Baseline Forecast | F4 | Commercial | Restaurant | New | Miscellaneous | Natural Gas | Miscellaneous | Baseline Forecast | Incremental Savings (MMtherm) | 0 | 0 | 0 | 0 | 0 | 0 | 0 | 0 | 0 | 0 | 0 | 0 | 0 | 0 | 0 | 0 | 0 | 0 | 0 | 0 | 0 | 0 | 0 | 0 | 0 | 0 | 0 | 0 | 0 | 0 | 0 | 0 | 0 | 0 | 0 | 0
F1_Commercial_Retail_Existing_Space Heating_Natural Gas_Furnace_Baseline Forecast | F1 | Commercial | Retail | Existing | Space Heating | Natural Gas | Furnace | Baseline Forecast | Consumption Savings (MMtherm) | 0 | 0 | 0 | 0 | 0 | 0 | 0 | 0 | 0 | 0 | 0 | 0 | 0 | 0 | 0 | 0 | 0 | 0 | 0 | 0 | 0 | 0 | 0 | 0 | 0 | 0 | 0 | 0 | 0 | 0 | 0 | 0 | 0 | 0 | 0 | 0
F2_Commercial_Retail_Existing_Space Heating_Natural Gas_Furnace_Baseline Forecast | F2 | Commercial | Retail | Existing | Space Heating | Natural Gas | Furnace | Baseline Forecast | Summer Demand Savings (MW) | 0 | 0 | 0 | 0 | 0 | 0 | 0 | 0 | 0 | 0 | 0 | 0 | 0 | 0 | 0 | 0 | 0 | 0 | 0 | 0 | 0 | 0 | 0 | 0 | 0 | 0 | 0 | 0 | 0 | 0 | 0 | 0 | 0 | 0 | 0 | 0
F3_Commercial_Retail_Existing_Space Heating_Natural Gas_Furnace_Baseline Forecast | F3 | Commercial | Retail | Existing | Space Heating | Natural Gas | Furnace | Baseline Forecast | Winter Demand Savings (MW) | 0 | 0 | 0 | 0 | 0 | 0 | 0 | 0 | 0 | 0 | 0 | 0 | 0 | 0 | 0 | 0 | 0 | 0 | 0 | 0 | 0 | 0 | 0 | 0 | 0 | 0 | 0 | 0 | 0 | 0 | 0 | 0 | 0 | 0 | 0 | 0
F4_Commercial_Retail_Existing_Space Heating_Natural Gas_Furnace_Baseline Forecast | F4 | Commercial | Retail | Existing | Space Heating | Natural Gas | Furnace | Baseline Forecast | Incremental Savings (MMtherm) | 0 | 0 | 0 | 0 | 0 | 0 | 0 | 0 | 0 | 0 | 0 | 0 | 0 | 0 | 0 | 0 | 0 | 0 | 0 | 0 | 0 | 0 | 0 | 0 | 0 | 0 | 0 | 0 | 0 | 0 | 0 | 0 | 0 | 0 | 0 | 0
F1_Commercial_Retail_Existing_Space Heating_Natural Gas_Boiler_Baseline Forecast | F1 | Commercial | Retail | Existing | Space Heating | Natural Gas | Boiler | Baseline Forecast | Consumption Savings (MMtherm) | 0 | 0 | 0 | 0 | 0 | 0 | 0 | 0 | 0 | 0 | 0 | 0 | 0 | 0 | 0 | 0 | 0 | 0 | 0 | 0 | 0 | 0 | 0 | 0 | 0 | 0 | 0 | 0 | 0 | 0 | 0 | 0 | 0 | 0 | 0 | 0
F2_Commercial_Retail_Existing_Space Heating_Natural Gas_Boiler_Baseline Forecast | F2 | Commercial | Retail | Existing | Space Heating | Natural Gas | Boiler | Baseline Forecast | Summer Demand Savings (MW) | 0 | 0 | 0 | 0 | 0 | 0 | 0 | 0 | 0 | 0 | 0 | 0 | 0 | 0 | 0 | 0 | 0 | 0 | 0 | 0 | 0 | 0 | 0 | 0 | 0 | 0 | 0 | 0 | 0 | 0 | 0 | 0 | 0 | 0 | 0 | 0
F3_Commercial_Retail_Existing_Space Heating_Natural Gas_Boiler_Baseline Forecast | F3 | Commercial | Retail | Existing | Space Heating | Natural Gas | Boiler | Baseline Forecast | Winter Demand Savings (MW) | 0 | 0 | 0 | 0 | 0 | 0 | 0 | 0 | 0 | 0 | 0 | 0 | 0 | 0 | 0 | 0 | 0 | 0 | 0 | 0 | 0 | 0 | 0 | 0 | 0 | 0 | 0 | 0 | 0 | 0 | 0 | 0 | 0 | 0 | 0 | 0
F4_Commercial_Retail_Existing_Space Heating_Natural Gas_Boiler_Baseline Forecast | F4 | Commercial | Retail | Existing | Space Heating | Natural Gas | Boiler | Baseline Forecast | Incremental Savings (MMtherm) | 0 | 0 | 0 | 0 | 0 | 0 | 0 | 0 | 0 | 0 | 0 | 0 | 0 | 0 | 0 | 0 | 0 | 0 | 0 | 0 | 0 | 0 | 0 | 0 | 0 | 0 | 0 | 0 | 0 | 0 | 0 | 0 | 0 | 0 | 0 | 0
F1_Commercial_Retail_Existing_Space Heating_Natural Gas_Unit Heater_Baseline Forecast | F1 | Commercial | Retail | Existing | Space Heating | Natural Gas | Unit Heater | Baseline Forecast | Consumption Savings (MMtherm) | 0 | 0 | 0 | 0 | 0 | 0 | 0 | 0 | 0 | 0 | 0 | 0 | 0 | 0 | 0 | 0 | 0 | 0 | 0 | 0 | 0 | 0 | 0 | 0 | 0 | 0 | 0 | 0 | 0 | 0 | 0 | 0 | 0 | 0 | 0 | 0
F2_Commercial_Retail_Existing_Space Heating_Natural Gas_Unit Heater_Baseline Forecast | F2 | Commercial | Retail | Existing | Space Heating | Natural Gas | Unit Heater | Baseline Forecast | Summer Demand Savings (MW) | 0 | 0 | 0 | 0 | 0 | 0 | 0 | 0 | 0 | 0 | 0 | 0 | 0 | 0 | 0 | 0 | 0 | 0 | 0 | 0 | 0 | 0 | 0 | 0 | 0 | 0 | 0 | 0 | 0 | 0 | 0 | 0 | 0 | 0 | 0 | 0
F3_Commercial_Retail_Existing_Space Heating_Natural Gas_Unit Heater_Baseline Forecast | F3 | Commercial | Retail | Existing | Space Heating | Natural Gas | Unit Heater | Baseline Forecast | Winter Demand Savings (MW) | 0 | 0 | 0 | 0 | 0 | 0 | 0 | 0 | 0 | 0 | 0 | 0 | 0 | 0 | 0 | 0 | 0 | 0 | 0 | 0 | 0 | 0 | 0 | 0 | 0 | 0 | 0 | 0 | 0 | 0 | 0 | 0 | 0 | 0 | 0 | 0
F4_Commercial_Retail_Existing_Space Heating_Natural Gas_Unit Heater_Baseline Forecast | F4 | Commercial | Retail | Existing | Space Heating | Natural Gas | Unit Heater | Baseline Forecast | Incremental Savings (MMtherm) | 0 | 0 | 0 | 0 | 0 | 0 | 0 | 0 | 0 | 0 | 0 | 0 | 0 | 0 | 0 | 0 | 0 | 0 | 0 | 0 | 0 | 0 | 0 | 0 | 0 | 0 | 0 | 0 | 0 | 0 | 0 | 0 | 0 | 0 | 0 | 0
F1_Commercial_Retail_Existing_Water Heating_Natural Gas_Water Heater_Baseline Forecast | F1 | Commercial | Retail | Existing | Water Heating | Natural Gas | Water Heater | Baseline Forecast | Consumption Savings (MMtherm) | 0 | 0 | 0 | 0 | 0 | 0 | 0 | 0 | 0 | 0 | 0 | 0 | 0 | 0 | 0 | 0 | 0 | 0 | 0 | 0 | 0 | 0 | 0 | 0 | 0 | 0 | 0 | 0 | 0 | 0 | 0 | 0 | 0 | 0 | 0 | 0
F2_Commercial_Retail_Existing_Water Heating_Natural Gas_Water Heater_Baseline Forecast | F2 | Commercial | Retail | Existing | Water Heating | Natural Gas | Water Heater | Baseline Forecast | Summer Demand Savings (MW) | 0 | 0 | 0 | 0 | 0 | 0 | 0 | 0 | 0 | 0 | 0 | 0 | 0 | 0 | 0 | 0 | 0 | 0 | 0 | 0 | 0 | 0 | 0 | 0 | 0 | 0 | 0 | 0 | 0 | 0 | 0 | 0 | 0 | 0 | 0 | 0
F3_Commercial_Retail_Existing_Water Heating_Natural Gas_Water Heater_Baseline Forecast | F3 | Commercial | Retail | Existing | Water Heating | Natural Gas | Water Heater | Baseline Forecast | Winter Demand Savings (MW) | 0 | 0 | 0 | 0 | 0 | 0 | 0 | 0 | 0 | 0 | 0 | 0 | 0 | 0 | 0 | 0 | 0 | 0 | 0 | 0 | 0 | 0 | 0 | 0 | 0 | 0 | 0 | 0 | 0 | 0 | 0 | 0 | 0 | 0 | 0 | 0
F4_Commercial_Retail_Existing_Water Heating_Natural Gas_Water Heater_Baseline Forecast | F4 | Commercial | Retail | Existing | Water Heating | Natural Gas | Water Heater | Baseline Forecast | Incremental Savings (MMtherm) | 0 | 0 | 0 | 0 | 0 | 0 | 0 | 0 | 0 | 0 | 0 | 0 | 0 | 0 | 0 | 0 | 0 | 0 | 0 | 0 | 0 | 0 | 0 | 0 | 0 | 0 | 0 | 0 | 0 | 0 | 0 | 0 | 0 | 0 | 0 | 0
F1_Commercial_Retail_Existing_Food Preparation_Natural Gas_Oven_Baseline Forecast | F1 | Commercial | Retail | Existing | Food Preparation | Natural Gas | Oven | Baseline Forecast | Consumption Savings (MMtherm) | 0 | 0 | 0 | 0 | 0 | 0 | 0 | 0 | 0 | 0 | 0 | 0 | 0 | 0 | 0 | 0 | 0 | 0 | 0 | 0 | 0 | 0 | 0 | 0 | 0 | 0 | 0 | 0 | 0 | 0 | 0 | 0 | 0 | 0 | 0 | 0
F2_Commercial_Retail_Existing_Food Preparation_Natural Gas_Oven_Baseline Forecast | F2 | Commercial | Retail | Existing | Food Preparation | Natural Gas | Oven | Baseline Forecast | Summer Demand Savings (MW) | 0 | 0 | 0 | 0 | 0 | 0 | 0 | 0 | 0 | 0 | 0 | 0 | 0 | 0 | 0 | 0 | 0 | 0 | 0 | 0 | 0 | 0 | 0 | 0 | 0 | 0 | 0 | 0 | 0 | 0 | 0 | 0 | 0 | 0 | 0 | 0
F3_Commercial_Retail_Existing_Food Preparation_Natural Gas_Oven_Baseline Forecast | F3 | Commercial | Retail | Existing | Food Preparation | Natural Gas | Oven | Baseline Forecast | Winter Demand Savings (MW) | 0 | 0 | 0 | 0 | 0 | 0 | 0 | 0 | 0 | 0 | 0 | 0 | 0 | 0 | 0 | 0 | 0 | 0 | 0 | 0 | 0 | 0 | 0 | 0 | 0 | 0 | 0 | 0 | 0 | 0 | 0 | 0 | 0 | 0 | 0 | 0
F4_Commercial_Retail_Existing_Food Preparation_Natural Gas_Oven_Baseline Forecast | F4 | Commercial | Retail | Existing | Food Preparation | Natural Gas | Oven | Baseline Forecast | Incremental Savings (MMtherm) | 0 | 0 | 0 | 0 | 0 | 0 | 0 | 0 | 0 | 0 | 0 | 0 | 0 | 0 | 0 | 0 | 0 | 0 | 0 | 0 | 0 | 0 | 0 | 0 | 0 | 0 | 0 | 0 | 0 | 0 | 0 | 0 | 0 | 0 | 0 | 0
F1_Commercial_Retail_Existing_Food Preparation_Natural Gas_Conveyor Oven_Baseline Forecast | F1 | Commercial | Retail | Existing | Food Preparation | Natural Gas | Conveyor Oven | Baseline Forecast | Consumption Savings (MMtherm) | 0 | 0 | 0 | 0 | 0 | 0 | 0 | 0 | 0 | 0 | 0 | 0 | 0 | 0 | 0 | 0 | 0 | 0 | 0 | 0 | 0 | 0 | 0 | 0 | 0 | 0 | 0 | 0 | 0 | 0 | 0 | 0 | 0 | 0 | 0 | 0
F2_Commercial_Retail_Existing_Food Preparation_Natural Gas_Conveyor Oven_Baseline Forecast | F2 | Commercial | Retail | Existing | Food Preparation | Natural Gas | Conveyor Oven | Baseline Forecast | Summer Demand Savings (MW) | 0 | 0 | 0 | 0 | 0 | 0 | 0 | 0 | 0 | 0 | 0 | 0 | 0 | 0 | 0 | 0 | 0 | 0 | 0 | 0 | 0 | 0 | 0 | 0 | 0 | 0 | 0 | 0 | 0 | 0 | 0 | 0 | 0 | 0 | 0 | 0
F3_Commercial_Retail_Existing_Food Preparation_Natural Gas_Conveyor Oven_Baseline Forecast | F3 | Commercial | Retail | Existing | Food Preparation | Natural Gas | Conveyor Oven | Baseline Forecast | Winter Demand Savings (MW) | 0 | 0 | 0 | 0 | 0 | 0 | 0 | 0 | 0 | 0 | 0 | 0 | 0 | 0 | 0 | 0 | 0 | 0 | 0 | 0 | 0 | 0 | 0 | 0 | 0 | 0 | 0 | 0 | 0 | 0 | 0 | 0 | 0 | 0 | 0 | 0
F4_Commercial_Retail_Existing_Food Preparation_Natural Gas_Conveyor Oven_Baseline Forecast | F4 | Commercial | Retail | Existing | Food Preparation | Natural Gas | Conveyor Oven | Baseline Forecast | Incremental Savings (MMtherm) | 0 | 0 | 0 | 0 | 0 | 0 | 0 | 0 | 0 | 0 | 0 | 0 | 0 | 0 | 0 | 0 | 0 | 0 | 0 | 0 | 0 | 0 | 0 | 0 | 0 | 0 | 0 | 0 | 0 | 0 | 0 | 0 | 0 | 0 | 0 | 0
F1_Commercial_Retail_Existing_Food Preparation_Natural Gas_Double Rack Oven_Baseline Forecast | F1 | Commercial | Retail | Existing | Food Preparation | Natural Gas | Double Rack Oven | Baseline Forecast | Consumption Savings (MMtherm) | 0 | 0 | 0 | 0 | 0 | 0 | 0 | 0 | 0 | 0 | 0 | 0 | 0 | 0 | 0 | 0 | 0 | 0 | 0 | 0 | 0 | 0 | 0 | 0 | 0 | 0 | 0 | 0 | 0 | 0 | 0 | 0 | 0 | 0 | 0 | 0
F2_Commercial_Retail_Existing_Food Preparation_Natural Gas_Double Rack Oven_Baseline Forecast | F2 | Commercial | Retail | Existing | Food Preparation | Natural Gas | Double Rack Oven | Baseline Forecast | Summer Demand Savings (MW) | 0 | 0 | 0 | 0 | 0 | 0 | 0 | 0 | 0 | 0 | 0 | 0 | 0 | 0 | 0 | 0 | 0 | 0 | 0 | 0 | 0 | 0 | 0 | 0 | 0 | 0 | 0 | 0 | 0 | 0 | 0 | 0 | 0 | 0 | 0 | 0
F3_Commercial_Retail_Existing_Food Preparation_Natural Gas_Double Rack Oven_Baseline Forecast | F3 | Commercial | Retail | Existing | Food Preparation | Natural Gas | Double Rack Oven | Baseline Forecast | Winter Demand Savings (MW) | 0 | 0 | 0 | 0 | 0 | 0 | 0 | 0 | 0 | 0 | 0 | 0 | 0 | 0 | 0 | 0 | 0 | 0 | 0 | 0 | 0 | 0 | 0 | 0 | 0 | 0 | 0 | 0 | 0 | 0 | 0 | 0 | 0 | 0 | 0 | 0
F4_Commercial_Retail_Existing_Food Preparation_Natural Gas_Double Rack Oven_Baseline Forecast | F4 | Commercial | Retail | Existing | Food Preparation | Natural Gas | Double Rack Oven | Baseline Forecast | Incremental Savings (MMtherm) | 0 | 0 | 0 | 0 | 0 | 0 | 0 | 0 | 0 | 0 | 0 | 0 | 0 | 0 | 0 | 0 | 0 | 0 | 0 | 0 | 0 | 0 | 0 | 0 | 0 | 0 | 0 | 0 | 0 | 0 | 0 | 0 | 0 | 0 | 0 | 0
F1_Commercial_Retail_Existing_Food Preparation_Natural Gas_Fryer_Baseline Forecast | F1 | Commercial | Retail | Existing | Food Preparation | Natural Gas | Fryer | Baseline Forecast | Consumption Savings (MMtherm) | 0 | 0 | 0 | 0 | 0 | 0 | 0 | 0 | 0 | 0 | 0 | 0 | 0 | 0 | 0 | 0 | 0 | 0 | 0 | 0 | 0 | 0 | 0 | 0 | 0 | 0 | 0 | 0 | 0 | 0 | 0 | 0 | 0 | 0 | 0 | 0
F2_Commercial_Retail_Existing_Food Preparation_Natural Gas_Fryer_Baseline Forecast | F2 | Commercial | Retail | Existing | Food Preparation | Natural Gas | Fryer | Baseline Forecast | Summer Demand Savings (MW) | 0 | 0 | 0 | 0 | 0 | 0 | 0 | 0 | 0 | 0 | 0 | 0 | 0 | 0 | 0 | 0 | 0 | 0 | 0 | 0 | 0 | 0 | 0 | 0 | 0 | 0 | 0 | 0 | 0 | 0 | 0 | 0 | 0 | 0 | 0 | 0
F3_Commercial_Retail_Existing_Food Preparation_Natural Gas_Fryer_Baseline Forecast | F3 | Commercial | Retail | Existing | Food Preparation | Natural Gas | Fryer | Baseline Forecast | Winter Demand Savings (MW) | 0 | 0 | 0 | 0 | 0 | 0 | 0 | 0 | 0 | 0 | 0 | 0 | 0 | 0 | 0 | 0 | 0 | 0 | 0 | 0 | 0 | 0 | 0 | 0 | 0 | 0 | 0 | 0 | 0 | 0 | 0 | 0 | 0 | 0 | 0 | 0
F4_Commercial_Retail_Existing_Food Preparation_Natural Gas_Fryer_Baseline Forecast | F4 | Commercial | Retail | Existing | Food Preparation | Natural Gas | Fryer | Baseline Forecast | Incremental Savings (MMtherm) | 0 | 0 | 0 | 0 | 0 | 0 | 0 | 0 | 0 | 0 | 0 | 0 | 0 | 0 | 0 | 0 | 0 | 0 | 0 | 0 | 0 | 0 | 0 | 0 | 0 | 0 | 0 | 0 | 0 | 0 | 0 | 0 | 0 | 0 | 0 | 0
F1_Commercial_Retail_Existing_Food Preparation_Natural Gas_Broiler_Baseline Forecast | F1 | Commercial | Retail | Existing | Food Preparation | Natural Gas | Broiler | Baseline Forecast | Consumption Savings (MMtherm) | 0 | 0 | 0 | 0 | 0 | 0 | 0 | 0 | 0 | 0 | 0 | 0 | 0 | 0 | 0 | 0 | 0 | 0 | 0 | 0 | 0 | 0 | 0 | 0 | 0 | 0 | 0 | 0 | 0 | 0 | 0 | 0 | 0 | 0 | 0 | 0
F2_Commercial_Retail_Existing_Food Preparation_Natural Gas_Broiler_Baseline Forecast | F2 | Commercial | Retail | Existing | Food Preparation | Natural Gas | Broiler | Baseline Forecast | Summer Demand Savings (MW) | 0 | 0 | 0 | 0 | 0 | 0 | 0 | 0 | 0 | 0 | 0 | 0 | 0 | 0 | 0 | 0 | 0 | 0 | 0 | 0 | 0 | 0 | 0 | 0 | 0 | 0 | 0 | 0 | 0 | 0 | 0 | 0 | 0 | 0 | 0 | 0
F3_Commercial_Retail_Existing_Food Preparation_Natural Gas_Broiler_Baseline Forecast | F3 | Commercial | Retail | Existing | Food Preparation | Natural Gas | Broiler | Baseline Forecast | Winter Demand Savings (MW) | 0 | 0 | 0 | 0 | 0 | 0 | 0 | 0 | 0 | 0 | 0 | 0 | 0 | 0 | 0 | 0 | 0 | 0 | 0 | 0 | 0 | 0 | 0 | 0 | 0 | 0 | 0 | 0 | 0 | 0 | 0 | 0 | 0 | 0 | 0 | 0
F4_Commercial_Retail_Existing_Food Preparation_Natural Gas_Broiler_Baseline Forecast | F4 | Commercial | Retail | Existing | Food Preparation | Natural Gas | Broiler | Baseline Forecast | Incremental Savings (MMtherm) | 0 | 0 | 0 | 0 | 0 | 0 | 0 | 0 | 0 | 0 | 0 | 0 | 0 | 0 | 0 | 0 | 0 | 0 | 0 | 0 | 0 | 0 | 0 | 0 | 0 | 0 | 0 | 0 | 0 | 0 | 0 | 0 | 0 | 0 | 0 | 0
F1_Commercial_Retail_Existing_Food Preparation_Natural Gas_Griddle_Baseline Forecast | F1 | Commercial | Retail | Existing | Food Preparation | Natural Gas | Griddle | Baseline Forecast | Consumption Savings (MMtherm) | 0 | 0 | 0 | 0 | 0 | 0 | 0 | 0 | 0 | 0 | 0 | 0 | 0 | 0 | 0 | 0 | 0 | 0 | 0 | 0 | 0 | 0 | 0 | 0 | 0 | 0 | 0 | 0 | 0 | 0 | 0 | 0 | 0 | 0 | 0 | 0
F2_Commercial_Retail_Existing_Food Preparation_Natural Gas_Griddle_Baseline Forecast | F2 | Commercial | Retail | Existing | Food Preparation | Natural Gas | Griddle | Baseline Forecast | Summer Demand Savings (MW) | 0 | 0 | 0 | 0 | 0 | 0 | 0 | 0 | 0 | 0 | 0 | 0 | 0 | 0 | 0 | 0 | 0 | 0 | 0 | 0 | 0 | 0 | 0 | 0 | 0 | 0 | 0 | 0 | 0 | 0 | 0 | 0 | 0 | 0 | 0 | 0
F3_Commercial_Retail_Existing_Food Preparation_Natural Gas_Griddle_Baseline Forecast | F3 | Commercial | Retail | Existing | Food Preparation | Natural Gas | Griddle | Baseline Forecast | Winter Demand Savings (MW) | 0 | 0 | 0 | 0 | 0 | 0 | 0 | 0 | 0 | 0 | 0 | 0 | 0 | 0 | 0 | 0 | 0 | 0 | 0 | 0 | 0 | 0 | 0 | 0 | 0 | 0 | 0 | 0 | 0 | 0 | 0 | 0 | 0 | 0 | 0 | 0
F4_Commercial_Retail_Existing_Food Preparation_Natural Gas_Griddle_Baseline Forecast | F4 | Commercial | Retail | Existing | Food Preparation | Natural Gas | Griddle | Baseline Forecast | Incremental Savings (MMtherm) | 0 | 0 | 0 | 0 | 0 | 0 | 0 | 0 | 0 | 0 | 0 | 0 | 0 | 0 | 0 | 0 | 0 | 0 | 0 | 0 | 0 | 0 | 0 | 0 | 0 | 0 | 0 | 0 | 0 | 0 | 0 | 0 | 0 | 0 | 0 | 0
F1_Commercial_Retail_Existing_Food Preparation_Natural Gas_Range_Baseline Forecast | F1 | Commercial | Retail | Existing | Food Preparation | Natural Gas | Range | Baseline Forecast | Consumption Savings (MMtherm) | 0 | 0 | 0 | 0 | 0 | 0 | 0 | 0 | 0 | 0 | 0 | 0 | 0 | 0 | 0 | 0 | 0 | 0 | 0 | 0 | 0 | 0 | 0 | 0 | 0 | 0 | 0 | 0 | 0 | 0 | 0 | 0 | 0 | 0 | 0 | 0
F2_Commercial_Retail_Existing_Food Preparation_Natural Gas_Range_Baseline Forecast | F2 | Commercial | Retail | Existing | Food Preparation | Natural Gas | Range | Baseline Forecast | Summer Demand Savings (MW) | 0 | 0 | 0 | 0 | 0 | 0 | 0 | 0 | 0 | 0 | 0 | 0 | 0 | 0 | 0 | 0 | 0 | 0 | 0 | 0 | 0 | 0 | 0 | 0 | 0 | 0 | 0 | 0 | 0 | 0 | 0 | 0 | 0 | 0 | 0 | 0
F3_Commercial_Retail_Existing_Food Preparation_Natural Gas_Range_Baseline Forecast | F3 | Commercial | Retail | Existing | Food Preparation | Natural Gas | Range | Baseline Forecast | Winter Demand Savings (MW) | 0 | 0 | 0 | 0 | 0 | 0 | 0 | 0 | 0 | 0 | 0 | 0 | 0 | 0 | 0 | 0 | 0 | 0 | 0 | 0 | 0 | 0 | 0 | 0 | 0 | 0 | 0 | 0 | 0 | 0 | 0 | 0 | 0 | 0 | 0 | 0
F4_Commercial_Retail_Existing_Food Preparation_Natural Gas_Range_Baseline Forecast | F4 | Commercial | Retail | Existing | Food Preparation | Natural Gas | Range | Baseline Forecast | Incremental Savings (MMtherm) | 0 | 0 | 0 | 0 | 0 | 0 | 0 | 0 | 0 | 0 | 0 | 0 | 0 | 0 | 0 | 0 | 0 | 0 | 0 | 0 | 0 | 0 | 0 | 0 | 0 | 0 | 0 | 0 | 0 | 0 | 0 | 0 | 0 | 0 | 0 | 0
F1_Commercial_Retail_Existing_Food Preparation_Natural Gas_Steamer_Baseline Forecast | F1 | Commercial | Retail | Existing | Food Preparation | Natural Gas | Steamer | Baseline Forecast | Consumption Savings (MMtherm) | 0 | 0 | 0 | 0 | 0 | 0 | 0 | 0 | 0 | 0 | 0 | 0 | 0 | 0 | 0 | 0 | 0 | 0 | 0 | 0 | 0 | 0 | 0 | 0 | 0 | 0 | 0 | 0 | 0 | 0 | 0 | 0 | 0 | 0 | 0 | 0
F2_Commercial_Retail_Existing_Food Preparation_Natural Gas_Steamer_Baseline Forecast | F2 | Commercial | Retail | Existing | Food Preparation | Natural Gas | Steamer | Baseline Forecast | Summer Demand Savings (MW) | 0 | 0 | 0 | 0 | 0 | 0 | 0 | 0 | 0 | 0 | 0 | 0 | 0 | 0 | 0 | 0 | 0 | 0 | 0 | 0 | 0 | 0 | 0 | 0 | 0 | 0 | 0 | 0 | 0 | 0 | 0 | 0 | 0 | 0 | 0 | 0
F3_Commercial_Retail_Existing_Food Preparation_Natural Gas_Steamer_Baseline Forecast | F3 | Commercial | Retail | Existing | Food Preparation | Natural Gas | Steamer | Baseline Forecast | Winter Demand Savings (MW) | 0 | 0 | 0 | 0 | 0 | 0 | 0 | 0 | 0 | 0 | 0 | 0 | 0 | 0 | 0 | 0 | 0 | 0 | 0 | 0 | 0 | 0 | 0 | 0 | 0 | 0 | 0 | 0 | 0 | 0 | 0 | 0 | 0 | 0 | 0 | 0
F4_Commercial_Retail_Existing_Food Preparation_Natural Gas_Steamer_Baseline Forecast | F4 | Commercial | Retail | Existing | Food Preparation | Natural Gas | Steamer | Baseline Forecast | Incremental Savings (MMtherm) | 0 | 0 | 0 | 0 | 0 | 0 | 0 | 0 | 0 | 0 | 0 | 0 | 0 | 0 | 0 | 0 | 0 | 0 | 0 | 0 | 0 | 0 | 0 | 0 | 0 | 0 | 0 | 0 | 0 | 0 | 0 | 0 | 0 | 0 | 0 | 0
F1_Commercial_Retail_Existing_Food Preparation_Natural Gas_Food Prep Other_Baseline Forecast | F1 | Commercial | Retail | Existing | Food Preparation | Natural Gas | Food Prep Other | Baseline Forecast | Consumption Savings (MMtherm) | 0 | 0 | 0 | 0 | 0 | 0 | 0 | 0 | 0 | 0 | 0 | 0 | 0 | 0 | 0 | 0 | 0 | 0 | 0 | 0 | 0 | 0 | 0 | 0 | 0 | 0 | 0 | 0 | 0 | 0 | 0 | 0 | 0 | 0 | 0 | 0
F2_Commercial_Retail_Existing_Food Preparation_Natural Gas_Food Prep Other_Baseline Forecast | F2 | Commercial | Retail | Existing | Food Preparation | Natural Gas | Food Prep Other | Baseline Forecast | Summer Demand Savings (MW) | 0 | 0 | 0 | 0 | 0 | 0 | 0 | 0 | 0 | 0 | 0 | 0 | 0 | 0 | 0 | 0 | 0 | 0 | 0 | 0 | 0 | 0 | 0 | 0 | 0 | 0 | 0 | 0 | 0 | 0 | 0 | 0 | 0 | 0 | 0 | 0
F3_Commercial_Retail_Existing_Food Preparation_Natural Gas_Food Prep Other_Baseline Forecast | F3 | Commercial | Retail | Existing | Food Preparation | Natural Gas | Food Prep Other | Baseline Forecast | Winter Demand Savings (MW) | 0 | 0 | 0 | 0 | 0 | 0 | 0 | 0 | 0 | 0 | 0 | 0 | 0 | 0 | 0 | 0 | 0 | 0 | 0 | 0 | 0 | 0 | 0 | 0 | 0 | 0 | 0 | 0 | 0 | 0 | 0 | 0 | 0 | 0 | 0 | 0
F4_Commercial_Retail_Existing_Food Preparation_Natural Gas_Food Prep Other_Baseline Forecast | F4 | Commercial | Retail | Existing | Food Preparation | Natural Gas | Food Prep Other | Baseline Forecast | Incremental Savings (MMtherm) | 0 | 0 | 0 | 0 | 0 | 0 | 0 | 0 | 0 | 0 | 0 | 0 | 0 | 0 | 0 | 0 | 0 | 0 | 0 | 0 | 0 | 0 | 0 | 0 | 0 | 0 | 0 | 0 | 0 | 0 | 0 | 0 | 0 | 0 | 0 | 0
F1_Commercial_Retail_Existing_Miscellaneous_Natural Gas_Pool Heater_Baseline Forecast | F1 | Commercial | Retail | Existing | Miscellaneous | Natural Gas | Pool Heater | Baseline Forecast | Consumption Savings (MMtherm) | 0 | 0 | 0 | 0 | 0 | 0 | 0 | 0 | 0 | 0 | 0 | 0 | 0 | 0 | 0 | 0 | 0 | 0 | 0 | 0 | 0 | 0 | 0 | 0 | 0 | 0 | 0 | 0 | 0 | 0 | 0 | 0 | 0 | 0 | 0 | 0
F2_Commercial_Retail_Existing_Miscellaneous_Natural Gas_Pool Heater_Baseline Forecast | F2 | Commercial | Retail | Existing | Miscellaneous | Natural Gas | Pool Heater | Baseline Forecast | Summer Demand Savings (MW) | 0 | 0 | 0 | 0 | 0 | 0 | 0 | 0 | 0 | 0 | 0 | 0 | 0 | 0 | 0 | 0 | 0 | 0 | 0 | 0 | 0 | 0 | 0 | 0 | 0 | 0 | 0 | 0 | 0 | 0 | 0 | 0 | 0 | 0 | 0 | 0
F3_Commercial_Retail_Existing_Miscellaneous_Natural Gas_Pool Heater_Baseline Forecast | F3 | Commercial | Retail | Existing | Miscellaneous | Natural Gas | Pool Heater | Baseline Forecast | Winter Demand Savings (MW) | 0 | 0 | 0 | 0 | 0 | 0 | 0 | 0 | 0 | 0 | 0 | 0 | 0 | 0 | 0 | 0 | 0 | 0 | 0 | 0 | 0 | 0 | 0 | 0 | 0 | 0 | 0 | 0 | 0 | 0 | 0 | 0 | 0 | 0 | 0 | 0
F4_Commercial_Retail_Existing_Miscellaneous_Natural Gas_Pool Heater_Baseline Forecast | F4 | Commercial | Retail | Existing | Miscellaneous | Natural Gas | Pool Heater | Baseline Forecast | Incremental Savings (MMtherm) | 0 | 0 | 0 | 0 | 0 | 0 | 0 | 0 | 0 | 0 | 0 | 0 | 0 | 0 | 0 | 0 | 0 | 0 | 0 | 0 | 0 | 0 | 0 | 0 | 0 | 0 | 0 | 0 | 0 | 0 | 0 | 0 | 0 | 0 | 0 | 0
F1_Commercial_Retail_Existing_Miscellaneous_Natural Gas_Miscellaneous_Baseline Forecast | F1 | Commercial | Retail | Existing | Miscellaneous | Natural Gas | Miscellaneous | Baseline Forecast | Consumption Savings (MMtherm) | 0 | 0 | 0 | 0 | 0 | 0 | 0 | 0 | 0 | 0 | 0 | 0 | 0 | 0 | 0 | 0 | 0 | 0 | 0 | 0 | 0 | 0 | 0 | 0 | 0 | 0 | 0 | 0 | 0 | 0 | 0 | 0 | 0 | 0 | 0 | 0
F2_Commercial_Retail_Existing_Miscellaneous_Natural Gas_Miscellaneous_Baseline Forecast | F2 | Commercial | Retail | Existing | Miscellaneous | Natural Gas | Miscellaneous | Baseline Forecast | Summer Demand Savings (MW) | 0 | 0 | 0 | 0 | 0 | 0 | 0 | 0 | 0 | 0 | 0 | 0 | 0 | 0 | 0 | 0 | 0 | 0 | 0 | 0 | 0 | 0 | 0 | 0 | 0 | 0 | 0 | 0 | 0 | 0 | 0 | 0 | 0 | 0 | 0 | 0
F3_Commercial_Retail_Existing_Miscellaneous_Natural Gas_Miscellaneous_Baseline Forecast | F3 | Commercial | Retail | Existing | Miscellaneous | Natural Gas | Miscellaneous | Baseline Forecast | Winter Demand Savings (MW) | 0 | 0 | 0 | 0 | 0 | 0 | 0 | 0 | 0 | 0 | 0 | 0 | 0 | 0 | 0 | 0 | 0 | 0 | 0 | 0 | 0 | 0 | 0 | 0 | 0 | 0 | 0 | 0 | 0 | 0 | 0 | 0 | 0 | 0 | 0 | 0
F4_Commercial_Retail_Existing_Miscellaneous_Natural Gas_Miscellaneous_Baseline Forecast | F4 | Commercial | Retail | Existing | Miscellaneous | Natural Gas | Miscellaneous | Baseline Forecast | Incremental Savings (MMtherm) | 0 | 0 | 0 | 0 | 0 | 0 | 0 | 0 | 0 | 0 | 0 | 0 | 0 | 0 | 0 | 0 | 0 | 0 | 0 | 0 | 0 | 0 | 0 | 0 | 0 | 0 | 0 | 0 | 0 | 0 | 0 | 0 | 0 | 0 | 0 | 0
F1_Commercial_Retail_New_Space Heating_Natural Gas_Furnace_Baseline Forecast | F1 | Commercial | Retail | New | Space Heating | Natural Gas | Furnace | Baseline Forecast | Consumption Savings (MMtherm) | 0 | 0 | 0 | 0 | 0 | 0 | 0 | 0 | 0 | 0 | 0 | 0 | 0 | 0 | 0 | 0 | 0 | 0 | 0 | 0 | 0 | 0 | 0 | 0 | 0 | 0 | 0 | 0 | 0 | 0 | 0 | 0 | 0 | 0 | 0 | 0
F2_Commercial_Retail_New_Space Heating_Natural Gas_Furnace_Baseline Forecast | F2 | Commercial | Retail | New | Space Heating | Natural Gas | Furnace | Baseline Forecast | Summer Demand Savings (MW) | 0 | 0 | 0 | 0 | 0 | 0 | 0 | 0 | 0 | 0 | 0 | 0 | 0 | 0 | 0 | 0 | 0 | 0 | 0 | 0 | 0 | 0 | 0 | 0 | 0 | 0 | 0 | 0 | 0 | 0 | 0 | 0 | 0 | 0 | 0 | 0
F3_Commercial_Retail_New_Space Heating_Natural Gas_Furnace_Baseline Forecast | F3 | Commercial | Retail | New | Space Heating | Natural Gas | Furnace | Baseline Forecast | Winter Demand Savings (MW) | 0 | 0 | 0 | 0 | 0 | 0 | 0 | 0 | 0 | 0 | 0 | 0 | 0 | 0 | 0 | 0 | 0 | 0 | 0 | 0 | 0 | 0 | 0 | 0 | 0 | 0 | 0 | 0 | 0 | 0 | 0 | 0 | 0 | 0 | 0 | 0
F4_Commercial_Retail_New_Space Heating_Natural Gas_Furnace_Baseline Forecast | F4 | Commercial | Retail | New | Space Heating | Natural Gas | Furnace | Baseline Forecast | Incremental Savings (MMtherm) | 0 | 0 | 0 | 0 | 0 | 0 | 0 | 0 | 0 | 0 | 0 | 0 | 0 | 0 | 0 | 0 | 0 | 0 | 0 | 0 | 0 | 0 | 0 | 0 | 0 | 0 | 0 | 0 | 0 | 0 | 0 | 0 | 0 | 0 | 0 | 0
F1_Commercial_Retail_New_Space Heating_Natural Gas_Boiler_Baseline Forecast | F1 | Commercial | Retail | New | Space Heating | Natural Gas | Boiler | Baseline Forecast | Consumption Savings (MMtherm) | 0 | 0 | 0 | 0 | 0 | 0 | 0 | 0 | 0 | 0 | 0 | 0 | 0 | 0 | 0 | 0 | 0 | 0 | 0 | 0 | 0 | 0 | 0 | 0 | 0 | 0 | 0 | 0 | 0 | 0 | 0 | 0 | 0 | 0 | 0 | 0
F2_Commercial_Retail_New_Space Heating_Natural Gas_Boiler_Baseline Forecast | F2 | Commercial | Retail | New | Space Heating | Natural Gas | Boiler | Baseline Forecast | Summer Demand Savings (MW) | 0 | 0 | 0 | 0 | 0 | 0 | 0 | 0 | 0 | 0 | 0 | 0 | 0 | 0 | 0 | 0 | 0 | 0 | 0 | 0 | 0 | 0 | 0 | 0 | 0 | 0 | 0 | 0 | 0 | 0 | 0 | 0 | 0 | 0 | 0 | 0
F3_Commercial_Retail_New_Space Heating_Natural Gas_Boiler_Baseline Forecast | F3 | Commercial | Retail | New | Space Heating | Natural Gas | Boiler | Baseline Forecast | Winter Demand Savings (MW) | 0 | 0 | 0 | 0 | 0 | 0 | 0 | 0 | 0 | 0 | 0 | 0 | 0 | 0 | 0 | 0 | 0 | 0 | 0 | 0 | 0 | 0 | 0 | 0 | 0 | 0 | 0 | 0 | 0 | 0 | 0 | 0 | 0 | 0 | 0 | 0
F4_Commercial_Retail_New_Space Heating_Natural Gas_Boiler_Baseline Forecast | F4 | Commercial | Retail | New | Space Heating | Natural Gas | Boiler | Baseline Forecast | Incremental Savings (MMtherm) | 0 | 0 | 0 | 0 | 0 | 0 | 0 | 0 | 0 | 0 | 0 | 0 | 0 | 0 | 0 | 0 | 0 | 0 | 0 | 0 | 0 | 0 | 0 | 0 | 0 | 0 | 0 | 0 | 0 | 0 | 0 | 0 | 0 | 0 | 0 | 0
F1_Commercial_Retail_New_Space Heating_Natural Gas_Unit Heater_Baseline Forecast | F1 | Commercial | Retail | New | Space Heating | Natural Gas | Unit Heater | Baseline Forecast | Consumption Savings (MMtherm) | 0 | 0 | 0 | 0 | 0 | 0 | 0 | 0 | 0 | 0 | 0 | 0 | 0 | 0 | 0 | 0 | 0 | 0 | 0 | 0 | 0 | 0 | 0 | 0 | 0 | 0 | 0 | 0 | 0 | 0 | 0 | 0 | 0 | 0 | 0 | 0
F2_Commercial_Retail_New_Space Heating_Natural Gas_Unit Heater_Baseline Forecast | F2 | Commercial | Retail | New | Space Heating | Natural Gas | Unit Heater | Baseline Forecast | Summer Demand Savings (MW) | 0 | 0 | 0 | 0 | 0 | 0 | 0 | 0 | 0 | 0 | 0 | 0 | 0 | 0 | 0 | 0 | 0 | 0 | 0 | 0 | 0 | 0 | 0 | 0 | 0 | 0 | 0 | 0 | 0 | 0 | 0 | 0 | 0 | 0 | 0 | 0
F3_Commercial_Retail_New_Space Heating_Natural Gas_Unit Heater_Baseline Forecast | F3 | Commercial | Retail | New | Space Heating | Natural Gas | Unit Heater | Baseline Forecast | Winter Demand Savings (MW) | 0 | 0 | 0 | 0 | 0 | 0 | 0 | 0 | 0 | 0 | 0 | 0 | 0 | 0 | 0 | 0 | 0 | 0 | 0 | 0 | 0 | 0 | 0 | 0 | 0 | 0 | 0 | 0 | 0 | 0 | 0 | 0 | 0 | 0 | 0 | 0
F4_Commercial_Retail_New_Space Heating_Natural Gas_Unit Heater_Baseline Forecast | F4 | Commercial | Retail | New | Space Heating | Natural Gas | Unit Heater | Baseline Forecast | Incremental Savings (MMtherm) | 0 | 0 | 0 | 0 | 0 | 0 | 0 | 0 | 0 | 0 | 0 | 0 | 0 | 0 | 0 | 0 | 0 | 0 | 0 | 0 | 0 | 0 | 0 | 0 | 0 | 0 | 0 | 0 | 0 | 0 | 0 | 0 | 0 | 0 | 0 | 0
F1_Commercial_Retail_New_Water Heating_Natural Gas_Water Heater_Baseline Forecast | F1 | Commercial | Retail | New | Water Heating | Natural Gas | Water Heater | Baseline Forecast | Consumption Savings (MMtherm) | 0 | 0 | 0 | 0 | 0 | 0 | 0 | 0 | 0 | 0 | 0 | 0 | 0 | 0 | 0 | 0 | 0 | 0 | 0 | 0 | 0 | 0 | 0 | 0 | 0 | 0 | 0 | 0 | 0 | 0 | 0 | 0 | 0 | 0 | 0 | 0
F2_Commercial_Retail_New_Water Heating_Natural Gas_Water Heater_Baseline Forecast | F2 | Commercial | Retail | New | Water Heating | Natural Gas | Water Heater | Baseline Forecast | Summer Demand Savings (MW) | 0 | 0 | 0 | 0 | 0 | 0 | 0 | 0 | 0 | 0 | 0 | 0 | 0 | 0 | 0 | 0 | 0 | 0 | 0 | 0 | 0 | 0 | 0 | 0 | 0 | 0 | 0 | 0 | 0 | 0 | 0 | 0 | 0 | 0 | 0 | 0
F3_Commercial_Retail_New_Water Heating_Natural Gas_Water Heater_Baseline Forecast | F3 | Commercial | Retail | New | Water Heating | Natural Gas | Water Heater | Baseline Forecast | Winter Demand Savings (MW) | 0 | 0 | 0 | 0 | 0 | 0 | 0 | 0 | 0 | 0 | 0 | 0 | 0 | 0 | 0 | 0 | 0 | 0 | 0 | 0 | 0 | 0 | 0 | 0 | 0 | 0 | 0 | 0 | 0 | 0 | 0 | 0 | 0 | 0 | 0 | 0
F4_Commercial_Retail_New_Water Heating_Natural Gas_Water Heater_Baseline Forecast | F4 | Commercial | Retail | New | Water Heating | Natural Gas | Water Heater | Baseline Forecast | Incremental Savings (MMtherm) | 0 | 0 | 0 | 0 | 0 | 0 | 0 | 0 | 0 | 0 | 0 | 0 | 0 | 0 | 0 | 0 | 0 | 0 | 0 | 0 | 0 | 0 | 0 | 0 | 0 | 0 | 0 | 0 | 0 | 0 | 0 | 0 | 0 | 0 | 0 | 0
F1_Commercial_Retail_New_Food Preparation_Natural Gas_Oven_Baseline Forecast | F1 | Commercial | Retail | New | Food Preparation | Natural Gas | Oven | Baseline Forecast | Consumption Savings (MMtherm) | 0 | 0 | 0 | 0 | 0 | 0 | 0 | 0 | 0 | 0 | 0 | 0 | 0 | 0 | 0 | 0 | 0 | 0 | 0 | 0 | 0 | 0 | 0 | 0 | 0 | 0 | 0 | 0 | 0 | 0 | 0 | 0 | 0 | 0 | 0 | 0
F2_Commercial_Retail_New_Food Preparation_Natural Gas_Oven_Baseline Forecast | F2 | Commercial | Retail | New | Food Preparation | Natural Gas | Oven | Baseline Forecast | Summer Demand Savings (MW) | 0 | 0 | 0 | 0 | 0 | 0 | 0 | 0 | 0 | 0 | 0 | 0 | 0 | 0 | 0 | 0 | 0 | 0 | 0 | 0 | 0 | 0 | 0 | 0 | 0 | 0 | 0 | 0 | 0 | 0 | 0 | 0 | 0 | 0 | 0 | 0
F3_Commercial_Retail_New_Food Preparation_Natural Gas_Oven_Baseline Forecast | F3 | Commercial | Retail | New | Food Preparation | Natural Gas | Oven | Baseline Forecast | Winter Demand Savings (MW) | 0 | 0 | 0 | 0 | 0 | 0 | 0 | 0 | 0 | 0 | 0 | 0 | 0 | 0 | 0 | 0 | 0 | 0 | 0 | 0 | 0 | 0 | 0 | 0 | 0 | 0 | 0 | 0 | 0 | 0 | 0 | 0 | 0 | 0 | 0 | 0
F4_Commercial_Retail_New_Food Preparation_Natural Gas_Oven_Baseline Forecast | F4 | Commercial | Retail | New | Food Preparation | Natural Gas | Oven | Baseline Forecast | Incremental Savings (MMtherm) | 0 | 0 | 0 | 0 | 0 | 0 | 0 | 0 | 0 | 0 | 0 | 0 | 0 | 0 | 0 | 0 | 0 | 0 | 0 | 0 | 0 | 0 | 0 | 0 | 0 | 0 | 0 | 0 | 0 | 0 | 0 | 0 | 0 | 0 | 0 | 0
F1_Commercial_Retail_New_Food Preparation_Natural Gas_Conveyor Oven_Baseline Forecast | F1 | Commercial | Retail | New | Food Preparation | Natural Gas | Conveyor Oven | Baseline Forecast | Consumption Savings (MMtherm) | 0 | 0 | 0 | 0 | 0 | 0 | 0 | 0 | 0 | 0 | 0 | 0 | 0 | 0 | 0 | 0 | 0 | 0 | 0 | 0 | 0 | 0 | 0 | 0 | 0 | 0 | 0 | 0 | 0 | 0 | 0 | 0 | 0 | 0 | 0 | 0
F2_Commercial_Retail_New_Food Preparation_Natural Gas_Conveyor Oven_Baseline Forecast | F2 | Commercial | Retail | New | Food Preparation | Natural Gas | Conveyor Oven | Baseline Forecast | Summer Demand Savings (MW) | 0 | 0 | 0 | 0 | 0 | 0 | 0 | 0 | 0 | 0 | 0 | 0 | 0 | 0 | 0 | 0 | 0 | 0 | 0 | 0 | 0 | 0 | 0 | 0 | 0 | 0 | 0 | 0 | 0 | 0 | 0 | 0 | 0 | 0 | 0 | 0
F3_Commercial_Retail_New_Food Preparation_Natural Gas_Conveyor Oven_Baseline Forecast | F3 | Commercial | Retail | New | Food Preparation | Natural Gas | Conveyor Oven | Baseline Forecast | Winter Demand Savings (MW) | 0 | 0 | 0 | 0 | 0 | 0 | 0 | 0 | 0 | 0 | 0 | 0 | 0 | 0 | 0 | 0 | 0 | 0 | 0 | 0 | 0 | 0 | 0 | 0 | 0 | 0 | 0 | 0 | 0 | 0 | 0 | 0 | 0 | 0 | 0 | 0
F4_Commercial_Retail_New_Food Preparation_Natural Gas_Conveyor Oven_Baseline Forecast | F4 | Commercial | Retail | New | Food Preparation | Natural Gas | Conveyor Oven | Baseline Forecast | Incremental Savings (MMtherm) | 0 | 0 | 0 | 0 | 0 | 0 | 0 | 0 | 0 | 0 | 0 | 0 | 0 | 0 | 0 | 0 | 0 | 0 | 0 | 0 | 0 | 0 | 0 | 0 | 0 | 0 | 0 | 0 | 0 | 0 | 0 | 0 | 0 | 0 | 0 | 0
F1_Commercial_Retail_New_Food Preparation_Natural Gas_Double Rack Oven_Baseline Forecast | F1 | Commercial | Retail | New | Food Preparation | Natural Gas | Double Rack Oven | Baseline Forecast | Consumption Savings (MMtherm) | 0 | 0 | 0 | 0 | 0 | 0 | 0 | 0 | 0 | 0 | 0 | 0 | 0 | 0 | 0 | 0 | 0 | 0 | 0 | 0 | 0 | 0 | 0 | 0 | 0 | 0 | 0 | 0 | 0 | 0 | 0 | 0 | 0 | 0 | 0 | 0
F2_Commercial_Retail_New_Food Preparation_Natural Gas_Double Rack Oven_Baseline Forecast | F2 | Commercial | Retail | New | Food Preparation | Natural Gas | Double Rack Oven | Baseline Forecast | Summer Demand Savings (MW) | 0 | 0 | 0 | 0 | 0 | 0 | 0 | 0 | 0 | 0 | 0 | 0 | 0 | 0 | 0 | 0 | 0 | 0 | 0 | 0 | 0 | 0 | 0 | 0 | 0 | 0 | 0 | 0 | 0 | 0 | 0 | 0 | 0 | 0 | 0 | 0
F3_Commercial_Retail_New_Food Preparation_Natural Gas_Double Rack Oven_Baseline Forecast | F3 | Commercial | Retail | New | Food Preparation | Natural Gas | Double Rack Oven | Baseline Forecast | Winter Demand Savings (MW) | 0 | 0 | 0 | 0 | 0 | 0 | 0 | 0 | 0 | 0 | 0 | 0 | 0 | 0 | 0 | 0 | 0 | 0 | 0 | 0 | 0 | 0 | 0 | 0 | 0 | 0 | 0 | 0 | 0 | 0 | 0 | 0 | 0 | 0 | 0 | 0
F4_Commercial_Retail_New_Food Preparation_Natural Gas_Double Rack Oven_Baseline Forecast | F4 | Commercial | Retail | New | Food Preparation | Natural Gas | Double Rack Oven | Baseline Forecast | Incremental Savings (MMtherm) | 0 | 0 | 0 | 0 | 0 | 0 | 0 | 0 | 0 | 0 | 0 | 0 | 0 | 0 | 0 | 0 | 0 | 0 | 0 | 0 | 0 | 0 | 0 | 0 | 0 | 0 | 0 | 0 | 0 | 0 | 0 | 0 | 0 | 0 | 0 | 0
F1_Commercial_Retail_New_Food Preparation_Natural Gas_Fryer_Baseline Forecast | F1 | Commercial | Retail | New | Food Preparation | Natural Gas | Fryer | Baseline Forecast | Consumption Savings (MMtherm) | 0 | 0 | 0 | 0 | 0 | 0 | 0 | 0 | 0 | 0 | 0 | 0 | 0 | 0 | 0 | 0 | 0 | 0 | 0 | 0 | 0 | 0 | 0 | 0 | 0 | 0 | 0 | 0 | 0 | 0 | 0 | 0 | 0 | 0 | 0 | 0
F2_Commercial_Retail_New_Food Preparation_Natural Gas_Fryer_Baseline Forecast | F2 | Commercial | Retail | New | Food Preparation | Natural Gas | Fryer | Baseline Forecast | Summer Demand Savings (MW) | 0 | 0 | 0 | 0 | 0 | 0 | 0 | 0 | 0 | 0 | 0 | 0 | 0 | 0 | 0 | 0 | 0 | 0 | 0 | 0 | 0 | 0 | 0 | 0 | 0 | 0 | 0 | 0 | 0 | 0 | 0 | 0 | 0 | 0 | 0 | 0
F3_Commercial_Retail_New_Food Preparation_Natural Gas_Fryer_Baseline Forecast | F3 | Commercial | Retail | New | Food Preparation | Natural Gas | Fryer | Baseline Forecast | Winter Demand Savings (MW) | 0 | 0 | 0 | 0 | 0 | 0 | 0 | 0 | 0 | 0 | 0 | 0 | 0 | 0 | 0 | 0 | 0 | 0 | 0 | 0 | 0 | 0 | 0 | 0 | 0 | 0 | 0 | 0 | 0 | 0 | 0 | 0 | 0 | 0 | 0 | 0
F4_Commercial_Retail_New_Food Preparation_Natural Gas_Fryer_Baseline Forecast | F4 | Commercial | Retail | New | Food Preparation | Natural Gas | Fryer | Baseline Forecast | Incremental Savings (MMtherm) | 0 | 0 | 0 | 0 | 0 | 0 | 0 | 0 | 0 | 0 | 0 | 0 | 0 | 0 | 0 | 0 | 0 | 0 | 0 | 0 | 0 | 0 | 0 | 0 | 0 | 0 | 0 | 0 | 0 | 0 | 0 | 0 | 0 | 0 | 0 | 0
F1_Commercial_Retail_New_Food Preparation_Natural Gas_Broiler_Baseline Forecast | F1 | Commercial | Retail | New | Food Preparation | Natural Gas | Broiler | Baseline Forecast | Consumption Savings (MMtherm) | 0 | 0 | 0 | 0 | 0 | 0 | 0 | 0 | 0 | 0 | 0 | 0 | 0 | 0 | 0 | 0 | 0 | 0 | 0 | 0 | 0 | 0 | 0 | 0 | 0 | 0 | 0 | 0 | 0 | 0 | 0 | 0 | 0 | 0 | 0 | 0
F2_Commercial_Retail_New_Food Preparation_Natural Gas_Broiler_Baseline Forecast | F2 | Commercial | Retail | New | Food Preparation | Natural Gas | Broiler | Baseline Forecast | Summer Demand Savings (MW) | 0 | 0 | 0 | 0 | 0 | 0 | 0 | 0 | 0 | 0 | 0 | 0 | 0 | 0 | 0 | 0 | 0 | 0 | 0 | 0 | 0 | 0 | 0 | 0 | 0 | 0 | 0 | 0 | 0 | 0 | 0 | 0 | 0 | 0 | 0 | 0
F3_Commercial_Retail_New_Food Preparation_Natural Gas_Broiler_Baseline Forecast | F3 | Commercial | Retail | New | Food Preparation | Natural Gas | Broiler | Baseline Forecast | Winter Demand Savings (MW) | 0 | 0 | 0 | 0 | 0 | 0 | 0 | 0 | 0 | 0 | 0 | 0 | 0 | 0 | 0 | 0 | 0 | 0 | 0 | 0 | 0 | 0 | 0 | 0 | 0 | 0 | 0 | 0 | 0 | 0 | 0 | 0 | 0 | 0 | 0 | 0
F4_Commercial_Retail_New_Food Preparation_Natural Gas_Broiler_Baseline Forecast | F4 | Commercial | Retail | New | Food Preparation | Natural Gas | Broiler | Baseline Forecast | Incremental Savings (MMtherm) | 0 | 0 | 0 | 0 | 0 | 0 | 0 | 0 | 0 | 0 | 0 | 0 | 0 | 0 | 0 | 0 | 0 | 0 | 0 | 0 | 0 | 0 | 0 | 0 | 0 | 0 | 0 | 0 | 0 | 0 | 0 | 0 | 0 | 0 | 0 | 0
F1_Commercial_Retail_New_Food Preparation_Natural Gas_Griddle_Baseline Forecast | F1 | Commercial | Retail | New | Food Preparation | Natural Gas | Griddle | Baseline Forecast | Consumption Savings (MMtherm) | 0 | 0 | 0 | 0 | 0 | 0 | 0 | 0 | 0 | 0 | 0 | 0 | 0 | 0 | 0 | 0 | 0 | 0 | 0 | 0 | 0 | 0 | 0 | 0 | 0 | 0 | 0 | 0 | 0 | 0 | 0 | 0 | 0 | 0 | 0 | 0
F2_Commercial_Retail_New_Food Preparation_Natural Gas_Griddle_Baseline Forecast | F2 | Commercial | Retail | New | Food Preparation | Natural Gas | Griddle | Baseline Forecast | Summer Demand Savings (MW) | 0 | 0 | 0 | 0 | 0 | 0 | 0 | 0 | 0 | 0 | 0 | 0 | 0 | 0 | 0 | 0 | 0 | 0 | 0 | 0 | 0 | 0 | 0 | 0 | 0 | 0 | 0 | 0 | 0 | 0 | 0 | 0 | 0 | 0 | 0 | 0
F3_Commercial_Retail_New_Food Preparation_Natural Gas_Griddle_Baseline Forecast | F3 | Commercial | Retail | New | Food Preparation | Natural Gas | Griddle | Baseline Forecast | Winter Demand Savings (MW) | 0 | 0 | 0 | 0 | 0 | 0 | 0 | 0 | 0 | 0 | 0 | 0 | 0 | 0 | 0 | 0 | 0 | 0 | 0 | 0 | 0 | 0 | 0 | 0 | 0 | 0 | 0 | 0 | 0 | 0 | 0 | 0 | 0 | 0 | 0 | 0
F4_Commercial_Retail_New_Food Preparation_Natural Gas_Griddle_Baseline Forecast | F4 | Commercial | Retail | New | Food Preparation | Natural Gas | Griddle | Baseline Forecast | Incremental Savings (MMtherm) | 0 | 0 | 0 | 0 | 0 | 0 | 0 | 0 | 0 | 0 | 0 | 0 | 0 | 0 | 0 | 0 | 0 | 0 | 0 | 0 | 0 | 0 | 0 | 0 | 0 | 0 | 0 | 0 | 0 | 0 | 0 | 0 | 0 | 0 | 0 | 0
F1_Commercial_Retail_New_Food Preparation_Natural Gas_Range_Baseline Forecast | F1 | Commercial | Retail | New | Food Preparation | Natural Gas | Range | Baseline Forecast | Consumption Savings (MMtherm) | 0 | 0 | 0 | 0 | 0 | 0 | 0 | 0 | 0 | 0 | 0 | 0 | 0 | 0 | 0 | 0 | 0 | 0 | 0 | 0 | 0 | 0 | 0 | 0 | 0 | 0 | 0 | 0 | 0 | 0 | 0 | 0 | 0 | 0 | 0 | 0
F2_Commercial_Retail_New_Food Preparation_Natural Gas_Range_Baseline Forecast | F2 | Commercial | Retail | New | Food Preparation | Natural Gas | Range | Baseline Forecast | Summer Demand Savings (MW) | 0 | 0 | 0 | 0 | 0 | 0 | 0 | 0 | 0 | 0 | 0 | 0 | 0 | 0 | 0 | 0 | 0 | 0 | 0 | 0 | 0 | 0 | 0 | 0 | 0 | 0 | 0 | 0 | 0 | 0 | 0 | 0 | 0 | 0 | 0 | 0
F3_Commercial_Retail_New_Food Preparation_Natural Gas_Range_Baseline Forecast | F3 | Commercial | Retail | New | Food Preparation | Natural Gas | Range | Baseline Forecast | Winter Demand Savings (MW) | 0 | 0 | 0 | 0 | 0 | 0 | 0 | 0 | 0 | 0 | 0 | 0 | 0 | 0 | 0 | 0 | 0 | 0 | 0 | 0 | 0 | 0 | 0 | 0 | 0 | 0 | 0 | 0 | 0 | 0 | 0 | 0 | 0 | 0 | 0 | 0
F4_Commercial_Retail_New_Food Preparation_Natural Gas_Range_Baseline Forecast | F4 | Commercial | Retail | New | Food Preparation | Natural Gas | Range | Baseline Forecast | Incremental Savings (MMtherm) | 0 | 0 | 0 | 0 | 0 | 0 | 0 | 0 | 0 | 0 | 0 | 0 | 0 | 0 | 0 | 0 | 0 | 0 | 0 | 0 | 0 | 0 | 0 | 0 | 0 | 0 | 0 | 0 | 0 | 0 | 0 | 0 | 0 | 0 | 0 | 0
F1_Commercial_Retail_New_Food Preparation_Natural Gas_Steamer_Baseline Forecast | F1 | Commercial | Retail | New | Food Preparation | Natural Gas | Steamer | Baseline Forecast | Consumption Savings (MMtherm) | 0 | 0 | 0 | 0 | 0 | 0 | 0 | 0 | 0 | 0 | 0 | 0 | 0 | 0 | 0 | 0 | 0 | 0 | 0 | 0 | 0 | 0 | 0 | 0 | 0 | 0 | 0 | 0 | 0 | 0 | 0 | 0 | 0 | 0 | 0 | 0
F2_Commercial_Retail_New_Food Preparation_Natural Gas_Steamer_Baseline Forecast | F2 | Commercial | Retail | New | Food Preparation | Natural Gas | Steamer | Baseline Forecast | Summer Demand Savings (MW) | 0 | 0 | 0 | 0 | 0 | 0 | 0 | 0 | 0 | 0 | 0 | 0 | 0 | 0 | 0 | 0 | 0 | 0 | 0 | 0 | 0 | 0 | 0 | 0 | 0 | 0 | 0 | 0 | 0 | 0 | 0 | 0 | 0 | 0 | 0 | 0
F3_Commercial_Retail_New_Food Preparation_Natural Gas_Steamer_Baseline Forecast | F3 | Commercial | Retail | New | Food Preparation | Natural Gas | Steamer | Baseline Forecast | Winter Demand Savings (MW) | 0 | 0 | 0 | 0 | 0 | 0 | 0 | 0 | 0 | 0 | 0 | 0 | 0 | 0 | 0 | 0 | 0 | 0 | 0 | 0 | 0 | 0 | 0 | 0 | 0 | 0 | 0 | 0 | 0 | 0 | 0 | 0 | 0 | 0 | 0 | 0
F4_Commercial_Retail_New_Food Preparation_Natural Gas_Steamer_Baseline Forecast | F4 | Commercial | Retail | New | Food Preparation | Natural Gas | Steamer | Baseline Forecast | Incremental Savings (MMtherm) | 0 | 0 | 0 | 0 | 0 | 0 | 0 | 0 | 0 | 0 | 0 | 0 | 0 | 0 | 0 | 0 | 0 | 0 | 0 | 0 | 0 | 0 | 0 | 0 | 0 | 0 | 0 | 0 | 0 | 0 | 0 | 0 | 0 | 0 | 0 | 0
F1_Commercial_Retail_New_Food Preparation_Natural Gas_Food Prep Other_Baseline Forecast | F1 | Commercial | Retail | New | Food Preparation | Natural Gas | Food Prep Other | Baseline Forecast | Consumption Savings (MMtherm) | 0 | 0 | 0 | 0 | 0 | 0 | 0 | 0 | 0 | 0 | 0 | 0 | 0 | 0 | 0 | 0 | 0 | 0 | 0 | 0 | 0 | 0 | 0 | 0 | 0 | 0 | 0 | 0 | 0 | 0 | 0 | 0 | 0 | 0 | 0 | 0
F2_Commercial_Retail_New_Food Preparation_Natural Gas_Food Prep Other_Baseline Forecast | F2 | Commercial | Retail | New | Food Preparation | Natural Gas | Food Prep Other | Baseline Forecast | Summer Demand Savings (MW) | 0 | 0 | 0 | 0 | 0 | 0 | 0 | 0 | 0 | 0 | 0 | 0 | 0 | 0 | 0 | 0 | 0 | 0 | 0 | 0 | 0 | 0 | 0 | 0 | 0 | 0 | 0 | 0 | 0 | 0 | 0 | 0 | 0 | 0 | 0 | 0
F3_Commercial_Retail_New_Food Preparation_Natural Gas_Food Prep Other_Baseline Forecast | F3 | Commercial | Retail | New | Food Preparation | Natural Gas | Food Prep Other | Baseline Forecast | Winter Demand Savings (MW) | 0 | 0 | 0 | 0 | 0 | 0 | 0 | 0 | 0 | 0 | 0 | 0 | 0 | 0 | 0 | 0 | 0 | 0 | 0 | 0 | 0 | 0 | 0 | 0 | 0 | 0 | 0 | 0 | 0 | 0 | 0 | 0 | 0 | 0 | 0 | 0
F4_Commercial_Retail_New_Food Preparation_Natural Gas_Food Prep Other_Baseline Forecast | F4 | Commercial | Retail | New | Food Preparation | Natural Gas | Food Prep Other | Baseline Forecast | Incremental Savings (MMtherm) | 0 | 0 | 0 | 0 | 0 | 0 | 0 | 0 | 0 | 0 | 0 | 0 | 0 | 0 | 0 | 0 | 0 | 0 | 0 | 0 | 0 | 0 | 0 | 0 | 0 | 0 | 0 | 0 | 0 | 0 | 0 | 0 | 0 | 0 | 0 | 0
F1_Commercial_Retail_New_Miscellaneous_Natural Gas_Pool Heater_Baseline Forecast | F1 | Commercial | Retail | New | Miscellaneous | Natural Gas | Pool Heater | Baseline Forecast | Consumption Savings (MMtherm) | 0 | 0 | 0 | 0 | 0 | 0 | 0 | 0 | 0 | 0 | 0 | 0 | 0 | 0 | 0 | 0 | 0 | 0 | 0 | 0 | 0 | 0 | 0 | 0 | 0 | 0 | 0 | 0 | 0 | 0 | 0 | 0 | 0 | 0 | 0 | 0
F2_Commercial_Retail_New_Miscellaneous_Natural Gas_Pool Heater_Baseline Forecast | F2 | Commercial | Retail | New | Miscellaneous | Natural Gas | Pool Heater | Baseline Forecast | Summer Demand Savings (MW) | 0 | 0 | 0 | 0 | 0 | 0 | 0 | 0 | 0 | 0 | 0 | 0 | 0 | 0 | 0 | 0 | 0 | 0 | 0 | 0 | 0 | 0 | 0 | 0 | 0 | 0 | 0 | 0 | 0 | 0 | 0 | 0 | 0 | 0 | 0 | 0
F3_Commercial_Retail_New_Miscellaneous_Natural Gas_Pool Heater_Baseline Forecast | F3 | Commercial | Retail | New | Miscellaneous | Natural Gas | Pool Heater | Baseline Forecast | Winter Demand Savings (MW) | 0 | 0 | 0 | 0 | 0 | 0 | 0 | 0 | 0 | 0 | 0 | 0 | 0 | 0 | 0 | 0 | 0 | 0 | 0 | 0 | 0 | 0 | 0 | 0 | 0 | 0 | 0 | 0 | 0 | 0 | 0 | 0 | 0 | 0 | 0 | 0
F4_Commercial_Retail_New_Miscellaneous_Natural Gas_Pool Heater_Baseline Forecast | F4 | Commercial | Retail | New | Miscellaneous | Natural Gas | Pool Heater | Baseline Forecast | Incremental Savings (MMtherm) | 0 | 0 | 0 | 0 | 0 | 0 | 0 | 0 | 0 | 0 | 0 | 0 | 0 | 0 | 0 | 0 | 0 | 0 | 0 | 0 | 0 | 0 | 0 | 0 | 0 | 0 | 0 | 0 | 0 | 0 | 0 | 0 | 0 | 0 | 0 | 0
F1_Commercial_Retail_New_Miscellaneous_Natural Gas_Miscellaneous_Baseline Forecast | F1 | Commercial | Retail | New | Miscellaneous | Natural Gas | Miscellaneous | Baseline Forecast | Consumption Savings (MMtherm) | 0 | 0 | 0 | 0 | 0 | 0 | 0 | 0 | 0 | 0 | 0 | 0 | 0 | 0 | 0 | 0 | 0 | 0 | 0 | 0 | 0 | 0 | 0 | 0 | 0 | 0 | 0 | 0 | 0 | 0 | 0 | 0 | 0 | 0 | 0 | 0
F2_Commercial_Retail_New_Miscellaneous_Natural Gas_Miscellaneous_Baseline Forecast | F2 | Commercial | Retail | New | Miscellaneous | Natural Gas | Miscellaneous | Baseline Forecast | Summer Demand Savings (MW) | 0 | 0 | 0 | 0 | 0 | 0 | 0 | 0 | 0 | 0 | 0 | 0 | 0 | 0 | 0 | 0 | 0 | 0 | 0 | 0 | 0 | 0 | 0 | 0 | 0 | 0 | 0 | 0 | 0 | 0 | 0 | 0 | 0 | 0 | 0 | 0
F3_Commercial_Retail_New_Miscellaneous_Natural Gas_Miscellaneous_Baseline Forecast | F3 | Commercial | Retail | New | Miscellaneous | Natural Gas | Miscellaneous | Baseline Forecast | Winter Demand Savings (MW) | 0 | 0 | 0 | 0 | 0 | 0 | 0 | 0 | 0 | 0 | 0 | 0 | 0 | 0 | 0 | 0 | 0 | 0 | 0 | 0 | 0 | 0 | 0 | 0 | 0 | 0 | 0 | 0 | 0 | 0 | 0 | 0 | 0 | 0 | 0 | 0
F4_Commercial_Retail_New_Miscellaneous_Natural Gas_Miscellaneous_Baseline Forecast | F4 | Commercial | Retail | New | Miscellaneous | Natural Gas | Miscellaneous | Baseline Forecast | Incremental Savings (MMtherm) | 0 | 0 | 0 | 0 | 0 | 0 | 0 | 0 | 0 | 0 | 0 | 0 | 0 | 0 | 0 | 0 | 0 | 0 | 0 | 0 | 0 | 0 | 0 | 0 | 0 | 0 | 0 | 0 | 0 | 0 | 0 | 0 | 0 | 0 | 0 | 0
F1_Commercial_Grocery_Existing_Space Heating_Natural Gas_Furnace_Baseline Forecast | F1 | Commercial | Grocery | Existing | Space Heating | Natural Gas | Furnace | Baseline Forecast | Consumption Savings (MMtherm) | 0 | 0 | 0 | 0 | 0 | 0 | 0 | 0 | 0 | 0 | 0 | 0 | 0 | 0 | 0 | 0 | 0 | 0 | 0 | 0 | 0 | 0 | 0 | 0 | 0 | 0 | 0 | 0 | 0 | 0 | 0 | 0 | 0 | 0 | 0 | 0
F2_Commercial_Grocery_Existing_Space Heating_Natural Gas_Furnace_Baseline Forecast | F2 | Commercial | Grocery | Existing | Space Heating | Natural Gas | Furnace | Baseline Forecast | Summer Demand Savings (MW) | 0 | 0 | 0 | 0 | 0 | 0 | 0 | 0 | 0 | 0 | 0 | 0 | 0 | 0 | 0 | 0 | 0 | 0 | 0 | 0 | 0 | 0 | 0 | 0 | 0 | 0 | 0 | 0 | 0 | 0 | 0 | 0 | 0 | 0 | 0 | 0
F3_Commercial_Grocery_Existing_Space Heating_Natural Gas_Furnace_Baseline Forecast | F3 | Commercial | Grocery | Existing | Space Heating | Natural Gas | Furnace | Baseline Forecast | Winter Demand Savings (MW) | 0 | 0 | 0 | 0 | 0 | 0 | 0 | 0 | 0 | 0 | 0 | 0 | 0 | 0 | 0 | 0 | 0 | 0 | 0 | 0 | 0 | 0 | 0 | 0 | 0 | 0 | 0 | 0 | 0 | 0 | 0 | 0 | 0 | 0 | 0 | 0
F4_Commercial_Grocery_Existing_Space Heating_Natural Gas_Furnace_Baseline Forecast | F4 | Commercial | Grocery | Existing | Space Heating | Natural Gas | Furnace | Baseline Forecast | Incremental Savings (MMtherm) | 0 | 0 | 0 | 0 | 0 | 0 | 0 | 0 | 0 | 0 | 0 | 0 | 0 | 0 | 0 | 0 | 0 | 0 | 0 | 0 | 0 | 0 | 0 | 0 | 0 | 0 | 0 | 0 | 0 | 0 | 0 | 0 | 0 | 0 | 0 | 0
F1_Commercial_Grocery_Existing_Space Heating_Natural Gas_Boiler_Baseline Forecast | F1 | Commercial | Grocery | Existing | Space Heating | Natural Gas | Boiler | Baseline Forecast | Consumption Savings (MMtherm) | 0 | 0 | 0 | 0 | 0 | 0 | 0 | 0 | 0 | 0 | 0 | 0 | 0 | 0 | 0 | 0 | 0 | 0 | 0 | 0 | 0 | 0 | 0 | 0 | 0 | 0 | 0 | 0 | 0 | 0 | 0 | 0 | 0 | 0 | 0 | 0
F2_Commercial_Grocery_Existing_Space Heating_Natural Gas_Boiler_Baseline Forecast | F2 | Commercial | Grocery | Existing | Space Heating | Natural Gas | Boiler | Baseline Forecast | Summer Demand Savings (MW) | 0 | 0 | 0 | 0 | 0 | 0 | 0 | 0 | 0 | 0 | 0 | 0 | 0 | 0 | 0 | 0 | 0 | 0 | 0 | 0 | 0 | 0 | 0 | 0 | 0 | 0 | 0 | 0 | 0 | 0 | 0 | 0 | 0 | 0 | 0 | 0
F3_Commercial_Grocery_Existing_Space Heating_Natural Gas_Boiler_Baseline Forecast | F3 | Commercial | Grocery | Existing | Space Heating | Natural Gas | Boiler | Baseline Forecast | Winter Demand Savings (MW) | 0 | 0 | 0 | 0 | 0 | 0 | 0 | 0 | 0 | 0 | 0 | 0 | 0 | 0 | 0 | 0 | 0 | 0 | 0 | 0 | 0 | 0 | 0 | 0 | 0 | 0 | 0 | 0 | 0 | 0 | 0 | 0 | 0 | 0 | 0 | 0
F4_Commercial_Grocery_Existing_Space Heating_Natural Gas_Boiler_Baseline Forecast | F4 | Commercial | Grocery | Existing | Space Heating | Natural Gas | Boiler | Baseline Forecast | Incremental Savings (MMtherm) | 0 | 0 | 0 | 0 | 0 | 0 | 0 | 0 | 0 | 0 | 0 | 0 | 0 | 0 | 0 | 0 | 0 | 0 | 0 | 0 | 0 | 0 | 0 | 0 | 0 | 0 | 0 | 0 | 0 | 0 | 0 | 0 | 0 | 0 | 0 | 0
F1_Commercial_Grocery_Existing_Space Heating_Natural Gas_Unit Heater_Baseline Forecast | F1 | Commercial | Grocery | Existing | Space Heating | Natural Gas | Unit Heater | Baseline Forecast | Consumption Savings (MMtherm) | 0 | 0 | 0 | 0 | 0 | 0 | 0 | 0 | 0 | 0 | 0 | 0 | 0 | 0 | 0 | 0 | 0 | 0 | 0 | 0 | 0 | 0 | 0 | 0 | 0 | 0 | 0 | 0 | 0 | 0 | 0 | 0 | 0 | 0 | 0 | 0
F2_Commercial_Grocery_Existing_Space Heating_Natural Gas_Unit Heater_Baseline Forecast | F2 | Commercial | Grocery | Existing | Space Heating | Natural Gas | Unit Heater | Baseline Forecast | Summer Demand Savings (MW) | 0 | 0 | 0 | 0 | 0 | 0 | 0 | 0 | 0 | 0 | 0 | 0 | 0 | 0 | 0 | 0 | 0 | 0 | 0 | 0 | 0 | 0 | 0 | 0 | 0 | 0 | 0 | 0 | 0 | 0 | 0 | 0 | 0 | 0 | 0 | 0
F3_Commercial_Grocery_Existing_Space Heating_Natural Gas_Unit Heater_Baseline Forecast | F3 | Commercial | Grocery | Existing | Space Heating | Natural Gas | Unit Heater | Baseline Forecast | Winter Demand Savings (MW) | 0 | 0 | 0 | 0 | 0 | 0 | 0 | 0 | 0 | 0 | 0 | 0 | 0 | 0 | 0 | 0 | 0 | 0 | 0 | 0 | 0 | 0 | 0 | 0 | 0 | 0 | 0 | 0 | 0 | 0 | 0 | 0 | 0 | 0 | 0 | 0
F4_Commercial_Grocery_Existing_Space Heating_Natural Gas_Unit Heater_Baseline Forecast | F4 | Commercial | Grocery | Existing | Space Heating | Natural Gas | Unit Heater | Baseline Forecast | Incremental Savings (MMtherm) | 0 | 0 | 0 | 0 | 0 | 0 | 0 | 0 | 0 | 0 | 0 | 0 | 0 | 0 | 0 | 0 | 0 | 0 | 0 | 0 | 0 | 0 | 0 | 0 | 0 | 0 | 0 | 0 | 0 | 0 | 0 | 0 | 0 | 0 | 0 | 0
F1_Commercial_Grocery_Existing_Water Heating_Natural Gas_Water Heater_Baseline Forecast | F1 | Commercial | Grocery | Existing | Water Heating | Natural Gas | Water Heater | Baseline Forecast | Consumption Savings (MMtherm) | 0 | 0 | 0 | 0 | 0 | 0 | 0 | 0 | 0 | 0 | 0 | 0 | 0 | 0 | 0 | 0 | 0 | 0 | 0 | 0 | 0 | 0 | 0 | 0 | 0 | 0 | 0 | 0 | 0 | 0 | 0 | 0 | 0 | 0 | 0 | 0
F2_Commercial_Grocery_Existing_Water Heating_Natural Gas_Water Heater_Baseline Forecast | F2 | Commercial | Grocery | Existing | Water Heating | Natural Gas | Water Heater | Baseline Forecast | Summer Demand Savings (MW) | 0 | 0 | 0 | 0 | 0 | 0 | 0 | 0 | 0 | 0 | 0 | 0 | 0 | 0 | 0 | 0 | 0 | 0 | 0 | 0 | 0 | 0 | 0 | 0 | 0 | 0 | 0 | 0 | 0 | 0 | 0 | 0 | 0 | 0 | 0 | 0
F3_Commercial_Grocery_Existing_Water Heating_Natural Gas_Water Heater_Baseline Forecast | F3 | Commercial | Grocery | Existing | Water Heating | Natural Gas | Water Heater | Baseline Forecast | Winter Demand Savings (MW) | 0 | 0 | 0 | 0 | 0 | 0 | 0 | 0 | 0 | 0 | 0 | 0 | 0 | 0 | 0 | 0 | 0 | 0 | 0 | 0 | 0 | 0 | 0 | 0 | 0 | 0 | 0 | 0 | 0 | 0 | 0 | 0 | 0 | 0 | 0 | 0
F4_Commercial_Grocery_Existing_Water Heating_Natural Gas_Water Heater_Baseline Forecast | F4 | Commercial | Grocery | Existing | Water Heating | Natural Gas | Water Heater | Baseline Forecast | Incremental Savings (MMtherm) | 0 | 0 | 0 | 0 | 0 | 0 | 0 | 0 | 0 | 0 | 0 | 0 | 0 | 0 | 0 | 0 | 0 | 0 | 0 | 0 | 0 | 0 | 0 | 0 | 0 | 0 | 0 | 0 | 0 | 0 | 0 | 0 | 0 | 0 | 0 | 0
F1_Commercial_Grocery_Existing_Food Preparation_Natural Gas_Oven_Baseline Forecast | F1 | Commercial | Grocery | Existing | Food Preparation | Natural Gas | Oven | Baseline Forecast | Consumption Savings (MMtherm) | 0 | 0 | 0 | 0 | 0 | 0 | 0 | 0 | 0 | 0 | 0 | 0 | 0 | 0 | 0 | 0 | 0 | 0 | 0 | 0 | 0 | 0 | 0 | 0 | 0 | 0 | 0 | 0 | 0 | 0 | 0 | 0 | 0 | 0 | 0 | 0
F2_Commercial_Grocery_Existing_Food Preparation_Natural Gas_Oven_Baseline Forecast | F2 | Commercial | Grocery | Existing | Food Preparation | Natural Gas | Oven | Baseline Forecast | Summer Demand Savings (MW) | 0 | 0 | 0 | 0 | 0 | 0 | 0 | 0 | 0 | 0 | 0 | 0 | 0 | 0 | 0 | 0 | 0 | 0 | 0 | 0 | 0 | 0 | 0 | 0 | 0 | 0 | 0 | 0 | 0 | 0 | 0 | 0 | 0 | 0 | 0 | 0
F3_Commercial_Grocery_Existing_Food Preparation_Natural Gas_Oven_Baseline Forecast | F3 | Commercial | Grocery | Existing | Food Preparation | Natural Gas | Oven | Baseline Forecast | Winter Demand Savings (MW) | 0 | 0 | 0 | 0 | 0 | 0 | 0 | 0 | 0 | 0 | 0 | 0 | 0 | 0 | 0 | 0 | 0 | 0 | 0 | 0 | 0 | 0 | 0 | 0 | 0 | 0 | 0 | 0 | 0 | 0 | 0 | 0 | 0 | 0 | 0 | 0
F4_Commercial_Grocery_Existing_Food Preparation_Natural Gas_Oven_Baseline Forecast | F4 | Commercial | Grocery | Existing | Food Preparation | Natural Gas | Oven | Baseline Forecast | Incremental Savings (MMtherm) | 0 | 0 | 0 | 0 | 0 | 0 | 0 | 0 | 0 | 0 | 0 | 0 | 0 | 0 | 0 | 0 | 0 | 0 | 0 | 0 | 0 | 0 | 0 | 0 | 0 | 0 | 0 | 0 | 0 | 0 | 0 | 0 | 0 | 0 | 0 | 0
F1_Commercial_Grocery_Existing_Food Preparation_Natural Gas_Conveyor Oven_Baseline Forecast | F1 | Commercial | Grocery | Existing | Food Preparation | Natural Gas | Conveyor Oven | Baseline Forecast | Consumption Savings (MMtherm) | 0 | 0 | 0 | 0 | 0 | 0 | 0 | 0 | 0 | 0 | 0 | 0 | 0 | 0 | 0 | 0 | 0 | 0 | 0 | 0 | 0 | 0 | 0 | 0 | 0 | 0 | 0 | 0 | 0 | 0 | 0 | 0 | 0 | 0 | 0 | 0
F2_Commercial_Grocery_Existing_Food Preparation_Natural Gas_Conveyor Oven_Baseline Forecast | F2 | Commercial | Grocery | Existing | Food Preparation | Natural Gas | Conveyor Oven | Baseline Forecast | Summer Demand Savings (MW) | 0 | 0 | 0 | 0 | 0 | 0 | 0 | 0 | 0 | 0 | 0 | 0 | 0 | 0 | 0 | 0 | 0 | 0 | 0 | 0 | 0 | 0 | 0 | 0 | 0 | 0 | 0 | 0 | 0 | 0 | 0 | 0 | 0 | 0 | 0 | 0
F3_Commercial_Grocery_Existing_Food Preparation_Natural Gas_Conveyor Oven_Baseline Forecast | F3 | Commercial | Grocery | Existing | Food Preparation | Natural Gas | Conveyor Oven | Baseline Forecast | Winter Demand Savings (MW) | 0 | 0 | 0 | 0 | 0 | 0 | 0 | 0 | 0 | 0 | 0 | 0 | 0 | 0 | 0 | 0 | 0 | 0 | 0 | 0 | 0 | 0 | 0 | 0 | 0 | 0 | 0 | 0 | 0 | 0 | 0 | 0 | 0 | 0 | 0 | 0
F4_Commercial_Grocery_Existing_Food Preparation_Natural Gas_Conveyor Oven_Baseline Forecast | F4 | Commercial | Grocery | Existing | Food Preparation | Natural Gas | Conveyor Oven | Baseline Forecast | Incremental Savings (MMtherm) | 0 | 0 | 0 | 0 | 0 | 0 | 0 | 0 | 0 | 0 | 0 | 0 | 0 | 0 | 0 | 0 | 0 | 0 | 0 | 0 | 0 | 0 | 0 | 0 | 0 | 0 | 0 | 0 | 0 | 0 | 0 | 0 | 0 | 0 | 0 | 0
F1_Commercial_Grocery_Existing_Food Preparation_Natural Gas_Double Rack Oven_Baseline Forecast | F1 | Commercial | Grocery | Existing | Food Preparation | Natural Gas | Double Rack Oven | Baseline Forecast | Consumption Savings (MMtherm) | 0 | 0 | 0 | 0 | 0 | 0 | 0 | 0 | 0 | 0 | 0 | 0 | 0 | 0 | 0 | 0 | 0 | 0 | 0 | 0 | 0 | 0 | 0 | 0 | 0 | 0 | 0 | 0 | 0 | 0 | 0 | 0 | 0 | 0 | 0 | 0
F2_Commercial_Grocery_Existing_Food Preparation_Natural Gas_Double Rack Oven_Baseline Forecast | F2 | Commercial | Grocery | Existing | Food Preparation | Natural Gas | Double Rack Oven | Baseline Forecast | Summer Demand Savings (MW) | 0 | 0 | 0 | 0 | 0 | 0 | 0 | 0 | 0 | 0 | 0 | 0 | 0 | 0 | 0 | 0 | 0 | 0 | 0 | 0 | 0 | 0 | 0 | 0 | 0 | 0 | 0 | 0 | 0 | 0 | 0 | 0 | 0 | 0 | 0 | 0
F3_Commercial_Grocery_Existing_Food Preparation_Natural Gas_Double Rack Oven_Baseline Forecast | F3 | Commercial | Grocery | Existing | Food Preparation | Natural Gas | Double Rack Oven | Baseline Forecast | Winter Demand Savings (MW) | 0 | 0 | 0 | 0 | 0 | 0 | 0 | 0 | 0 | 0 | 0 | 0 | 0 | 0 | 0 | 0 | 0 | 0 | 0 | 0 | 0 | 0 | 0 | 0 | 0 | 0 | 0 | 0 | 0 | 0 | 0 | 0 | 0 | 0 | 0 | 0
F4_Commercial_Grocery_Existing_Food Preparation_Natural Gas_Double Rack Oven_Baseline Forecast | F4 | Commercial | Grocery | Existing | Food Preparation | Natural Gas | Double Rack Oven | Baseline Forecast | Incremental Savings (MMtherm) | 0 | 0 | 0 | 0 | 0 | 0 | 0 | 0 | 0 | 0 | 0 | 0 | 0 | 0 | 0 | 0 | 0 | 0 | 0 | 0 | 0 | 0 | 0 | 0 | 0 | 0 | 0 | 0 | 0 | 0 | 0 | 0 | 0 | 0 | 0 | 0
F1_Commercial_Grocery_Existing_Food Preparation_Natural Gas_Fryer_Baseline Forecast | F1 | Commercial | Grocery | Existing | Food Preparation | Natural Gas | Fryer | Baseline Forecast | Consumption Savings (MMtherm) | 0 | 0 | 0 | 0 | 0 | 0 | 0 | 0 | 0 | 0 | 0 | 0 | 0 | 0 | 0 | 0 | 0 | 0 | 0 | 0 | 0 | 0 | 0 | 0 | 0 | 0 | 0 | 0 | 0 | 0 | 0 | 0 | 0 | 0 | 0 | 0
F2_Commercial_Grocery_Existing_Food Preparation_Natural Gas_Fryer_Baseline Forecast | F2 | Commercial | Grocery | Existing | Food Preparation | Natural Gas | Fryer | Baseline Forecast | Summer Demand Savings (MW) | 0 | 0 | 0 | 0 | 0 | 0 | 0 | 0 | 0 | 0 | 0 | 0 | 0 | 0 | 0 | 0 | 0 | 0 | 0 | 0 | 0 | 0 | 0 | 0 | 0 | 0 | 0 | 0 | 0 | 0 | 0 | 0 | 0 | 0 | 0 | 0
F3_Commercial_Grocery_Existing_Food Preparation_Natural Gas_Fryer_Baseline Forecast | F3 | Commercial | Grocery | Existing | Food Preparation | Natural Gas | Fryer | Baseline Forecast | Winter Demand Savings (MW) | 0 | 0 | 0 | 0 | 0 | 0 | 0 | 0 | 0 | 0 | 0 | 0 | 0 | 0 | 0 | 0 | 0 | 0 | 0 | 0 | 0 | 0 | 0 | 0 | 0 | 0 | 0 | 0 | 0 | 0 | 0 | 0 | 0 | 0 | 0 | 0
F4_Commercial_Grocery_Existing_Food Preparation_Natural Gas_Fryer_Baseline Forecast | F4 | Commercial | Grocery | Existing | Food Preparation | Natural Gas | Fryer | Baseline Forecast | Incremental Savings (MMtherm) | 0 | 0 | 0 | 0 | 0 | 0 | 0 | 0 | 0 | 0 | 0 | 0 | 0 | 0 | 0 | 0 | 0 | 0 | 0 | 0 | 0 | 0 | 0 | 0 | 0 | 0 | 0 | 0 | 0 | 0 | 0 | 0 | 0 | 0 | 0 | 0
F1_Commercial_Grocery_Existing_Food Preparation_Natural Gas_Broiler_Baseline Forecast | F1 | Commercial | Grocery | Existing | Food Preparation | Natural Gas | Broiler | Baseline Forecast | Consumption Savings (MMtherm) | 0 | 0 | 0 | 0 | 0 | 0 | 0 | 0 | 0 | 0 | 0 | 0 | 0 | 0 | 0 | 0 | 0 | 0 | 0 | 0 | 0 | 0 | 0 | 0 | 0 | 0 | 0 | 0 | 0 | 0 | 0 | 0 | 0 | 0 | 0 | 0
F2_Commercial_Grocery_Existing_Food Preparation_Natural Gas_Broiler_Baseline Forecast | F2 | Commercial | Grocery | Existing | Food Preparation | Natural Gas | Broiler | Baseline Forecast | Summer Demand Savings (MW) | 0 | 0 | 0 | 0 | 0 | 0 | 0 | 0 | 0 | 0 | 0 | 0 | 0 | 0 | 0 | 0 | 0 | 0 | 0 | 0 | 0 | 0 | 0 | 0 | 0 | 0 | 0 | 0 | 0 | 0 | 0 | 0 | 0 | 0 | 0 | 0
F3_Commercial_Grocery_Existing_Food Preparation_Natural Gas_Broiler_Baseline Forecast | F3 | Commercial | Grocery | Existing | Food Preparation | Natural Gas | Broiler | Baseline Forecast | Winter Demand Savings (MW) | 0 | 0 | 0 | 0 | 0 | 0 | 0 | 0 | 0 | 0 | 0 | 0 | 0 | 0 | 0 | 0 | 0 | 0 | 0 | 0 | 0 | 0 | 0 | 0 | 0 | 0 | 0 | 0 | 0 | 0 | 0 | 0 | 0 | 0 | 0 | 0
F4_Commercial_Grocery_Existing_Food Preparation_Natural Gas_Broiler_Baseline Forecast | F4 | Commercial | Grocery | Existing | Food Preparation | Natural Gas | Broiler | Baseline Forecast | Incremental Savings (MMtherm) | 0 | 0 | 0 | 0 | 0 | 0 | 0 | 0 | 0 | 0 | 0 | 0 | 0 | 0 | 0 | 0 | 0 | 0 | 0 | 0 | 0 | 0 | 0 | 0 | 0 | 0 | 0 | 0 | 0 | 0 | 0 | 0 | 0 | 0 | 0 | 0
F1_Commercial_Grocery_Existing_Food Preparation_Natural Gas_Griddle_Baseline Forecast | F1 | Commercial | Grocery | Existing | Food Preparation | Natural Gas | Griddle | Baseline Forecast | Consumption Savings (MMtherm) | 0 | 0 | 0 | 0 | 0 | 0 | 0 | 0 | 0 | 0 | 0 | 0 | 0 | 0 | 0 | 0 | 0 | 0 | 0 | 0 | 0 | 0 | 0 | 0 | 0 | 0 | 0 | 0 | 0 | 0 | 0 | 0 | 0 | 0 | 0 | 0
F2_Commercial_Grocery_Existing_Food Preparation_Natural Gas_Griddle_Baseline Forecast | F2 | Commercial | Grocery | Existing | Food Preparation | Natural Gas | Griddle | Baseline Forecast | Summer Demand Savings (MW) | 0 | 0 | 0 | 0 | 0 | 0 | 0 | 0 | 0 | 0 | 0 | 0 | 0 | 0 | 0 | 0 | 0 | 0 | 0 | 0 | 0 | 0 | 0 | 0 | 0 | 0 | 0 | 0 | 0 | 0 | 0 | 0 | 0 | 0 | 0 | 0
F3_Commercial_Grocery_Existing_Food Preparation_Natural Gas_Griddle_Baseline Forecast | F3 | Commercial | Grocery | Existing | Food Preparation | Natural Gas | Griddle | Baseline Forecast | Winter Demand Savings (MW) | 0 | 0 | 0 | 0 | 0 | 0 | 0 | 0 | 0 | 0 | 0 | 0 | 0 | 0 | 0 | 0 | 0 | 0 | 0 | 0 | 0 | 0 | 0 | 0 | 0 | 0 | 0 | 0 | 0 | 0 | 0 | 0 | 0 | 0 | 0 | 0
F4_Commercial_Grocery_Existing_Food Preparation_Natural Gas_Griddle_Baseline Forecast | F4 | Commercial | Grocery | Existing | Food Preparation | Natural Gas | Griddle | Baseline Forecast | Incremental Savings (MMtherm) | 0 | 0 | 0 | 0 | 0 | 0 | 0 | 0 | 0 | 0 | 0 | 0 | 0 | 0 | 0 | 0 | 0 | 0 | 0 | 0 | 0 | 0 | 0 | 0 | 0 | 0 | 0 | 0 | 0 | 0 | 0 | 0 | 0 | 0 | 0 | 0
F1_Commercial_Grocery_Existing_Food Preparation_Natural Gas_Range_Baseline Forecast | F1 | Commercial | Grocery | Existing | Food Preparation | Natural Gas | Range | Baseline Forecast | Consumption Savings (MMtherm) | 0 | 0 | 0 | 0 | 0 | 0 | 0 | 0 | 0 | 0 | 0 | 0 | 0 | 0 | 0 | 0 | 0 | 0 | 0 | 0 | 0 | 0 | 0 | 0 | 0 | 0 | 0 | 0 | 0 | 0 | 0 | 0 | 0 | 0 | 0 | 0
F2_Commercial_Grocery_Existing_Food Preparation_Natural Gas_Range_Baseline Forecast | F2 | Commercial | Grocery | Existing | Food Preparation | Natural Gas | Range | Baseline Forecast | Summer Demand Savings (MW) | 0 | 0 | 0 | 0 | 0 | 0 | 0 | 0 | 0 | 0 | 0 | 0 | 0 | 0 | 0 | 0 | 0 | 0 | 0 | 0 | 0 | 0 | 0 | 0 | 0 | 0 | 0 | 0 | 0 | 0 | 0 | 0 | 0 | 0 | 0 | 0
F3_Commercial_Grocery_Existing_Food Preparation_Natural Gas_Range_Baseline Forecast | F3 | Commercial | Grocery | Existing | Food Preparation | Natural Gas | Range | Baseline Forecast | Winter Demand Savings (MW) | 0 | 0 | 0 | 0 | 0 | 0 | 0 | 0 | 0 | 0 | 0 | 0 | 0 | 0 | 0 | 0 | 0 | 0 | 0 | 0 | 0 | 0 | 0 | 0 | 0 | 0 | 0 | 0 | 0 | 0 | 0 | 0 | 0 | 0 | 0 | 0
F4_Commercial_Grocery_Existing_Food Preparation_Natural Gas_Range_Baseline Forecast | F4 | Commercial | Grocery | Existing | Food Preparation | Natural Gas | Range | Baseline Forecast | Incremental Savings (MMtherm) | 0 | 0 | 0 | 0 | 0 | 0 | 0 | 0 | 0 | 0 | 0 | 0 | 0 | 0 | 0 | 0 | 0 | 0 | 0 | 0 | 0 | 0 | 0 | 0 | 0 | 0 | 0 | 0 | 0 | 0 | 0 | 0 | 0 | 0 | 0 | 0
F1_Commercial_Grocery_Existing_Food Preparation_Natural Gas_Steamer_Baseline Forecast | F1 | Commercial | Grocery | Existing | Food Preparation | Natural Gas | Steamer | Baseline Forecast | Consumption Savings (MMtherm) | 0 | 0 | 0 | 0 | 0 | 0 | 0 | 0 | 0 | 0 | 0 | 0 | 0 | 0 | 0 | 0 | 0 | 0 | 0 | 0 | 0 | 0 | 0 | 0 | 0 | 0 | 0 | 0 | 0 | 0 | 0 | 0 | 0 | 0 | 0 | 0
F2_Commercial_Grocery_Existing_Food Preparation_Natural Gas_Steamer_Baseline Forecast | F2 | Commercial | Grocery | Existing | Food Preparation | Natural Gas | Steamer | Baseline Forecast | Summer Demand Savings (MW) | 0 | 0 | 0 | 0 | 0 | 0 | 0 | 0 | 0 | 0 | 0 | 0 | 0 | 0 | 0 | 0 | 0 | 0 | 0 | 0 | 0 | 0 | 0 | 0 | 0 | 0 | 0 | 0 | 0 | 0 | 0 | 0 | 0 | 0 | 0 | 0
F3_Commercial_Grocery_Existing_Food Preparation_Natural Gas_Steamer_Baseline Forecast | F3 | Commercial | Grocery | Existing | Food Preparation | Natural Gas | Steamer | Baseline Forecast | Winter Demand Savings (MW) | 0 | 0 | 0 | 0 | 0 | 0 | 0 | 0 | 0 | 0 | 0 | 0 | 0 | 0 | 0 | 0 | 0 | 0 | 0 | 0 | 0 | 0 | 0 | 0 | 0 | 0 | 0 | 0 | 0 | 0 | 0 | 0 | 0 | 0 | 0 | 0
F4_Commercial_Grocery_Existing_Food Preparation_Natural Gas_Steamer_Baseline Forecast | F4 | Commercial | Grocery | Existing | Food Preparation | Natural Gas | Steamer | Baseline Forecast | Incremental Savings (MMtherm) | 0 | 0 | 0 | 0 | 0 | 0 | 0 | 0 | 0 | 0 | 0 | 0 | 0 | 0 | 0 | 0 | 0 | 0 | 0 | 0 | 0 | 0 | 0 | 0 | 0 | 0 | 0 | 0 | 0 | 0 | 0 | 0 | 0 | 0 | 0 | 0
F1_Commercial_Grocery_Existing_Food Preparation_Natural Gas_Food Prep Other_Baseline Forecast | F1 | Commercial | Grocery | Existing | Food Preparation | Natural Gas | Food Prep Other | Baseline Forecast | Consumption Savings (MMtherm) | 0 | 0 | 0 | 0 | 0 | 0 | 0 | 0 | 0 | 0 | 0 | 0 | 0 | 0 | 0 | 0 | 0 | 0 | 0 | 0 | 0 | 0 | 0 | 0 | 0 | 0 | 0 | 0 | 0 | 0 | 0 | 0 | 0 | 0 | 0 | 0
F2_Commercial_Grocery_Existing_Food Preparation_Natural Gas_Food Prep Other_Baseline Forecast | F2 | Commercial | Grocery | Existing | Food Preparation | Natural Gas | Food Prep Other | Baseline Forecast | Summer Demand Savings (MW) | 0 | 0 | 0 | 0 | 0 | 0 | 0 | 0 | 0 | 0 | 0 | 0 | 0 | 0 | 0 | 0 | 0 | 0 | 0 | 0 | 0 | 0 | 0 | 0 | 0 | 0 | 0 | 0 | 0 | 0 | 0 | 0 | 0 | 0 | 0 | 0
F3_Commercial_Grocery_Existing_Food Preparation_Natural Gas_Food Prep Other_Baseline Forecast | F3 | Commercial | Grocery | Existing | Food Preparation | Natural Gas | Food Prep Other | Baseline Forecast | Winter Demand Savings (MW) | 0 | 0 | 0 | 0 | 0 | 0 | 0 | 0 | 0 | 0 | 0 | 0 | 0 | 0 | 0 | 0 | 0 | 0 | 0 | 0 | 0 | 0 | 0 | 0 | 0 | 0 | 0 | 0 | 0 | 0 | 0 | 0 | 0 | 0 | 0 | 0
F4_Commercial_Grocery_Existing_Food Preparation_Natural Gas_Food Prep Other_Baseline Forecast | F4 | Commercial | Grocery | Existing | Food Preparation | Natural Gas | Food Prep Other | Baseline Forecast | Incremental Savings (MMtherm) | 0 | 0 | 0 | 0 | 0 | 0 | 0 | 0 | 0 | 0 | 0 | 0 | 0 | 0 | 0 | 0 | 0 | 0 | 0 | 0 | 0 | 0 | 0 | 0 | 0 | 0 | 0 | 0 | 0 | 0 | 0 | 0 | 0 | 0 | 0 | 0
F1_Commercial_Grocery_Existing_Miscellaneous_Natural Gas_Pool Heater_Baseline Forecast | F1 | Commercial | Grocery | Existing | Miscellaneous | Natural Gas | Pool Heater | Baseline Forecast | Consumption Savings (MMtherm) | 0 | 0 | 0 | 0 | 0 | 0 | 0 | 0 | 0 | 0 | 0 | 0 | 0 | 0 | 0 | 0 | 0 | 0 | 0 | 0 | 0 | 0 | 0 | 0 | 0 | 0 | 0 | 0 | 0 | 0 | 0 | 0 | 0 | 0 | 0 | 0
F2_Commercial_Grocery_Existing_Miscellaneous_Natural Gas_Pool Heater_Baseline Forecast | F2 | Commercial | Grocery | Existing | Miscellaneous | Natural Gas | Pool Heater | Baseline Forecast | Summer Demand Savings (MW) | 0 | 0 | 0 | 0 | 0 | 0 | 0 | 0 | 0 | 0 | 0 | 0 | 0 | 0 | 0 | 0 | 0 | 0 | 0 | 0 | 0 | 0 | 0 | 0 | 0 | 0 | 0 | 0 | 0 | 0 | 0 | 0 | 0 | 0 | 0 | 0
F3_Commercial_Grocery_Existing_Miscellaneous_Natural Gas_Pool Heater_Baseline Forecast | F3 | Commercial | Grocery | Existing | Miscellaneous | Natural Gas | Pool Heater | Baseline Forecast | Winter Demand Savings (MW) | 0 | 0 | 0 | 0 | 0 | 0 | 0 | 0 | 0 | 0 | 0 | 0 | 0 | 0 | 0 | 0 | 0 | 0 | 0 | 0 | 0 | 0 | 0 | 0 | 0 | 0 | 0 | 0 | 0 | 0 | 0 | 0 | 0 | 0 | 0 | 0
F4_Commercial_Grocery_Existing_Miscellaneous_Natural Gas_Pool Heater_Baseline Forecast | F4 | Commercial | Grocery | Existing | Miscellaneous | Natural Gas | Pool Heater | Baseline Forecast | Incremental Savings (MMtherm) | 0 | 0 | 0 | 0 | 0 | 0 | 0 | 0 | 0 | 0 | 0 | 0 | 0 | 0 | 0 | 0 | 0 | 0 | 0 | 0 | 0 | 0 | 0 | 0 | 0 | 0 | 0 | 0 | 0 | 0 | 0 | 0 | 0 | 0 | 0 | 0
F1_Commercial_Grocery_Existing_Miscellaneous_Natural Gas_Miscellaneous_Baseline Forecast | F1 | Commercial | Grocery | Existing | Miscellaneous | Natural Gas | Miscellaneous | Baseline Forecast | Consumption Savings (MMtherm) | 0 | 0 | 0 | 0 | 0 | 0 | 0 | 0 | 0 | 0 | 0 | 0 | 0 | 0 | 0 | 0 | 0 | 0 | 0 | 0 | 0 | 0 | 0 | 0 | 0 | 0 | 0 | 0 | 0 | 0 | 0 | 0 | 0 | 0 | 0 | 0
F2_Commercial_Grocery_Existing_Miscellaneous_Natural Gas_Miscellaneous_Baseline Forecast | F2 | Commercial | Grocery | Existing | Miscellaneous | Natural Gas | Miscellaneous | Baseline Forecast | Summer Demand Savings (MW) | 0 | 0 | 0 | 0 | 0 | 0 | 0 | 0 | 0 | 0 | 0 | 0 | 0 | 0 | 0 | 0 | 0 | 0 | 0 | 0 | 0 | 0 | 0 | 0 | 0 | 0 | 0 | 0 | 0 | 0 | 0 | 0 | 0 | 0 | 0 | 0
F3_Commercial_Grocery_Existing_Miscellaneous_Natural Gas_Miscellaneous_Baseline Forecast | F3 | Commercial | Grocery | Existing | Miscellaneous | Natural Gas | Miscellaneous | Baseline Forecast | Winter Demand Savings (MW) | 0 | 0 | 0 | 0 | 0 | 0 | 0 | 0 | 0 | 0 | 0 | 0 | 0 | 0 | 0 | 0 | 0 | 0 | 0 | 0 | 0 | 0 | 0 | 0 | 0 | 0 | 0 | 0 | 0 | 0 | 0 | 0 | 0 | 0 | 0 | 0
F4_Commercial_Grocery_Existing_Miscellaneous_Natural Gas_Miscellaneous_Baseline Forecast | F4 | Commercial | Grocery | Existing | Miscellaneous | Natural Gas | Miscellaneous | Baseline Forecast | Incremental Savings (MMtherm) | 0 | 0 | 0 | 0 | 0 | 0 | 0 | 0 | 0 | 0 | 0 | 0 | 0 | 0 | 0 | 0 | 0 | 0 | 0 | 0 | 0 | 0 | 0 | 0 | 0 | 0 | 0 | 0 | 0 | 0 | 0 | 0 | 0 | 0 | 0 | 0
F1_Commercial_Grocery_New_Space Heating_Natural Gas_Furnace_Baseline Forecast | F1 | Commercial | Grocery | New | Space Heating | Natural Gas | Furnace | Baseline Forecast | Consumption Savings (MMtherm) | 0 | 0 | 0 | 0 | 0 | 0 | 0 | 0 | 0 | 0 | 0 | 0 | 0 | 0 | 0 | 0 | 0 | 0 | 0 | 0 | 0 | 0 | 0 | 0 | 0 | 0 | 0 | 0 | 0 | 0 | 0 | 0 | 0 | 0 | 0 | 0
F2_Commercial_Grocery_New_Space Heating_Natural Gas_Furnace_Baseline Forecast | F2 | Commercial | Grocery | New | Space Heating | Natural Gas | Furnace | Baseline Forecast | Summer Demand Savings (MW) | 0 | 0 | 0 | 0 | 0 | 0 | 0 | 0 | 0 | 0 | 0 | 0 | 0 | 0 | 0 | 0 | 0 | 0 | 0 | 0 | 0 | 0 | 0 | 0 | 0 | 0 | 0 | 0 | 0 | 0 | 0 | 0 | 0 | 0 | 0 | 0
F3_Commercial_Grocery_New_Space Heating_Natural Gas_Furnace_Baseline Forecast | F3 | Commercial | Grocery | New | Space Heating | Natural Gas | Furnace | Baseline Forecast | Winter Demand Savings (MW) | 0 | 0 | 0 | 0 | 0 | 0 | 0 | 0 | 0 | 0 | 0 | 0 | 0 | 0 | 0 | 0 | 0 | 0 | 0 | 0 | 0 | 0 | 0 | 0 | 0 | 0 | 0 | 0 | 0 | 0 | 0 | 0 | 0 | 0 | 0 | 0
F4_Commercial_Grocery_New_Space Heating_Natural Gas_Furnace_Baseline Forecast | F4 | Commercial | Grocery | New | Space Heating | Natural Gas | Furnace | Baseline Forecast | Incremental Savings (MMtherm) | 0 | 0 | 0 | 0 | 0 | 0 | 0 | 0 | 0 | 0 | 0 | 0 | 0 | 0 | 0 | 0 | 0 | 0 | 0 | 0 | 0 | 0 | 0 | 0 | 0 | 0 | 0 | 0 | 0 | 0 | 0 | 0 | 0 | 0 | 0 | 0
F1_Commercial_Grocery_New_Space Heating_Natural Gas_Boiler_Baseline Forecast | F1 | Commercial | Grocery | New | Space Heating | Natural Gas | Boiler | Baseline Forecast | Consumption Savings (MMtherm) | 0 | 0 | 0 | 0 | 0 | 0 | 0 | 0 | 0 | 0 | 0 | 0 | 0 | 0 | 0 | 0 | 0 | 0 | 0 | 0 | 0 | 0 | 0 | 0 | 0 | 0 | 0 | 0 | 0 | 0 | 0 | 0 | 0 | 0 | 0 | 0
F2_Commercial_Grocery_New_Space Heating_Natural Gas_Boiler_Baseline Forecast | F2 | Commercial | Grocery | New | Space Heating | Natural Gas | Boiler | Baseline Forecast | Summer Demand Savings (MW) | 0 | 0 | 0 | 0 | 0 | 0 | 0 | 0 | 0 | 0 | 0 | 0 | 0 | 0 | 0 | 0 | 0 | 0 | 0 | 0 | 0 | 0 | 0 | 0 | 0 | 0 | 0 | 0 | 0 | 0 | 0 | 0 | 0 | 0 | 0 | 0
F3_Commercial_Grocery_New_Space Heating_Natural Gas_Boiler_Baseline Forecast | F3 | Commercial | Grocery | New | Space Heating | Natural Gas | Boiler | Baseline Forecast | Winter Demand Savings (MW) | 0 | 0 | 0 | 0 | 0 | 0 | 0 | 0 | 0 | 0 | 0 | 0 | 0 | 0 | 0 | 0 | 0 | 0 | 0 | 0 | 0 | 0 | 0 | 0 | 0 | 0 | 0 | 0 | 0 | 0 | 0 | 0 | 0 | 0 | 0 | 0
F4_Commercial_Grocery_New_Space Heating_Natural Gas_Boiler_Baseline Forecast | F4 | Commercial | Grocery | New | Space Heating | Natural Gas | Boiler | Baseline Forecast | Incremental Savings (MMtherm) | 0 | 0 | 0 | 0 | 0 | 0 | 0 | 0 | 0 | 0 | 0 | 0 | 0 | 0 | 0 | 0 | 0 | 0 | 0 | 0 | 0 | 0 | 0 | 0 | 0 | 0 | 0 | 0 | 0 | 0 | 0 | 0 | 0 | 0 | 0 | 0
F1_Commercial_Grocery_New_Space Heating_Natural Gas_Unit Heater_Baseline Forecast | F1 | Commercial | Grocery | New | Space Heating | Natural Gas | Unit Heater | Baseline Forecast | Consumption Savings (MMtherm) | 0 | 0 | 0 | 0 | 0 | 0 | 0 | 0 | 0 | 0 | 0 | 0 | 0 | 0 | 0 | 0 | 0 | 0 | 0 | 0 | 0 | 0 | 0 | 0 | 0 | 0 | 0 | 0 | 0 | 0 | 0 | 0 | 0 | 0 | 0 | 0
F2_Commercial_Grocery_New_Space Heating_Natural Gas_Unit Heater_Baseline Forecast | F2 | Commercial | Grocery | New | Space Heating | Natural Gas | Unit Heater | Baseline Forecast | Summer Demand Savings (MW) | 0 | 0 | 0 | 0 | 0 | 0 | 0 | 0 | 0 | 0 | 0 | 0 | 0 | 0 | 0 | 0 | 0 | 0 | 0 | 0 | 0 | 0 | 0 | 0 | 0 | 0 | 0 | 0 | 0 | 0 | 0 | 0 | 0 | 0 | 0 | 0
F3_Commercial_Grocery_New_Space Heating_Natural Gas_Unit Heater_Baseline Forecast | F3 | Commercial | Grocery | New | Space Heating | Natural Gas | Unit Heater | Baseline Forecast | Winter Demand Savings (MW) | 0 | 0 | 0 | 0 | 0 | 0 | 0 | 0 | 0 | 0 | 0 | 0 | 0 | 0 | 0 | 0 | 0 | 0 | 0 | 0 | 0 | 0 | 0 | 0 | 0 | 0 | 0 | 0 | 0 | 0 | 0 | 0 | 0 | 0 | 0 | 0
F4_Commercial_Grocery_New_Space Heating_Natural Gas_Unit Heater_Baseline Forecast | F4 | Commercial | Grocery | New | Space Heating | Natural Gas | Unit Heater | Baseline Forecast | Incremental Savings (MMtherm) | 0 | 0 | 0 | 0 | 0 | 0 | 0 | 0 | 0 | 0 | 0 | 0 | 0 | 0 | 0 | 0 | 0 | 0 | 0 | 0 | 0 | 0 | 0 | 0 | 0 | 0 | 0 | 0 | 0 | 0 | 0 | 0 | 0 | 0 | 0 | 0
F1_Commercial_Grocery_New_Water Heating_Natural Gas_Water Heater_Baseline Forecast | F1 | Commercial | Grocery | New | Water Heating | Natural Gas | Water Heater | Baseline Forecast | Consumption Savings (MMtherm)
F2_Commercial_Grocery_New_Water Heating_Natural Gas_Water Heater_Baseline Forecast | F2 | Commercial | Grocery | New | Water Heating | Natural Gas | Water Heater | Baseline Forecast | Summer Demand Savings (MW)
F3_Commercial_Grocery_New_Water Heating_Natural Gas_Water Heater_Baseline Forecast | F3 | Commercial | Grocery | New | Water Heating | Natural Gas | Water Heater | Baseline Forecast | Winter Demand Savings (MW)
F4_Commercial_Grocery_New_Water Heating_Natural Gas_Water Heater_Baseline Forecast | F4 | Commercial | Grocery | New | Water Heating | Natural Gas | Water Heater | Baseline Forecast | Incremental Savings (MMtherm)
F1_Commercial_Grocery_New_Food Preparation_Natural Gas_Oven_Baseline Forecast | F1 | Commercial | Grocery | New | Food Preparation | Natural Gas | Oven | Baseline Forecast | Consumption Savings (MMtherm)
F2_Commercial_Grocery_New_Food Preparation_Natural Gas_Oven_Baseline Forecast | F2 | Commercial | Grocery | New | Food Preparation | Natural Gas | Oven | Baseline Forecast | Summer Demand Savings (MW)
F3_Commercial_Grocery_New_Food Preparation_Natural Gas_Oven_Baseline Forecast | F3 | Commercial | Grocery | New | Food Preparation | Natural Gas | Oven | Baseline Forecast | Winter Demand Savings (MW)
F4_Commercial_Grocery_New_Food Preparation_Natural Gas_Oven_Baseline Forecast | F4 | Commercial | Grocery | New | Food Preparation | Natural Gas | Oven | Baseline Forecast | Incremental Savings (MMtherm)
F1_Commercial_Grocery_New_Food Preparation_Natural Gas_Conveyor Oven_Baseline Forecast | F1 | Commercial | Grocery | New | Food Preparation | Natural Gas | Conveyor Oven | Baseline Forecast | Consumption Savings (MMtherm)
F2_Commercial_Grocery_New_Food Preparation_Natural Gas_Conveyor Oven_Baseline Forecast | F2 | Commercial | Grocery | New | Food Preparation | Natural Gas | Conveyor Oven | Baseline Forecast | Summer Demand Savings (MW)
F3_Commercial_Grocery_New_Food Preparation_Natural Gas_Conveyor Oven_Baseline Forecast | F3 | Commercial | Grocery | New | Food Preparation | Natural Gas | Conveyor Oven | Baseline Forecast | Winter Demand Savings (MW)
F4_Commercial_Grocery_New_Food Preparation_Natural Gas_Conveyor Oven_Baseline Forecast | F4 | Commercial | Grocery | New | Food Preparation | Natural Gas | Conveyor Oven | Baseline Forecast | Incremental Savings (MMtherm)
F1_Commercial_Grocery_New_Food Preparation_Natural Gas_Double Rack Oven_Baseline Forecast | F1 | Commercial | Grocery | New | Food Preparation | Natural Gas | Double Rack Oven | Baseline Forecast | Consumption Savings (MMtherm)
F2_Commercial_Grocery_New_Food Preparation_Natural Gas_Double Rack Oven_Baseline Forecast | F2 | Commercial | Grocery | New | Food Preparation | Natural Gas | Double Rack Oven | Baseline Forecast | Summer Demand Savings (MW)
F3_Commercial_Grocery_New_Food Preparation_Natural Gas_Double Rack Oven_Baseline Forecast | F3 | Commercial | Grocery | New | Food Preparation | Natural Gas | Double Rack Oven | Baseline Forecast | Winter Demand Savings (MW)
F4_Commercial_Grocery_New_Food Preparation_Natural Gas_Double Rack Oven_Baseline Forecast | F4 | Commercial | Grocery | New | Food Preparation | Natural Gas | Double Rack Oven | Baseline Forecast | Incremental Savings (MMtherm)
F1_Commercial_Grocery_New_Food Preparation_Natural Gas_Fryer_Baseline Forecast | F1 | Commercial | Grocery | New | Food Preparation | Natural Gas | Fryer | Baseline Forecast | Consumption Savings (MMtherm)
F2_Commercial_Grocery_New_Food Preparation_Natural Gas_Fryer_Baseline Forecast | F2 | Commercial | Grocery | New | Food Preparation | Natural Gas | Fryer | Baseline Forecast | Summer Demand Savings (MW)
F3_Commercial_Grocery_New_Food Preparation_Natural Gas_Fryer_Baseline Forecast | F3 | Commercial | Grocery | New | Food Preparation | Natural Gas | Fryer | Baseline Forecast | Winter Demand Savings (MW)
F4_Commercial_Grocery_New_Food Preparation_Natural Gas_Fryer_Baseline Forecast | F4 | Commercial | Grocery | New | Food Preparation | Natural Gas | Fryer | Baseline Forecast | Incremental Savings (MMtherm)
F1_Commercial_Grocery_New_Food Preparation_Natural Gas_Broiler_Baseline Forecast | F1 | Commercial | Grocery | New | Food Preparation | Natural Gas | Broiler | Baseline Forecast | Consumption Savings (MMtherm)
F2_Commercial_Grocery_New_Food Preparation_Natural Gas_Broiler_Baseline Forecast | F2 | Commercial | Grocery | New | Food Preparation | Natural Gas | Broiler | Baseline Forecast | Summer Demand Savings (MW)
F3_Commercial_Grocery_New_Food Preparation_Natural Gas_Broiler_Baseline Forecast | F3 | Commercial | Grocery | New | Food Preparation | Natural Gas | Broiler | Baseline Forecast | Winter Demand Savings (MW)
F4_Commercial_Grocery_New_Food Preparation_Natural Gas_Broiler_Baseline Forecast | F4 | Commercial | Grocery | New | Food Preparation | Natural Gas | Broiler | Baseline Forecast | Incremental Savings (MMtherm)
F1_Commercial_Grocery_New_Food Preparation_Natural Gas_Griddle_Baseline Forecast | F1 | Commercial | Grocery | New | Food Preparation | Natural Gas | Griddle | Baseline Forecast | Consumption Savings (MMtherm)
F2_Commercial_Grocery_New_Food Preparation_Natural Gas_Griddle_Baseline Forecast | F2 | Commercial | Grocery | New | Food Preparation | Natural Gas | Griddle | Baseline Forecast | Summer Demand Savings (MW)
F3_Commercial_Grocery_New_Food Preparation_Natural Gas_Griddle_Baseline Forecast | F3 | Commercial | Grocery | New | Food Preparation | Natural Gas | Griddle | Baseline Forecast | Winter Demand Savings (MW)
F4_Commercial_Grocery_New_Food Preparation_Natural Gas_Griddle_Baseline Forecast | F4 | Commercial | Grocery | New | Food Preparation | Natural Gas | Griddle | Baseline Forecast | Incremental Savings (MMtherm)
F1_Commercial_Grocery_New_Food Preparation_Natural Gas_Range_Baseline Forecast | F1 | Commercial | Grocery | New | Food Preparation | Natural Gas | Range | Baseline Forecast | Consumption Savings (MMtherm)
F2_Commercial_Grocery_New_Food Preparation_Natural Gas_Range_Baseline Forecast | F2 | Commercial | Grocery | New | Food Preparation | Natural Gas | Range | Baseline Forecast | Summer Demand Savings (MW)
F3_Commercial_Grocery_New_Food Preparation_Natural Gas_Range_Baseline Forecast | F3 | Commercial | Grocery | New | Food Preparation | Natural Gas | Range | Baseline Forecast | Winter Demand Savings (MW)
F4_Commercial_Grocery_New_Food Preparation_Natural Gas_Range_Baseline Forecast | F4 | Commercial | Grocery | New | Food Preparation | Natural Gas | Range | Baseline Forecast | Incremental Savings (MMtherm)
F1_Commercial_Grocery_New_Food Preparation_Natural Gas_Steamer_Baseline Forecast | F1 | Commercial | Grocery | New | Food Preparation | Natural Gas | Steamer | Baseline Forecast | Consumption Savings (MMtherm)
F2_Commercial_Grocery_New_Food Preparation_Natural Gas_Steamer_Baseline Forecast | F2 | Commercial | Grocery | New | Food Preparation | Natural Gas | Steamer | Baseline Forecast | Summer Demand Savings (MW)
F3_Commercial_Grocery_New_Food Preparation_Natural Gas_Steamer_Baseline Forecast | F3 | Commercial | Grocery | New | Food Preparation | Natural Gas | Steamer | Baseline Forecast | Winter Demand Savings (MW)
F4_Commercial_Grocery_New_Food Preparation_Natural Gas_Steamer_Baseline Forecast | F4 | Commercial | Grocery | New | Food Preparation | Natural Gas | Steamer | Baseline Forecast | Incremental Savings (MMtherm)
F1_Commercial_Grocery_New_Food Preparation_Natural Gas_Food Prep Other_Baseline Forecast | F1 | Commercial | Grocery | New | Food Preparation | Natural Gas | Food Prep Other | Baseline Forecast | Consumption Savings (MMtherm)
F2_Commercial_Grocery_New_Food Preparation_Natural Gas_Food Prep Other_Baseline Forecast | F2 | Commercial | Grocery | New | Food Preparation | Natural Gas | Food Prep Other | Baseline Forecast | Summer Demand Savings (MW)
F3_Commercial_Grocery_New_Food Preparation_Natural Gas_Food Prep Other_Baseline Forecast | F3 | Commercial | Grocery | New | Food Preparation | Natural Gas | Food Prep Other | Baseline Forecast | Winter Demand Savings (MW)
F4_Commercial_Grocery_New_Food Preparation_Natural Gas_Food Prep Other_Baseline Forecast | F4 | Commercial | Grocery | New | Food Preparation | Natural Gas | Food Prep Other | Baseline Forecast | Incremental Savings (MMtherm)
F1_Commercial_Grocery_New_Miscellaneous_Natural Gas_Pool Heater_Baseline Forecast | F1 | Commercial | Grocery | New | Miscellaneous | Natural Gas | Pool Heater | Baseline Forecast | Consumption Savings (MMtherm)
F2_Commercial_Grocery_New_Miscellaneous_Natural Gas_Pool Heater_Baseline Forecast | F2 | Commercial | Grocery | New | Miscellaneous | Natural Gas | Pool Heater | Baseline Forecast | Summer Demand Savings (MW)
F3_Commercial_Grocery_New_Miscellaneous_Natural Gas_Pool Heater_Baseline Forecast | F3 | Commercial | Grocery | New | Miscellaneous | Natural Gas | Pool Heater | Baseline Forecast | Winter Demand Savings (MW)
F4_Commercial_Grocery_New_Miscellaneous_Natural Gas_Pool Heater_Baseline Forecast | F4 | Commercial | Grocery | New | Miscellaneous | Natural Gas | Pool Heater | Baseline Forecast | Incremental Savings (MMtherm)
F1_Commercial_Grocery_New_Miscellaneous_Natural Gas_Miscellaneous_Baseline Forecast | F1 | Commercial | Grocery | New | Miscellaneous | Natural Gas | Miscellaneous | Baseline Forecast | Consumption Savings (MMtherm)
F2_Commercial_Grocery_New_Miscellaneous_Natural Gas_Miscellaneous_Baseline Forecast | F2 | Commercial | Grocery | New | Miscellaneous | Natural Gas | Miscellaneous | Baseline Forecast | Summer Demand Savings (MW)
F3_Commercial_Grocery_New_Miscellaneous_Natural Gas_Miscellaneous_Baseline Forecast | F3 | Commercial | Grocery | New | Miscellaneous | Natural Gas | Miscellaneous | Baseline Forecast | Winter Demand Savings (MW)
F4_Commercial_Grocery_New_Miscellaneous_Natural Gas_Miscellaneous_Baseline Forecast | F4 | Commercial | Grocery | New | Miscellaneous | Natural Gas | Miscellaneous | Baseline Forecast | Incremental Savings (MMtherm)
F1_Commercial_School_Existing_Space Heating_Natural Gas_Furnace_Baseline Forecast | F1 | Commercial | School | Existing | Space Heating | Natural Gas | Furnace | Baseline Forecast | Consumption Savings (MMtherm)
F2_Commercial_School_Existing_Space Heating_Natural Gas_Furnace_Baseline Forecast | F2 | Commercial | School | Existing | Space Heating | Natural Gas | Furnace | Baseline Forecast | Summer Demand Savings (MW)
F3_Commercial_School_Existing_Space Heating_Natural Gas_Furnace_Baseline Forecast | F3 | Commercial | School | Existing | Space Heating | Natural Gas | Furnace | Baseline Forecast | Winter Demand Savings (MW)
F4_Commercial_School_Existing_Space Heating_Natural Gas_Furnace_Baseline Forecast | F4 | Commercial | School | Existing | Space Heating | Natural Gas | Furnace | Baseline Forecast | Incremental Savings (MMtherm)
F1_Commercial_School_Existing_Space Heating_Natural Gas_Boiler_Baseline Forecast | F1 | Commercial | School | Existing | Space Heating | Natural Gas | Boiler | Baseline Forecast | Consumption Savings (MMtherm)
F2_Commercial_School_Existing_Space Heating_Natural Gas_Boiler_Baseline Forecast | F2 | Commercial | School | Existing | Space Heating | Natural Gas | Boiler | Baseline Forecast | Summer Demand Savings (MW)
F3_Commercial_School_Existing_Space Heating_Natural Gas_Boiler_Baseline Forecast | F3 | Commercial | School | Existing | Space Heating | Natural Gas | Boiler | Baseline Forecast | Winter Demand Savings (MW)
F4_Commercial_School_Existing_Space Heating_Natural Gas_Boiler_Baseline Forecast | F4 | Commercial | School | Existing | Space Heating | Natural Gas | Boiler | Baseline Forecast | Incremental Savings (MMtherm)
F1_Commercial_School_Existing_Space Heating_Natural Gas_Unit Heater_Baseline Forecast | F1 | Commercial | School | Existing | Space Heating | Natural Gas | Unit Heater | Baseline Forecast | Consumption Savings (MMtherm)
F2_Commercial_School_Existing_Space Heating_Natural Gas_Unit Heater_Baseline Forecast | F2 | Commercial | School | Existing | Space Heating | Natural Gas | Unit Heater | Baseline Forecast | Summer Demand Savings (MW)
F3_Commercial_School_Existing_Space Heating_Natural Gas_Unit Heater_Baseline Forecast | F3 | Commercial | School | Existing | Space Heating | Natural Gas | Unit Heater | Baseline Forecast | Winter Demand Savings (MW)
F4_Commercial_School_Existing_Space Heating_Natural Gas_Unit Heater_Baseline Forecast | F4 | Commercial | School | Existing | Space Heating | Natural Gas | Unit Heater | Baseline Forecast | Incremental Savings (MMtherm)
F1_Commercial_School_Existing_Water Heating_Natural Gas_Water Heater_Baseline Forecast | F1 | Commercial | School | Existing | Water Heating | Natural Gas | Water Heater | Baseline Forecast | Consumption Savings (MMtherm)
F2_Commercial_School_Existing_Water Heating_Natural Gas_Water Heater_Baseline Forecast | F2 | Commercial | School | Existing | Water Heating | Natural Gas | Water Heater | Baseline Forecast | Summer Demand Savings (MW)
F3_Commercial_School_Existing_Water Heating_Natural Gas_Water Heater_Baseline Forecast | F3 | Commercial | School | Existing | Water Heating | Natural Gas | Water Heater | Baseline Forecast | Winter Demand Savings (MW)
F4_Commercial_School_Existing_Water Heating_Natural Gas_Water Heater_Baseline Forecast | F4 | Commercial | School | Existing | Water Heating | Natural Gas | Water Heater | Baseline Forecast | Incremental Savings (MMtherm)
F1_Commercial_School_Existing_Food Preparation_Natural Gas_Oven_Baseline Forecast | F1 | Commercial | School | Existing | Food Preparation | Natural Gas | Oven | Baseline Forecast | Consumption Savings (MMtherm)
F2_Commercial_School_Existing_Food Preparation_Natural Gas_Oven_Baseline Forecast | F2 | Commercial | School | Existing | Food Preparation | Natural Gas | Oven | Baseline Forecast | Summer Demand Savings (MW)
F3_Commercial_School_Existing_Food Preparation_Natural Gas_Oven_Baseline Forecast | F3 | Commercial | School | Existing | Food Preparation | Natural Gas | Oven | Baseline Forecast | Winter Demand Savings (MW)
F4_Commercial_School_Existing_Food Preparation_Natural Gas_Oven_Baseline Forecast | F4 | Commercial | School | Existing | Food Preparation | Natural Gas | Oven | Baseline Forecast | Incremental Savings (MMtherm)
F1_Commercial_School_Existing_Food Preparation_Natural Gas_Conveyor Oven_Baseline Forecast | F1 | Commercial | School | Existing | Food Preparation | Natural Gas | Conveyor Oven | Baseline Forecast | Consumption Savings (MMtherm)
F2_Commercial_School_Existing_Food Preparation_Natural Gas_Conveyor Oven_Baseline Forecast | F2 | Commercial | School | Existing | Food Preparation | Natural Gas | Conveyor Oven | Baseline Forecast | Summer Demand Savings (MW)
F3_Commercial_School_Existing_Food Preparation_Natural Gas_Conveyor Oven_Baseline Forecast | F3 | Commercial | School | Existing | Food Preparation | Natural Gas | Conveyor Oven | Baseline Forecast | Winter Demand Savings (MW)
F4_Commercial_School_Existing_Food Preparation_Natural Gas_Conveyor Oven_Baseline Forecast | F4 | Commercial | School | Existing | Food Preparation | Natural Gas | Conveyor Oven | Baseline Forecast | Incremental Savings (MMtherm)
F1_Commercial_School_Existing_Food Preparation_Natural Gas_Double Rack Oven_Baseline Forecast | F1 | Commercial | School | Existing | Food Preparation | Natural Gas | Double Rack Oven | Baseline Forecast | Consumption Savings (MMtherm)
F2_Commercial_School_Existing_Food Preparation_Natural Gas_Double Rack Oven_Baseline Forecast | F2 | Commercial | School | Existing | Food Preparation | Natural Gas | Double Rack Oven | Baseline Forecast | Summer Demand Savings (MW)
F3_Commercial_School_Existing_Food Preparation_Natural Gas_Double Rack Oven_Baseline Forecast | F3 | Commercial | School | Existing | Food Preparation | Natural Gas | Double Rack Oven | Baseline Forecast | Winter Demand Savings (MW)
F4_Commercial_School_Existing_Food Preparation_Natural Gas_Double Rack Oven_Baseline Forecast | F4 | Commercial | School | Existing | Food Preparation | Natural Gas | Double Rack Oven | Baseline Forecast | Incremental Savings (MMtherm)
F1_Commercial_School_Existing_Food Preparation_Natural Gas_Fryer_Baseline Forecast | F1 | Commercial | School | Existing | Food Preparation | Natural Gas | Fryer | Baseline Forecast | Consumption Savings (MMtherm)
F2_Commercial_School_Existing_Food Preparation_Natural Gas_Fryer_Baseline Forecast | F2 | Commercial | School | Existing | Food Preparation | Natural Gas | Fryer | Baseline Forecast | Summer Demand Savings (MW)
F3_Commercial_School_Existing_Food Preparation_Natural Gas_Fryer_Baseline Forecast | F3 | Commercial | School | Existing | Food Preparation | Natural Gas | Fryer | Baseline Forecast | Winter Demand Savings (MW)
F4_Commercial_School_Existing_Food Preparation_Natural Gas_Fryer_Baseline Forecast | F4 | Commercial | School | Existing | Food Preparation | Natural Gas | Fryer | Baseline Forecast | Incremental Savings (MMtherm)
F1_Commercial_School_Existing_Food Preparation_Natural Gas_Broiler_Baseline Forecast | F1 | Commercial | School | Existing | Food Preparation | Natural Gas | Broiler | Baseline Forecast | Consumption Savings (MMtherm)
F2_Commercial_School_Existing_Food Preparation_Natural Gas_Broiler_Baseline Forecast | F2 | Commercial | School | Existing | Food Preparation | Natural Gas | Broiler | Baseline Forecast | Summer Demand Savings (MW)
F3_Commercial_School_Existing_Food Preparation_Natural Gas_Broiler_Baseline Forecast | F3 | Commercial | School | Existing | Food Preparation | Natural Gas | Broiler | Baseline Forecast | Winter Demand Savings (MW)
F4_Commercial_School_Existing_Food Preparation_Natural Gas_Broiler_Baseline Forecast | F4 | Commercial | School | Existing | Food Preparation | Natural Gas | Broiler | Baseline Forecast | Incremental Savings (MMtherm)
F1_Commercial_School_Existing_Food Preparation_Natural Gas_Griddle_Baseline Forecast | F1 | Commercial | School | Existing | Food Preparation | Natural Gas | Griddle | Baseline Forecast | Consumption Savings (MMtherm)
F2_Commercial_School_Existing_Food Preparation_Natural Gas_Griddle_Baseline Forecast | F2 | Commercial | School | Existing | Food Preparation | Natural Gas | Griddle | Baseline Forecast | Summer Demand Savings (MW)
F3_Commercial_School_Existing_Food Preparation_Natural Gas_Griddle_Baseline Forecast | F3 | Commercial | School | Existing | Food Preparation | Natural Gas | Griddle | Baseline Forecast | Winter Demand Savings (MW)
F4_Commercial_School_Existing_Food Preparation_Natural Gas_Griddle_Baseline Forecast | F4 | Commercial | School | Existing | Food Preparation | Natural Gas | Griddle | Baseline Forecast | Incremental Savings (MMtherm)
F1_Commercial_School_Existing_Food Preparation_Natural Gas_Range_Baseline Forecast | F1 | Commercial | School | Existing | Food Preparation | Natural Gas | Range | Baseline Forecast | Consumption Savings (MMtherm)
F2_Commercial_School_Existing_Food Preparation_Natural Gas_Range_Baseline Forecast | F2 | Commercial | School | Existing | Food Preparation | Natural Gas | Range | Baseline Forecast | Summer Demand Savings (MW)
F3_Commercial_School_Existing_Food Preparation_Natural Gas_Range_Baseline Forecast | F3 | Commercial | School | Existing | Food Preparation | Natural Gas | Range | Baseline Forecast | Winter Demand Savings (MW)
F4_Commercial_School_Existing_Food Preparation_Natural Gas_Range_Baseline Forecast | F4 | Commercial | School | Existing | Food Preparation | Natural Gas | Range | Baseline Forecast | Incremental Savings (MMtherm)
F1_Commercial_School_Existing_Food Preparation_Natural Gas_Steamer_Baseline Forecast | F1 | Commercial | School | Existing | Food Preparation | Natural Gas | Steamer | Baseline Forecast | Consumption Savings (MMtherm)
F2_Commercial_School_Existing_Food Preparation_Natural Gas_Steamer_Baseline Forecast | F2 | Commercial | School | Existing | Food Preparation | Natural Gas | Steamer | Baseline Forecast | Summer Demand Savings (MW)
F3_Commercial_School_Existing_Food Preparation_Natural Gas_Steamer_Baseline Forecast | F3 | Commercial | School | Existing | Food Preparation | Natural Gas | Steamer | Baseline Forecast | Winter Demand Savings (MW)
F4_Commercial_School_Existing_Food Preparation_Natural Gas_Steamer_Baseline Forecast | F4 | Commercial | School | Existing | Food Preparation | Natural Gas | Steamer | Baseline Forecast | Incremental Savings (MMtherm)
F1_Commercial_School_Existing_Food Preparation_Natural Gas_Food Prep Other_Baseline Forecast | F1 | Commercial | School | Existing | Food Preparation | Natural Gas | Food Prep Other | Baseline Forecast | Consumption Savings (MMtherm)
F2_Commercial_School_Existing_Food Preparation_Natural Gas_Food Prep Other_Baseline Forecast | F2 | Commercial | School | Existing | Food Preparation | Natural Gas | Food Prep Other | Baseline Forecast | Summer Demand Savings (MW)
F3_Commercial_School_Existing_Food Preparation_Natural Gas_Food Prep Other_Baseline Forecast | F3 | Commercial | School | Existing | Food Preparation | Natural Gas | Food Prep Other | Baseline Forecast | Winter Demand Savings (MW)
F4_Commercial_School_Existing_Food Preparation_Natural Gas_Food Prep Other_Baseline Forecast | F4 | Commercial | School | Existing | Food Preparation | Natural Gas | Food Prep Other | Baseline Forecast | Incremental Savings (MMtherm)
F1_Commercial_School_Existing_Miscellaneous_Natural Gas_Pool Heater_Baseline Forecast | F1 | Commercial | School | Existing | Miscellaneous | Natural Gas | Pool Heater | Baseline Forecast | Consumption Savings (MMtherm)
F2_Commercial_School_Existing_Miscellaneous_Natural Gas_Pool Heater_Baseline Forecast | F2 | Commercial | School | Existing | Miscellaneous | Natural Gas | Pool Heater | Baseline Forecast | Summer Demand Savings (MW)
F3_Commercial_School_Existing_Miscellaneous_Natural Gas_Pool Heater_Baseline Forecast | F3 | Commercial | School | Existing | Miscellaneous | Natural Gas | Pool Heater | Baseline Forecast | Winter Demand Savings (MW)
F4_Commercial_School_Existing_Miscellaneous_Natural Gas_Pool Heater_Baseline Forecast | F4 | Commercial | School | Existing | Miscellaneous | Natural Gas | Pool Heater | Baseline Forecast | Incremental Savings (MMtherm)
F1_Commercial_School_Existing_Miscellaneous_Natural Gas_Miscellaneous_Baseline Forecast | F1 | Commercial | School | Existing | Miscellaneous | Natural Gas | Miscellaneous | Baseline Forecast | Consumption Savings (MMtherm)
F2_Commercial_School_Existing_Miscellaneous_Natural Gas_Miscellaneous_Baseline Forecast | F2 | Commercial | School | Existing | Miscellaneous | Natural Gas | Miscellaneous | Baseline Forecast | Summer Demand Savings (MW)
F3_Commercial_School_Existing_Miscellaneous_Natural Gas_Miscellaneous_Baseline Forecast | F3 | Commercial | School | Existing | Miscellaneous | Natural Gas | Miscellaneous | Baseline Forecast | Winter Demand Savings (MW)
F4_Commercial_School_Existing_Miscellaneous_Natural Gas_Miscellaneous_Baseline Forecast | F4 | Commercial | School | Existing | Miscellaneous | Natural Gas | Miscellaneous | Baseline Forecast | Incremental Savings (MMtherm)
F1_Commercial_School_New_Space Heating_Natural Gas_Furnace_Baseline Forecast | F1 | Commercial | School | New | Space Heating | Natural Gas | Furnace | Baseline Forecast | Consumption Savings (MMtherm)
F2_Commercial_School_New_Space Heating_Natural Gas_Furnace_Baseline Forecast | F2 | Commercial | School | New | Space Heating | Natural Gas | Furnace | Baseline Forecast | Summer Demand Savings (MW)
F3_Commercial_School_New_Space Heating_Natural Gas_Furnace_Baseline Forecast | F3 | Commercial | School | New | Space Heating | Natural Gas | Furnace | Baseline Forecast | Winter Demand Savings (MW)
F4_Commercial_School_New_Space Heating_Natural Gas_Furnace_Baseline Forecast | F4 | Commercial | School | New | Space Heating | Natural Gas | Furnace | Baseline Forecast | Incremental Savings (MMtherm)
F1_Commercial_School_New_Space Heating_Natural Gas_Boiler_Baseline Forecast | F1 | Commercial | School | New | Space Heating | Natural Gas | Boiler | Baseline Forecast | Consumption Savings (MMtherm)
F2_Commercial_School_New_Space Heating_Natural Gas_Boiler_Baseline Forecast | F2 | Commercial | School | New | Space Heating | Natural Gas | Boiler | Baseline Forecast | Summer Demand Savings (MW)
F3_Commercial_School_New_Space Heating_Natural Gas_Boiler_Baseline Forecast | F3 | Commercial | School | New | Space Heating | Natural Gas | Boiler | Baseline Forecast | Winter Demand Savings (MW)
F4_Commercial_School_New_Space Heating_Natural Gas_Boiler_Baseline Forecast | F4 | Commercial | School | New | Space Heating | Natural Gas | Boiler | Baseline Forecast | Incremental Savings (MMtherm)
F1_Commercial_School_New_Space Heating_Natural Gas_Unit Heater_Baseline Forecast | F1 | Commercial | School | New | Space Heating | Natural Gas | Unit Heater | Baseline Forecast | Consumption Savings (MMtherm)
F2_Commercial_School_New_Space Heating_Natural Gas_Unit Heater_Baseline Forecast | F2 | Commercial | School | New | Space Heating | Natural Gas | Unit Heater | Baseline Forecast | Summer Demand Savings (MW)
F3_Commercial_School_New_Space Heating_Natural Gas_Unit Heater_Baseline Forecast | F3 | Commercial | School | New | Space Heating | Natural Gas | Unit Heater | Baseline Forecast | Winter Demand Savings (MW)
F4_Commercial_School_New_Space Heating_Natural Gas_Unit Heater_Baseline Forecast | F4 | Commercial | School | New | Space Heating | Natural Gas | Unit Heater | Baseline Forecast | Incremental Savings (MMtherm)
F1_Commercial_School_New_Water Heating_Natural Gas_Water Heater_Baseline Forecast | F1 | Commercial | School | New | Water Heating | Natural Gas | Water Heater | Baseline Forecast | Consumption Savings (MMtherm)
F2_Commercial_School_New_Water Heating_Natural Gas_Water Heater_Baseline Forecast | F2 | Commercial | School | New | Water Heating | Natural Gas | Water Heater | Baseline Forecast | Summer Demand Savings (MW)
F3_Commercial_School_New_Water Heating_Natural Gas_Water Heater_Baseline Forecast | F3 | Commercial | School | New | Water Heating | Natural Gas | Water Heater | Baseline Forecast | Winter Demand Savings (MW)
F4_Commercial_School_New_Water Heating_Natural Gas_Water Heater_Baseline Forecast | F4 | Commercial | School | New | Water Heating | Natural Gas | Water Heater | Baseline Forecast | Incremental Savings (MMtherm)
F1_Commercial_School_New_Food Preparation_Natural Gas_Oven_Baseline Forecast | F1 | Commercial | School | New | Food Preparation | Natural Gas | Oven | Baseline Forecast | Consumption Savings (MMtherm)
F2_Commercial_School_New_Food Preparation_Natural Gas_Oven_Baseline Forecast | F2 | Commercial | School | New | Food Preparation | Natural Gas | Oven | Baseline Forecast | Summer Demand Savings (MW)
F3_Commercial_School_New_Food Preparation_Natural Gas_Oven_Baseline Forecast | F3 | Commercial | School | New | Food Preparation | Natural Gas | Oven | Baseline Forecast | Winter Demand Savings (MW)
F4_Commercial_School_New_Food Preparation_Natural Gas_Oven_Baseline Forecast | F4 | Commercial | School | New | Food Preparation | Natural Gas | Oven | Baseline Forecast | Incremental Savings (MMtherm)
F1_Commercial_School_New_Food Preparation_Natural Gas_Conveyor Oven_Baseline Forecast | F1 | Commercial | School | New | Food Preparation | Natural Gas | Conveyor Oven | Baseline Forecast | Consumption Savings (MMtherm)
F2_Commercial_School_New_Food Preparation_Natural Gas_Conveyor Oven_Baseline Forecast | F2 | Commercial | School | New | Food Preparation | Natural Gas | Conveyor Oven | Baseline Forecast | Summer Demand Savings (MW)
F3_Commercial_School_New_Food Preparation_Natural Gas_Conveyor Oven_Baseline Forecast | F3 | Commercial | School | New | Food Preparation | Natural Gas | Conveyor Oven | Baseline Forecast | Winter Demand Savings (MW)
F4_Commercial_School_New_Food Preparation_Natural Gas_Conveyor Oven_Baseline Forecast | F4 | Commercial | School | New | Food Preparation | Natural Gas | Conveyor Oven | Baseline Forecast | Incremental Savings (MMtherm)
F1_Commercial_School_New_Food Preparation_Natural Gas_Double Rack Oven_Baseline Forecast | F1 | Commercial | School | New | Food Preparation | Natural Gas | Double Rack Oven | Baseline Forecast | Consumption Savings (MMtherm)
F2_Commercial_School_New_Food Preparation_Natural Gas_Double Rack Oven_Baseline Forecast | F2 | Commercial | School | New | Food Preparation | Natural Gas | Double Rack Oven | Baseline Forecast | Summer Demand Savings (MW)
F3_Commercial_School_New_Food Preparation_Natural Gas_Double Rack Oven_Baseline Forecast | F3 | Commercial | School | New | Food Preparation | Natural Gas | Double Rack Oven | Baseline Forecast | Winter Demand Savings (MW)
F4_Commercial_School_New_Food Preparation_Natural Gas_Double Rack Oven_Baseline Forecast | F4 | Commercial | School | New | Food Preparation | Natural Gas | Double Rack Oven | Baseline Forecast | Incremental Savings (MMtherm)
F1_Commercial_School_New_Food Preparation_Natural Gas_Fryer_Baseline Forecast | F1 | Commercial | School | New | Food Preparation | Natural Gas | Fryer | Baseline Forecast | Consumption Savings (MMtherm)
F2_Commercial_School_New_Food Preparation_Natural Gas_Fryer_Baseline Forecast | F2 | Commercial | School | New | Food Preparation | Natural Gas | Fryer | Baseline Forecast | Summer Demand Savings (MW)
F3_Commercial_School_New_Food Preparation_Natural Gas_Fryer_Baseline Forecast | F3 | Commercial | School | New | Food Preparation | Natural Gas | Fryer | Baseline Forecast | Winter Demand Savings (MW)
F4_Commercial_School_New_Food Preparation_Natural Gas_Fryer_Baseline Forecast | F4 | Commercial | School | New | Food Preparation | Natural Gas | Fryer | Baseline Forecast | Incremental Savings (MMtherm)
F1_Commercial_School_New_Food Preparation_Natural Gas_Broiler_Baseline Forecast | F1 | Commercial | School | New | Food Preparation | Natural Gas | Broiler | Baseline Forecast | Consumption Savings (MMtherm)
F2_Commercial_School_New_Food Preparation_Natural Gas_Broiler_Baseline Forecast | F2 | Commercial | School | New | Food Preparation | Natural Gas | Broiler | Baseline Forecast | Summer Demand Savings (MW)
F3_Commercial_School_New_Food Preparation_Natural Gas_Broiler_Baseline Forecast | F3 | Commercial | School | New | Food Preparation | Natural Gas | Broiler | Baseline Forecast | Winter Demand Savings (MW)
F4_Commercial_School_New_Food Preparation_Natural Gas_Broiler_Baseline Forecast | F4 | Commercial | School | New | Food Preparation | Natural Gas | Broiler | Baseline Forecast | Incremental Savings (MMtherm)
F1_Commercial_School_New_Food Preparation_Natural Gas_Griddle_Baseline Forecast | F1 | Commercial | School | New | Food Preparation | Natural Gas | Griddle | Baseline Forecast | Consumption Savings (MMtherm)
F2_Commercial_School_New_Food Preparation_Natural Gas_Griddle_Baseline Forecast | F2 | Commercial | School | New | Food Preparation | Natural Gas | Griddle | Baseline Forecast | Summer Demand Savings (MW)
F3_Commercial_School_New_Food Preparation_Natural Gas_Griddle_Baseline Forecast | F3 | Commercial | School | New | Food Preparation | Natural Gas | Griddle | Baseline Forecast | Winter Demand Savings (MW)
F4_Commercial_School_New_Food Preparation_Natural Gas_Griddle_Baseline Forecast | F4 | Commercial | School | New | Food Preparation | Natural Gas | Griddle | Baseline Forecast | Incremental Savings (MMtherm)
F1_Commercial_School_New_Food Preparation_Natural Gas_Range_Baseline Forecast | F1 | Commercial | School | New | Food Preparation | Natural Gas | Range | Baseline Forecast | Consumption Savings (MMtherm)
F2_Commercial_School_New_Food Preparation_Natural Gas_Range_Baseline Forecast | F2 | Commercial | School | New | Food Preparation | Natural Gas | Range | Baseline Forecast | Summer Demand Savings (MW)
F3_Commercial_School_New_Food Preparation_Natural Gas_Range_Baseline Forecast | F3 | Commercial | School | New | Food Preparation | Natural Gas | Range | Baseline Forecast | Winter Demand Savings (MW)
F4_Commercial_School_New_Food Preparation_Natural Gas_Range_Baseline Forecast | F4 | Commercial | School | New | Food Preparation | Natural Gas | Range | Baseline Forecast | Incremental Savings (MMtherm)
F1_Commercial_School_New_Food Preparation_Natural Gas_Steamer_Baseline Forecast | F1 | Commercial | School | New | Food Preparation | Natural Gas | Steamer | Baseline Forecast | Consumption Savings (MMtherm)
F2_Commercial_School_New_Food Preparation_Natural Gas_Steamer_Baseline Forecast | F2 | Commercial | School | New | Food Preparation | Natural Gas | Steamer | Baseline Forecast | Summer Demand Savings (MW)
F3_Commercial_School_New_Food Preparation_Natural Gas_Steamer_Baseline Forecast | F3 | Commercial | School | New | Food Preparation | Natural Gas | Steamer | Baseline Forecast | Winter Demand Savings (MW)
F4_Commercial_School_New_Food Preparation_Natural Gas_Steamer_Baseline Forecast | F4 | Commercial | School | New | Food Preparation | Natural Gas | Steamer | Baseline Forecast | Incremental Savings (MMtherm)
F1_Commercial_School_New_Food Preparation_Natural Gas_Food Prep Other_Baseline Forecast | F1 | Commercial | School | New | Food Preparation | Natural Gas | Food Prep Other | Baseline Forecast | Consumption Savings (MMtherm)
F2_Commercial_School_New_Food Preparation_Natural Gas_Food Prep Other_Baseline Forecast | F2 | Commercial | School | New | Food Preparation | Natural Gas | Food Prep Other | Baseline Forecast | Summer Demand Savings (MW)
F3_Commercial_School_New_Food Preparation_Natural Gas_Food Prep Other_Baseline Forecast | F3 | Commercial | School | New | Food Preparation | Natural Gas | Food Prep Other | Baseline Forecast | Winter Demand Savings (MW)
F4_Commercial_School_New_Food Preparation_Natural Gas_Food Prep Other_Baseline Forecast | F4 | Commercial | School | New | Food Preparation | Natural Gas | Food Prep Other | Baseline Forecast | Incremental Savings (MMtherm)
F1_Commercial_School_New_Miscellaneous_Natural Gas_Pool Heater_Baseline Forecast | F1 | Commercial | School | New | Miscellaneous | Natural Gas | Pool Heater | Baseline Forecast | Consumption Savings (MMtherm)
F2_Commercial_School_New_Miscellaneous_Natural Gas_Pool Heater_Baseline Forecast | F2 | Commercial | School | New | Miscellaneous | Natural Gas | Pool Heater | Baseline Forecast | Summer Demand Savings (MW)
F3_Commercial_School_New_Miscellaneous_Natural Gas_Pool Heater_Baseline Forecast | F3 | Commercial | School | New | Miscellaneous | Natural Gas | Pool Heater | Baseline Forecast | Winter Demand Savings (MW)
F4_Commercial_School_New_Miscellaneous_Natural Gas_Pool Heater_Baseline Forecast | F4 | Commercial | School | New | Miscellaneous | Natural Gas | Pool Heater | Baseline Forecast | Incremental Savings (MMtherm)
F1_Commercial_School_New_Miscellaneous_Natural Gas_Miscellaneous_Baseline Forecast | F1 | Commercial | School | New | Miscellaneous | Natural Gas | Miscellaneous | Baseline Forecast | Consumption Savings (MMtherm)
F2_Commercial_School_New_Miscellaneous_Natural Gas_Miscellaneous_Baseline Forecast | F2 | Commercial | School | New | Miscellaneous | Natural Gas | Miscellaneous | Baseline Forecast | Summer Demand Savings (MW)
F3_Commercial_School_New_Miscellaneous_Natural Gas_Miscellaneous_Baseline Forecast | F3 | Commercial | School | New | Miscellaneous | Natural Gas | Miscellaneous | Baseline Forecast | Winter Demand Savings (MW)
F4_Commercial_School_New_Miscellaneous_Natural Gas_Miscellaneous_Baseline Forecast | F4 | Commercial | School | New | Miscellaneous | Natural Gas | Miscellaneous | Baseline Forecast | Incremental Savings (MMtherm)
F1_Commercial_College_Existing_Space Heating_Natural Gas_Furnace_Baseline Forecast | F1 | Commercial | College | Existing | Space Heating | Natural Gas | Furnace | Baseline Forecast | Consumption Savings (MMtherm)
F2_Commercial_College_Existing_Space Heating_Natural Gas_Furnace_Baseline Forecast | F2 | Commercial | College | Existing | Space Heating | Natural Gas | Furnace | Baseline Forecast | Summer Demand Savings (MW)
F3_Commercial_College_Existing_Space Heating_Natural Gas_Furnace_Baseline Forecast | F3 | Commercial | College | Existing | Space Heating | Natural Gas | Furnace | Baseline Forecast | Winter Demand Savings (MW)
F4_Commercial_College_Existing_Space Heating_Natural Gas_Furnace_Baseline Forecast | F4 | Commercial | College | Existing | Space Heating | Natural Gas | Furnace | Baseline Forecast | Incremental Savings (MMtherm)
F1_Commercial_College_Existing_Space Heating_Natural Gas_Boiler_Baseline Forecast | F1 | Commercial | College | Existing | Space Heating | Natural Gas | Boiler | Baseline Forecast | Consumption Savings (MMtherm)
F2_Commercial_College_Existing_Space Heating_Natural Gas_Boiler_Baseline Forecast | F2 | Commercial | College | Existing | Space Heating | Natural Gas | Boiler | Baseline Forecast | Summer Demand Savings (MW)
F3_Commercial_College_Existing_Space Heating_Natural Gas_Boiler_Baseline Forecast | F3 | Commercial | College | Existing | Space Heating | Natural Gas | Boiler | Baseline Forecast | Winter Demand Savings (MW)
F4_Commercial_College_Existing_Space Heating_Natural Gas_Boiler_Baseline Forecast | F4 | Commercial | College | Existing | Space Heating | Natural Gas | Boiler | Baseline Forecast | Incremental Savings (MMtherm)
F1_Commercial_College_Existing_Space Heating_Natural Gas_Unit Heater_Baseline Forecast | F1 | Commercial | College | Existing | Space Heating | Natural Gas | Unit Heater | Baseline Forecast | Consumption Savings (MMtherm)
F2_Commercial_College_Existing_Space Heating_Natural Gas_Unit Heater_Baseline Forecast | F2 | Commercial | College | Existing | Space Heating | Natural Gas | Unit Heater | Baseline Forecast | Summer Demand Savings (MW)
F3_Commercial_College_Existing_Space Heating_Natural Gas_Unit Heater_Baseline Forecast | F3 | Commercial | College | Existing | Space Heating | Natural Gas | Unit Heater | Baseline Forecast | Winter Demand Savings (MW)
F4_Commercial_College_Existing_Space Heating_Natural Gas_Unit Heater_Baseline Forecast | F4 | Commercial | College | Existing | Space Heating | Natural Gas | Unit Heater | Baseline Forecast | Incremental Savings (MMtherm)
F1_Commercial_College_Existing_Water Heating_Natural Gas_Water Heater_Baseline Forecast | F1 | Commercial | College | Existing | Water Heating | Natural Gas | Water Heater | Baseline Forecast | Consumption Savings (MMtherm)
F2_Commercial_College_Existing_Water Heating_Natural Gas_Water Heater_Baseline Forecast | F2 | Commercial | College | Existing | Water Heating | Natural Gas | Water Heater | Baseline Forecast | Summer Demand Savings (MW)
F3_Commercial_College_Existing_Water Heating_Natural Gas_Water Heater_Baseline Forecast | F3 | Commercial | College | Existing | Water Heating | Natural Gas | Water Heater | Baseline Forecast | Winter Demand Savings (MW)
F4_Commercial_College_Existing_Water Heating_Natural Gas_Water Heater_Baseline Forecast | F4 | Commercial | College | Existing | Water Heating | Natural Gas | Water Heater | Baseline Forecast | Incremental Savings (MMtherm)
F1_Commercial_College_Existing_Food Preparation_Natural Gas_Oven_Baseline Forecast | F1 | Commercial | College | Existing | Food Preparation | Natural Gas | Oven | Baseline Forecast | Consumption Savings (MMtherm)
F2_Commercial_College_Existing_Food Preparation_Natural Gas_Oven_Baseline Forecast | F2 | Commercial | College | Existing | Food Preparation | Natural Gas | Oven | Baseline Forecast | Summer Demand Savings (MW)
F3_Commercial_College_Existing_Food Preparation_Natural Gas_Oven_Baseline Forecast | F3 | Commercial | College | Existing | Food Preparation | Natural Gas | Oven | Baseline Forecast | Winter Demand Savings (MW)
F4_Commercial_College_Existing_Food Preparation_Natural Gas_Oven_Baseline Forecast | F4 | Commercial | College | Existing | Food Preparation | Natural Gas | Oven | Baseline Forecast | Incremental Savings (MMtherm)
F1_Commercial_College_Existing_Food Preparation_Natural Gas_Conveyor Oven_Baseline Forecast | F1 | Commercial | College | Existing | Food Preparation | Natural Gas | Conveyor Oven | Baseline Forecast | Consumption Savings (MMtherm)
F2_Commercial_College_Existing_Food Preparation_Natural Gas_Conveyor Oven_Baseline Forecast | F2 | Commercial | College | Existing | Food Preparation | Natural Gas | Conveyor Oven | Baseline Forecast | Summer Demand Savings (MW)
F3_Commercial_College_Existing_Food Preparation_Natural Gas_Conveyor Oven_Baseline Forecast | F3 | Commercial | College | Existing | Food Preparation | Natural Gas | Conveyor Oven | Baseline Forecast | Winter Demand Savings (MW)
F4_Commercial_College_Existing_Food Preparation_Natural Gas_Conveyor Oven_Baseline Forecast | F4 | Commercial | College | Existing | Food Preparation | Natural Gas | Conveyor Oven | Baseline Forecast | Incremental Savings (MMtherm)
F1_Commercial_College_Existing_Food Preparation_Natural Gas_Double Rack Oven_Baseline Forecast | F1 | Commercial | College | Existing | Food Preparation | Natural Gas | Double Rack Oven | Baseline Forecast | Consumption Savings (MMtherm)
F2_Commercial_College_Existing_Food Preparation_Natural Gas_Double Rack Oven_Baseline Forecast | F2 | Commercial | College | Existing | Food Preparation | Natural Gas | Double Rack Oven | Baseline Forecast | Summer Demand Savings (MW)
F3_Commercial_College_Existing_Food Preparation_Natural Gas_Double Rack Oven_Baseline Forecast | F3 | Commercial | College | Existing | Food Preparation | Natural Gas | Double Rack Oven | Baseline Forecast | Winter Demand Savings (MW)
F4_Commercial_College_Existing_Food Preparation_Natural Gas_Double Rack Oven_Baseline Forecast | F4 | Commercial | College | Existing | Food Preparation | Natural Gas | Double Rack Oven | Baseline Forecast | Incremental Savings (MMtherm)
F1_Commercial_College_Existing_Food Preparation_Natural Gas_Fryer_Baseline Forecast | F1 | Commercial | College | Existing | Food Preparation | Natural Gas | Fryer | Baseline Forecast | Consumption Savings (MMtherm)
F2_Commercial_College_Existing_Food Preparation_Natural Gas_Fryer_Baseline Forecast | F2 | Commercial | College | Existing | Food Preparation | Natural Gas | Fryer | Baseline Forecast | Summer Demand Savings (MW)
F3_Commercial_College_Existing_Food Preparation_Natural Gas_Fryer_Baseline Forecast | F3 | Commercial | College | Existing | Food Preparation | Natural Gas | Fryer | Baseline Forecast | Winter Demand Savings (MW)
F4_Commercial_College_Existing_Food Preparation_Natural Gas_Fryer_Baseline Forecast | F4 | Commercial | College | Existing | Food Preparation | Natural Gas | Fryer | Baseline Forecast | Incremental Savings (MMtherm)
F1_Commercial_College_Existing_Food Preparation_Natural Gas_Broiler_Baseline Forecast | F1 | Commercial | College | Existing | Food Preparation | Natural Gas | Broiler | Baseline Forecast | Consumption Savings (MMtherm)
F2_Commercial_College_Existing_Food Preparation_Natural Gas_Broiler_Baseline Forecast | F2 | Commercial | College | Existing | Food Preparation | Natural Gas | Broiler | Baseline Forecast | Summer Demand Savings (MW)
F3_Commercial_College_Existing_Food Preparation_Natural Gas_Broiler_Baseline Forecast | F3 | Commercial | College | Existing | Food Preparation | Natural Gas | Broiler | Baseline Forecast | Winter Demand Savings (MW)
F4_Commercial_College_Existing_Food Preparation_Natural Gas_Broiler_Baseline Forecast | F4 | Commercial | College | Existing | Food Preparation | Natural Gas | Broiler | Baseline Forecast | Incremental Savings (MMtherm)
F1_Commercial_College_Existing_Food Preparation_Natural Gas_Griddle_Baseline Forecast | F1 | Commercial | College | Existing | Food Preparation | Natural Gas | Griddle | Baseline Forecast | Consumption Savings (MMtherm)
F2_Commercial_College_Existing_Food Preparation_Natural Gas_Griddle_Baseline Forecast | F2 | Commercial | College | Existing | Food Preparation | Natural Gas | Griddle | Baseline Forecast | Summer Demand Savings (MW)
F3_Commercial_College_Existing_Food Preparation_Natural Gas_Griddle_Baseline Forecast | F3 | Commercial | College | Existing | Food Preparation | Natural Gas | Griddle | Baseline Forecast | Winter Demand Savings (MW)
F4_Commercial_College_Existing_Food Preparation_Natural Gas_Griddle_Baseline Forecast | F4 | Commercial | College | Existing | Food Preparation | Natural Gas | Griddle | Baseline Forecast | Incremental Savings (MMtherm)
F1_Commercial_College_Existing_Food Preparation_Natural Gas_Range_Baseline Forecast | F1 | Commercial | College | Existing | Food Preparation | Natural Gas | Range | Baseline Forecast | Consumption Savings (MMtherm)
F2_Commercial_College_Existing_Food Preparation_Natural Gas_Range_Baseline Forecast | F2 | Commercial | College | Existing | Food Preparation | Natural Gas | Range | Baseline Forecast | Summer Demand Savings (MW)
F3_Commercial_College_Existing_Food Preparation_Natural Gas_Range_Baseline Forecast | F3 | Commercial | College | Existing | Food Preparation | Natural Gas | Range | Baseline Forecast | Winter Demand Savings (MW)
F4_Commercial_College_Existing_Food Preparation_Natural Gas_Range_Baseline Forecast | F4 | Commercial | College | Existing | Food Preparation | Natural Gas | Range | Baseline Forecast | Incremental Savings (MMtherm)
F1_Commercial_College_Existing_Food Preparation_Natural Gas_Steamer_Baseline Forecast | F1 | Commercial | College | Existing | Food Preparation | Natural Gas | Steamer | Baseline Forecast | Consumption Savings (MMtherm)
F2_Commercial_College_Existing_Food Preparation_Natural Gas_Steamer_Baseline Forecast | F2 | Commercial | College | Existing | Food Preparation | Natural Gas | Steamer | Baseline Forecast | Summer Demand Savings (MW)
F3_Commercial_College_Existing_Food Preparation_Natural Gas_Steamer_Baseline Forecast | F3 | Commercial | College | Existing | Food Preparation | Natural Gas | Steamer | Baseline Forecast | Winter Demand Savings (MW)
F4_Commercial_College_Existing_Food Preparation_Natural Gas_Steamer_Baseline Forecast | F4 | Commercial | College | Existing | Food Preparation | Natural Gas | Steamer | Baseline Forecast | Incremental Savings (MMtherm)
F1_Commercial_College_Existing_Food Preparation_Natural Gas_Food Prep Other_Baseline Forecast | F1 | Commercial | College | Existing | Food Preparation | Natural Gas | Food Prep Other | Baseline Forecast | Consumption Savings (MMtherm)
F2_Commercial_College_Existing_Food Preparation_Natural Gas_Food Prep Other_Baseline Forecast | F2 | Commercial | College | Existing | Food Preparation | Natural Gas | Food Prep Other | Baseline Forecast | Summer Demand Savings (MW)
F3_Commercial_College_Existing_Food Preparation_Natural Gas_Food Prep Other_Baseline Forecast | F3 | Commercial | College | Existing | Food Preparation | Natural Gas | Food Prep Other | Baseline Forecast | Winter Demand Savings (MW)
F4_Commercial_College_Existing_Food Preparation_Natural Gas_Food Prep Other_Baseline Forecast | F4 | Commercial | College | Existing | Food Preparation | Natural Gas | Food Prep Other | Baseline Forecast | Incremental Savings (MMtherm)
F1_Commercial_College_Existing_Miscellaneous_Natural Gas_Pool Heater_Baseline Forecast | F1 | Commercial | College | Existing | Miscellaneous | Natural Gas | Pool Heater | Baseline Forecast | Consumption Savings (MMtherm)
F2_Commercial_College_Existing_Miscellaneous_Natural Gas_Pool Heater_Baseline Forecast | F2 | Commercial | College | Existing | Miscellaneous | Natural Gas | Pool Heater | Baseline Forecast | Summer Demand Savings (MW)
F3_Commercial_College_Existing_Miscellaneous_Natural Gas_Pool Heater_Baseline Forecast | F3 | Commercial | College | Existing | Miscellaneous | Natural Gas | Pool Heater | Baseline Forecast | Winter Demand Savings (MW)
F4_Commercial_College_Existing_Miscellaneous_Natural Gas_Pool Heater_Baseline Forecast | F4 | Commercial | College | Existing | Miscellaneous | Natural Gas | Pool Heater | Baseline Forecast | Incremental Savings (MMtherm)
F1_Commercial_College_Existing_Miscellaneous_Natural Gas_Miscellaneous_Baseline Forecast | F1 | Commercial | College | Existing | Miscellaneous | Natural Gas | Miscellaneous | Baseline Forecast | Consumption Savings (MMtherm)
F2_Commercial_College_Existing_Miscellaneous_Natural Gas_Miscellaneous_Baseline Forecast | F2 | Commercial | College | Existing | Miscellaneous | Natural Gas | Miscellaneous | Baseline Forecast | Summer Demand Savings (MW)
F3_Commercial_College_Existing_Miscellaneous_Natural Gas_Miscellaneous_Baseline Forecast | F3 | Commercial | College | Existing | Miscellaneous | Natural Gas | Miscellaneous | Baseline Forecast | Winter Demand Savings (MW)
F4_Commercial_College_Existing_Miscellaneous_Natural Gas_Miscellaneous_Baseline Forecast | F4 | Commercial | College | Existing | Miscellaneous | Natural Gas | Miscellaneous | Baseline Forecast | Incremental Savings (MMtherm)
F1_Commercial_College_New_Space Heating_Natural Gas_Furnace_Baseline Forecast | F1 | Commercial | College | New | Space Heating | Natural Gas | Furnace | Baseline Forecast | Consumption Savings (MMtherm)
F2_Commercial_College_New_Space Heating_Natural Gas_Furnace_Baseline Forecast | F2 | Commercial | College | New | Space Heating | Natural Gas | Furnace | Baseline Forecast | Summer Demand Savings (MW)
F3_Commercial_College_New_Space Heating_Natural Gas_Furnace_Baseline Forecast | F3 | Commercial | College | New | Space Heating | Natural Gas | Furnace | Baseline Forecast | Winter Demand Savings (MW)
F4_Commercial_College_New_Space Heating_Natural Gas_Furnace_Baseline Forecast | F4 | Commercial | College | New | Space Heating | Natural Gas | Furnace | Baseline Forecast | Incremental Savings (MMtherm)
F1_Commercial_College_New_Space Heating_Natural Gas_Boiler_Baseline Forecast | F1 | Commercial | College | New | Space Heating | Natural Gas | Boiler | Baseline Forecast | Consumption Savings (MMtherm)
F2_Commercial_College_New_Space Heating_Natural Gas_Boiler_Baseline Forecast | F2 | Commercial | College | New | Space Heating | Natural Gas | Boiler | Baseline Forecast | Summer Demand Savings (MW)
F3_Commercial_College_New_Space Heating_Natural Gas_Boiler_Baseline Forecast | F3 | Commercial | College | New | Space Heating | Natural Gas | Boiler | Baseline Forecast | Winter Demand Savings (MW)
F4_Commercial_College_New_Space Heating_Natural Gas_Boiler_Baseline Forecast | F4 | Commercial | College | New | Space Heating | Natural Gas | Boiler | Baseline Forecast | Incremental Savings (MMtherm)
F1_Commercial_College_New_Space Heating_Natural Gas_Unit Heater_Baseline Forecast | F1 | Commercial | College | New | Space Heating | Natural Gas | Unit Heater | Baseline Forecast | Consumption Savings (MMtherm)
F2_Commercial_College_New_Space Heating_Natural Gas_Unit Heater_Baseline Forecast | F2 | Commercial | College | New | Space Heating | Natural Gas | Unit Heater | Baseline Forecast | Summer Demand Savings (MW)
F3_Commercial_College_New_Space Heating_Natural Gas_Unit Heater_Baseline Forecast | F3 | Commercial | College | New | Space Heating | Natural Gas | Unit Heater | Baseline Forecast | Winter Demand Savings (MW)
F4_Commercial_College_New_Space Heating_Natural Gas_Unit Heater_Baseline Forecast | F4 | Commercial | College | New | Space Heating | Natural Gas | Unit Heater | Baseline Forecast | Incremental Savings (MMtherm)
F1_Commercial_College_New_Water Heating_Natural Gas_Water Heater_Baseline Forecast | F1 | Commercial | College | New | Water Heating | Natural Gas | Water Heater | Baseline Forecast | Consumption Savings (MMtherm)
F2_Commercial_College_New_Water Heating_Natural Gas_Water Heater_Baseline Forecast | F2 | Commercial | College | New | Water Heating | Natural Gas | Water Heater | Baseline Forecast | Summer Demand Savings (MW)
F3_Commercial_College_New_Water Heating_Natural Gas_Water Heater_Baseline Forecast | F3 | Commercial | College | New | Water Heating | Natural Gas | Water Heater | Baseline Forecast | Winter Demand Savings (MW)
F4_Commercial_College_New_Water Heating_Natural Gas_Water Heater_Baseline Forecast | F4 | Commercial | College | New | Water Heating | Natural Gas | Water Heater | Baseline Forecast | Incremental Savings (MMtherm)
F1_Commercial_College_New_Food Preparation_Natural Gas_Oven_Baseline Forecast | F1 | Commercial | College | New | Food Preparation | Natural Gas | Oven | Baseline Forecast | Consumption Savings (MMtherm)
F2_Commercial_College_New_Food Preparation_Natural Gas_Oven_Baseline Forecast | F2 | Commercial | College | New | Food Preparation | Natural Gas | Oven | Baseline Forecast | Summer Demand Savings (MW)
F3_Commercial_College_New_Food Preparation_Natural Gas_Oven_Baseline Forecast | F3 | Commercial | College | New | Food Preparation | Natural Gas | Oven | Baseline Forecast | Winter Demand Savings (MW)
F4_Commercial_College_New_Food Preparation_Natural Gas_Oven_Baseline Forecast | F4 | Commercial | College | New | Food Preparation | Natural Gas | Oven | Baseline Forecast | Incremental Savings (MMtherm)
F1_Commercial_College_New_Food Preparation_Natural Gas_Conveyor Oven_Baseline Forecast | F1 | Commercial | College | New | Food Preparation | Natural Gas | Conveyor Oven | Baseline Forecast | Consumption Savings (MMtherm)
F2_Commercial_College_New_Food Preparation_Natural Gas_Conveyor Oven_Baseline Forecast | F2 | Commercial | College | New | Food Preparation | Natural Gas | Conveyor Oven | Baseline Forecast | Summer Demand Savings (MW)
F3_Commercial_College_New_Food Preparation_Natural Gas_Conveyor Oven_Baseline Forecast | F3 | Commercial | College | New | Food Preparation | Natural Gas | Conveyor Oven | Baseline Forecast | Winter Demand Savings (MW)
F4_Commercial_College_New_Food Preparation_Natural Gas_Conveyor Oven_Baseline Forecast | F4 | Commercial | College | New | Food Preparation | Natural Gas | Conveyor Oven | Baseline Forecast | Incremental Savings (MMtherm)
F1_Commercial_College_New_Food Preparation_Natural Gas_Double Rack Oven_Baseline Forecast | F1 | Commercial | College | New | Food Preparation | Natural Gas | Double Rack Oven | Baseline Forecast | Consumption Savings (MMtherm)
F2_Commercial_College_New_Food Preparation_Natural Gas_Double Rack Oven_Baseline Forecast | F2 | Commercial | College | New | Food Preparation | Natural Gas | Double Rack Oven | Baseline Forecast | Summer Demand Savings (MW)
F3_Commercial_College_New_Food Preparation_Natural Gas_Double Rack Oven_Baseline Forecast | F3 | Commercial | College | New | Food Preparation | Natural Gas | Double Rack Oven | Baseline Forecast | Winter Demand Savings (MW)
F4_Commercial_College_New_Food Preparation_Natural Gas_Double Rack Oven_Baseline Forecast | F4 | Commercial | College | New | Food Preparation | Natural Gas | Double Rack Oven | Baseline Forecast | Incremental Savings (MMtherm)
F1_Commercial_College_New_Food Preparation_Natural Gas_Fryer_Baseline Forecast | F1 | Commercial | College | New | Food Preparation | Natural Gas | Fryer | Baseline Forecast | Consumption Savings (MMtherm)
F2_Commercial_College_New_Food Preparation_Natural Gas_Fryer_Baseline Forecast | F2 | Commercial | College | New | Food Preparation | Natural Gas | Fryer | Baseline Forecast | Summer Demand Savings (MW)
F3_Commercial_College_New_Food Preparation_Natural Gas_Fryer_Baseline Forecast | F3 | Commercial | College | New | Food Preparation | Natural Gas | Fryer | Baseline Forecast | Winter Demand Savings (MW)
F4_Commercial_College_New_Food Preparation_Natural Gas_Fryer_Baseline Forecast | F4 | Commercial | College | New | Food Preparation | Natural Gas | Fryer | Baseline Forecast | Incremental Savings (MMtherm)
F1_Commercial_College_New_Food Preparation_Natural Gas_Broiler_Baseline Forecast | F1 | Commercial | College | New | Food Preparation | Natural Gas | Broiler | Baseline Forecast | Consumption Savings (MMtherm)
F2_Commercial_College_New_Food Preparation_Natural Gas_Broiler_Baseline Forecast | F2 | Commercial | College | New | Food Preparation | Natural Gas | Broiler | Baseline Forecast | Summer Demand Savings (MW)
F3_Commercial_College_New_Food Preparation_Natural Gas_Broiler_Baseline Forecast | F3 | Commercial | College | New | Food Preparation | Natural Gas | Broiler | Baseline Forecast | Winter Demand Savings (MW)
F4_Commercial_College_New_Food Preparation_Natural Gas_Broiler_Baseline Forecast | F4 | Commercial | College | New | Food Preparation | Natural Gas | Broiler | Baseline Forecast | Incremental Savings (MMtherm)
F1_Commercial_College_New_Food Preparation_Natural Gas_Griddle_Baseline Forecast | F1 | Commercial | College | New | Food Preparation | Natural Gas | Griddle | Baseline Forecast | Consumption Savings (MMtherm)
F2_Commercial_College_New_Food Preparation_Natural Gas_Griddle_Baseline Forecast | F2 | Commercial | College | New | Food Preparation | Natural Gas | Griddle | Baseline Forecast | Summer Demand Savings (MW)
F3_Commercial_College_New_Food Preparation_Natural Gas_Griddle_Baseline Forecast | F3 | Commercial | College | New | Food Preparation | Natural Gas | Griddle | Baseline Forecast | Winter Demand Savings (MW)
F4_Commercial_College_New_Food Preparation_Natural Gas_Griddle_Baseline Forecast | F4 | Commercial | College | New | Food Preparation | Natural Gas | Griddle | Baseline Forecast | Incremental Savings (MMtherm)
F1_Commercial_College_New_Food Preparation_Natural Gas_Range_Baseline Forecast | F1 | Commercial | College | New | Food Preparation | Natural Gas | Range | Baseline Forecast | Consumption Savings (MMtherm)
F2_Commercial_College_New_Food Preparation_Natural Gas_Range_Baseline Forecast | F2 | Commercial | College | New | Food Preparation | Natural Gas | Range | Baseline Forecast | Summer Demand Savings (MW)
F3_Commercial_College_New_Food Preparation_Natural Gas_Range_Baseline Forecast | F3 | Commercial | College | New | Food Preparation | Natural Gas | Range | Baseline Forecast | Winter Demand Savings (MW)
F4_Commercial_College_New_Food Preparation_Natural Gas_Range_Baseline Forecast | F4 | Commercial | College | New | Food Preparation | Natural Gas | Range | Baseline Forecast | Incremental Savings (MMtherm)
F1_Commercial_College_New_Food Preparation_Natural Gas_Steamer_Baseline Forecast | F1 | Commercial | College | New | Food Preparation | Natural Gas | Steamer | Baseline Forecast | Consumption Savings (MMtherm)
F2_Commercial_College_New_Food Preparation_Natural Gas_Steamer_Baseline Forecast | F2 | Commercial | College | New | Food Preparation | Natural Gas | Steamer | Baseline Forecast | Summer Demand Savings (MW)
F3_Commercial_College_New_Food Preparation_Natural Gas_Steamer_Baseline Forecast | F3 | Commercial | College | New | Food Preparation | Natural Gas | Steamer | Baseline Forecast | Winter Demand Savings (MW)
F4_Commercial_College_New_Food Preparation_Natural Gas_Steamer_Baseline Forecast | F4 | Commercial | College | New | Food Preparation | Natural Gas | Steamer | Baseline Forecast | Incremental Savings (MMtherm)
F1_Commercial_College_New_Food Preparation_Natural Gas_Food Prep Other_Baseline Forecast | F1 | Commercial | College | New | Food Preparation | Natural Gas | Food Prep Other | Baseline Forecast | Consumption Savings (MMtherm)
F2_Commercial_College_New_Food Preparation_Natural Gas_Food Prep Other_Baseline Forecast | F2 | Commercial | College | New | Food Preparation | Natural Gas | Food Prep Other | Baseline Forecast | Summer Demand Savings (MW)
F3_Commercial_College_New_Food Preparation_Natural Gas_Food Prep Other_Baseline Forecast | F3 | Commercial | College | New | Food Preparation | Natural Gas | Food Prep Other | Baseline Forecast | Winter Demand Savings (MW)
F4_Commercial_College_New_Food Preparation_Natural Gas_Food Prep Other_Baseline Forecast | F4 | Commercial | College | New | Food Preparation | Natural Gas | Food Prep Other | Baseline Forecast | Incremental Savings (MMtherm)
F1_Commercial_College_New_Miscellaneous_Natural Gas_Pool Heater_Baseline Forecast | F1 | Commercial | College | New | Miscellaneous | Natural Gas | Pool Heater | Baseline Forecast | Consumption Savings (MMtherm)
F2_Commercial_College_New_Miscellaneous_Natural Gas_Pool Heater_Baseline Forecast | F2 | Commercial | College | New | Miscellaneous | Natural Gas | Pool Heater | Baseline Forecast | Summer Demand Savings (MW)
F3_Commercial_College_New_Miscellaneous_Natural Gas_Pool Heater_Baseline Forecast | F3 | Commercial | College | New | Miscellaneous | Natural Gas | Pool Heater | Baseline Forecast | Winter Demand Savings (MW)
F4_Commercial_College_New_Miscellaneous_Natural Gas_Pool Heater_Baseline Forecast | F4 | Commercial | College | New | Miscellaneous | Natural Gas | Pool Heater | Baseline Forecast | Incremental Savings (MMtherm)
F1_Commercial_College_New_Miscellaneous_Natural Gas_Miscellaneous_Baseline Forecast | F1 | Commercial | College | New | Miscellaneous | Natural Gas | Miscellaneous | Baseline Forecast | Consumption Savings (MMtherm)
F2_Commercial_College_New_Miscellaneous_Natural Gas_Miscellaneous_Baseline Forecast | F2 | Commercial | College | New | Miscellaneous | Natural Gas | Miscellaneous | Baseline Forecast | Summer Demand Savings (MW)
F3_Commercial_College_New_Miscellaneous_Natural Gas_Miscellaneous_Baseline Forecast | F3 | Commercial | College | New | Miscellaneous | Natural Gas | Miscellaneous | Baseline Forecast | Winter Demand Savings (MW)
F4_Commercial_College_New_Miscellaneous_Natural Gas_Miscellaneous_Baseline Forecast | F4 | Commercial | College | New | Miscellaneous | Natural Gas | Miscellaneous | Baseline Forecast | Incremental Savings (MMtherm)
F1_Commercial_Hospital_Existing_Space Heating_Natural Gas_Furnace_Baseline Forecast | F1 | Commercial | Hospital | Existing | Space Heating | Natural Gas | Furnace | Baseline Forecast | Consumption Savings (MMtherm)
F2_Commercial_Hospital_Existing_Space Heating_Natural Gas_Furnace_Baseline Forecast | F2 | Commercial | Hospital | Existing | Space Heating | Natural Gas | Furnace | Baseline Forecast | Summer Demand Savings (MW)
F3_Commercial_Hospital_Existing_Space Heating_Natural Gas_Furnace_Baseline Forecast | F3 | Commercial | Hospital | Existing | Space Heating | Natural Gas | Furnace | Baseline Forecast | Winter Demand Savings (MW)
F4_Commercial_Hospital_Existing_Space Heating_Natural Gas_Furnace_Baseline Forecast | F4 | Commercial | Hospital | Existing | Space Heating | Natural Gas | Furnace | Baseline Forecast | Incremental Savings (MMtherm)
F1_Commercial_Hospital_Existing_Space Heating_Natural Gas_Boiler_Baseline Forecast | F1 | Commercial | Hospital | Existing | Space Heating | Natural Gas | Boiler | Baseline Forecast | Consumption Savings (MMtherm)
F2_Commercial_Hospital_Existing_Space Heating_Natural Gas_Boiler_Baseline Forecast | F2 | Commercial | Hospital | Existing | Space Heating | Natural Gas | Boiler | Baseline Forecast | Summer Demand Savings (MW)
F3_Commercial_Hospital_Existing_Space Heating_Natural Gas_Boiler_Baseline Forecast | F3 | Commercial | Hospital | Existing | Space Heating | Natural Gas | Boiler | Baseline Forecast | Winter Demand Savings (MW)
F4_Commercial_Hospital_Existing_Space Heating_Natural Gas_Boiler_Baseline Forecast | F4 | Commercial | Hospital | Existing | Space Heating | Natural Gas | Boiler | Baseline Forecast | Incremental Savings (MMtherm)
F1_Commercial_Hospital_Existing_Space Heating_Natural Gas_Unit Heater_Baseline Forecast | F1 | Commercial | Hospital | Existing | Space Heating | Natural Gas | Unit Heater | Baseline Forecast | Consumption Savings (MMtherm)
F2_Commercial_Hospital_Existing_Space Heating_Natural Gas_Unit Heater_Baseline Forecast | F2 | Commercial | Hospital | Existing | Space Heating | Natural Gas | Unit Heater | Baseline Forecast | Summer Demand Savings (MW)
F3_Commercial_Hospital_Existing_Space Heating_Natural Gas_Unit Heater_Baseline Forecast | F3 | Commercial | Hospital | Existing | Space Heating | Natural Gas | Unit Heater | Baseline Forecast | Winter Demand Savings (MW)
F4_Commercial_Hospital_Existing_Space Heating_Natural Gas_Unit Heater_Baseline Forecast | F4 | Commercial | Hospital | Existing | Space Heating | Natural Gas | Unit Heater | Baseline Forecast | Incremental Savings (MMtherm)
F1_Commercial_Hospital_Existing_Water Heating_Natural Gas_Water Heater_Baseline Forecast | F1 | Commercial | Hospital | Existing | Water Heating | Natural Gas | Water Heater | Baseline Forecast | Consumption Savings (MMtherm)
F2_Commercial_Hospital_Existing_Water Heating_Natural Gas_Water Heater_Baseline Forecast | F2 | Commercial | Hospital | Existing | Water Heating | Natural Gas | Water Heater | Baseline Forecast | Summer Demand Savings (MW)
F3_Commercial_Hospital_Existing_Water Heating_Natural Gas_Water Heater_Baseline Forecast | F3 | Commercial | Hospital | Existing | Water Heating | Natural Gas | Water Heater | Baseline Forecast | Winter Demand Savings (MW)
F4_Commercial_Hospital_Existing_Water Heating_Natural Gas_Water Heater_Baseline Forecast | F4 | Commercial | Hospital | Existing | Water Heating | Natural Gas | Water Heater | Baseline Forecast | Incremental Savings (MMtherm)
F1_Commercial_Hospital_Existing_Food Preparation_Natural Gas_Oven_Baseline Forecast | F1 | Commercial | Hospital | Existing | Food Preparation | Natural Gas | Oven | Baseline Forecast | Consumption Savings (MMtherm)
F2_Commercial_Hospital_Existing_Food Preparation_Natural Gas_Oven_Baseline Forecast | F2 | Commercial | Hospital | Existing | Food Preparation | Natural Gas | Oven | Baseline Forecast | Summer Demand Savings (MW)
F3_Commercial_Hospital_Existing_Food Preparation_Natural Gas_Oven_Baseline Forecast | F3 | Commercial | Hospital | Existing | Food Preparation | Natural Gas | Oven | Baseline Forecast | Winter Demand Savings (MW)
F4_Commercial_Hospital_Existing_Food Preparation_Natural Gas_Oven_Baseline Forecast | F4 | Commercial | Hospital | Existing | Food Preparation | Natural Gas | Oven | Baseline Forecast | Incremental Savings (MMtherm)
F1_Commercial_Hospital_Existing_Food Preparation_Natural Gas_Conveyor Oven_Baseline Forecast | F1 | Commercial | Hospital | Existing | Food Preparation | Natural Gas | Conveyor Oven | Baseline Forecast | Consumption Savings (MMtherm)
F2_Commercial_Hospital_Existing_Food Preparation_Natural Gas_Conveyor Oven_Baseline Forecast | F2 | Commercial | Hospital | Existing | Food Preparation | Natural Gas | Conveyor Oven | Baseline Forecast | Summer Demand Savings (MW)
F3_Commercial_Hospital_Existing_Food Preparation_Natural Gas_Conveyor Oven_Baseline Forecast | F3 | Commercial | Hospital | Existing | Food Preparation | Natural Gas | Conveyor Oven | Baseline Forecast | Winter Demand Savings (MW)
F4_Commercial_Hospital_Existing_Food Preparation_Natural Gas_Conveyor Oven_Baseline Forecast | F4 | Commercial | Hospital | Existing | Food Preparation | Natural Gas | Conveyor Oven | Baseline Forecast | Incremental Savings (MMtherm)
F1_Commercial_Hospital_Existing_Food Preparation_Natural Gas_Double Rack Oven_Baseline Forecast | F1 | Commercial | Hospital | Existing | Food Preparation | Natural Gas | Double Rack Oven | Baseline Forecast | Consumption Savings (MMtherm)
F2_Commercial_Hospital_Existing_Food Preparation_Natural Gas_Double Rack Oven_Baseline Forecast | F2 | Commercial | Hospital | Existing | Food Preparation | Natural Gas | Double Rack Oven | Baseline Forecast | Summer Demand Savings (MW)
F3_Commercial_Hospital_Existing_Food Preparation_Natural Gas_Double Rack Oven_Baseline Forecast | F3 | Commercial | Hospital | Existing | Food Preparation | Natural Gas | Double Rack Oven | Baseline Forecast | Winter Demand Savings (MW)
F4_Commercial_Hospital_Existing_Food Preparation_Natural Gas_Double Rack Oven_Baseline Forecast | F4 | Commercial | Hospital | Existing | Food Preparation | Natural Gas | Double Rack Oven | Baseline Forecast | Incremental Savings (MMtherm)
F1_Commercial_Hospital_Existing_Food Preparation_Natural Gas_Fryer_Baseline Forecast | F1 | Commercial | Hospital | Existing | Food Preparation | Natural Gas | Fryer | Baseline Forecast | Consumption Savings (MMtherm)
F2_Commercial_Hospital_Existing_Food Preparation_Natural Gas_Fryer_Baseline Forecast | F2 | Commercial | Hospital | Existing | Food Preparation | Natural Gas | Fryer | Baseline Forecast | Summer Demand Savings (MW)
F3_Commercial_Hospital_Existing_Food Preparation_Natural Gas_Fryer_Baseline Forecast | F3 | Commercial | Hospital | Existing | Food Preparation | Natural Gas | Fryer | Baseline Forecast | Winter Demand Savings (MW)
F4_Commercial_Hospital_Existing_Food Preparation_Natural Gas_Fryer_Baseline Forecast | F4 | Commercial | Hospital | Existing | Food Preparation | Natural Gas | Fryer | Baseline Forecast | Incremental Savings (MMtherm)
F1_Commercial_Hospital_Existing_Food Preparation_Natural Gas_Broiler_Baseline Forecast | F1 | Commercial | Hospital | Existing | Food Preparation | Natural Gas | Broiler | Baseline Forecast | Consumption Savings (MMtherm)
F2_Commercial_Hospital_Existing_Food Preparation_Natural Gas_Broiler_Baseline Forecast | F2 | Commercial | Hospital | Existing | Food Preparation | Natural Gas | Broiler | Baseline Forecast | Summer Demand Savings (MW)
F3_Commercial_Hospital_Existing_Food Preparation_Natural Gas_Broiler_Baseline Forecast | F3 | Commercial | Hospital | Existing | Food Preparation | Natural Gas | Broiler | Baseline Forecast | Winter Demand Savings (MW)
F4_Commercial_Hospital_Existing_Food Preparation_Natural Gas_Broiler_Baseline Forecast | F4 | Commercial | Hospital | Existing | Food Preparation | Natural Gas | Broiler | Baseline Forecast | Incremental Savings (MMtherm)
F1_Commercial_Hospital_Existing_Food Preparation_Natural Gas_Griddle_Baseline Forecast | F1 | Commercial | Hospital | Existing | Food Preparation | Natural Gas | Griddle | Baseline Forecast | Consumption Savings (MMtherm)
F2_Commercial_Hospital_Existing_Food Preparation_Natural Gas_Griddle_Baseline Forecast | F2 | Commercial | Hospital | Existing | Food Preparation | Natural Gas | Griddle | Baseline Forecast | Summer Demand Savings (MW)
F3_Commercial_Hospital_Existing_Food Preparation_Natural Gas_Griddle_Baseline Forecast | F3 | Commercial | Hospital | Existing | Food Preparation | Natural Gas | Griddle | Baseline Forecast | Winter Demand Savings (MW)
F4_Commercial_Hospital_Existing_Food Preparation_Natural Gas_Griddle_Baseline Forecast | F4 | Commercial | Hospital | Existing | Food Preparation | Natural Gas | Griddle | Baseline Forecast | Incremental Savings (MMtherm)
F1_Commercial_Hospital_Existing_Food Preparation_Natural Gas_Range_Baseline Forecast | F1 | Commercial | Hospital | Existing | Food Preparation | Natural Gas | Range | Baseline Forecast | Consumption Savings (MMtherm)
F2_Commercial_Hospital_Existing_Food Preparation_Natural Gas_Range_Baseline Forecast | F2 | Commercial | Hospital | Existing | Food Preparation | Natural Gas | Range | Baseline Forecast | Summer Demand Savings (MW)
F3_Commercial_Hospital_Existing_Food Preparation_Natural Gas_Range_Baseline Forecast | F3 | Commercial | Hospital | Existing | Food Preparation | Natural Gas | Range | Baseline Forecast | Winter Demand Savings (MW)
F4_Commercial_Hospital_Existing_Food Preparation_Natural Gas_Range_Baseline Forecast | F4 | Commercial | Hospital | Existing | Food Preparation | Natural Gas | Range | Baseline Forecast | Incremental Savings (MMtherm)
F1_Commercial_Hospital_Existing_Food Preparation_Natural Gas_Steamer_Baseline Forecast | F1 | Commercial | Hospital | Existing | Food Preparation | Natural Gas | Steamer | Baseline Forecast | Consumption Savings (MMtherm)
F2_Commercial_Hospital_Existing_Food Preparation_Natural Gas_Steamer_Baseline Forecast | F2 | Commercial | Hospital | Existing | Food Preparation | Natural Gas | Steamer | Baseline Forecast | Summer Demand Savings (MW)
F3_Commercial_Hospital_Existing_Food Preparation_Natural Gas_Steamer_Baseline Forecast | F3 | Commercial | Hospital | Existing | Food Preparation | Natural Gas | Steamer | Baseline Forecast | Winter Demand Savings (MW)
F4_Commercial_Hospital_Existing_Food Preparation_Natural Gas_Steamer_Baseline Forecast | F4 | Commercial | Hospital | Existing | Food Preparation | Natural Gas | Steamer | Baseline Forecast | Incremental Savings (MMtherm)
F1_Commercial_Hospital_Existing_Food Preparation_Natural Gas_Food Prep Other_Baseline Forecast | F1 | Commercial | Hospital | Existing | Food Preparation | Natural Gas | Food Prep Other | Baseline Forecast | Consumption Savings (MMtherm)
F2_Commercial_Hospital_Existing_Food Preparation_Natural Gas_Food Prep Other_Baseline Forecast | F2 | Commercial | Hospital | Existing | Food Preparation | Natural Gas | Food Prep Other | Baseline Forecast | Summer Demand Savings (MW)
F3_Commercial_Hospital_Existing_Food Preparation_Natural Gas_Food Prep Other_Baseline Forecast | F3 | Commercial | Hospital | Existing | Food Preparation | Natural Gas | Food Prep Other | Baseline Forecast | Winter Demand Savings (MW)
F4_Commercial_Hospital_Existing_Food Preparation_Natural Gas_Food Prep Other_Baseline Forecast | F4 | Commercial | Hospital | Existing | Food Preparation | Natural Gas | Food Prep Other | Baseline Forecast | Incremental Savings (MMtherm)
F1_Commercial_Hospital_Existing_Miscellaneous_Natural Gas_Pool Heater_Baseline Forecast | F1 | Commercial | Hospital | Existing | Miscellaneous | Natural Gas | Pool Heater | Baseline Forecast | Consumption Savings (MMtherm)
F2_Commercial_Hospital_Existing_Miscellaneous_Natural Gas_Pool Heater_Baseline Forecast | F2 | Commercial | Hospital | Existing | Miscellaneous | Natural Gas | Pool Heater | Baseline Forecast | Summer Demand Savings (MW)
F3_Commercial_Hospital_Existing_Miscellaneous_Natural Gas_Pool Heater_Baseline Forecast | F3 | Commercial | Hospital | Existing | Miscellaneous | Natural Gas | Pool Heater | Baseline Forecast | Winter Demand Savings (MW)
F4_Commercial_Hospital_Existing_Miscellaneous_Natural Gas_Pool Heater_Baseline Forecast | F4 | Commercial | Hospital | Existing | Miscellaneous | Natural Gas | Pool Heater | Baseline Forecast | Incremental Savings (MMtherm)
F1_Commercial_Hospital_Existing_Miscellaneous_Natural Gas_Miscellaneous_Baseline Forecast | F1 | Commercial | Hospital | Existing | Miscellaneous | Natural Gas | Miscellaneous | Baseline Forecast | Consumption Savings (MMtherm)
F2_Commercial_Hospital_Existing_Miscellaneous_Natural Gas_Miscellaneous_Baseline Forecast | F2 | Commercial | Hospital | Existing | Miscellaneous | Natural Gas | Miscellaneous | Baseline Forecast | Summer Demand Savings (MW)
F3_Commercial_Hospital_Existing_Miscellaneous_Natural Gas_Miscellaneous_Baseline Forecast | F3 | Commercial | Hospital | Existing | Miscellaneous | Natural Gas | Miscellaneous | Baseline Forecast | Winter Demand Savings (MW)
F4_Commercial_Hospital_Existing_Miscellaneous_Natural Gas_Miscellaneous_Baseline Forecast | F4 | Commercial | Hospital | Existing | Miscellaneous | Natural Gas | Miscellaneous | Baseline Forecast | Incremental Savings (MMtherm)
F1_Commercial_Hospital_New_Space Heating_Natural Gas_Furnace_Baseline Forecast | F1 | Commercial | Hospital | New | Space Heating | Natural Gas | Furnace | Baseline Forecast | Consumption Savings (MMtherm)
F2_Commercial_Hospital_New_Space Heating_Natural Gas_Furnace_Baseline Forecast | F2 | Commercial | Hospital | New | Space Heating | Natural Gas | Furnace | Baseline Forecast | Summer Demand Savings (MW)
F3_Commercial_Hospital_New_Space Heating_Natural Gas_Furnace_Baseline Forecast | F3 | Commercial | Hospital | New | Space Heating | Natural Gas | Furnace | Baseline Forecast | Winter Demand Savings (MW)
F4_Commercial_Hospital_New_Space Heating_Natural Gas_Furnace_Baseline Forecast | F4 | Commercial | Hospital | New | Space Heating | Natural Gas | Furnace | Baseline Forecast | Incremental Savings (MMtherm)
F1_Commercial_Hospital_New_Space Heating_Natural Gas_Boiler_Baseline Forecast | F1 | Commercial | Hospital | New | Space Heating | Natural Gas | Boiler | Baseline Forecast | Consumption Savings (MMtherm)
F2_Commercial_Hospital_New_Space Heating_Natural Gas_Boiler_Baseline Forecast | F2 | Commercial | Hospital | New | Space Heating | Natural Gas | Boiler | Baseline Forecast | Summer Demand Savings (MW)
F3_Commercial_Hospital_New_Space Heating_Natural Gas_Boiler_Baseline Forecast | F3 | Commercial | Hospital | New | Space Heating | Natural Gas | Boiler | Baseline Forecast | Winter Demand Savings (MW)
F4_Commercial_Hospital_New_Space Heating_Natural Gas_Boiler_Baseline Forecast | F4 | Commercial | Hospital | New | Space Heating | Natural Gas | Boiler | Baseline Forecast | Incremental Savings (MMtherm)
F1_Commercial_Hospital_New_Space Heating_Natural Gas_Unit Heater_Baseline Forecast | F1 | Commercial | Hospital | New | Space Heating | Natural Gas | Unit Heater | Baseline Forecast | Consumption Savings (MMtherm)
F2_Commercial_Hospital_New_Space Heating_Natural Gas_Unit Heater_Baseline Forecast | F2 | Commercial | Hospital | New | Space Heating | Natural Gas | Unit Heater | Baseline Forecast | Summer Demand Savings (MW)
F3_Commercial_Hospital_New_Space Heating_Natural Gas_Unit Heater_Baseline Forecast | F3 | Commercial | Hospital | New | Space Heating | Natural Gas | Unit Heater | Baseline Forecast | Winter Demand Savings (MW)
F4_Commercial_Hospital_New_Space Heating_Natural Gas_Unit Heater_Baseline Forecast | F4 | Commercial | Hospital | New | Space Heating | Natural Gas | Unit Heater | Baseline Forecast | Incremental Savings (MMtherm)
F1_Commercial_Hospital_New_Water Heating_Natural Gas_Water Heater_Baseline Forecast | F1 | Commercial | Hospital | New | Water Heating | Natural Gas | Water Heater | Baseline Forecast | Consumption Savings (MMtherm)
F2_Commercial_Hospital_New_Water Heating_Natural Gas_Water Heater_Baseline Forecast | F2 | Commercial | Hospital | New | Water Heating | Natural Gas | Water Heater | Baseline Forecast | Summer Demand Savings (MW)
F3_Commercial_Hospital_New_Water Heating_Natural Gas_Water Heater_Baseline Forecast | F3 | Commercial | Hospital | New | Water Heating | Natural Gas | Water Heater | Baseline Forecast | Winter Demand Savings (MW)
F4_Commercial_Hospital_New_Water Heating_Natural Gas_Water Heater_Baseline Forecast | F4 | Commercial | Hospital | New | Water Heating | Natural Gas | Water Heater | Baseline Forecast | Incremental Savings (MMtherm)
F1_Commercial_Hospital_New_Food Preparation_Natural Gas_Oven_Baseline Forecast | F1 | Commercial | Hospital | New | Food Preparation | Natural Gas | Oven | Baseline Forecast | Consumption Savings (MMtherm)
F2_Commercial_Hospital_New_Food Preparation_Natural Gas_Oven_Baseline Forecast | F2 | Commercial | Hospital | New | Food Preparation | Natural Gas | Oven | Baseline Forecast | Summer Demand Savings (MW)
F3_Commercial_Hospital_New_Food Preparation_Natural Gas_Oven_Baseline Forecast | F3 | Commercial | Hospital | New | Food Preparation | Natural Gas | Oven | Baseline Forecast | Winter Demand Savings (MW)
F4_Commercial_Hospital_New_Food Preparation_Natural Gas_Oven_Baseline Forecast | F4 | Commercial | Hospital | New | Food Preparation | Natural Gas | Oven | Baseline Forecast | Incremental Savings (MMtherm)
F1_Commercial_Hospital_New_Food Preparation_Natural Gas_Conveyor Oven_Baseline Forecast | F1 | Commercial | Hospital | New | Food Preparation | Natural Gas | Conveyor Oven | Baseline Forecast | Consumption Savings (MMtherm)
F2_Commercial_Hospital_New_Food Preparation_Natural Gas_Conveyor Oven_Baseline Forecast | F2 | Commercial | Hospital | New | Food Preparation | Natural Gas | Conveyor Oven | Baseline Forecast | Summer Demand Savings (MW)
F3_Commercial_Hospital_New_Food Preparation_Natural Gas_Conveyor Oven_Baseline Forecast | F3 | Commercial | Hospital | New | Food Preparation | Natural Gas | Conveyor Oven | Baseline Forecast | Winter Demand Savings (MW)
F4_Commercial_Hospital_New_Food Preparation_Natural Gas_Conveyor Oven_Baseline Forecast | F4 | Commercial | Hospital | New | Food Preparation | Natural Gas | Conveyor Oven | Baseline Forecast | Incremental Savings (MMtherm)
F1_Commercial_Hospital_New_Food Preparation_Natural Gas_Double Rack Oven_Baseline Forecast | F1 | Commercial | Hospital | New | Food Preparation | Natural Gas | Double Rack Oven | Baseline Forecast | Consumption Savings (MMtherm)
F2_Commercial_Hospital_New_Food Preparation_Natural Gas_Double Rack Oven_Baseline Forecast | F2 | Commercial | Hospital | New | Food Preparation | Natural Gas | Double Rack Oven | Baseline Forecast | Summer Demand Savings (MW)
F3_Commercial_Hospital_New_Food Preparation_Natural Gas_Double Rack Oven_Baseline Forecast | F3 | Commercial | Hospital | New | Food Preparation | Natural Gas | Double Rack Oven | Baseline Forecast | Winter Demand Savings (MW)
F4_Commercial_Hospital_New_Food Preparation_Natural Gas_Double Rack Oven_Baseline Forecast | F4 | Commercial | Hospital | New | Food Preparation | Natural Gas | Double Rack Oven | Baseline Forecast | Incremental Savings (MMtherm)
F1_Commercial_Hospital_New_Food Preparation_Natural Gas_Fryer_Baseline Forecast | F1 | Commercial | Hospital | New | Food Preparation | Natural Gas | Fryer | Baseline Forecast | Consumption Savings (MMtherm)
F2_Commercial_Hospital_New_Food Preparation_Natural Gas_Fryer_Baseline Forecast | F2 | Commercial | Hospital | New | Food Preparation | Natural Gas | Fryer | Baseline Forecast | Summer Demand Savings (MW)
F3_Commercial_Hospital_New_Food Preparation_Natural Gas_Fryer_Baseline Forecast | F3 | Commercial | Hospital | New | Food Preparation | Natural Gas | Fryer | Baseline Forecast | Winter Demand Savings (MW)
F4_Commercial_Hospital_New_Food Preparation_Natural Gas_Fryer_Baseline Forecast | F4 | Commercial | Hospital | New | Food Preparation | Natural Gas | Fryer | Baseline Forecast | Incremental Savings (MMtherm)
F1_Commercial_Hospital_New_Food Preparation_Natural Gas_Broiler_Baseline Forecast | F1 | Commercial | Hospital | New | Food Preparation | Natural Gas | Broiler | Baseline Forecast | Consumption Savings (MMtherm)
F2_Commercial_Hospital_New_Food Preparation_Natural Gas_Broiler_Baseline Forecast | F2 | Commercial | Hospital | New | Food Preparation | Natural Gas | Broiler | Baseline Forecast | Summer Demand Savings (MW)
F3_Commercial_Hospital_New_Food Preparation_Natural Gas_Broiler_Baseline Forecast | F3 | Commercial | Hospital | New | Food Preparation | Natural Gas | Broiler | Baseline Forecast | Winter Demand Savings (MW)
F4_Commercial_Hospital_New_Food Preparation_Natural Gas_Broiler_Baseline Forecast | F4 | Commercial | Hospital | New | Food Preparation | Natural Gas | Broiler | Baseline Forecast | Incremental Savings (MMtherm)
F1_Commercial_Hospital_New_Food Preparation_Natural Gas_Griddle_Baseline Forecast | F1 | Commercial | Hospital | New | Food Preparation | Natural Gas | Griddle | Baseline Forecast | Consumption Savings (MMtherm)
F2_Commercial_Hospital_New_Food Preparation_Natural Gas_Griddle_Baseline Forecast | F2 | Commercial | Hospital | New | Food Preparation | Natural Gas | Griddle | Baseline Forecast | Summer Demand Savings (MW)
F3_Commercial_Hospital_New_Food Preparation_Natural Gas_Griddle_Baseline Forecast | F3 | Commercial | Hospital | New | Food Preparation | Natural Gas | Griddle | Baseline Forecast | Winter Demand Savings (MW)
F4_Commercial_Hospital_New_Food Preparation_Natural Gas_Griddle_Baseline Forecast | F4 | Commercial | Hospital | New | Food Preparation | Natural Gas | Griddle | Baseline Forecast | Incremental Savings (MMtherm)
F1_Commercial_Hospital_New_Food Preparation_Natural Gas_Range_Baseline Forecast | F1 | Commercial | Hospital | New | Food Preparation | Natural Gas | Range | Baseline Forecast | Consumption Savings (MMtherm)
F2_Commercial_Hospital_New_Food Preparation_Natural Gas_Range_Baseline Forecast | F2 | Commercial | Hospital | New | Food Preparation | Natural Gas | Range | Baseline Forecast | Summer Demand Savings (MW)
F3_Commercial_Hospital_New_Food Preparation_Natural Gas_Range_Baseline Forecast | F3 | Commercial | Hospital | New | Food Preparation | Natural Gas | Range | Baseline Forecast | Winter Demand Savings (MW)
F4_Commercial_Hospital_New_Food Preparation_Natural Gas_Range_Baseline Forecast | F4 | Commercial | Hospital | New | Food Preparation | Natural Gas | Range | Baseline Forecast | Incremental Savings (MMtherm)
F1_Commercial_Hospital_New_Food Preparation_Natural Gas_Steamer_Baseline Forecast | F1 | Commercial | Hospital | New | Food Preparation | Natural Gas | Steamer | Baseline Forecast | Consumption Savings (MMtherm)
F2_Commercial_Hospital_New_Food Preparation_Natural Gas_Steamer_Baseline Forecast | F2 | Commercial | Hospital | New | Food Preparation | Natural Gas | Steamer | Baseline Forecast | Summer Demand Savings (MW)
F3_Commercial_Hospital_New_Food Preparation_Natural Gas_Steamer_Baseline Forecast | F3 | Commercial | Hospital | New | Food Preparation | Natural Gas | Steamer | Baseline Forecast | Winter Demand Savings (MW)
F4_Commercial_Hospital_New_Food Preparation_Natural Gas_Steamer_Baseline Forecast | F4 | Commercial | Hospital | New | Food Preparation | Natural Gas | Steamer | Baseline Forecast | Incremental Savings (MMtherm)
F1_Commercial_Hospital_New_Food Preparation_Natural Gas_Food Prep Other_Baseline Forecast | F1 | Commercial | Hospital | New | Food Preparation | Natural Gas | Food Prep Other | Baseline Forecast | Consumption Savings (MMtherm)
F2_Commercial_Hospital_New_Food Preparation_Natural Gas_Food Prep Other_Baseline Forecast | F2 | Commercial | Hospital | New | Food Preparation | Natural Gas | Food Prep Other | Baseline Forecast | Summer Demand Savings (MW)
F3_Commercial_Hospital_New_Food Preparation_Natural Gas_Food Prep Other_Baseline Forecast | F3 | Commercial | Hospital | New | Food Preparation | Natural Gas | Food Prep Other | Baseline Forecast | Winter Demand Savings (MW)
F4_Commercial_Hospital_New_Food Preparation_Natural Gas_Food Prep Other_Baseline Forecast | F4 | Commercial | Hospital | New | Food Preparation | Natural Gas | Food Prep Other | Baseline Forecast | Incremental Savings (MMtherm)
F1_Commercial_Hospital_New_Miscellaneous_Natural Gas_Pool Heater_Baseline Forecast | F1 | Commercial | Hospital | New | Miscellaneous | Natural Gas | Pool Heater | Baseline Forecast | Consumption Savings (MMtherm)
F2_Commercial_Hospital_New_Miscellaneous_Natural Gas_Pool Heater_Baseline Forecast | F2 | Commercial | Hospital | New | Miscellaneous | Natural Gas | Pool Heater | Baseline Forecast | Summer Demand Savings (MW)
F3_Commercial_Hospital_New_Miscellaneous_Natural Gas_Pool Heater_Baseline Forecast | F3 | Commercial | Hospital | New | Miscellaneous | Natural Gas | Pool Heater | Baseline Forecast | Winter Demand Savings (MW)
F4_Commercial_Hospital_New_Miscellaneous_Natural Gas_Pool Heater_Baseline Forecast | F4 | Commercial | Hospital | New | Miscellaneous | Natural Gas | Pool Heater | Baseline Forecast | Incremental Savings (MMtherm)
F1_Commercial_Hospital_New_Miscellaneous_Natural Gas_Miscellaneous_Baseline Forecast | F1 | Commercial | Hospital | New | Miscellaneous | Natural Gas | Miscellaneous | Baseline Forecast | Consumption Savings (MMtherm)
F2_Commercial_Hospital_New_Miscellaneous_Natural Gas_Miscellaneous_Baseline Forecast | F2 | Commercial | Hospital | New | Miscellaneous | Natural Gas | Miscellaneous | Baseline Forecast | Summer Demand Savings (MW)
F3_Commercial_Hospital_New_Miscellaneous_Natural Gas_Miscellaneous_Baseline Forecast | F3 | Commercial | Hospital | New | Miscellaneous | Natural Gas | Miscellaneous | Baseline Forecast | Winter Demand Savings (MW)
F4_Commercial_Hospital_New_Miscellaneous_Natural Gas_Miscellaneous_Baseline Forecast | F4 | Commercial | Hospital | New | Miscellaneous | Natural Gas | Miscellaneous | Baseline Forecast | Incremental Savings (MMtherm)
F1_Commercial_Other Health_Existing_Space Heating_Natural Gas_Furnace_Baseline Forecast | F1 | Commercial | Other Health | Existing | Space Heating | Natural Gas | Furnace | Baseline Forecast | Consumption Savings (MMtherm)
F2_Commercial_Other Health_Existing_Space Heating_Natural Gas_Furnace_Baseline Forecast | F2 | Commercial | Other Health | Existing | Space Heating | Natural Gas | Furnace | Baseline Forecast | Summer Demand Savings (MW)
F3_Commercial_Other Health_Existing_Space Heating_Natural Gas_Furnace_Baseline Forecast | F3 | Commercial | Other Health | Existing | Space Heating | Natural Gas | Furnace | Baseline Forecast | Winter Demand Savings (MW)
F4_Commercial_Other Health_Existing_Space Heating_Natural Gas_Furnace_Baseline Forecast | F4 | Commercial | Other Health | Existing | Space Heating | Natural Gas | Furnace | Baseline Forecast | Incremental Savings (MMtherm)
F1_Commercial_Other Health_Existing_Space Heating_Natural Gas_Boiler_Baseline Forecast | F1 | Commercial | Other Health | Existing | Space Heating | Natural Gas | Boiler | Baseline Forecast | Consumption Savings (MMtherm)
F2_Commercial_Other Health_Existing_Space Heating_Natural Gas_Boiler_Baseline Forecast | F2 | Commercial | Other Health | Existing | Space Heating | Natural Gas | Boiler | Baseline Forecast | Summer Demand Savings (MW)
F3_Commercial_Other Health_Existing_Space Heating_Natural Gas_Boiler_Baseline Forecast | F3 | Commercial | Other Health | Existing | Space Heating | Natural Gas | Boiler | Baseline Forecast | Winter Demand Savings (MW)
F4_Commercial_Other Health_Existing_Space Heating_Natural Gas_Boiler_Baseline Forecast | F4 | Commercial | Other Health | Existing | Space Heating | Natural Gas | Boiler | Baseline Forecast | Incremental Savings (MMtherm)
F1_Commercial_Other Health_Existing_Space Heating_Natural Gas_Unit Heater_Baseline Forecast | F1 | Commercial | Other Health | Existing | Space Heating | Natural Gas | Unit Heater | Baseline Forecast | Consumption Savings (MMtherm)
F2_Commercial_Other Health_Existing_Space Heating_Natural Gas_Unit Heater_Baseline Forecast | F2 | Commercial | Other Health | Existing | Space Heating | Natural Gas | Unit Heater | Baseline Forecast | Summer Demand Savings (MW)
F3_Commercial_Other Health_Existing_Space Heating_Natural Gas_Unit Heater_Baseline Forecast | F3 | Commercial | Other Health | Existing | Space Heating | Natural Gas | Unit Heater | Baseline Forecast | Winter Demand Savings (MW)
F4_Commercial_Other Health_Existing_Space Heating_Natural Gas_Unit Heater_Baseline Forecast | F4 | Commercial | Other Health | Existing | Space Heating | Natural Gas | Unit Heater | Baseline Forecast | Incremental Savings (MMtherm)
F1_Commercial_Other Health_Existing_Water Heating_Natural Gas_Water Heater_Baseline Forecast | F1 | Commercial | Other Health | Existing | Water Heating | Natural Gas | Water Heater | Baseline Forecast | Consumption Savings (MMtherm)
F2_Commercial_Other Health_Existing_Water Heating_Natural Gas_Water Heater_Baseline Forecast | F2 | Commercial | Other Health | Existing | Water Heating | Natural Gas | Water Heater | Baseline Forecast | Summer Demand Savings (MW)
F3_Commercial_Other Health_Existing_Water Heating_Natural Gas_Water Heater_Baseline Forecast | F3 | Commercial | Other Health | Existing | Water Heating | Natural Gas | Water Heater | Baseline Forecast | Winter Demand Savings (MW)
F4_Commercial_Other Health_Existing_Water Heating_Natural Gas_Water Heater_Baseline Forecast | F4 | Commercial | Other Health | Existing | Water Heating | Natural Gas | Water Heater | Baseline Forecast | Incremental Savings (MMtherm)
F1_Commercial_Other Health_Existing_Food Preparation_Natural Gas_Oven_Baseline Forecast | F1 | Commercial | Other Health | Existing | Food Preparation | Natural Gas | Oven | Baseline Forecast | Consumption Savings (MMtherm)
F2_Commercial_Other Health_Existing_Food Preparation_Natural Gas_Oven_Baseline Forecast | F2 | Commercial | Other Health | Existing | Food Preparation | Natural Gas | Oven | Baseline Forecast | Summer Demand Savings (MW)
F3_Commercial_Other Health_Existing_Food Preparation_Natural Gas_Oven_Baseline Forecast | F3 | Commercial | Other Health | Existing | Food Preparation | Natural Gas | Oven | Baseline Forecast | Winter Demand Savings (MW)
F4_Commercial_Other Health_Existing_Food Preparation_Natural Gas_Oven_Baseline Forecast | F4 | Commercial | Other Health | Existing | Food Preparation | Natural Gas | Oven | Baseline Forecast | Incremental Savings (MMtherm)
F1_Commercial_Other Health_Existing_Food Preparation_Natural Gas_Conveyor Oven_Baseline Forecast | F1 | Commercial | Other Health | Existing | Food Preparation | Natural Gas | Conveyor Oven | Baseline Forecast | Consumption Savings (MMtherm)
F2_Commercial_Other Health_Existing_Food Preparation_Natural Gas_Conveyor Oven_Baseline Forecast | F2 | Commercial | Other Health | Existing | Food Preparation | Natural Gas | Conveyor Oven | Baseline Forecast | Summer Demand Savings (MW)
F3_Commercial_Other Health_Existing_Food Preparation_Natural Gas_Conveyor Oven_Baseline Forecast | F3 | Commercial | Other Health | Existing | Food Preparation | Natural Gas | Conveyor Oven | Baseline Forecast | Winter Demand Savings (MW)
F4_Commercial_Other Health_Existing_Food Preparation_Natural Gas_Conveyor Oven_Baseline Forecast | F4 | Commercial | Other Health | Existing | Food Preparation | Natural Gas | Conveyor Oven | Baseline Forecast | Incremental Savings (MMtherm)
F1_Commercial_Other Health_Existing_Food Preparation_Natural Gas_Double Rack Oven_Baseline Forecast | F1 | Commercial | Other Health | Existing | Food Preparation | Natural Gas | Double Rack Oven | Baseline Forecast | Consumption Savings (MMtherm)
F2_Commercial_Other Health_Existing_Food Preparation_Natural Gas_Double Rack Oven_Baseline Forecast | F2 | Commercial | Other Health | Existing | Food Preparation | Natural Gas | Double Rack Oven | Baseline Forecast | Summer Demand Savings (MW)
F3_Commercial_Other Health_Existing_Food Preparation_Natural Gas_Double Rack Oven_Baseline Forecast | F3 | Commercial | Other Health | Existing | Food Preparation | Natural Gas | Double Rack Oven | Baseline Forecast | Winter Demand Savings (MW)
F4_Commercial_Other Health_Existing_Food Preparation_Natural Gas_Double Rack Oven_Baseline Forecast | F4 | Commercial | Other Health | Existing | Food Preparation | Natural Gas | Double Rack Oven | Baseline Forecast | Incremental Savings (MMtherm)
F1_Commercial_Other Health_Existing_Food Preparation_Natural Gas_Fryer_Baseline Forecast | F1 | Commercial | Other Health | Existing | Food Preparation | Natural Gas | Fryer | Baseline Forecast | Consumption Savings (MMtherm)
F2_Commercial_Other Health_Existing_Food Preparation_Natural Gas_Fryer_Baseline Forecast | F2 | Commercial | Other Health | Existing | Food Preparation | Natural Gas | Fryer | Baseline Forecast | Summer Demand Savings (MW)
F3_Commercial_Other Health_Existing_Food Preparation_Natural Gas_Fryer_Baseline Forecast | F3 | Commercial | Other Health | Existing | Food Preparation | Natural Gas | Fryer | Baseline Forecast | Winter Demand Savings (MW)
F4_Commercial_Other Health_Existing_Food Preparation_Natural Gas_Fryer_Baseline Forecast | F4 | Commercial | Other Health | Existing | Food Preparation | Natural Gas | Fryer | Baseline Forecast | Incremental Savings (MMtherm)
F1_Commercial_Other Health_Existing_Food Preparation_Natural Gas_Broiler_Baseline Forecast | F1 | Commercial | Other Health | Existing | Food Preparation | Natural Gas | Broiler | Baseline Forecast | Consumption Savings (MMtherm)
F2_Commercial_Other Health_Existing_Food Preparation_Natural Gas_Broiler_Baseline Forecast | F2 | Commercial | Other Health | Existing | Food Preparation | Natural Gas | Broiler | Baseline Forecast | Summer Demand Savings (MW)
F3_Commercial_Other Health_Existing_Food Preparation_Natural Gas_Broiler_Baseline Forecast | F3 | Commercial | Other Health | Existing | Food Preparation | Natural Gas | Broiler | Baseline Forecast | Winter Demand Savings (MW)
F4_Commercial_Other Health_Existing_Food Preparation_Natural Gas_Broiler_Baseline Forecast | F4 | Commercial | Other Health | Existing | Food Preparation | Natural Gas | Broiler | Baseline Forecast | Incremental Savings (MMtherm)
F1_Commercial_Other Health_Existing_Food Preparation_Natural Gas_Griddle_Baseline Forecast | F1 | Commercial | Other Health | Existing | Food Preparation | Natural Gas | Griddle | Baseline Forecast | Consumption Savings (MMtherm)
F2_Commercial_Other Health_Existing_Food Preparation_Natural Gas_Griddle_Baseline Forecast | F2 | Commercial | Other Health | Existing | Food Preparation | Natural Gas | Griddle | Baseline Forecast | Summer Demand Savings (MW)
F3_Commercial_Other Health_Existing_Food Preparation_Natural Gas_Griddle_Baseline Forecast | F3 | Commercial | Other Health | Existing | Food Preparation | Natural Gas | Griddle | Baseline Forecast | Winter Demand Savings (MW)
F4_Commercial_Other Health_Existing_Food Preparation_Natural Gas_Griddle_Baseline Forecast | F4 | Commercial | Other Health | Existing | Food Preparation | Natural Gas | Griddle | Baseline Forecast | Incremental Savings (MMtherm)
F1_Commercial_Other Health_Existing_Food Preparation_Natural Gas_Range_Baseline Forecast | F1 | Commercial | Other Health | Existing | Food Preparation | Natural Gas | Range | Baseline Forecast | Consumption Savings (MMtherm)
F2_Commercial_Other Health_Existing_Food Preparation_Natural Gas_Range_Baseline Forecast | F2 | Commercial | Other Health | Existing | Food Preparation | Natural Gas | Range | Baseline Forecast | Summer Demand Savings (MW)
F3_Commercial_Other Health_Existing_Food Preparation_Natural Gas_Range_Baseline Forecast | F3 | Commercial | Other Health | Existing | Food Preparation | Natural Gas | Range | Baseline Forecast | Winter Demand Savings (MW)
F4_Commercial_Other Health_Existing_Food Preparation_Natural Gas_Range_Baseline Forecast | F4 | Commercial | Other Health | Existing | Food Preparation | Natural Gas | Range | Baseline Forecast | Incremental Savings (MMtherm)
F1_Commercial_Other Health_Existing_Food Preparation_Natural Gas_Steamer_Baseline Forecast | F1 | Commercial | Other Health | Existing | Food Preparation | Natural Gas | Steamer | Baseline Forecast | Consumption Savings (MMtherm)
F2_Commercial_Other Health_Existing_Food Preparation_Natural Gas_Steamer_Baseline Forecast | F2 | Commercial | Other Health | Existing | Food Preparation | Natural Gas | Steamer | Baseline Forecast | Summer Demand Savings (MW)
F3_Commercial_Other Health_Existing_Food Preparation_Natural Gas_Steamer_Baseline Forecast | F3 | Commercial | Other Health | Existing | Food Preparation | Natural Gas | Steamer | Baseline Forecast | Winter Demand Savings (MW)
F4_Commercial_Other Health_Existing_Food Preparation_Natural Gas_Steamer_Baseline Forecast | F4 | Commercial | Other Health | Existing | Food Preparation | Natural Gas | Steamer | Baseline Forecast | Incremental Savings (MMtherm)
F1_Commercial_Other Health_Existing_Food Preparation_Natural Gas_Food Prep Other_Baseline Forecast | F1 | Commercial | Other Health | Existing | Food Preparation | Natural Gas | Food Prep Other | Baseline Forecast | Consumption Savings (MMtherm)
F2_Commercial_Other Health_Existing_Food Preparation_Natural Gas_Food Prep Other_Baseline Forecast | F2 | Commercial | Other Health | Existing | Food Preparation | Natural Gas | Food Prep Other | Baseline Forecast | Summer Demand Savings (MW)
F3_Commercial_Other Health_Existing_Food Preparation_Natural Gas_Food Prep Other_Baseline Forecast | F3 | Commercial | Other Health | Existing | Food Preparation | Natural Gas | Food Prep Other | Baseline Forecast | Winter Demand Savings (MW)
F4_Commercial_Other Health_Existing_Food Preparation_Natural Gas_Food Prep Other_Baseline Forecast | F4 | Commercial | Other Health | Existing | Food Preparation | Natural Gas | Food Prep Other | Baseline Forecast | Incremental Savings (MMtherm)
F1_Commercial_Other Health_Existing_Miscellaneous_Natural Gas_Pool Heater_Baseline Forecast | F1 | Commercial | Other Health | Existing | Miscellaneous | Natural Gas | Pool Heater | Baseline Forecast | Consumption Savings (MMtherm)
F2_Commercial_Other Health_Existing_Miscellaneous_Natural Gas_Pool Heater_Baseline Forecast | F2 | Commercial | Other Health | Existing | Miscellaneous | Natural Gas | Pool Heater | Baseline Forecast | Summer Demand Savings (MW)
F3_Commercial_Other Health_Existing_Miscellaneous_Natural Gas_Pool Heater_Baseline Forecast | F3 | Commercial | Other Health | Existing | Miscellaneous | Natural Gas | Pool Heater | Baseline Forecast | Winter Demand Savings (MW)
F4_Commercial_Other Health_Existing_Miscellaneous_Natural Gas_Pool Heater_Baseline Forecast | F4 | Commercial | Other Health | Existing | Miscellaneous | Natural Gas | Pool Heater | Baseline Forecast | Incremental Savings (MMtherm)
F1_Commercial_Other Health_Existing_Miscellaneous_Natural Gas_Miscellaneous_Baseline Forecast | F1 | Commercial | Other Health | Existing | Miscellaneous | Natural Gas | Miscellaneous | Baseline Forecast | Consumption Savings (MMtherm)
F2_Commercial_Other Health_Existing_Miscellaneous_Natural Gas_Miscellaneous_Baseline Forecast | F2 | Commercial | Other Health | Existing | Miscellaneous | Natural Gas | Miscellaneous | Baseline Forecast | Summer Demand Savings (MW)
F3_Commercial_Other Health_Existing_Miscellaneous_Natural Gas_Miscellaneous_Baseline Forecast | F3 | Commercial | Other Health | Existing | Miscellaneous | Natural Gas | Miscellaneous | Baseline Forecast | Winter Demand Savings (MW)
F4_Commercial_Other Health_Existing_Miscellaneous_Natural Gas_Miscellaneous_Baseline Forecast | F4 | Commercial | Other Health | Existing | Miscellaneous | Natural Gas | Miscellaneous | Baseline Forecast | Incremental Savings (MMtherm)
F1_Commercial_Other Health_New_Space Heating_Natural Gas_Furnace_Baseline Forecast | F1 | Commercial | Other Health | New | Space Heating | Natural Gas | Furnace | Baseline Forecast | Consumption Savings (MMtherm)
F2_Commercial_Other Health_New_Space Heating_Natural Gas_Furnace_Baseline Forecast | F2 | Commercial | Other Health | New | Space Heating | Natural Gas | Furnace | Baseline Forecast | Summer Demand Savings (MW)
F3_Commercial_Other Health_New_Space Heating_Natural Gas_Furnace_Baseline Forecast | F3 | Commercial | Other Health | New | Space Heating | Natural Gas | Furnace | Baseline Forecast | Winter Demand Savings (MW)
F4_Commercial_Other Health_New_Space Heating_Natural Gas_Furnace_Baseline Forecast | F4 | Commercial | Other Health | New | Space Heating | Natural Gas | Furnace | Baseline Forecast | Incremental Savings (MMtherm)
F1_Commercial_Other Health_New_Space Heating_Natural Gas_Boiler_Baseline Forecast | F1 | Commercial | Other Health | New | Space Heating | Natural Gas | Boiler | Baseline Forecast | Consumption Savings (MMtherm)
F2_Commercial_Other Health_New_Space Heating_Natural Gas_Boiler_Baseline Forecast | F2 | Commercial | Other Health | New | Space Heating | Natural Gas | Boiler | Baseline Forecast | Summer Demand Savings (MW)
F3_Commercial_Other Health_New_Space Heating_Natural Gas_Boiler_Baseline Forecast | F3 | Commercial | Other Health | New | Space Heating | Natural Gas | Boiler | Baseline Forecast | Winter Demand Savings (MW)
F4_Commercial_Other Health_New_Space Heating_Natural Gas_Boiler_Baseline Forecast | F4 | Commercial | Other Health | New | Space Heating | Natural Gas | Boiler | Baseline Forecast | Incremental Savings (MMtherm)
F1_Commercial_Other Health_New_Space Heating_Natural Gas_Unit Heater_Baseline Forecast | F1 | Commercial | Other Health | New | Space Heating | Natural Gas | Unit Heater | Baseline Forecast | Consumption Savings (MMtherm)
F2_Commercial_Other Health_New_Space Heating_Natural Gas_Unit Heater_Baseline Forecast | F2 | Commercial | Other Health | New | Space Heating | Natural Gas | Unit Heater | Baseline Forecast | Summer Demand Savings (MW)
F3_Commercial_Other Health_New_Space Heating_Natural Gas_Unit Heater_Baseline Forecast | F3 | Commercial | Other Health | New | Space Heating | Natural Gas | Unit Heater | Baseline Forecast | Winter Demand Savings (MW)
F4_Commercial_Other Health_New_Space Heating_Natural Gas_Unit Heater_Baseline Forecast | F4 | Commercial | Other Health | New | Space Heating | Natural Gas | Unit Heater | Baseline Forecast | Incremental Savings (MMtherm)
F1_Commercial_Other Health_New_Water Heating_Natural Gas_Water Heater_Baseline Forecast | F1 | Commercial | Other Health | New | Water Heating | Natural Gas | Water Heater | Baseline Forecast | Consumption Savings (MMtherm)
F2_Commercial_Other Health_New_Water Heating_Natural Gas_Water Heater_Baseline Forecast | F2 | Commercial | Other Health | New | Water Heating | Natural Gas | Water Heater | Baseline Forecast | Summer Demand Savings (MW)
F3_Commercial_Other Health_New_Water Heating_Natural Gas_Water Heater_Baseline Forecast | F3 | Commercial | Other Health | New | Water Heating | Natural Gas | Water Heater | Baseline Forecast | Winter Demand Savings (MW)
F4_Commercial_Other Health_New_Water Heating_Natural Gas_Water Heater_Baseline Forecast | F4 | Commercial | Other Health | New | Water Heating | Natural Gas | Water Heater | Baseline Forecast | Incremental Savings (MMtherm)
F1_Commercial_Other Health_New_Food Preparation_Natural Gas_Oven_Baseline Forecast | F1 | Commercial | Other Health | New | Food Preparation | Natural Gas | Oven | Baseline Forecast | Consumption Savings (MMtherm)
F2_Commercial_Other Health_New_Food Preparation_Natural Gas_Oven_Baseline Forecast | F2 | Commercial | Other Health | New | Food Preparation | Natural Gas | Oven | Baseline Forecast | Summer Demand Savings (MW)
F3_Commercial_Other Health_New_Food Preparation_Natural Gas_Oven_Baseline Forecast | F3 | Commercial | Other Health | New | Food Preparation | Natural Gas | Oven | Baseline Forecast | Winter Demand Savings (MW)
F4_Commercial_Other Health_New_Food Preparation_Natural Gas_Oven_Baseline Forecast | F4 | Commercial | Other Health | New | Food Preparation | Natural Gas | Oven | Baseline Forecast | Incremental Savings (MMtherm)
F1_Commercial_Other Health_New_Food Preparation_Natural Gas_Conveyor Oven_Baseline Forecast | F1 | Commercial | Other Health | New | Food Preparation | Natural Gas | Conveyor Oven | Baseline Forecast | Consumption Savings (MMtherm)
F2_Commercial_Other Health_New_Food Preparation_Natural Gas_Conveyor Oven_Baseline Forecast | F2 | Commercial | Other Health | New | Food Preparation | Natural Gas | Conveyor Oven | Baseline Forecast | Summer Demand Savings (MW)
F3_Commercial_Other Health_New_Food Preparation_Natural Gas_Conveyor Oven_Baseline Forecast | F3 | Commercial | Other Health | New | Food Preparation | Natural Gas | Conveyor Oven | Baseline Forecast | Winter Demand Savings (MW)
F4_Commercial_Other Health_New_Food Preparation_Natural Gas_Conveyor Oven_Baseline Forecast | F4 | Commercial | Other Health | New | Food Preparation | Natural Gas | Conveyor Oven | Baseline Forecast | Incremental Savings (MMtherm)
F1_Commercial_Other Health_New_Food Preparation_Natural Gas_Double Rack Oven_Baseline Forecast | F1 | Commercial | Other Health | New | Food Preparation | Natural Gas | Double Rack Oven | Baseline Forecast | Consumption Savings (MMtherm)
F2_Commercial_Other Health_New_Food Preparation_Natural Gas_Double Rack Oven_Baseline Forecast | F2 | Commercial | Other Health | New | Food Preparation | Natural Gas | Double Rack Oven | Baseline Forecast | Summer Demand Savings (MW)
F3_Commercial_Other Health_New_Food Preparation_Natural Gas_Double Rack Oven_Baseline Forecast | F3 | Commercial | Other Health | New | Food Preparation | Natural Gas | Double Rack Oven | Baseline Forecast | Winter Demand Savings (MW)
F4_Commercial_Other Health_New_Food Preparation_Natural Gas_Double Rack Oven_Baseline Forecast | F4 | Commercial | Other Health | New | Food Preparation | Natural Gas | Double Rack Oven | Baseline Forecast | Incremental Savings (MMtherm)
F1_Commercial_Other Health_New_Food Preparation_Natural Gas_Fryer_Baseline Forecast | F1 | Commercial | Other Health | New | Food Preparation | Natural Gas | Fryer | Baseline Forecast | Consumption Savings (MMtherm)
F2_Commercial_Other Health_New_Food Preparation_Natural Gas_Fryer_Baseline Forecast | F2 | Commercial | Other Health | New | Food Preparation | Natural Gas | Fryer | Baseline Forecast | Summer Demand Savings (MW)
F3_Commercial_Other Health_New_Food Preparation_Natural Gas_Fryer_Baseline Forecast | F3 | Commercial | Other Health | New | Food Preparation | Natural Gas | Fryer | Baseline Forecast | Winter Demand Savings (MW)
F4_Commercial_Other Health_New_Food Preparation_Natural Gas_Fryer_Baseline Forecast | F4 | Commercial | Other Health | New | Food Preparation | Natural Gas | Fryer | Baseline Forecast | Incremental Savings (MMtherm)
F1_Commercial_Other Health_New_Food Preparation_Natural Gas_Broiler_Baseline Forecast | F1 | Commercial | Other Health | New | Food Preparation | Natural Gas | Broiler | Baseline Forecast | Consumption Savings (MMtherm)
F2_Commercial_Other Health_New_Food Preparation_Natural Gas_Broiler_Baseline Forecast | F2 | Commercial | Other Health | New | Food Preparation | Natural Gas | Broiler | Baseline Forecast | Summer Demand Savings (MW)
F3_Commercial_Other Health_New_Food Preparation_Natural Gas_Broiler_Baseline Forecast | F3 | Commercial | Other Health | New | Food Preparation | Natural Gas | Broiler | Baseline Forecast | Winter Demand Savings (MW)
F4_Commercial_Other Health_New_Food Preparation_Natural Gas_Broiler_Baseline Forecast | F4 | Commercial | Other Health | New | Food Preparation | Natural Gas | Broiler | Baseline Forecast | Incremental Savings (MMtherm)
F1_Commercial_Other Health_New_Food Preparation_Natural Gas_Griddle_Baseline Forecast | F1 | Commercial | Other Health | New | Food Preparation | Natural Gas | Griddle | Baseline Forecast | Consumption Savings (MMtherm)
F2_Commercial_Other Health_New_Food Preparation_Natural Gas_Griddle_Baseline Forecast | F2 | Commercial | Other Health | New | Food Preparation | Natural Gas | Griddle | Baseline Forecast | Summer Demand Savings (MW)
F3_Commercial_Other Health_New_Food Preparation_Natural Gas_Griddle_Baseline Forecast | F3 | Commercial | Other Health | New | Food Preparation | Natural Gas | Griddle | Baseline Forecast | Winter Demand Savings (MW)
F4_Commercial_Other Health_New_Food Preparation_Natural Gas_Griddle_Baseline Forecast | F4 | Commercial | Other Health | New | Food Preparation | Natural Gas | Griddle | Baseline Forecast | Incremental Savings (MMtherm)
F1_Commercial_Other Health_New_Food Preparation_Natural Gas_Range_Baseline Forecast | F1 | Commercial | Other Health | New | Food Preparation | Natural Gas | Range | Baseline Forecast | Consumption Savings (MMtherm)
F2_Commercial_Other Health_New_Food Preparation_Natural Gas_Range_Baseline Forecast | F2 | Commercial | Other Health | New | Food Preparation | Natural Gas | Range | Baseline Forecast | Summer Demand Savings (MW)
F3_Commercial_Other Health_New_Food Preparation_Natural Gas_Range_Baseline Forecast | F3 | Commercial | Other Health | New | Food Preparation | Natural Gas | Range | Baseline Forecast | Winter Demand Savings (MW)
F4_Commercial_Other Health_New_Food Preparation_Natural Gas_Range_Baseline Forecast | F4 | Commercial | Other Health | New | Food Preparation | Natural Gas | Range | Baseline Forecast | Incremental Savings (MMtherm)
F1_Commercial_Other Health_New_Food Preparation_Natural Gas_Steamer_Baseline Forecast | F1 | Commercial | Other Health | New | Food Preparation | Natural Gas | Steamer | Baseline Forecast | Consumption Savings (MMtherm)
F2_Commercial_Other Health_New_Food Preparation_Natural Gas_Steamer_Baseline Forecast | F2 | Commercial | Other Health | New | Food Preparation | Natural Gas | Steamer | Baseline Forecast | Summer Demand Savings (MW)
F3_Commercial_Other Health_New_Food Preparation_Natural Gas_Steamer_Baseline Forecast | F3 | Commercial | Other Health | New | Food Preparation | Natural Gas | Steamer | Baseline Forecast | Winter Demand Savings (MW)
F4_Commercial_Other Health_New_Food Preparation_Natural Gas_Steamer_Baseline Forecast | F4 | Commercial | Other Health | New | Food Preparation | Natural Gas | Steamer | Baseline Forecast | Incremental Savings (MMtherm)
F1_Commercial_Other Health_New_Food Preparation_Natural Gas_Food Prep Other_Baseline Forecast | F1 | Commercial | Other Health | New | Food Preparation | Natural Gas | Food Prep Other | Baseline Forecast | Consumption Savings (MMtherm)
F2_Commercial_Other Health_New_Food Preparation_Natural Gas_Food Prep Other_Baseline Forecast | F2 | Commercial | Other Health | New | Food Preparation | Natural Gas | Food Prep Other | Baseline Forecast | Summer Demand Savings (MW)
F3_Commercial_Other Health_New_Food Preparation_Natural Gas_Food Prep Other_Baseline Forecast | F3 | Commercial | Other Health | New | Food Preparation | Natural Gas | Food Prep Other | Baseline Forecast | Winter Demand Savings (MW)
F4_Commercial_Other Health_New_Food Preparation_Natural Gas_Food Prep Other_Baseline Forecast | F4 | Commercial | Other Health | New | Food Preparation | Natural Gas | Food Prep Other | Baseline Forecast | Incremental Savings (MMtherm)
F1_Commercial_Other Health_New_Miscellaneous_Natural Gas_Pool Heater_Baseline Forecast | F1 | Commercial | Other Health | New | Miscellaneous | Natural Gas | Pool Heater | Baseline Forecast | Consumption Savings (MMtherm)
F2_Commercial_Other Health_New_Miscellaneous_Natural Gas_Pool Heater_Baseline Forecast | F2 | Commercial | Other Health | New | Miscellaneous | Natural Gas | Pool Heater | Baseline Forecast | Summer Demand Savings (MW)
F3_Commercial_Other Health_New_Miscellaneous_Natural Gas_Pool Heater_Baseline Forecast | F3 | Commercial | Other Health | New | Miscellaneous | Natural Gas | Pool Heater | Baseline Forecast | Winter Demand Savings (MW)
F4_Commercial_Other Health_New_Miscellaneous_Natural Gas_Pool Heater_Baseline Forecast | F4 | Commercial | Other Health | New | Miscellaneous | Natural Gas | Pool Heater | Baseline Forecast | Incremental Savings (MMtherm)
F1_Commercial_Other Health_New_Miscellaneous_Natural Gas_Miscellaneous_Baseline Forecast | F1 | Commercial | Other Health | New | Miscellaneous | Natural Gas | Miscellaneous | Baseline Forecast | Consumption Savings (MMtherm)
F2_Commercial_Other Health_New_Miscellaneous_Natural Gas_Miscellaneous_Baseline Forecast | F2 | Commercial | Other Health | New | Miscellaneous | Natural Gas | Miscellaneous | Baseline Forecast | Summer Demand Savings (MW)
F3_Commercial_Other Health_New_Miscellaneous_Natural Gas_Miscellaneous_Baseline Forecast | F3 | Commercial | Other Health | New | Miscellaneous | Natural Gas | Miscellaneous | Baseline Forecast | Winter Demand Savings (MW)
F4_Commercial_Other Health_New_Miscellaneous_Natural Gas_Miscellaneous_Baseline Forecast | F4 | Commercial | Other Health | New | Miscellaneous | Natural Gas | Miscellaneous | Baseline Forecast | Incremental Savings (MMtherm)
F1_Commercial_Lodging_Existing_Space Heating_Natural Gas_Furnace_Baseline Forecast | F1 | Commercial | Lodging | Existing | Space Heating | Natural Gas | Furnace | Baseline Forecast | Consumption Savings (MMtherm)
F2_Commercial_Lodging_Existing_Space Heating_Natural Gas_Furnace_Baseline Forecast | F2 | Commercial | Lodging | Existing | Space Heating | Natural Gas | Furnace | Baseline Forecast | Summer Demand Savings (MW)
F3_Commercial_Lodging_Existing_Space Heating_Natural Gas_Furnace_Baseline Forecast | F3 | Commercial | Lodging | Existing | Space Heating | Natural Gas | Furnace | Baseline Forecast | Winter Demand Savings (MW)
F4_Commercial_Lodging_Existing_Space Heating_Natural Gas_Furnace_Baseline Forecast | F4 | Commercial | Lodging | Existing | Space Heating | Natural Gas | Furnace | Baseline Forecast | Incremental Savings (MMtherm)
F1_Commercial_Lodging_Existing_Space Heating_Natural Gas_Boiler_Baseline Forecast | F1 | Commercial | Lodging | Existing | Space Heating | Natural Gas | Boiler | Baseline Forecast | Consumption Savings (MMtherm)
F2_Commercial_Lodging_Existing_Space Heating_Natural Gas_Boiler_Baseline Forecast | F2 | Commercial | Lodging | Existing | Space Heating | Natural Gas | Boiler | Baseline Forecast | Summer Demand Savings (MW)
F3_Commercial_Lodging_Existing_Space Heating_Natural Gas_Boiler_Baseline Forecast | F3 | Commercial | Lodging | Existing | Space Heating | Natural Gas | Boiler | Baseline Forecast | Winter Demand Savings (MW)
F4_Commercial_Lodging_Existing_Space Heating_Natural Gas_Boiler_Baseline Forecast | F4 | Commercial | Lodging | Existing | Space Heating | Natural Gas | Boiler | Baseline Forecast | Incremental Savings (MMtherm)
F1_Commercial_Lodging_Existing_Space Heating_Natural Gas_Unit Heater_Baseline Forecast | F1 | Commercial | Lodging | Existing | Space Heating | Natural Gas | Unit Heater | Baseline Forecast | Consumption Savings (MMtherm)
F2_Commercial_Lodging_Existing_Space Heating_Natural Gas_Unit Heater_Baseline Forecast | F2 | Commercial | Lodging | Existing | Space Heating | Natural Gas | Unit Heater | Baseline Forecast | Summer Demand Savings (MW)
F3_Commercial_Lodging_Existing_Space Heating_Natural Gas_Unit Heater_Baseline Forecast | F3 | Commercial | Lodging | Existing | Space Heating | Natural Gas | Unit Heater | Baseline Forecast | Winter Demand Savings (MW)
F4_Commercial_Lodging_Existing_Space Heating_Natural Gas_Unit Heater_Baseline Forecast | F4 | Commercial | Lodging | Existing | Space Heating | Natural Gas | Unit Heater | Baseline Forecast | Incremental Savings (MMtherm)
F1_Commercial_Lodging_Existing_Water Heating_Natural Gas_Water Heater_Baseline Forecast | F1 | Commercial | Lodging | Existing | Water Heating | Natural Gas | Water Heater | Baseline Forecast | Consumption Savings (MMtherm)
F2_Commercial_Lodging_Existing_Water Heating_Natural Gas_Water Heater_Baseline Forecast | F2 | Commercial | Lodging | Existing | Water Heating | Natural Gas | Water Heater | Baseline Forecast | Summer Demand Savings (MW)
F3_Commercial_Lodging_Existing_Water Heating_Natural Gas_Water Heater_Baseline Forecast | F3 | Commercial | Lodging | Existing | Water Heating | Natural Gas | Water Heater | Baseline Forecast | Winter Demand Savings (MW)
F4_Commercial_Lodging_Existing_Water Heating_Natural Gas_Water Heater_Baseline Forecast | F4 | Commercial | Lodging | Existing | Water Heating | Natural Gas | Water Heater | Baseline Forecast | Incremental Savings (MMtherm)
F1_Commercial_Lodging_Existing_Food Preparation_Natural Gas_Oven_Baseline Forecast | F1 | Commercial | Lodging | Existing | Food Preparation | Natural Gas | Oven | Baseline Forecast | Consumption Savings (MMtherm)
F2_Commercial_Lodging_Existing_Food Preparation_Natural Gas_Oven_Baseline Forecast | F2 | Commercial | Lodging | Existing | Food Preparation | Natural Gas | Oven | Baseline Forecast | Summer Demand Savings (MW)
F3_Commercial_Lodging_Existing_Food Preparation_Natural Gas_Oven_Baseline Forecast | F3 | Commercial | Lodging | Existing | Food Preparation | Natural Gas | Oven | Baseline Forecast | Winter Demand Savings (MW)
F4_Commercial_Lodging_Existing_Food Preparation_Natural Gas_Oven_Baseline Forecast | F4 | Commercial | Lodging | Existing | Food Preparation | Natural Gas | Oven | Baseline Forecast | Incremental Savings (MMtherm)
F1_Commercial_Lodging_Existing_Food Preparation_Natural Gas_Conveyor Oven_Baseline Forecast | F1 | Commercial | Lodging | Existing | Food Preparation | Natural Gas | Conveyor Oven | Baseline Forecast | Consumption Savings (MMtherm)
F2_Commercial_Lodging_Existing_Food Preparation_Natural Gas_Conveyor Oven_Baseline Forecast | F2 | Commercial | Lodging | Existing | Food Preparation | Natural Gas | Conveyor Oven | Baseline Forecast | Summer Demand Savings (MW)
F3_Commercial_Lodging_Existing_Food Preparation_Natural Gas_Conveyor Oven_Baseline Forecast | F3 | Commercial | Lodging | Existing | Food Preparation | Natural Gas | Conveyor Oven | Baseline Forecast | Winter Demand Savings (MW)
F4_Commercial_Lodging_Existing_Food Preparation_Natural Gas_Conveyor Oven_Baseline Forecast | F4 | Commercial | Lodging | Existing | Food Preparation | Natural Gas | Conveyor Oven | Baseline Forecast | Incremental Savings (MMtherm)
F1_Commercial_Lodging_Existing_Food Preparation_Natural Gas_Double Rack Oven_Baseline Forecast | F1 | Commercial | Lodging | Existing | Food Preparation | Natural Gas | Double Rack Oven | Baseline Forecast | Consumption Savings (MMtherm)
F2_Commercial_Lodging_Existing_Food Preparation_Natural Gas_Double Rack Oven_Baseline Forecast | F2 | Commercial | Lodging | Existing | Food Preparation | Natural Gas | Double Rack Oven | Baseline Forecast | Summer Demand Savings (MW)
F3_Commercial_Lodging_Existing_Food Preparation_Natural Gas_Double Rack Oven_Baseline Forecast | F3 | Commercial | Lodging | Existing | Food Preparation | Natural Gas | Double Rack Oven | Baseline Forecast | Winter Demand Savings (MW)
F4_Commercial_Lodging_Existing_Food Preparation_Natural Gas_Double Rack Oven_Baseline Forecast | F4 | Commercial | Lodging | Existing | Food Preparation | Natural Gas | Double Rack Oven | Baseline Forecast | Incremental Savings (MMtherm)
F1_Commercial_Lodging_Existing_Food Preparation_Natural Gas_Fryer_Baseline Forecast | F1 | Commercial | Lodging | Existing | Food Preparation | Natural Gas | Fryer | Baseline Forecast | Consumption Savings (MMtherm)
F2_Commercial_Lodging_Existing_Food Preparation_Natural Gas_Fryer_Baseline Forecast | F2 | Commercial | Lodging | Existing | Food Preparation | Natural Gas | Fryer | Baseline Forecast | Summer Demand Savings (MW)
F3_Commercial_Lodging_Existing_Food Preparation_Natural Gas_Fryer_Baseline Forecast | F3 | Commercial | Lodging | Existing | Food Preparation | Natural Gas | Fryer | Baseline Forecast | Winter Demand Savings (MW)
F4_Commercial_Lodging_Existing_Food Preparation_Natural Gas_Fryer_Baseline Forecast | F4 | Commercial | Lodging | Existing | Food Preparation | Natural Gas | Fryer | Baseline Forecast | Incremental Savings (MMtherm)
F1_Commercial_Lodging_Existing_Food Preparation_Natural Gas_Broiler_Baseline Forecast | F1 | Commercial | Lodging | Existing | Food Preparation | Natural Gas | Broiler | Baseline Forecast | Consumption Savings (MMtherm)
F2_Commercial_Lodging_Existing_Food Preparation_Natural Gas_Broiler_Baseline Forecast | F2 | Commercial | Lodging | Existing | Food Preparation | Natural Gas | Broiler | Baseline Forecast | Summer Demand Savings (MW)
F3_Commercial_Lodging_Existing_Food Preparation_Natural Gas_Broiler_Baseline Forecast | F3 | Commercial | Lodging | Existing | Food Preparation | Natural Gas | Broiler | Baseline Forecast | Winter Demand Savings (MW)
F4_Commercial_Lodging_Existing_Food Preparation_Natural Gas_Broiler_Baseline Forecast | F4 | Commercial | Lodging | Existing | Food Preparation | Natural Gas | Broiler | Baseline Forecast | Incremental Savings (MMtherm)
F1_Commercial_Lodging_Existing_Food Preparation_Natural Gas_Griddle_Baseline Forecast | F1 | Commercial | Lodging | Existing | Food Preparation | Natural Gas | Griddle | Baseline Forecast | Consumption Savings (MMtherm)
F2_Commercial_Lodging_Existing_Food Preparation_Natural Gas_Griddle_Baseline Forecast | F2 | Commercial | Lodging | Existing | Food Preparation | Natural Gas | Griddle | Baseline Forecast | Summer Demand Savings (MW)
F3_Commercial_Lodging_Existing_Food Preparation_Natural Gas_Griddle_Baseline Forecast | F3 | Commercial | Lodging | Existing | Food Preparation | Natural Gas | Griddle | Baseline Forecast | Winter Demand Savings (MW)
F4_Commercial_Lodging_Existing_Food Preparation_Natural Gas_Griddle_Baseline Forecast | F4 | Commercial | Lodging | Existing | Food Preparation | Natural Gas | Griddle | Baseline Forecast | Incremental Savings (MMtherm)
F1_Commercial_Lodging_Existing_Food Preparation_Natural Gas_Range_Baseline Forecast | F1 | Commercial | Lodging | Existing | Food Preparation | Natural Gas | Range | Baseline Forecast | Consumption Savings (MMtherm)
F2_Commercial_Lodging_Existing_Food Preparation_Natural Gas_Range_Baseline Forecast | F2 | Commercial | Lodging | Existing | Food Preparation | Natural Gas | Range | Baseline Forecast | Summer Demand Savings (MW)
F3_Commercial_Lodging_Existing_Food Preparation_Natural Gas_Range_Baseline Forecast | F3 | Commercial | Lodging | Existing | Food Preparation | Natural Gas | Range | Baseline Forecast | Winter Demand Savings (MW)
F4_Commercial_Lodging_Existing_Food Preparation_Natural Gas_Range_Baseline Forecast | F4 | Commercial | Lodging | Existing | Food Preparation | Natural Gas | Range | Baseline Forecast | Incremental Savings (MMtherm)
F1_Commercial_Lodging_Existing_Food Preparation_Natural Gas_Steamer_Baseline Forecast | F1 | Commercial | Lodging | Existing | Food Preparation | Natural Gas | Steamer | Baseline Forecast | Consumption Savings (MMtherm)
F2_Commercial_Lodging_Existing_Food Preparation_Natural Gas_Steamer_Baseline Forecast | F2 | Commercial | Lodging | Existing | Food Preparation | Natural Gas | Steamer | Baseline Forecast | Summer Demand Savings (MW)
F3_Commercial_Lodging_Existing_Food Preparation_Natural Gas_Steamer_Baseline Forecast | F3 | Commercial | Lodging | Existing | Food Preparation | Natural Gas | Steamer | Baseline Forecast | Winter Demand Savings (MW)
F4_Commercial_Lodging_Existing_Food Preparation_Natural Gas_Steamer_Baseline Forecast | F4 | Commercial | Lodging | Existing | Food Preparation | Natural Gas | Steamer | Baseline Forecast | Incremental Savings (MMtherm)
F1_Commercial_Lodging_Existing_Food Preparation_Natural Gas_Food Prep Other_Baseline Forecast | F1 | Commercial | Lodging | Existing | Food Preparation | Natural Gas | Food Prep Other | Baseline Forecast | Consumption Savings (MMtherm)
F2_Commercial_Lodging_Existing_Food Preparation_Natural Gas_Food Prep Other_Baseline Forecast | F2 | Commercial | Lodging | Existing | Food Preparation | Natural Gas | Food Prep Other | Baseline Forecast | Summer Demand Savings (MW)
F3_Commercial_Lodging_Existing_Food Preparation_Natural Gas_Food Prep Other_Baseline Forecast | F3 | Commercial | Lodging | Existing | Food Preparation | Natural Gas | Food Prep Other | Baseline Forecast | Winter Demand Savings (MW)
F4_Commercial_Lodging_Existing_Food Preparation_Natural Gas_Food Prep Other_Baseline Forecast | F4 | Commercial | Lodging | Existing | Food Preparation | Natural Gas | Food Prep Other | Baseline Forecast | Incremental Savings (MMtherm)
F1_Commercial_Lodging_Existing_Miscellaneous_Natural Gas_Pool Heater_Baseline Forecast | F1 | Commercial | Lodging | Existing | Miscellaneous | Natural Gas | Pool Heater | Baseline Forecast | Consumption Savings (MMtherm)
F2_Commercial_Lodging_Existing_Miscellaneous_Natural Gas_Pool Heater_Baseline Forecast | F2 | Commercial | Lodging | Existing | Miscellaneous | Natural Gas | Pool Heater | Baseline Forecast | Summer Demand Savings (MW)
F3_Commercial_Lodging_Existing_Miscellaneous_Natural Gas_Pool Heater_Baseline Forecast | F3 | Commercial | Lodging | Existing | Miscellaneous | Natural Gas | Pool Heater | Baseline Forecast | Winter Demand Savings (MW)
F4_Commercial_Lodging_Existing_Miscellaneous_Natural Gas_Pool Heater_Baseline Forecast | F4 | Commercial | Lodging | Existing | Miscellaneous | Natural Gas | Pool Heater | Baseline Forecast | Incremental Savings (MMtherm)
F1_Commercial_Lodging_Existing_Miscellaneous_Natural Gas_Miscellaneous_Baseline Forecast | F1 | Commercial | Lodging | Existing | Miscellaneous | Natural Gas | Miscellaneous | Baseline Forecast | Consumption Savings (MMtherm)
F2_Commercial_Lodging_Existing_Miscellaneous_Natural Gas_Miscellaneous_Baseline Forecast | F2 | Commercial | Lodging | Existing | Miscellaneous | Natural Gas | Miscellaneous | Baseline Forecast | Summer Demand Savings (MW)
F3_Commercial_Lodging_Existing_Miscellaneous_Natural Gas_Miscellaneous_Baseline Forecast | F3 | Commercial | Lodging | Existing | Miscellaneous | Natural Gas | Miscellaneous | Baseline Forecast | Winter Demand Savings (MW)
F4_Commercial_Lodging_Existing_Miscellaneous_Natural Gas_Miscellaneous_Baseline Forecast | F4 | Commercial | Lodging | Existing | Miscellaneous | Natural Gas | Miscellaneous | Baseline Forecast | Incremental Savings (MMtherm)
F1_Commercial_Lodging_New_Space Heating_Natural Gas_Furnace_Baseline Forecast | F1 | Commercial | Lodging | New | Space Heating | Natural Gas | Furnace | Baseline Forecast | Consumption Savings (MMtherm)
F2_Commercial_Lodging_New_Space Heating_Natural Gas_Furnace_Baseline Forecast | F2 | Commercial | Lodging | New | Space Heating | Natural Gas | Furnace | Baseline Forecast | Summer Demand Savings (MW)
F3_Commercial_Lodging_New_Space Heating_Natural Gas_Furnace_Baseline Forecast | F3 | Commercial | Lodging | New | Space Heating | Natural Gas | Furnace | Baseline Forecast | Winter Demand Savings (MW)
F4_Commercial_Lodging_New_Space Heating_Natural Gas_Furnace_Baseline Forecast | F4 | Commercial | Lodging | New | Space Heating | Natural Gas | Furnace | Baseline Forecast | Incremental Savings (MMtherm)
F1_Commercial_Lodging_New_Space Heating_Natural Gas_Boiler_Baseline Forecast | F1 | Commercial | Lodging | New | Space Heating | Natural Gas | Boiler | Baseline Forecast | Consumption Savings (MMtherm)
F2_Commercial_Lodging_New_Space Heating_Natural Gas_Boiler_Baseline Forecast | F2 | Commercial | Lodging | New | Space Heating | Natural Gas | Boiler | Baseline Forecast | Summer Demand Savings (MW)
F3_Commercial_Lodging_New_Space Heating_Natural Gas_Boiler_Baseline Forecast | F3 | Commercial | Lodging | New | Space Heating | Natural Gas | Boiler | Baseline Forecast | Winter Demand Savings (MW)
F4_Commercial_Lodging_New_Space Heating_Natural Gas_Boiler_Baseline Forecast | F4 | Commercial | Lodging | New | Space Heating | Natural Gas | Boiler | Baseline Forecast | Incremental Savings (MMtherm)
F1_Commercial_Lodging_New_Space Heating_Natural Gas_Unit Heater_Baseline Forecast | F1 | Commercial | Lodging | New | Space Heating | Natural Gas | Unit Heater | Baseline Forecast | Consumption Savings (MMtherm)
F2_Commercial_Lodging_New_Space Heating_Natural Gas_Unit Heater_Baseline Forecast | F2 | Commercial | Lodging | New | Space Heating | Natural Gas | Unit Heater | Baseline Forecast | Summer Demand Savings (MW)
F3_Commercial_Lodging_New_Space Heating_Natural Gas_Unit Heater_Baseline Forecast | F3 | Commercial | Lodging | New | Space Heating | Natural Gas | Unit Heater | Baseline Forecast | Winter Demand Savings (MW)
F4_Commercial_Lodging_New_Space Heating_Natural Gas_Unit Heater_Baseline Forecast | F4 | Commercial | Lodging | New | Space Heating | Natural Gas | Unit Heater | Baseline Forecast | Incremental Savings (MMtherm)
F1_Commercial_Lodging_New_Water Heating_Natural Gas_Water Heater_Baseline Forecast | F1 | Commercial | Lodging | New | Water Heating | Natural Gas | Water Heater | Baseline Forecast | Consumption Savings (MMtherm)
F2_Commercial_Lodging_New_Water Heating_Natural Gas_Water Heater_Baseline Forecast | F2 | Commercial | Lodging | New | Water Heating | Natural Gas | Water Heater | Baseline Forecast | Summer Demand Savings (MW)
F3_Commercial_Lodging_New_Water Heating_Natural Gas_Water Heater_Baseline Forecast | F3 | Commercial | Lodging | New | Water Heating | Natural Gas | Water Heater | Baseline Forecast | Winter Demand Savings (MW)
F4_Commercial_Lodging_New_Water Heating_Natural Gas_Water Heater_Baseline Forecast | F4 | Commercial | Lodging | New | Water Heating | Natural Gas | Water Heater | Baseline Forecast | Incremental Savings (MMtherm)
F1_Commercial_Lodging_New_Food Preparation_Natural Gas_Oven_Baseline Forecast | F1 | Commercial | Lodging | New | Food Preparation | Natural Gas | Oven | Baseline Forecast | Consumption Savings (MMtherm)
F2_Commercial_Lodging_New_Food Preparation_Natural Gas_Oven_Baseline Forecast | F2 | Commercial | Lodging | New | Food Preparation | Natural Gas | Oven | Baseline Forecast | Summer Demand Savings (MW)
F3_Commercial_Lodging_New_Food Preparation_Natural Gas_Oven_Baseline Forecast | F3 | Commercial | Lodging | New | Food Preparation | Natural Gas | Oven | Baseline Forecast | Winter Demand Savings (MW)
F4_Commercial_Lodging_New_Food Preparation_Natural Gas_Oven_Baseline Forecast | F4 | Commercial | Lodging | New | Food Preparation | Natural Gas | Oven | Baseline Forecast | Incremental Savings (MMtherm)
F1_Commercial_Lodging_New_Food Preparation_Natural Gas_Conveyor Oven_Baseline Forecast | F1 | Commercial | Lodging | New | Food Preparation | Natural Gas | Conveyor Oven | Baseline Forecast | Consumption Savings (MMtherm)
F2_Commercial_Lodging_New_Food Preparation_Natural Gas_Conveyor Oven_Baseline Forecast | F2 | Commercial | Lodging | New | Food Preparation | Natural Gas | Conveyor Oven | Baseline Forecast | Summer Demand Savings (MW)
F3_Commercial_Lodging_New_Food Preparation_Natural Gas_Conveyor Oven_Baseline Forecast | F3 | Commercial | Lodging | New | Food Preparation | Natural Gas | Conveyor Oven | Baseline Forecast | Winter Demand Savings (MW)
F4_Commercial_Lodging_New_Food Preparation_Natural Gas_Conveyor Oven_Baseline Forecast | F4 | Commercial | Lodging | New | Food Preparation | Natural Gas | Conveyor Oven | Baseline Forecast | Incremental Savings (MMtherm)
F1_Commercial_Lodging_New_Food Preparation_Natural Gas_Double Rack Oven_Baseline Forecast | F1 | Commercial | Lodging | New | Food Preparation | Natural Gas | Double Rack Oven | Baseline Forecast | Consumption Savings (MMtherm)
F2_Commercial_Lodging_New_Food Preparation_Natural Gas_Double Rack Oven_Baseline Forecast | F2 | Commercial | Lodging | New | Food Preparation | Natural Gas | Double Rack Oven | Baseline Forecast | Summer Demand Savings (MW)
F3_Commercial_Lodging_New_Food Preparation_Natural Gas_Double Rack Oven_Baseline Forecast | F3 | Commercial | Lodging | New | Food Preparation | Natural Gas | Double Rack Oven | Baseline Forecast | Winter Demand Savings (MW)
F4_Commercial_Lodging_New_Food Preparation_Natural Gas_Double Rack Oven_Baseline Forecast | F4 | Commercial | Lodging | New | Food Preparation | Natural Gas | Double Rack Oven | Baseline Forecast | Incremental Savings (MMtherm)
F1_Commercial_Lodging_New_Food Preparation_Natural Gas_Fryer_Baseline Forecast | F1 | Commercial | Lodging | New | Food Preparation | Natural Gas | Fryer | Baseline Forecast | Consumption Savings (MMtherm)
F2_Commercial_Lodging_New_Food Preparation_Natural Gas_Fryer_Baseline Forecast | F2 | Commercial | Lodging | New | Food Preparation | Natural Gas | Fryer | Baseline Forecast | Summer Demand Savings (MW)
F3_Commercial_Lodging_New_Food Preparation_Natural Gas_Fryer_Baseline Forecast | F3 | Commercial | Lodging | New | Food Preparation | Natural Gas | Fryer | Baseline Forecast | Winter Demand Savings (MW)
F4_Commercial_Lodging_New_Food Preparation_Natural Gas_Fryer_Baseline Forecast | F4 | Commercial | Lodging | New | Food Preparation | Natural Gas | Fryer | Baseline Forecast | Incremental Savings (MMtherm)
F1_Commercial_Lodging_New_Food Preparation_Natural Gas_Broiler_Baseline Forecast | F1 | Commercial | Lodging | New | Food Preparation | Natural Gas | Broiler | Baseline Forecast | Consumption Savings (MMtherm)
F2_Commercial_Lodging_New_Food Preparation_Natural Gas_Broiler_Baseline Forecast | F2 | Commercial | Lodging | New | Food Preparation | Natural Gas | Broiler | Baseline Forecast | Summer Demand Savings (MW)
F3_Commercial_Lodging_New_Food Preparation_Natural Gas_Broiler_Baseline Forecast | F3 | Commercial | Lodging | New | Food Preparation | Natural Gas | Broiler | Baseline Forecast | Winter Demand Savings (MW)
F4_Commercial_Lodging_New_Food Preparation_Natural Gas_Broiler_Baseline Forecast | F4 | Commercial | Lodging | New | Food Preparation | Natural Gas | Broiler | Baseline Forecast | Incremental Savings (MMtherm)
F1_Commercial_Lodging_New_Food Preparation_Natural Gas_Griddle_Baseline Forecast | F1 | Commercial | Lodging | New | Food Preparation | Natural Gas | Griddle | Baseline Forecast | Consumption Savings (MMtherm)
F2_Commercial_Lodging_New_Food Preparation_Natural Gas_Griddle_Baseline Forecast | F2 | Commercial | Lodging | New | Food Preparation | Natural Gas | Griddle | Baseline Forecast | Summer Demand Savings (MW)
F3_Commercial_Lodging_New_Food Preparation_Natural Gas_Griddle_Baseline Forecast | F3 | Commercial | Lodging | New | Food Preparation | Natural Gas | Griddle | Baseline Forecast | Winter Demand Savings (MW)
F4_Commercial_Lodging_New_Food Preparation_Natural Gas_Griddle_Baseline Forecast | F4 | Commercial | Lodging | New | Food Preparation | Natural Gas | Griddle | Baseline Forecast | Incremental Savings (MMtherm)
F1_Commercial_Lodging_New_Food Preparation_Natural Gas_Range_Baseline Forecast | F1 | Commercial | Lodging | New | Food Preparation | Natural Gas | Range | Baseline Forecast | Consumption Savings (MMtherm)
F2_Commercial_Lodging_New_Food Preparation_Natural Gas_Range_Baseline Forecast | F2 | Commercial | Lodging | New | Food Preparation | Natural Gas | Range | Baseline Forecast | Summer Demand Savings (MW)
F3_Commercial_Lodging_New_Food Preparation_Natural Gas_Range_Baseline Forecast | F3 | Commercial | Lodging | New | Food Preparation | Natural Gas | Range | Baseline Forecast | Winter Demand Savings (MW)
F4_Commercial_Lodging_New_Food Preparation_Natural Gas_Range_Baseline Forecast | F4 | Commercial | Lodging | New | Food Preparation | Natural Gas | Range | Baseline Forecast | Incremental Savings (MMtherm)
F1_Commercial_Lodging_New_Food Preparation_Natural Gas_Steamer_Baseline Forecast | F1 | Commercial | Lodging | New | Food Preparation | Natural Gas | Steamer | Baseline Forecast | Consumption Savings (MMtherm)
F2_Commercial_Lodging_New_Food Preparation_Natural Gas_Steamer_Baseline Forecast | F2 | Commercial | Lodging | New | Food Preparation | Natural Gas | Steamer | Baseline Forecast | Summer Demand Savings (MW)
F3_Commercial_Lodging_New_Food Preparation_Natural Gas_Steamer_Baseline Forecast | F3 | Commercial | Lodging | New | Food Preparation | Natural Gas | Steamer | Baseline Forecast | Winter Demand Savings (MW)
F4_Commercial_Lodging_New_Food Preparation_Natural Gas_Steamer_Baseline Forecast | F4 | Commercial | Lodging | New | Food Preparation | Natural Gas | Steamer | Baseline Forecast | Incremental Savings (MMtherm)
F1_Commercial_Lodging_New_Food Preparation_Natural Gas_Food Prep Other_Baseline Forecast | F1 | Commercial | Lodging | New | Food Preparation | Natural Gas | Food Prep Other | Baseline Forecast | Consumption Savings (MMtherm)
F2_Commercial_Lodging_New_Food Preparation_Natural Gas_Food Prep Other_Baseline Forecast | F2 | Commercial | Lodging | New | Food Preparation | Natural Gas | Food Prep Other | Baseline Forecast | Summer Demand Savings (MW)
F3_Commercial_Lodging_New_Food Preparation_Natural Gas_Food Prep Other_Baseline Forecast | F3 | Commercial | Lodging | New | Food Preparation | Natural Gas | Food Prep Other | Baseline Forecast | Winter Demand Savings (MW)
F4_Commercial_Lodging_New_Food Preparation_Natural Gas_Food Prep Other_Baseline Forecast | F4 | Commercial | Lodging | New | Food Preparation | Natural Gas | Food Prep Other | Baseline Forecast | Incremental Savings (MMtherm)
F1_Commercial_Lodging_New_Miscellaneous_Natural Gas_Pool Heater_Baseline Forecast | F1 | Commercial | Lodging | New | Miscellaneous | Natural Gas | Pool Heater | Baseline Forecast | Consumption Savings (MMtherm)
F2_Commercial_Lodging_New_Miscellaneous_Natural Gas_Pool Heater_Baseline Forecast | F2 | Commercial | Lodging | New | Miscellaneous | Natural Gas | Pool Heater | Baseline Forecast | Summer Demand Savings (MW)
F3_Commercial_Lodging_New_Miscellaneous_Natural Gas_Pool Heater_Baseline Forecast | F3 | Commercial | Lodging | New | Miscellaneous | Natural Gas | Pool Heater | Baseline Forecast | Winter Demand Savings (MW)
F4_Commercial_Lodging_New_Miscellaneous_Natural Gas_Pool Heater_Baseline Forecast | F4 | Commercial | Lodging | New | Miscellaneous | Natural Gas | Pool Heater | Baseline Forecast | Incremental Savings (MMtherm)
F1_Commercial_Lodging_New_Miscellaneous_Natural Gas_Miscellaneous_Baseline Forecast | F1 | Commercial | Lodging | New | Miscellaneous | Natural Gas | Miscellaneous | Baseline Forecast | Consumption Savings (MMtherm)
F2_Commercial_Lodging_New_Miscellaneous_Natural Gas_Miscellaneous_Baseline Forecast | F2 | Commercial | Lodging | New | Miscellaneous | Natural Gas | Miscellaneous | Baseline Forecast | Summer Demand Savings (MW)
F3_Commercial_Lodging_New_Miscellaneous_Natural Gas_Miscellaneous_Baseline Forecast | F3 | Commercial | Lodging | New | Miscellaneous | Natural Gas | Miscellaneous | Baseline Forecast | Winter Demand Savings (MW)
F4_Commercial_Lodging_New_Miscellaneous_Natural Gas_Miscellaneous_Baseline Forecast | F4 | Commercial | Lodging | New | Miscellaneous | Natural Gas | Miscellaneous | Baseline Forecast | Incremental Savings (MMtherm)
F1_Commercial_Warehouse_Existing_Space Heating_Natural Gas_Furnace_Baseline Forecast | F1 | Commercial | Warehouse | Existing | Space Heating | Natural Gas | Furnace | Baseline Forecast | Consumption Savings (MMtherm)
F2_Commercial_Warehouse_Existing_Space Heating_Natural Gas_Furnace_Baseline Forecast | F2 | Commercial | Warehouse | Existing | Space Heating | Natural Gas | Furnace | Baseline Forecast | Summer Demand Savings (MW)
F3_Commercial_Warehouse_Existing_Space Heating_Natural Gas_Furnace_Baseline Forecast | F3 | Commercial | Warehouse | Existing | Space Heating | Natural Gas | Furnace | Baseline Forecast | Winter Demand Savings (MW)
F4_Commercial_Warehouse_Existing_Space Heating_Natural Gas_Furnace_Baseline Forecast | F4 | Commercial | Warehouse | Existing | Space Heating | Natural Gas | Furnace | Baseline Forecast | Incremental Savings (MMtherm)
F1_Commercial_Warehouse_Existing_Space Heating_Natural Gas_Boiler_Baseline Forecast | F1 | Commercial | Warehouse | Existing | Space Heating | Natural Gas | Boiler | Baseline Forecast | Consumption Savings (MMtherm)
F2_Commercial_Warehouse_Existing_Space Heating_Natural Gas_Boiler_Baseline Forecast | F2 | Commercial | Warehouse | Existing | Space Heating | Natural Gas | Boiler | Baseline Forecast | Summer Demand Savings (MW)
F3_Commercial_Warehouse_Existing_Space Heating_Natural Gas_Boiler_Baseline Forecast | F3 | Commercial | Warehouse | Existing | Space Heating | Natural Gas | Boiler | Baseline Forecast | Winter Demand Savings (MW)
F4_Commercial_Warehouse_Existing_Space Heating_Natural Gas_Boiler_Baseline Forecast | F4 | Commercial | Warehouse | Existing | Space Heating | Natural Gas | Boiler | Baseline Forecast | Incremental Savings (MMtherm)
F1_Commercial_Warehouse_Existing_Space Heating_Natural Gas_Unit Heater_Baseline Forecast | F1 | Commercial | Warehouse | Existing | Space Heating | Natural Gas | Unit Heater | Baseline Forecast | Consumption Savings (MMtherm)
F2_Commercial_Warehouse_Existing_Space Heating_Natural Gas_Unit Heater_Baseline Forecast | F2 | Commercial | Warehouse | Existing | Space Heating | Natural Gas | Unit Heater | Baseline Forecast | Summer Demand Savings (MW)
F3_Commercial_Warehouse_Existing_Space Heating_Natural Gas_Unit Heater_Baseline Forecast | F3 | Commercial | Warehouse | Existing | Space Heating | Natural Gas | Unit Heater | Baseline Forecast | Winter Demand Savings (MW)
F4_Commercial_Warehouse_Existing_Space Heating_Natural Gas_Unit Heater_Baseline Forecast | F4 | Commercial | Warehouse | Existing | Space Heating | Natural Gas | Unit Heater | Baseline Forecast | Incremental Savings (MMtherm)
F1_Commercial_Warehouse_Existing_Water Heating_Natural Gas_Water Heater_Baseline Forecast | F1 | Commercial | Warehouse | Existing | Water Heating | Natural Gas | Water Heater | Baseline Forecast | Consumption Savings (MMtherm)
F2_Commercial_Warehouse_Existing_Water Heating_Natural Gas_Water Heater_Baseline Forecast | F2 | Commercial | Warehouse | Existing | Water Heating | Natural Gas | Water Heater | Baseline Forecast | Summer Demand Savings (MW)
F3_Commercial_Warehouse_Existing_Water Heating_Natural Gas_Water Heater_Baseline Forecast | F3 | Commercial | Warehouse | Existing | Water Heating | Natural Gas | Water Heater | Baseline Forecast | Winter Demand Savings (MW)
F4_Commercial_Warehouse_Existing_Water Heating_Natural Gas_Water Heater_Baseline Forecast | F4 | Commercial | Warehouse | Existing | Water Heating | Natural Gas | Water Heater | Baseline Forecast | Incremental Savings (MMtherm)
F1_Commercial_Warehouse_Existing_Food Preparation_Natural Gas_Oven_Baseline Forecast | F1 | Commercial | Warehouse | Existing | Food Preparation | Natural Gas | Oven | Baseline Forecast | Consumption Savings (MMtherm)
F2_Commercial_Warehouse_Existing_Food Preparation_Natural Gas_Oven_Baseline Forecast | F2 | Commercial | Warehouse | Existing | Food Preparation | Natural Gas | Oven | Baseline Forecast | Summer Demand Savings (MW)
F3_Commercial_Warehouse_Existing_Food Preparation_Natural Gas_Oven_Baseline Forecast | F3 | Commercial | Warehouse | Existing | Food Preparation | Natural Gas | Oven | Baseline Forecast | Winter Demand Savings (MW)
F4_Commercial_Warehouse_Existing_Food Preparation_Natural Gas_Oven_Baseline Forecast | F4 | Commercial | Warehouse | Existing | Food Preparation | Natural Gas | Oven | Baseline Forecast | Incremental Savings (MMtherm)
F1_Commercial_Warehouse_Existing_Food Preparation_Natural Gas_Conveyor Oven_Baseline Forecast | F1 | Commercial | Warehouse | Existing | Food Preparation | Natural Gas | Conveyor Oven | Baseline Forecast | Consumption Savings (MMtherm)
F2_Commercial_Warehouse_Existing_Food Preparation_Natural Gas_Conveyor Oven_Baseline Forecast | F2 | Commercial | Warehouse | Existing | Food Preparation | Natural Gas | Conveyor Oven | Baseline Forecast | Summer Demand Savings (MW)
F3_Commercial_Warehouse_Existing_Food Preparation_Natural Gas_Conveyor Oven_Baseline Forecast | F3 | Commercial | Warehouse | Existing | Food Preparation | Natural Gas | Conveyor Oven | Baseline Forecast | Winter Demand Savings (MW)
F4_Commercial_Warehouse_Existing_Food Preparation_Natural Gas_Conveyor Oven_Baseline Forecast | F4 | Commercial | Warehouse | Existing | Food Preparation | Natural Gas | Conveyor Oven | Baseline Forecast | Incremental Savings (MMtherm)
F1_Commercial_Warehouse_Existing_Food Preparation_Natural Gas_Double Rack Oven_Baseline Forecast | F1 | Commercial | Warehouse | Existing | Food Preparation | Natural Gas | Double Rack Oven | Baseline Forecast | Consumption Savings (MMtherm)
F2_Commercial_Warehouse_Existing_Food Preparation_Natural Gas_Double Rack Oven_Baseline Forecast | F2 | Commercial | Warehouse | Existing | Food Preparation | Natural Gas | Double Rack Oven | Baseline Forecast | Summer Demand Savings (MW)
F3_Commercial_Warehouse_Existing_Food Preparation_Natural Gas_Double Rack Oven_Baseline Forecast | F3 | Commercial | Warehouse | Existing | Food Preparation | Natural Gas | Double Rack Oven | Baseline Forecast | Winter Demand Savings (MW)
F4_Commercial_Warehouse_Existing_Food Preparation_Natural Gas_Double Rack Oven_Baseline Forecast | F4 | Commercial | Warehouse | Existing | Food Preparation | Natural Gas | Double Rack Oven | Baseline Forecast | Incremental Savings (MMtherm)
F1_Commercial_Warehouse_Existing_Food Preparation_Natural Gas_Fryer_Baseline Forecast | F1 | Commercial | Warehouse | Existing | Food Preparation | Natural Gas | Fryer | Baseline Forecast | Consumption Savings (MMtherm)
F2_Commercial_Warehouse_Existing_Food Preparation_Natural Gas_Fryer_Baseline Forecast | F2 | Commercial | Warehouse | Existing | Food Preparation | Natural Gas | Fryer | Baseline Forecast | Summer Demand Savings (MW)
F3_Commercial_Warehouse_Existing_Food Preparation_Natural Gas_Fryer_Baseline Forecast | F3 | Commercial | Warehouse | Existing | Food Preparation | Natural Gas | Fryer | Baseline Forecast | Winter Demand Savings (MW)
F4_Commercial_Warehouse_Existing_Food Preparation_Natural Gas_Fryer_Baseline Forecast | F4 | Commercial | Warehouse | Existing | Food Preparation | Natural Gas | Fryer | Baseline Forecast | Incremental Savings (MMtherm)
F1_Commercial_Warehouse_Existing_Food Preparation_Natural Gas_Broiler_Baseline Forecast | F1 | Commercial | Warehouse | Existing | Food Preparation | Natural Gas | Broiler | Baseline Forecast | Consumption Savings (MMtherm)
F2_Commercial_Warehouse_Existing_Food Preparation_Natural Gas_Broiler_Baseline Forecast | F2 | Commercial | Warehouse | Existing | Food Preparation | Natural Gas | Broiler | Baseline Forecast | Summer Demand Savings (MW)
F3_Commercial_Warehouse_Existing_Food Preparation_Natural Gas_Broiler_Baseline Forecast | F3 | Commercial | Warehouse | Existing | Food Preparation | Natural Gas | Broiler | Baseline Forecast | Winter Demand Savings (MW)
F4_Commercial_Warehouse_Existing_Food Preparation_Natural Gas_Broiler_Baseline Forecast | F4 | Commercial | Warehouse | Existing | Food Preparation | Natural Gas | Broiler | Baseline Forecast | Incremental Savings (MMtherm)
F1_Commercial_Warehouse_Existing_Food Preparation_Natural Gas_Griddle_Baseline Forecast | F1 | Commercial | Warehouse | Existing | Food Preparation | Natural Gas | Griddle | Baseline Forecast | Consumption Savings (MMtherm)
F2_Commercial_Warehouse_Existing_Food Preparation_Natural Gas_Griddle_Baseline Forecast | F2 | Commercial | Warehouse | Existing | Food Preparation | Natural Gas | Griddle | Baseline Forecast | Summer Demand Savings (MW)
F3_Commercial_Warehouse_Existing_Food Preparation_Natural Gas_Griddle_Baseline Forecast | F3 | Commercial | Warehouse | Existing | Food Preparation | Natural Gas | Griddle | Baseline Forecast | Winter Demand Savings (MW)
F4_Commercial_Warehouse_Existing_Food Preparation_Natural Gas_Griddle_Baseline Forecast | F4 | Commercial | Warehouse | Existing | Food Preparation | Natural Gas | Griddle | Baseline Forecast | Incremental Savings (MMtherm)
F1_Commercial_Warehouse_Existing_Food Preparation_Natural Gas_Range_Baseline Forecast | F1 | Commercial | Warehouse | Existing | Food Preparation | Natural Gas | Range | Baseline Forecast | Consumption Savings (MMtherm)
F2_Commercial_Warehouse_Existing_Food Preparation_Natural Gas_Range_Baseline Forecast | F2 | Commercial | Warehouse | Existing | Food Preparation | Natural Gas | Range | Baseline Forecast | Summer Demand Savings (MW)
F3_Commercial_Warehouse_Existing_Food Preparation_Natural Gas_Range_Baseline Forecast | F3 | Commercial | Warehouse | Existing | Food Preparation | Natural Gas | Range | Baseline Forecast | Winter Demand Savings (MW)
F4_Commercial_Warehouse_Existing_Food Preparation_Natural Gas_Range_Baseline Forecast | F4 | Commercial | Warehouse | Existing | Food Preparation | Natural Gas | Range | Baseline Forecast | Incremental Savings (MMtherm)
F1_Commercial_Warehouse_Existing_Food Preparation_Natural Gas_Steamer_Baseline Forecast | F1 | Commercial | Warehouse | Existing | Food Preparation | Natural Gas | Steamer | Baseline Forecast | Consumption Savings (MMtherm)
F2_Commercial_Warehouse_Existing_Food Preparation_Natural Gas_Steamer_Baseline Forecast | F2 | Commercial | Warehouse | Existing | Food Preparation | Natural Gas | Steamer | Baseline Forecast | Summer Demand Savings (MW)
F3_Commercial_Warehouse_Existing_Food Preparation_Natural Gas_Steamer_Baseline Forecast | F3 | Commercial | Warehouse | Existing | Food Preparation | Natural Gas | Steamer | Baseline Forecast | Winter Demand Savings (MW)
F4_Commercial_Warehouse_Existing_Food Preparation_Natural Gas_Steamer_Baseline Forecast | F4 | Commercial | Warehouse | Existing | Food Preparation | Natural Gas | Steamer | Baseline Forecast | Incremental Savings (MMtherm)
F1_Commercial_Warehouse_Existing_Food Preparation_Natural Gas_Food Prep Other_Baseline Forecast | F1 | Commercial | Warehouse | Existing | Food Preparation | Natural Gas | Food Prep Other | Baseline Forecast | Consumption Savings (MMtherm)
F2_Commercial_Warehouse_Existing_Food Preparation_Natural Gas_Food Prep Other_Baseline Forecast | F2 | Commercial | Warehouse | Existing | Food Preparation | Natural Gas | Food Prep Other | Baseline Forecast | Summer Demand Savings (MW)
F3_Commercial_Warehouse_Existing_Food Preparation_Natural Gas_Food Prep Other_Baseline Forecast | F3 | Commercial | Warehouse | Existing | Food Preparation | Natural Gas | Food Prep Other | Baseline Forecast | Winter Demand Savings (MW)
F4_Commercial_Warehouse_Existing_Food Preparation_Natural Gas_Food Prep Other_Baseline Forecast | F4 | Commercial | Warehouse | Existing | Food Preparation | Natural Gas | Food Prep Other | Baseline Forecast | Incremental Savings (MMtherm)
F1_Commercial_Warehouse_Existing_Miscellaneous_Natural Gas_Pool Heater_Baseline Forecast | F1 | Commercial | Warehouse | Existing | Miscellaneous | Natural Gas | Pool Heater | Baseline Forecast | Consumption Savings (MMtherm)
F2_Commercial_Warehouse_Existing_Miscellaneous_Natural Gas_Pool Heater_Baseline Forecast | F2 | Commercial | Warehouse | Existing | Miscellaneous | Natural Gas | Pool Heater | Baseline Forecast | Summer Demand Savings (MW)
F3_Commercial_Warehouse_Existing_Miscellaneous_Natural Gas_Pool Heater_Baseline Forecast | F3 | Commercial | Warehouse | Existing | Miscellaneous | Natural Gas | Pool Heater | Baseline Forecast | Winter Demand Savings (MW)
F4_Commercial_Warehouse_Existing_Miscellaneous_Natural Gas_Pool Heater_Baseline Forecast | F4 | Commercial | Warehouse | Existing | Miscellaneous | Natural Gas | Pool Heater | Baseline Forecast | Incremental Savings (MMtherm)
F1_Commercial_Warehouse_Existing_Miscellaneous_Natural Gas_Miscellaneous_Baseline Forecast | F1 | Commercial | Warehouse | Existing | Miscellaneous | Natural Gas | Miscellaneous | Baseline Forecast | Consumption Savings (MMtherm)
F2_Commercial_Warehouse_Existing_Miscellaneous_Natural Gas_Miscellaneous_Baseline Forecast | F2 | Commercial | Warehouse | Existing | Miscellaneous | Natural Gas | Miscellaneous | Baseline Forecast | Summer Demand Savings (MW)
F3_Commercial_Warehouse_Existing_Miscellaneous_Natural Gas_Miscellaneous_Baseline Forecast | F3 | Commercial | Warehouse | Existing | Miscellaneous | Natural Gas | Miscellaneous | Baseline Forecast | Winter Demand Savings (MW)
F4_Commercial_Warehouse_Existing_Miscellaneous_Natural Gas_Miscellaneous_Baseline Forecast | F4 | Commercial | Warehouse | Existing | Miscellaneous | Natural Gas | Miscellaneous | Baseline Forecast | Incremental Savings (MMtherm)
F1_Commercial_Warehouse_New_Space Heating_Natural Gas_Furnace_Baseline Forecast | F1 | Commercial | Warehouse | New | Space Heating | Natural Gas | Furnace | Baseline Forecast | Consumption Savings (MMtherm)
F2_Commercial_Warehouse_New_Space Heating_Natural Gas_Furnace_Baseline Forecast | F2 | Commercial | Warehouse | New | Space Heating | Natural Gas | Furnace | Baseline Forecast | Summer Demand Savings (MW)
F3_Commercial_Warehouse_New_Space Heating_Natural Gas_Furnace_Baseline Forecast | F3 | Commercial | Warehouse | New | Space Heating | Natural Gas | Furnace | Baseline Forecast | Winter Demand Savings (MW)
F4_Commercial_Warehouse_New_Space Heating_Natural Gas_Furnace_Baseline Forecast | F4 | Commercial | Warehouse | New | Space Heating | Natural Gas | Furnace | Baseline Forecast | Incremental Savings (MMtherm)
F1_Commercial_Warehouse_New_Space Heating_Natural Gas_Boiler_Baseline Forecast | F1 | Commercial | Warehouse | New | Space Heating | Natural Gas | Boiler | Baseline Forecast | Consumption Savings (MMtherm)
F2_Commercial_Warehouse_New_Space Heating_Natural Gas_Boiler_Baseline Forecast | F2 | Commercial | Warehouse | New | Space Heating | Natural Gas | Boiler | Baseline Forecast | Summer Demand Savings (MW)
F3_Commercial_Warehouse_New_Space Heating_Natural Gas_Boiler_Baseline Forecast | F3 | Commercial | Warehouse | New | Space Heating | Natural Gas | Boiler | Baseline Forecast | Winter Demand Savings (MW)
F4_Commercial_Warehouse_New_Space Heating_Natural Gas_Boiler_Baseline Forecast | F4 | Commercial | Warehouse | New | Space Heating | Natural Gas | Boiler | Baseline Forecast | Incremental Savings (MMtherm)
F1_Commercial_Warehouse_New_Space Heating_Natural Gas_Unit Heater_Baseline Forecast | F1 | Commercial | Warehouse | New | Space Heating | Natural Gas | Unit Heater | Baseline Forecast | Consumption Savings (MMtherm)
F2_Commercial_Warehouse_New_Space Heating_Natural Gas_Unit Heater_Baseline Forecast | F2 | Commercial | Warehouse | New | Space Heating | Natural Gas | Unit Heater | Baseline Forecast | Summer Demand Savings (MW)
F3_Commercial_Warehouse_New_Space Heating_Natural Gas_Unit Heater_Baseline Forecast | F3 | Commercial | Warehouse | New | Space Heating | Natural Gas | Unit Heater | Baseline Forecast | Winter Demand Savings (MW)
F4_Commercial_Warehouse_New_Space Heating_Natural Gas_Unit Heater_Baseline Forecast | F4 | Commercial | Warehouse | New | Space Heating | Natural Gas | Unit Heater | Baseline Forecast | Incremental Savings (MMtherm)
F1_Commercial_Warehouse_New_Water Heating_Natural Gas_Water Heater_Baseline Forecast | F1 | Commercial | Warehouse | New | Water Heating | Natural Gas | Water Heater | Baseline Forecast | Consumption Savings (MMtherm)
F2_Commercial_Warehouse_New_Water Heating_Natural Gas_Water Heater_Baseline Forecast | F2 | Commercial | Warehouse | New | Water Heating | Natural Gas | Water Heater | Baseline Forecast | Summer Demand Savings (MW)
F3_Commercial_Warehouse_New_Water Heating_Natural Gas_Water Heater_Baseline Forecast | F3 | Commercial | Warehouse | New | Water Heating | Natural Gas | Water Heater | Baseline Forecast | Winter Demand Savings (MW)
F4_Commercial_Warehouse_New_Water Heating_Natural Gas_Water Heater_Baseline Forecast | F4 | Commercial | Warehouse | New | Water Heating | Natural Gas | Water Heater | Baseline Forecast | Incremental Savings (MMtherm)
F1_Commercial_Warehouse_New_Food Preparation_Natural Gas_Oven_Baseline Forecast | F1 | Commercial | Warehouse | New | Food Preparation | Natural Gas | Oven | Baseline Forecast | Consumption Savings (MMtherm)
F2_Commercial_Warehouse_New_Food Preparation_Natural Gas_Oven_Baseline Forecast | F2 | Commercial | Warehouse | New | Food Preparation | Natural Gas | Oven | Baseline Forecast | Summer Demand Savings (MW)
F3_Commercial_Warehouse_New_Food Preparation_Natural Gas_Oven_Baseline Forecast | F3 | Commercial | Warehouse | New | Food Preparation | Natural Gas | Oven | Baseline Forecast | Winter Demand Savings (MW)
F4_Commercial_Warehouse_New_Food Preparation_Natural Gas_Oven_Baseline Forecast | F4 | Commercial | Warehouse | New | Food Preparation | Natural Gas | Oven | Baseline Forecast | Incremental Savings (MMtherm)
F1_Commercial_Warehouse_New_Food Preparation_Natural Gas_Conveyor Oven_Baseline Forecast | F1 | Commercial | Warehouse | New | Food Preparation | Natural Gas | Conveyor Oven | Baseline Forecast | Consumption Savings (MMtherm)
F2_Commercial_Warehouse_New_Food Preparation_Natural Gas_Conveyor Oven_Baseline Forecast | F2 | Commercial | Warehouse | New | Food Preparation | Natural Gas | Conveyor Oven | Baseline Forecast | Summer Demand Savings (MW)
F3_Commercial_Warehouse_New_Food Preparation_Natural Gas_Conveyor Oven_Baseline Forecast | F3 | Commercial | Warehouse | New | Food Preparation | Natural Gas | Conveyor Oven | Baseline Forecast | Winter Demand Savings (MW)
F4_Commercial_Warehouse_New_Food Preparation_Natural Gas_Conveyor Oven_Baseline Forecast | F4 | Commercial | Warehouse | New | Food Preparation | Natural Gas | Conveyor Oven | Baseline Forecast | Incremental Savings (MMtherm)
F1_Commercial_Warehouse_New_Food Preparation_Natural Gas_Double Rack Oven_Baseline Forecast | F1 | Commercial | Warehouse | New | Food Preparation | Natural Gas | Double Rack Oven | Baseline Forecast | Consumption Savings (MMtherm)
F2_Commercial_Warehouse_New_Food Preparation_Natural Gas_Double Rack Oven_Baseline Forecast | F2 | Commercial | Warehouse | New | Food Preparation | Natural Gas | Double Rack Oven | Baseline Forecast | Summer Demand Savings (MW)
F3_Commercial_Warehouse_New_Food Preparation_Natural Gas_Double Rack Oven_Baseline Forecast | F3 | Commercial | Warehouse | New | Food Preparation | Natural Gas | Double Rack Oven | Baseline Forecast | Winter Demand Savings (MW)
F4_Commercial_Warehouse_New_Food Preparation_Natural Gas_Double Rack Oven_Baseline Forecast | F4 | Commercial | Warehouse | New | Food Preparation | Natural Gas | Double Rack Oven | Baseline Forecast | Incremental Savings (MMtherm)
F1_Commercial_Warehouse_New_Food Preparation_Natural Gas_Fryer_Baseline Forecast | F1 | Commercial | Warehouse | New | Food Preparation | Natural Gas | Fryer | Baseline Forecast | Consumption Savings (MMtherm)
F2_Commercial_Warehouse_New_Food Preparation_Natural Gas_Fryer_Baseline Forecast | F2 | Commercial | Warehouse | New | Food Preparation | Natural Gas | Fryer | Baseline Forecast | Summer Demand Savings (MW)
F3_Commercial_Warehouse_New_Food Preparation_Natural Gas_Fryer_Baseline Forecast | F3 | Commercial | Warehouse | New | Food Preparation | Natural Gas | Fryer | Baseline Forecast | Winter Demand Savings (MW)
F4_Commercial_Warehouse_New_Food Preparation_Natural Gas_Fryer_Baseline Forecast | F4 | Commercial | Warehouse | New | Food Preparation | Natural Gas | Fryer | Baseline Forecast | Incremental Savings (MMtherm)
F1_Commercial_Warehouse_New_Food Preparation_Natural Gas_Broiler_Baseline Forecast | F1 | Commercial | Warehouse | New | Food Preparation | Natural Gas | Broiler | Baseline Forecast | Consumption Savings (MMtherm)
F2_Commercial_Warehouse_New_Food Preparation_Natural Gas_Broiler_Baseline Forecast | F2 | Commercial | Warehouse | New | Food Preparation | Natural Gas | Broiler | Baseline Forecast | Summer Demand Savings (MW)
F3_Commercial_Warehouse_New_Food Preparation_Natural Gas_Broiler_Baseline Forecast | F3 | Commercial | Warehouse | New | Food Preparation | Natural Gas | Broiler | Baseline Forecast | Winter Demand Savings (MW)
F4_Commercial_Warehouse_New_Food Preparation_Natural Gas_Broiler_Baseline Forecast | F4 | Commercial | Warehouse | New | Food Preparation | Natural Gas | Broiler | Baseline Forecast | Incremental Savings (MMtherm)
F1_Commercial_Warehouse_New_Food Preparation_Natural Gas_Griddle_Baseline Forecast | F1 | Commercial | Warehouse | New | Food Preparation | Natural Gas | Griddle | Baseline Forecast | Consumption Savings (MMtherm)
F2_Commercial_Warehouse_New_Food Preparation_Natural Gas_Griddle_Baseline Forecast | F2 | Commercial | Warehouse | New | Food Preparation | Natural Gas | Griddle | Baseline Forecast | Summer Demand Savings (MW)
F3_Commercial_Warehouse_New_Food Preparation_Natural Gas_Griddle_Baseline Forecast | F3 | Commercial | Warehouse | New | Food Preparation | Natural Gas | Griddle | Baseline Forecast | Winter Demand Savings (MW)
F4_Commercial_Warehouse_New_Food Preparation_Natural Gas_Griddle_Baseline Forecast | F4 | Commercial | Warehouse | New | Food Preparation | Natural Gas | Griddle | Baseline Forecast | Incremental Savings (MMtherm)
F1_Commercial_Warehouse_New_Food Preparation_Natural Gas_Range_Baseline Forecast | F1 | Commercial | Warehouse | New | Food Preparation | Natural Gas | Range | Baseline Forecast | Consumption Savings (MMtherm)
F2_Commercial_Warehouse_New_Food Preparation_Natural Gas_Range_Baseline Forecast | F2 | Commercial | Warehouse | New | Food Preparation | Natural Gas | Range | Baseline Forecast | Summer Demand Savings (MW)
F3_Commercial_Warehouse_New_Food Preparation_Natural Gas_Range_Baseline Forecast | F3 | Commercial | Warehouse | New | Food Preparation | Natural Gas | Range | Baseline Forecast | Winter Demand Savings (MW)
F4_Commercial_Warehouse_New_Food Preparation_Natural Gas_Range_Baseline Forecast | F4 | Commercial | Warehouse | New | Food Preparation | Natural Gas | Range | Baseline Forecast | Incremental Savings (MMtherm)
F1_Commercial_Warehouse_New_Food Preparation_Natural Gas_Steamer_Baseline Forecast | F1 | Commercial | Warehouse | New | Food Preparation | Natural Gas | Steamer | Baseline Forecast | Consumption Savings (MMtherm)
F2_Commercial_Warehouse_New_Food Preparation_Natural Gas_Steamer_Baseline Forecast | F2 | Commercial | Warehouse | New | Food Preparation | Natural Gas | Steamer | Baseline Forecast | Summer Demand Savings (MW)
F3_Commercial_Warehouse_New_Food Preparation_Natural Gas_Steamer_Baseline Forecast | F3 | Commercial | Warehouse | New | Food Preparation | Natural Gas | Steamer | Baseline Forecast | Winter Demand Savings (MW)
F4_Commercial_Warehouse_New_Food Preparation_Natural Gas_Steamer_Baseline Forecast | F4 | Commercial | Warehouse | New | Food Preparation | Natural Gas | Steamer | Baseline Forecast | Incremental Savings (MMtherm)
F1_Commercial_Warehouse_New_Food Preparation_Natural Gas_Food Prep Other_Baseline Forecast | F1 | Commercial | Warehouse | New | Food Preparation | Natural Gas | Food Prep Other | Baseline Forecast | Consumption Savings (MMtherm)
F2_Commercial_Warehouse_New_Food Preparation_Natural Gas_Food Prep Other_Baseline Forecast | F2 | Commercial | Warehouse | New | Food Preparation | Natural Gas | Food Prep Other | Baseline Forecast | Summer Demand Savings (MW)
F3_Commercial_Warehouse_New_Food Preparation_Natural Gas_Food Prep Other_Baseline Forecast | F3 | Commercial | Warehouse | New | Food Preparation | Natural Gas | Food Prep Other | Baseline Forecast | Winter Demand Savings (MW)
F4_Commercial_Warehouse_New_Food Preparation_Natural Gas_Food Prep Other_Baseline Forecast | F4 | Commercial | Warehouse | New | Food Preparation | Natural Gas | Food Prep Other | Baseline Forecast | Incremental Savings (MMtherm)
F1_Commercial_Warehouse_New_Miscellaneous_Natural Gas_Pool Heater_Baseline Forecast | F1 | Commercial | Warehouse | New | Miscellaneous | Natural Gas | Pool Heater | Baseline Forecast | Consumption Savings (MMtherm)
F2_Commercial_Warehouse_New_Miscellaneous_Natural Gas_Pool Heater_Baseline Forecast | F2 | Commercial | Warehouse | New | Miscellaneous | Natural Gas | Pool Heater | Baseline Forecast | Summer Demand Savings (MW)
F3_Commercial_Warehouse_New_Miscellaneous_Natural Gas_Pool Heater_Baseline Forecast | F3 | Commercial | Warehouse | New | Miscellaneous | Natural Gas | Pool Heater | Baseline Forecast | Winter Demand Savings (MW)
F4_Commercial_Warehouse_New_Miscellaneous_Natural Gas_Pool Heater_Baseline Forecast | F4 | Commercial | Warehouse | New | Miscellaneous | Natural Gas | Pool Heater | Baseline Forecast | Incremental Savings (MMtherm)
F1_Commercial_Warehouse_New_Miscellaneous_Natural Gas_Miscellaneous_Baseline Forecast | F1 | Commercial | Warehouse | New | Miscellaneous | Natural Gas | Miscellaneous | Baseline Forecast | Consumption Savings (MMtherm)
F2_Commercial_Warehouse_New_Miscellaneous_Natural Gas_Miscellaneous_Baseline Forecast | F2 | Commercial | Warehouse | New | Miscellaneous | Natural Gas | Miscellaneous | Baseline Forecast | Summer Demand Savings (MW)
F3_Commercial_Warehouse_New_Miscellaneous_Natural Gas_Miscellaneous_Baseline Forecast | F3 | Commercial | Warehouse | New | Miscellaneous | Natural Gas | Miscellaneous | Baseline Forecast | Winter Demand Savings (MW)
F4_Commercial_Warehouse_New_Miscellaneous_Natural Gas_Miscellaneous_Baseline Forecast | F4 | Commercial | Warehouse | New | Miscellaneous | Natural Gas | Miscellaneous | Baseline Forecast | Incremental Savings (MMtherm)
F1_Commercial_Miscellaneous_Existing_Space Heating_Natural Gas_Furnace_Baseline Forecast | F1 | Commercial | Miscellaneous | Existing | Space Heating | Natural Gas | Furnace | Baseline Forecast | Consumption Savings (MMtherm)
F2_Commercial_Miscellaneous_Existing_Space Heating_Natural Gas_Furnace_Baseline Forecast | F2 | Commercial | Miscellaneous | Existing | Space Heating | Natural Gas | Furnace | Baseline Forecast | Summer Demand Savings (MW)
F3_Commercial_Miscellaneous_Existing_Space Heating_Natural Gas_Furnace_Baseline Forecast | F3 | Commercial | Miscellaneous | Existing | Space Heating | Natural Gas | Furnace | Baseline Forecast | Winter Demand Savings (MW)
F4_Commercial_Miscellaneous_Existing_Space Heating_Natural Gas_Furnace_Baseline Forecast | F4 | Commercial | Miscellaneous | Existing | Space Heating | Natural Gas | Furnace | Baseline Forecast | Incremental Savings (MMtherm)
F1_Commercial_Miscellaneous_Existing_Space Heating_Natural Gas_Boiler_Baseline Forecast | F1 | Commercial | Miscellaneous | Existing | Space Heating | Natural Gas | Boiler | Baseline Forecast | Consumption Savings (MMtherm)
F2_Commercial_Miscellaneous_Existing_Space Heating_Natural Gas_Boiler_Baseline Forecast | F2 | Commercial | Miscellaneous | Existing | Space Heating | Natural Gas | Boiler | Baseline Forecast | Summer Demand Savings (MW)
F3_Commercial_Miscellaneous_Existing_Space Heating_Natural Gas_Boiler_Baseline Forecast | F3 | Commercial | Miscellaneous | Existing | Space Heating | Natural Gas | Boiler | Baseline Forecast | Winter Demand Savings (MW)
F4_Commercial_Miscellaneous_Existing_Space Heating_Natural Gas_Boiler_Baseline Forecast | F4 | Commercial | Miscellaneous | Existing | Space Heating | Natural Gas | Boiler | Baseline Forecast | Incremental Savings (MMtherm)
F1_Commercial_Miscellaneous_Existing_Space Heating_Natural Gas_Unit Heater_Baseline Forecast | F1 | Commercial | Miscellaneous | Existing | Space Heating | Natural Gas | Unit Heater | Baseline Forecast | Consumption Savings (MMtherm)
F2_Commercial_Miscellaneous_Existing_Space Heating_Natural Gas_Unit Heater_Baseline Forecast | F2 | Commercial | Miscellaneous | Existing | Space Heating | Natural Gas | Unit Heater | Baseline Forecast | Summer Demand Savings (MW)
F3_Commercial_Miscellaneous_Existing_Space Heating_Natural Gas_Unit Heater_Baseline Forecast | F3 | Commercial | Miscellaneous | Existing | Space Heating | Natural Gas | Unit Heater | Baseline Forecast | Winter Demand Savings (MW)
F4_Commercial_Miscellaneous_Existing_Space Heating_Natural Gas_Unit Heater_Baseline Forecast | F4 | Commercial | Miscellaneous | Existing | Space Heating | Natural Gas | Unit Heater | Baseline Forecast | Incremental Savings (MMtherm)
F1_Commercial_Miscellaneous_Existing_Water Heating_Natural Gas_Water Heater_Baseline Forecast | F1 | Commercial | Miscellaneous | Existing | Water Heating | Natural Gas | Water Heater | Baseline Forecast | Consumption Savings (MMtherm)
F2_Commercial_Miscellaneous_Existing_Water Heating_Natural Gas_Water Heater_Baseline Forecast | F2 | Commercial | Miscellaneous | Existing | Water Heating | Natural Gas | Water Heater | Baseline Forecast | Summer Demand Savings (MW)
F3_Commercial_Miscellaneous_Existing_Water Heating_Natural Gas_Water Heater_Baseline Forecast | F3 | Commercial | Miscellaneous | Existing | Water Heating | Natural Gas | Water Heater | Baseline Forecast | Winter Demand Savings (MW)
F4_Commercial_Miscellaneous_Existing_Water Heating_Natural Gas_Water Heater_Baseline Forecast | F4 | Commercial | Miscellaneous | Existing | Water Heating | Natural Gas | Water Heater | Baseline Forecast | Incremental Savings (MMtherm)
F1_Commercial_Miscellaneous_Existing_Food Preparation_Natural Gas_Oven_Baseline Forecast | F1 | Commercial | Miscellaneous | Existing | Food Preparation | Natural Gas | Oven | Baseline Forecast | Consumption Savings (MMtherm)
F2_Commercial_Miscellaneous_Existing_Food Preparation_Natural Gas_Oven_Baseline Forecast | F2 | Commercial | Miscellaneous | Existing | Food Preparation | Natural Gas | Oven | Baseline Forecast | Summer Demand Savings (MW)
F3_Commercial_Miscellaneous_Existing_Food Preparation_Natural Gas_Oven_Baseline Forecast | F3 | Commercial | Miscellaneous | Existing | Food Preparation | Natural Gas | Oven | Baseline Forecast | Winter Demand Savings (MW)
F4_Commercial_Miscellaneous_Existing_Food Preparation_Natural Gas_Oven_Baseline Forecast | F4 | Commercial | Miscellaneous | Existing | Food Preparation | Natural Gas | Oven | Baseline Forecast | Incremental Savings (MMtherm)
F1_Commercial_Miscellaneous_Existing_Food Preparation_Natural Gas_Conveyor Oven_Baseline Forecast | F1 | Commercial | Miscellaneous | Existing | Food Preparation | Natural Gas | Conveyor Oven | Baseline Forecast | Consumption Savings (MMtherm)
F2_Commercial_Miscellaneous_Existing_Food Preparation_Natural Gas_Conveyor Oven_Baseline Forecast | F2 | Commercial | Miscellaneous | Existing | Food Preparation | Natural Gas | Conveyor Oven | Baseline Forecast | Summer Demand Savings (MW)
F3_Commercial_Miscellaneous_Existing_Food Preparation_Natural Gas_Conveyor Oven_Baseline Forecast | F3 | Commercial | Miscellaneous | Existing | Food Preparation | Natural Gas | Conveyor Oven | Baseline Forecast | Winter Demand Savings (MW)
F4_Commercial_Miscellaneous_Existing_Food Preparation_Natural Gas_Conveyor Oven_Baseline Forecast | F4 | Commercial | Miscellaneous | Existing | Food Preparation | Natural Gas | Conveyor Oven | Baseline Forecast | Incremental Savings (MMtherm)
F1_Commercial_Miscellaneous_Existing_Food Preparation_Natural Gas_Double Rack Oven_Baseline Forecast | F1 | Commercial | Miscellaneous | Existing | Food Preparation | Natural Gas | Double Rack Oven | Baseline Forecast | Consumption Savings (MMtherm)
F2_Commercial_Miscellaneous_Existing_Food Preparation_Natural Gas_Double Rack Oven_Baseline Forecast | F2 | Commercial | Miscellaneous | Existing | Food Preparation | Natural Gas | Double Rack Oven | Baseline Forecast | Summer Demand Savings (MW)
F3_Commercial_Miscellaneous_Existing_Food Preparation_Natural Gas_Double Rack Oven_Baseline Forecast | F3 | Commercial | Miscellaneous | Existing | Food Preparation | Natural Gas | Double Rack Oven | Baseline Forecast | Winter Demand Savings (MW)
F4_Commercial_Miscellaneous_Existing_Food Preparation_Natural Gas_Double Rack Oven_Baseline Forecast | F4 | Commercial | Miscellaneous | Existing | Food Preparation | Natural Gas | Double Rack Oven | Baseline Forecast | Incremental Savings (MMtherm)
F1_Commercial_Miscellaneous_Existing_Food Preparation_Natural Gas_Fryer_Baseline Forecast | F1 | Commercial | Miscellaneous | Existing | Food Preparation | Natural Gas | Fryer | Baseline Forecast | Consumption Savings (MMtherm)
F2_Commercial_Miscellaneous_Existing_Food Preparation_Natural Gas_Fryer_Baseline Forecast | F2 | Commercial | Miscellaneous | Existing | Food Preparation | Natural Gas | Fryer | Baseline Forecast | Summer Demand Savings (MW)
F3_Commercial_Miscellaneous_Existing_Food Preparation_Natural Gas_Fryer_Baseline Forecast | F3 | Commercial | Miscellaneous | Existing | Food Preparation | Natural Gas | Fryer | Baseline Forecast | Winter Demand Savings (MW)
F4_Commercial_Miscellaneous_Existing_Food Preparation_Natural Gas_Fryer_Baseline Forecast | F4 | Commercial | Miscellaneous | Existing | Food Preparation | Natural Gas | Fryer | Baseline Forecast | Incremental Savings (MMtherm)
F1_Commercial_Miscellaneous_Existing_Food Preparation_Natural Gas_Broiler_Baseline Forecast | F1 | Commercial | Miscellaneous | Existing | Food Preparation | Natural Gas | Broiler | Baseline Forecast | Consumption Savings (MMtherm)
F2_Commercial_Miscellaneous_Existing_Food Preparation_Natural Gas_Broiler_Baseline Forecast | F2 | Commercial | Miscellaneous | Existing | Food Preparation | Natural Gas | Broiler | Baseline Forecast | Summer Demand Savings (MW)
F3_Commercial_Miscellaneous_Existing_Food Preparation_Natural Gas_Broiler_Baseline Forecast | F3 | Commercial | Miscellaneous | Existing | Food Preparation | Natural Gas | Broiler | Baseline Forecast | Winter Demand Savings (MW)
F4_Commercial_Miscellaneous_Existing_Food Preparation_Natural Gas_Broiler_Baseline Forecast | F4 | Commercial | Miscellaneous | Existing | Food Preparation | Natural Gas | Broiler | Baseline Forecast | Incremental Savings (MMtherm)
F1_Commercial_Miscellaneous_Existing_Food Preparation_Natural Gas_Griddle_Baseline Forecast | F1 | Commercial | Miscellaneous | Existing | Food Preparation | Natural Gas | Griddle | Baseline Forecast | Consumption Savings (MMtherm)
F2_Commercial_Miscellaneous_Existing_Food Preparation_Natural Gas_Griddle_Baseline Forecast | F2 | Commercial | Miscellaneous | Existing | Food Preparation | Natural Gas | Griddle | Baseline Forecast | Summer Demand Savings (MW)
F3_Commercial_Miscellaneous_Existing_Food Preparation_Natural Gas_Griddle_Baseline Forecast | F3 | Commercial | Miscellaneous | Existing | Food Preparation | Natural Gas | Griddle | Baseline Forecast | Winter Demand Savings (MW)
F4_Commercial_Miscellaneous_Existing_Food Preparation_Natural Gas_Griddle_Baseline Forecast | F4 | Commercial | Miscellaneous | Existing | Food Preparation | Natural Gas | Griddle | Baseline Forecast | Incremental Savings (MMtherm)
F1_Commercial_Miscellaneous_Existing_Food Preparation_Natural Gas_Range_Baseline Forecast | F1 | Commercial | Miscellaneous | Existing | Food Preparation | Natural Gas | Range | Baseline Forecast | Consumption Savings (MMtherm)
F2_Commercial_Miscellaneous_Existing_Food Preparation_Natural Gas_Range_Baseline Forecast | F2 | Commercial | Miscellaneous | Existing | Food Preparation | Natural Gas | Range | Baseline Forecast | Summer Demand Savings (MW)
F3_Commercial_Miscellaneous_Existing_Food Preparation_Natural Gas_Range_Baseline Forecast | F3 | Commercial | Miscellaneous | Existing | Food Preparation | Natural Gas | Range | Baseline Forecast | Winter Demand Savings (MW)
F4_Commercial_Miscellaneous_Existing_Food Preparation_Natural Gas_Range_Baseline Forecast | F4 | Commercial | Miscellaneous | Existing | Food Preparation | Natural Gas | Range | Baseline Forecast | Incremental Savings (MMtherm)
F1_Commercial_Miscellaneous_Existing_Food Preparation_Natural Gas_Steamer_Baseline Forecast | F1 | Commercial | Miscellaneous | Existing | Food Preparation | Natural Gas | Steamer | Baseline Forecast | Consumption Savings (MMtherm)
F2_Commercial_Miscellaneous_Existing_Food Preparation_Natural Gas_Steamer_Baseline Forecast | F2 | Commercial | Miscellaneous | Existing | Food Preparation | Natural Gas | Steamer | Baseline Forecast | Summer Demand Savings (MW)
F3_Commercial_Miscellaneous_Existing_Food Preparation_Natural Gas_Steamer_Baseline Forecast | F3 | Commercial | Miscellaneous | Existing | Food Preparation | Natural Gas | Steamer | Baseline Forecast | Winter Demand Savings (MW)
F4_Commercial_Miscellaneous_Existing_Food Preparation_Natural Gas_Steamer_Baseline Forecast | F4 | Commercial | Miscellaneous | Existing | Food Preparation | Natural Gas | Steamer | Baseline Forecast | Incremental Savings (MMtherm)
F1_Commercial_Miscellaneous_Existing_Food Preparation_Natural Gas_Food Prep Other_Baseline Forecast | F1 | Commercial | Miscellaneous | Existing | Food Preparation | Natural Gas | Food Prep Other | Baseline Forecast | Consumption Savings (MMtherm)
F2_Commercial_Miscellaneous_Existing_Food Preparation_Natural Gas_Food Prep Other_Baseline Forecast | F2 | Commercial | Miscellaneous | Existing | Food Preparation | Natural Gas | Food Prep Other | Baseline Forecast | Summer Demand Savings (MW)
F3_Commercial_Miscellaneous_Existing_Food Preparation_Natural Gas_Food Prep Other_Baseline Forecast | F3 | Commercial | Miscellaneous | Existing | Food Preparation | Natural Gas | Food Prep Other | Baseline Forecast | Winter Demand Savings (MW)
F4_Commercial_Miscellaneous_Existing_Food Preparation_Natural Gas_Food Prep Other_Baseline Forecast | F4 | Commercial | Miscellaneous | Existing | Food Preparation | Natural Gas | Food Prep Other | Baseline Forecast | Incremental Savings (MMtherm)
F1_Commercial_Miscellaneous_Existing_Miscellaneous_Natural Gas_Pool Heater_Baseline Forecast | F1 | Commercial | Miscellaneous | Existing | Miscellaneous | Natural Gas | Pool Heater | Baseline Forecast | Consumption Savings (MMtherm)
F2_Commercial_Miscellaneous_Existing_Miscellaneous_Natural Gas_Pool Heater_Baseline Forecast | F2 | Commercial | Miscellaneous | Existing | Miscellaneous | Natural Gas | Pool Heater | Baseline Forecast | Summer Demand Savings (MW)
F3_Commercial_Miscellaneous_Existing_Miscellaneous_Natural Gas_Pool Heater_Baseline Forecast | F3 | Commercial | Miscellaneous | Existing | Miscellaneous | Natural Gas | Pool Heater | Baseline Forecast | Winter Demand Savings (MW)
F4_Commercial_Miscellaneous_Existing_Miscellaneous_Natural Gas_Pool Heater_Baseline Forecast | F4 | Commercial | Miscellaneous | Existing | Miscellaneous | Natural Gas | Pool Heater | Baseline Forecast | Incremental Savings (MMtherm)
F1_Commercial_Miscellaneous_Existing_Miscellaneous_Natural Gas_Miscellaneous_Baseline Forecast | F1 | Commercial | Miscellaneous | Existing | Miscellaneous | Natural Gas | Miscellaneous | Baseline Forecast | Consumption Savings (MMtherm)
F2_Commercial_Miscellaneous_Existing_Miscellaneous_Natural Gas_Miscellaneous_Baseline Forecast | F2 | Commercial | Miscellaneous | Existing | Miscellaneous | Natural Gas | Miscellaneous | Baseline Forecast | Summer Demand Savings (MW)
F3_Commercial_Miscellaneous_Existing_Miscellaneous_Natural Gas_Miscellaneous_Baseline Forecast | F3 | Commercial | Miscellaneous | Existing | Miscellaneous | Natural Gas | Miscellaneous | Baseline Forecast | Winter Demand Savings (MW)
F4_Commercial_Miscellaneous_Existing_Miscellaneous_Natural Gas_Miscellaneous_Baseline Forecast | F4 | Commercial | Miscellaneous | Existing | Miscellaneous | Natural Gas | Miscellaneous | Baseline Forecast | Incremental Savings (MMtherm)
F1_Commercial_Miscellaneous_New_Space Heating_Natural Gas_Furnace_Baseline Forecast | F1 | Commercial | Miscellaneous | New | Space Heating | Natural Gas | Furnace | Baseline Forecast | Consumption Savings (MMtherm)
F2_Commercial_Miscellaneous_New_Space Heating_Natural Gas_Furnace_Baseline Forecast | F2 | Commercial | Miscellaneous | New | Space Heating | Natural Gas | Furnace | Baseline Forecast | Summer Demand Savings (MW)
F3_Commercial_Miscellaneous_New_Space Heating_Natural Gas_Furnace_Baseline Forecast | F3 | Commercial | Miscellaneous | New | Space Heating | Natural Gas | Furnace | Baseline Forecast | Winter Demand Savings (MW)
F4_Commercial_Miscellaneous_New_Space Heating_Natural Gas_Furnace_Baseline Forecast | F4 | Commercial | Miscellaneous | New | Space Heating | Natural Gas | Furnace | Baseline Forecast | Incremental Savings (MMtherm)
F1_Commercial_Miscellaneous_New_Space Heating_Natural Gas_Boiler_Baseline Forecast | F1 | Commercial | Miscellaneous | New | Space Heating | Natural Gas | Boiler | Baseline Forecast | Consumption Savings (MMtherm)
F2_Commercial_Miscellaneous_New_Space Heating_Natural Gas_Boiler_Baseline Forecast | F2 | Commercial | Miscellaneous | New | Space Heating | Natural Gas | Boiler | Baseline Forecast | Summer Demand Savings (MW)
F3_Commercial_Miscellaneous_New_Space Heating_Natural Gas_Boiler_Baseline Forecast | F3 | Commercial | Miscellaneous | New | Space Heating | Natural Gas | Boiler | Baseline Forecast | Winter Demand Savings (MW)
F4_Commercial_Miscellaneous_New_Space Heating_Natural Gas_Boiler_Baseline Forecast | F4 | Commercial | Miscellaneous | New | Space Heating | Natural Gas | Boiler | Baseline Forecast | Incremental Savings (MMtherm)
F1_Commercial_Miscellaneous_New_Space Heating_Natural Gas_Unit Heater_Baseline Forecast | F1 | Commercial | Miscellaneous | New | Space Heating | Natural Gas | Unit Heater | Baseline Forecast | Consumption Savings (MMtherm)
F2_Commercial_Miscellaneous_New_Space Heating_Natural Gas_Unit Heater_Baseline Forecast | F2 | Commercial | Miscellaneous | New | Space Heating | Natural Gas | Unit Heater | Baseline Forecast | Summer Demand Savings (MW)
F3_Commercial_Miscellaneous_New_Space Heating_Natural Gas_Unit Heater_Baseline Forecast | F3 | Commercial | Miscellaneous | New | Space Heating | Natural Gas | Unit Heater | Baseline Forecast | Winter Demand Savings (MW)
F4_Commercial_Miscellaneous_New_Space Heating_Natural Gas_Unit Heater_Baseline Forecast | F4 | Commercial | Miscellaneous | New | Space Heating | Natural Gas | Unit Heater | Baseline Forecast | Incremental Savings (MMtherm)
F1_Commercial_Miscellaneous_New_Water Heating_Natural Gas_Water Heater_Baseline Forecast | F1 | Commercial | Miscellaneous | New | Water Heating | Natural Gas | Water Heater | Baseline Forecast | Consumption Savings (MMtherm)
F2_Commercial_Miscellaneous_New_Water Heating_Natural Gas_Water Heater_Baseline Forecast | F2 | Commercial | Miscellaneous | New | Water Heating | Natural Gas | Water Heater | Baseline Forecast | Summer Demand Savings (MW)
F3_Commercial_Miscellaneous_New_Water Heating_Natural Gas_Water Heater_Baseline Forecast | F3 | Commercial | Miscellaneous | New | Water Heating | Natural Gas | Water Heater | Baseline Forecast | Winter Demand Savings (MW)
F4_Commercial_Miscellaneous_New_Water Heating_Natural Gas_Water Heater_Baseline Forecast | F4 | Commercial | Miscellaneous | New | Water Heating | Natural Gas | Water Heater | Baseline Forecast | Incremental Savings (MMtherm)
F1_Commercial_Miscellaneous_New_Food Preparation_Natural Gas_Oven_Baseline Forecast | F1 | Commercial | Miscellaneous | New | Food Preparation | Natural Gas | Oven | Baseline Forecast | Consumption Savings (MMtherm)
F2_Commercial_Miscellaneous_New_Food Preparation_Natural Gas_Oven_Baseline Forecast | F2 | Commercial | Miscellaneous | New | Food Preparation | Natural Gas | Oven | Baseline Forecast | Summer Demand Savings (MW)
F3_Commercial_Miscellaneous_New_Food Preparation_Natural Gas_Oven_Baseline Forecast | F3 | Commercial | Miscellaneous | New | Food Preparation | Natural Gas | Oven | Baseline Forecast | Winter Demand Savings (MW)
F4_Commercial_Miscellaneous_New_Food Preparation_Natural Gas_Oven_Baseline Forecast | F4 | Commercial | Miscellaneous | New | Food Preparation | Natural Gas | Oven | Baseline Forecast | Incremental Savings (MMtherm)
F1_Commercial_Miscellaneous_New_Food Preparation_Natural Gas_Conveyor Oven_Baseline Forecast | F1 | Commercial | Miscellaneous | New | Food Preparation | Natural Gas | Conveyor Oven | Baseline Forecast | Consumption Savings (MMtherm)
F2_Commercial_Miscellaneous_New_Food Preparation_Natural Gas_Conveyor Oven_Baseline Forecast | F2 | Commercial | Miscellaneous | New | Food Preparation | Natural Gas | Conveyor Oven | Baseline Forecast | Summer Demand Savings (MW)
F3_Commercial_Miscellaneous_New_Food Preparation_Natural Gas_Conveyor Oven_Baseline Forecast | F3 | Commercial | Miscellaneous | New | Food Preparation | Natural Gas | Conveyor Oven | Baseline Forecast | Winter Demand Savings (MW)
F4_Commercial_Miscellaneous_New_Food Preparation_Natural Gas_Conveyor Oven_Baseline Forecast | F4 | Commercial | Miscellaneous | New | Food Preparation | Natural Gas | Conveyor Oven | Baseline Forecast | Incremental Savings (MMtherm)
F1_Commercial_Miscellaneous_New_Food Preparation_Natural Gas_Double Rack Oven_Baseline Forecast | F1 | Commercial | Miscellaneous | New | Food Preparation | Natural Gas | Double Rack Oven | Baseline Forecast | Consumption Savings (MMtherm)
F2_Commercial_Miscellaneous_New_Food Preparation_Natural Gas_Double Rack Oven_Baseline Forecast | F2 | Commercial | Miscellaneous | New | Food Preparation | Natural Gas | Double Rack Oven | Baseline Forecast | Summer Demand Savings (MW)
F3_Commercial_Miscellaneous_New_Food Preparation_Natural Gas_Double Rack Oven_Baseline Forecast | F3 | Commercial | Miscellaneous | New | Food Preparation | Natural Gas | Double Rack Oven | Baseline Forecast | Winter Demand Savings (MW)
F4_Commercial_Miscellaneous_New_Food Preparation_Natural Gas_Double Rack Oven_Baseline Forecast | F4 | Commercial | Miscellaneous | New | Food Preparation | Natural Gas | Double Rack Oven | Baseline Forecast | Incremental Savings (MMtherm)
F1_Commercial_Miscellaneous_New_Food Preparation_Natural Gas_Fryer_Baseline Forecast | F1 | Commercial | Miscellaneous | New | Food Preparation | Natural Gas | Fryer | Baseline Forecast | Consumption Savings (MMtherm)
F2_Commercial_Miscellaneous_New_Food Preparation_Natural Gas_Fryer_Baseline Forecast | F2 | Commercial | Miscellaneous | New | Food Preparation | Natural Gas | Fryer | Baseline Forecast | Summer Demand Savings (MW)
F3_Commercial_Miscellaneous_New_Food Preparation_Natural Gas_Fryer_Baseline Forecast | F3 | Commercial | Miscellaneous | New | Food Preparation | Natural Gas | Fryer | Baseline Forecast | Winter Demand Savings (MW)
F4_Commercial_Miscellaneous_New_Food Preparation_Natural Gas_Fryer_Baseline Forecast | F4 | Commercial | Miscellaneous | New | Food Preparation | Natural Gas | Fryer | Baseline Forecast | Incremental Savings (MMtherm)
F1_Commercial_Miscellaneous_New_Food Preparation_Natural Gas_Broiler_Baseline Forecast | F1 | Commercial | Miscellaneous | New | Food Preparation | Natural Gas | Broiler | Baseline Forecast | Consumption Savings (MMtherm)
F2_Commercial_Miscellaneous_New_Food Preparation_Natural Gas_Broiler_Baseline Forecast | F2 | Commercial | Miscellaneous | New | Food Preparation | Natural Gas | Broiler | Baseline Forecast | Summer Demand Savings (MW)
F3_Commercial_Miscellaneous_New_Food Preparation_Natural Gas_Broiler_Baseline Forecast | F3 | Commercial | Miscellaneous | New | Food Preparation | Natural Gas | Broiler | Baseline Forecast | Winter Demand Savings (MW)
F4_Commercial_Miscellaneous_New_Food Preparation_Natural Gas_Broiler_Baseline Forecast | F4 | Commercial | Miscellaneous | New | Food Preparation | Natural Gas | Broiler | Baseline Forecast | Incremental Savings (MMtherm)
F1_Commercial_Miscellaneous_New_Food Preparation_Natural Gas_Griddle_Baseline Forecast | F1 | Commercial | Miscellaneous | New | Food Preparation | Natural Gas | Griddle | Baseline Forecast | Consumption Savings (MMtherm)
F2_Commercial_Miscellaneous_New_Food Preparation_Natural Gas_Griddle_Baseline Forecast | F2 | Commercial | Miscellaneous | New | Food Preparation | Natural Gas | Griddle | Baseline Forecast | Summer Demand Savings (MW)
F3_Commercial_Miscellaneous_New_Food Preparation_Natural Gas_Griddle_Baseline Forecast | F3 | Commercial | Miscellaneous | New | Food Preparation | Natural Gas | Griddle | Baseline Forecast | Winter Demand Savings (MW)
F4_Commercial_Miscellaneous_New_Food Preparation_Natural Gas_Griddle_Baseline Forecast | F4 | Commercial | Miscellaneous | New | Food Preparation | Natural Gas | Griddle | Baseline Forecast | Incremental Savings (MMtherm)
F1_Commercial_Miscellaneous_New_Food Preparation_Natural Gas_Range_Baseline Forecast | F1 | Commercial | Miscellaneous | New | Food Preparation | Natural Gas | Range | Baseline Forecast | Consumption Savings (MMtherm)
F2_Commercial_Miscellaneous_New_Food Preparation_Natural Gas_Range_Baseline Forecast | F2 | Commercial | Miscellaneous | New | Food Preparation | Natural Gas | Range | Baseline Forecast | Summer Demand Savings (MW)
F3_Commercial_Miscellaneous_New_Food Preparation_Natural Gas_Range_Baseline Forecast | F3 | Commercial | Miscellaneous | New | Food Preparation | Natural Gas | Range | Baseline Forecast | Winter Demand Savings (MW)
F4_Commercial_Miscellaneous_New_Food Preparation_Natural Gas_Range_Baseline Forecast | F4 | Commercial | Miscellaneous | New | Food Preparation | Natural Gas | Range | Baseline Forecast | Incremental Savings (MMtherm)
F1_Commercial_Miscellaneous_New_Food Preparation_Natural Gas_Steamer_Baseline Forecast | F1 | Commercial | Miscellaneous | New | Food Preparation | Natural Gas | Steamer | Baseline Forecast | Consumption Savings (MMtherm)
F2_Commercial_Miscellaneous_New_Food Preparation_Natural Gas_Steamer_Baseline Forecast | F2 | Commercial | Miscellaneous | New | Food Preparation | Natural Gas | Steamer | Baseline Forecast | Summer Demand Savings (MW)
F3_Commercial_Miscellaneous_New_Food Preparation_Natural Gas_Steamer_Baseline Forecast | F3 | Commercial | Miscellaneous | New | Food Preparation | Natural Gas | Steamer | Baseline Forecast | Winter Demand Savings (MW)
F4_Commercial_Miscellaneous_New_Food Preparation_Natural Gas_Steamer_Baseline Forecast | F4 | Commercial | Miscellaneous | New | Food Preparation | Natural Gas | Steamer | Baseline Forecast | Incremental Savings (MMtherm)
F1_Commercial_Miscellaneous_New_Food Preparation_Natural Gas_Food Prep Other_Baseline Forecast | F1 | Commercial | Miscellaneous | New | Food Preparation | Natural Gas | Food Prep Other | Baseline Forecast | Consumption Savings (MMtherm)
F2_Commercial_Miscellaneous_New_Food Preparation_Natural Gas_Food Prep Other_Baseline Forecast | F2 | Commercial | Miscellaneous | New | Food Preparation | Natural Gas | Food Prep Other | Baseline Forecast | Summer Demand Savings (MW)
F3_Commercial_Miscellaneous_New_Food Preparation_Natural Gas_Food Prep Other_Baseline Forecast | F3 | Commercial | Miscellaneous | New | Food Preparation | Natural Gas | Food Prep Other | Baseline Forecast | Winter Demand Savings (MW)
F4_Commercial_Miscellaneous_New_Food Preparation_Natural Gas_Food Prep Other_Baseline Forecast | F4 | Commercial | Miscellaneous | New | Food Preparation | Natural Gas | Food Prep Other | Baseline Forecast | Incremental Savings (MMtherm)
F1_Commercial_Miscellaneous_New_Miscellaneous_Natural Gas_Pool Heater_Baseline Forecast | F1 | Commercial | Miscellaneous | New | Miscellaneous | Natural Gas | Pool Heater | Baseline Forecast | Consumption Savings (MMtherm)
F2_Commercial_Miscellaneous_New_Miscellaneous_Natural Gas_Pool Heater_Baseline Forecast | F2 | Commercial | Miscellaneous | New | Miscellaneous | Natural Gas | Pool Heater | Baseline Forecast | Summer Demand Savings (MW)
F3_Commercial_Miscellaneous_New_Miscellaneous_Natural Gas_Pool Heater_Baseline Forecast | F3 | Commercial | Miscellaneous | New | Miscellaneous | Natural Gas | Pool Heater | Baseline Forecast | Winter Demand Savings (MW)
F4_Commercial_Miscellaneous_New_Miscellaneous_Natural Gas_Pool Heater_Baseline Forecast | F4 | Commercial | Miscellaneous | New | Miscellaneous | Natural Gas | Pool Heater | Baseline Forecast | Incremental Savings (MMtherm)
F1_Commercial_Miscellaneous_New_Miscellaneous_Natural Gas_Miscellaneous_Baseline Forecast | F1 | Commercial | Miscellaneous | New | Miscellaneous | Natural Gas | Miscellaneous | Baseline Forecast | Consumption Savings (MMtherm)
F2_Commercial_Miscellaneous_New_Miscellaneous_Natural Gas_Miscellaneous_Baseline Forecast | F2 | Commercial | Miscellaneous | New | Miscellaneous | Natural Gas | Miscellaneous | Baseline Forecast | Summer Demand Savings (MW)
F3_Commercial_Miscellaneous_New_Miscellaneous_Natural Gas_Miscellaneous_Baseline Forecast | F3 | Commercial | Miscellaneous | New | Miscellaneous | Natural Gas | Miscellaneous | Baseline Forecast | Winter Demand Savings (MW)
F4_Commercial_Miscellaneous_New_Miscellaneous_Natural Gas_Miscellaneous_Baseline Forecast | F4 | Commercial | Miscellaneous | New | Miscellaneous | Natural Gas | Miscellaneous | Baseline Forecast | Incremental Savings (MMtherm)
F1_Commercial_Office_Existing_Space Heating_Natural Gas_Furnace_Codes & Standards Forecast | F1 | Commercial | Office | Existing | Space Heating | Natural Gas | Furnace | Codes & Standards Forecast | Consumption Savings (MMtherm) | 0 | 0 | 0 | 0 | 0 | 0 | 0 | 0 | 0 | 0 | 0 | 0 | 0 | 0 | 0 | 0 | 0 | 0 | 0 | 0 | 0 | 0 | 0 | 0 | 0 | 0 | 0 | 0 | 0 | 0 | 0 | 0 | 0 | 0 | 0 | 0
F2_Commercial_Office_Existing_Space Heating_Natural Gas_Furnace_Codes & Standards Forecast | F2 | Commercial | Office | Existing | Space Heating | Natural Gas | Furnace | Codes & Standards Forecast | Summer Demand Savings (MW) | 0 | 0 | 0 | 0 | 0 | 0 | 0 | 0 | 0 | 0 | 0 | 0 | 0 | 0 | 0 | 0 | 0 | 0 | 0 | 0 | 0 | 0 | 0 | 0 | 0 | 0 | 0 | 0 | 0 | 0 | 0 | 0 | 0 | 0 | 0 | 0
F3_Commercial_Office_Existing_Space Heating_Natural Gas_Furnace_Codes & Standards Forecast | F3 | Commercial | Office | Existing | Space Heating | Natural Gas | Furnace | Codes & Standards Forecast | Winter Demand Savings (MW) | 0 | 0 | 0 | 0 | 0 | 0 | 0 | 0 | 0 | 0 | 0 | 0 | 0 | 0 | 0 | 0 | 0 | 0 | 0 | 0 | 0 | 0 | 0 | 0 | 0 | 0 | 0 | 0 | 0 | 0 | 0 | 0 | 0 | 0 | 0 | 0
F4_Commercial_Office_Existing_Space Heating_Natural Gas_Furnace_Codes & Standards Forecast | F4 | Commercial | Office | Existing | Space Heating | Natural Gas | Furnace | Codes & Standards Forecast | Incremental Savings (MMtherm) | 0 | 0 | 0 | 0 | 0 | 0 | 0 | 0 | 0 | 0 | 0 | 0 | 0 | 0 | 0 | 0 | 0 | 0 | 0 | 0 | 0 | 0 | 0 | 0 | 0 | 0 | 0 | 0 | 0 | 0 | 0 | 0 | 0 | 0 | 0 | 0
F1_Commercial_Office_Existing_Space Heating_Natural Gas_Boiler_Codes & Standards Forecast | F1 | Commercial | Office | Existing | Space Heating | Natural Gas | Boiler | Codes & Standards Forecast | Consumption Savings (MMtherm) | 0 | 0 | 0 | 0 | 0 | 0 | 0 | 0 | 0 | 0 | 0 | 0 | 0 | 0 | 0 | 0 | 0 | 0 | 0 | 0 | 0 | 0 | 0 | 0 | 0 | 0 | 0 | 0 | 0 | 0 | 0 | 0 | 0 | 0 | 0 | 0
F2_Commercial_Office_Existing_Space Heating_Natural Gas_Boiler_Codes & Standards Forecast | F2 | Commercial | Office | Existing | Space Heating | Natural Gas | Boiler | Codes & Standards Forecast | Summer Demand Savings (MW) | 0 | 0 | 0 | 0 | 0 | 0 | 0 | 0 | 0 | 0 | 0 | 0 | 0 | 0 | 0 | 0 | 0 | 0 | 0 | 0 | 0 | 0 | 0 | 0 | 0 | 0 | 0 | 0 | 0 | 0 | 0 | 0 | 0 | 0 | 0 | 0
F3_Commercial_Office_Existing_Space Heating_Natural Gas_Boiler_Codes & Standards Forecast | F3 | Commercial | Office | Existing | Space Heating | Natural Gas | Boiler | Codes & Standards Forecast | Winter Demand Savings (MW) | 0 | 0 | 0 | 0 | 0 | 0 | 0 | 0 | 0 | 0 | 0 | 0 | 0 | 0 | 0 | 0 | 0 | 0 | 0 | 0 | 0 | 0 | 0 | 0 | 0 | 0 | 0 | 0 | 0 | 0 | 0 | 0 | 0 | 0 | 0 | 0
F4_Commercial_Office_Existing_Space Heating_Natural Gas_Boiler_Codes & Standards Forecast | F4 | Commercial | Office | Existing | Space Heating | Natural Gas | Boiler | Codes & Standards Forecast | Incremental Savings (MMtherm) | 0 | 0 | 0 | 0 | 0 | 0 | 0 | 0 | 0 | 0 | 0 | 0 | 0 | 0 | 0 | 0 | 0 | 0 | 0 | 0 | 0 | 0 | 0 | 0 | 0 | 0 | 0 | 0 | 0 | 0 | 0 | 0 | 0 | 0 | 0 | 0
F1_Commercial_Office_Existing_Space Heating_Natural Gas_Unit Heater_Codes & Standards Forecast | F1 | Commercial | Office | Existing | Space Heating | Natural Gas | Unit Heater | Codes & Standards Forecast | Consumption Savings (MMtherm) | 0 | 0 | 0 | 0 | 0 | 0 | 0 | 0 | 0 | 0 | 0 | 0 | 0 | 0 | 0 | 0 | 0 | 0 | 0 | 0 | 0 | 0 | 0 | 0 | 0 | 0 | 0 | 0 | 0 | 0 | 0 | 0 | 0 | 0 | 0 | 0
F2_Commercial_Office_Existing_Space Heating_Natural Gas_Unit Heater_Codes & Standards Forecast | F2 | Commercial | Office | Existing | Space Heating | Natural Gas | Unit Heater | Codes & Standards Forecast | Summer Demand Savings (MW) | 0 | 0 | 0 | 0 | 0 | 0 | 0 | 0 | 0 | 0 | 0 | 0 | 0 | 0 | 0 | 0 | 0 | 0 | 0 | 0 | 0 | 0 | 0 | 0 | 0 | 0 | 0 | 0 | 0 | 0 | 0 | 0 | 0 | 0 | 0 | 0
F3_Commercial_Office_Existing_Space Heating_Natural Gas_Unit Heater_Codes & Standards Forecast | F3 | Commercial | Office | Existing | Space Heating | Natural Gas | Unit Heater | Codes & Standards Forecast | Winter Demand Savings (MW) | 0 | 0 | 0 | 0 | 0 | 0 | 0 | 0 | 0 | 0 | 0 | 0 | 0 | 0 | 0 | 0 | 0 | 0 | 0 | 0 | 0 | 0 | 0 | 0 | 0 | 0 | 0 | 0 | 0 | 0 | 0 | 0 | 0 | 0 | 0 | 0
F4_Commercial_Office_Existing_Space Heating_Natural Gas_Unit Heater_Codes & Standards Forecast | F4 | Commercial | Office | Existing | Space Heating | Natural Gas | Unit Heater | Codes & Standards Forecast | Incremental Savings (MMtherm) | 0 | 0 | 0 | 0 | 0 | 0 | 0 | 0 | 0 | 0 | 0 | 0 | 0 | 0 | 0 | 0 | 0 | 0 | 0 | 0 | 0 | 0 | 0 | 0 | 0 | 0 | 0 | 0 | 0 | 0 | 0 | 0 | 0 | 0 | 0 | 0
F1_Commercial_Office_Existing_Water Heating_Natural Gas_Water Heater_Codes & Standards Forecast | F1 | Commercial | Office | Existing | Water Heating | Natural Gas | Water Heater | Codes & Standards Forecast | Consumption Savings (MMtherm) | 0 | 0 | 0 | 0 | 0 | 0 | 0 | 0 | 0 | 0 | 0 | 0 | 0 | 0 | 0 | 0 | 0 | 0 | 0 | 0 | 0 | 0 | 0 | 0 | 0 | 0 | 0 | 0 | 0 | 0 | 0 | 0 | 0 | 0 | 0 | 0
F2_Commercial_Office_Existing_Water Heating_Natural Gas_Water Heater_Codes & Standards Forecast | F2 | Commercial | Office | Existing | Water Heating | Natural Gas | Water Heater | Codes & Standards Forecast | Summer Demand Savings (MW) | 0 | 0 | 0 | 0 | 0 | 0 | 0 | 0 | 0 | 0 | 0 | 0 | 0 | 0 | 0 | 0 | 0 | 0 | 0 | 0 | 0 | 0 | 0 | 0 | 0 | 0 | 0 | 0 | 0 | 0 | 0 | 0 | 0 | 0 | 0 | 0
F3_Commercial_Office_Existing_Water Heating_Natural Gas_Water Heater_Codes & Standards Forecast | F3 | Commercial | Office | Existing | Water Heating | Natural Gas | Water Heater | Codes & Standards Forecast | Winter Demand Savings (MW) | 0 | 0 | 0 | 0 | 0 | 0 | 0 | 0 | 0 | 0 | 0 | 0 | 0 | 0 | 0 | 0 | 0 | 0 | 0 | 0 | 0 | 0 | 0 | 0 | 0 | 0 | 0 | 0 | 0 | 0 | 0 | 0 | 0 | 0 | 0 | 0
F4_Commercial_Office_Existing_Water Heating_Natural Gas_Water Heater_Codes & Standards Forecast | F4 | Commercial | Office | Existing | Water Heating | Natural Gas | Water Heater | Codes & Standards Forecast | Incremental Savings (MMtherm) | 0 | 0 | 0 | 0 | 0 | 0 | 0 | 0 | 0 | 0 | 0 | 0 | 0 | 0 | 0 | 0 | 0 | 0 | 0 | 0 | 0 | 0 | 0 | 0 | 0 | 0 | 0 | 0 | 0 | 0 | 0 | 0 | 0 | 0 | 0 | 0
F1_Commercial_Office_Existing_Food Preparation_Natural Gas_Oven_Codes & Standards Forecast | F1 | Commercial | Office | Existing | Food Preparation | Natural Gas | Oven | Codes & Standards Forecast | Consumption Savings (MMtherm) | 0 | 0 | 0 | 0 | 0 | 0 | 0 | 0 | 0 | 0 | 0 | 0 | 0 | 0 | 0 | 0 | 0 | 0 | 0 | 0 | 0 | 0 | 0 | 0 | 0 | 0 | 0 | 0 | 0 | 0 | 0 | 0 | 0 | 0 | 0 | 0
F2_Commercial_Office_Existing_Food Preparation_Natural Gas_Oven_Codes & Standards Forecast | F2 | Commercial | Office | Existing | Food Preparation | Natural Gas | Oven | Codes & Standards Forecast | Summer Demand Savings (MW) | 0 | 0 | 0 | 0 | 0 | 0 | 0 | 0 | 0 | 0 | 0 | 0 | 0 | 0 | 0 | 0 | 0 | 0 | 0 | 0 | 0 | 0 | 0 | 0 | 0 | 0 | 0 | 0 | 0 | 0 | 0 | 0 | 0 | 0 | 0 | 0
F3_Commercial_Office_Existing_Food Preparation_Natural Gas_Oven_Codes & Standards Forecast | F3 | Commercial | Office | Existing | Food Preparation | Natural Gas | Oven | Codes & Standards Forecast | Winter Demand Savings (MW) | 0 | 0 | 0 | 0 | 0 | 0 | 0 | 0 | 0 | 0 | 0 | 0 | 0 | 0 | 0 | 0 | 0 | 0 | 0 | 0 | 0 | 0 | 0 | 0 | 0 | 0 | 0 | 0 | 0 | 0 | 0 | 0 | 0 | 0 | 0 | 0
F4_Commercial_Office_Existing_Food Preparation_Natural Gas_Oven_Codes & Standards Forecast | F4 | Commercial | Office | Existing | Food Preparation | Natural Gas | Oven | Codes & Standards Forecast | Incremental Savings (MMtherm) | 0 | 0 | 0 | 0 | 0 | 0 | 0 | 0 | 0 | 0 | 0 | 0 | 0 | 0 | 0 | 0 | 0 | 0 | 0 | 0 | 0 | 0 | 0 | 0 | 0 | 0 | 0 | 0 | 0 | 0 | 0 | 0 | 0 | 0 | 0 | 0
F1_Commercial_Office_Existing_Food Preparation_Natural Gas_Conveyor Oven_Codes & Standards Forecast | F1 | Commercial | Office | Existing | Food Preparation | Natural Gas | Conveyor Oven | Codes & Standards Forecast | Consumption Savings (MMtherm) | 0 | 0 | 0 | 0 | 0 | 0 | 0 | 0 | 0 | 0 | 0 | 0 | 0 | 0 | 0 | 0 | 0 | 0 | 0 | 0 | 0 | 0 | 0 | 0 | 0 | 0 | 0 | 0 | 0 | 0 | 0 | 0 | 0 | 0 | 0 | 0
F2_Commercial_Office_Existing_Food Preparation_Natural Gas_Conveyor Oven_Codes & Standards Forecast | F2 | Commercial | Office | Existing | Food Preparation | Natural Gas | Conveyor Oven | Codes & Standards Forecast | Summer Demand Savings (MW) | 0 | 0 | 0 | 0 | 0 | 0 | 0 | 0 | 0 | 0 | 0 | 0 | 0 | 0 | 0 | 0 | 0 | 0 | 0 | 0 | 0 | 0 | 0 | 0 | 0 | 0 | 0 | 0 | 0 | 0 | 0 | 0 | 0 | 0 | 0 | 0
F3_Commercial_Office_Existing_Food Preparation_Natural Gas_Conveyor Oven_Codes & Standards Forecast | F3 | Commercial | Office | Existing | Food Preparation | Natural Gas | Conveyor Oven | Codes & Standards Forecast | Winter Demand Savings (MW) | 0 | 0 | 0 | 0 | 0 | 0 | 0 | 0 | 0 | 0 | 0 | 0 | 0 | 0 | 0 | 0 | 0 | 0 | 0 | 0 | 0 | 0 | 0 | 0 | 0 | 0 | 0 | 0 | 0 | 0 | 0 | 0 | 0 | 0 | 0 | 0
F4_Commercial_Office_Existing_Food Preparation_Natural Gas_Conveyor Oven_Codes & Standards Forecast | F4 | Commercial | Office | Existing | Food Preparation | Natural Gas | Conveyor Oven | Codes & Standards Forecast | Incremental Savings (MMtherm) | 0 | 0 | 0 | 0 | 0 | 0 | 0 | 0 | 0 | 0 | 0 | 0 | 0 | 0 | 0 | 0 | 0 | 0 | 0 | 0 | 0 | 0 | 0 | 0 | 0 | 0 | 0 | 0 | 0 | 0 | 0 | 0 | 0 | 0 | 0 | 0
F1_Commercial_Office_Existing_Food Preparation_Natural Gas_Double Rack Oven_Codes & Standards Forecast | F1 | Commercial | Office | Existing | Food Preparation | Natural Gas | Double Rack Oven | Codes & Standards Forecast | Consumption Savings (MMtherm) | 0 | 0 | 0 | 0 | 0 | 0 | 0 | 0 | 0 | 0 | 0 | 0 | 0 | 0 | 0 | 0 | 0 | 0 | 0 | 0 | 0 | 0 | 0 | 0 | 0 | 0 | 0 | 0 | 0 | 0 | 0 | 0 | 0 | 0 | 0 | 0
F2_Commercial_Office_Existing_Food Preparation_Natural Gas_Double Rack Oven_Codes & Standards Forecast | F2 | Commercial | Office | Existing | Food Preparation | Natural Gas | Double Rack Oven | Codes & Standards Forecast | Summer Demand Savings (MW) | 0 | 0 | 0 | 0 | 0 | 0 | 0 | 0 | 0 | 0 | 0 | 0 | 0 | 0 | 0 | 0 | 0 | 0 | 0 | 0 | 0 | 0 | 0 | 0 | 0 | 0 | 0 | 0 | 0 | 0 | 0 | 0 | 0 | 0 | 0 | 0
F3_Commercial_Office_Existing_Food Preparation_Natural Gas_Double Rack Oven_Codes & Standards Forecast | F3 | Commercial | Office | Existing | Food Preparation | Natural Gas | Double Rack Oven | Codes & Standards Forecast | Winter Demand Savings (MW) | 0 | 0 | 0 | 0 | 0 | 0 | 0 | 0 | 0 | 0 | 0 | 0 | 0 | 0 | 0 | 0 | 0 | 0 | 0 | 0 | 0 | 0 | 0 | 0 | 0 | 0 | 0 | 0 | 0 | 0 | 0 | 0 | 0 | 0 | 0 | 0
F4_Commercial_Office_Existing_Food Preparation_Natural Gas_Double Rack Oven_Codes & Standards Forecast | F4 | Commercial | Office | Existing | Food Preparation | Natural Gas | Double Rack Oven | Codes & Standards Forecast | Incremental Savings (MMtherm) | 0 | 0 | 0 | 0 | 0 | 0 | 0 | 0 | 0 | 0 | 0 | 0 | 0 | 0 | 0 | 0 | 0 | 0 | 0 | 0 | 0 | 0 | 0 | 0 | 0 | 0 | 0 | 0 | 0 | 0 | 0 | 0 | 0 | 0 | 0 | 0
F1_Commercial_Office_Existing_Food Preparation_Natural Gas_Fryer_Codes & Standards Forecast | F1 | Commercial | Office | Existing | Food Preparation | Natural Gas | Fryer | Codes & Standards Forecast | Consumption Savings (MMtherm) | 0 | 0 | 0 | 0 | 0 | 0 | 0 | 0 | 0 | 0 | 0 | 0 | 0 | 0 | 0 | 0 | 0 | 0 | 0 | 0 | 0 | 0 | 0 | 0 | 0 | 0 | 0 | 0 | 0 | 0 | 0 | 0 | 0 | 0 | 0 | 0
F2_Commercial_Office_Existing_Food Preparation_Natural Gas_Fryer_Codes & Standards Forecast | F2 | Commercial | Office | Existing | Food Preparation | Natural Gas | Fryer | Codes & Standards Forecast | Summer Demand Savings (MW) | 0 | 0 | 0 | 0 | 0 | 0 | 0 | 0 | 0 | 0 | 0 | 0 | 0 | 0 | 0 | 0 | 0 | 0 | 0 | 0 | 0 | 0 | 0 | 0 | 0 | 0 | 0 | 0 | 0 | 0 | 0 | 0 | 0 | 0 | 0 | 0
F3_Commercial_Office_Existing_Food Preparation_Natural Gas_Fryer_Codes & Standards Forecast | F3 | Commercial | Office | Existing | Food Preparation | Natural Gas | Fryer | Codes & Standards Forecast | Winter Demand Savings (MW) | 0 | 0 | 0 | 0 | 0 | 0 | 0 | 0 | 0 | 0 | 0 | 0 | 0 | 0 | 0 | 0 | 0 | 0 | 0 | 0 | 0 | 0 | 0 | 0 | 0 | 0 | 0 | 0 | 0 | 0 | 0 | 0 | 0 | 0 | 0 | 0
F4_Commercial_Office_Existing_Food Preparation_Natural Gas_Fryer_Codes & Standards Forecast | F4 | Commercial | Office | Existing | Food Preparation | Natural Gas | Fryer | Codes & Standards Forecast | Incremental Savings (MMtherm) | 0 | 0 | 0 | 0 | 0 | 0 | 0 | 0 | 0 | 0 | 0 | 0 | 0 | 0 | 0 | 0 | 0 | 0 | 0 | 0 | 0 | 0 | 0 | 0 | 0 | 0 | 0 | 0 | 0 | 0 | 0 | 0 | 0 | 0 | 0 | 0
F1_Commercial_Office_Existing_Food Preparation_Natural Gas_Broiler_Codes & Standards Forecast | F1 | Commercial | Office | Existing | Food Preparation | Natural Gas | Broiler | Codes & Standards Forecast | Consumption Savings (MMtherm) | 0 | 0 | 0 | 0 | 0 | 0 | 0 | 0 | 0 | 0 | 0 | 0 | 0 | 0 | 0 | 0 | 0 | 0 | 0 | 0 | 0 | 0 | 0 | 0 | 0 | 0 | 0 | 0 | 0 | 0 | 0 | 0 | 0 | 0 | 0 | 0
F2_Commercial_Office_Existing_Food Preparation_Natural Gas_Broiler_Codes & Standards Forecast | F2 | Commercial | Office | Existing | Food Preparation | Natural Gas | Broiler | Codes & Standards Forecast | Summer Demand Savings (MW) | 0 | 0 | 0 | 0 | 0 | 0 | 0 | 0 | 0 | 0 | 0 | 0 | 0 | 0 | 0 | 0 | 0 | 0 | 0 | 0 | 0 | 0 | 0 | 0 | 0 | 0 | 0 | 0 | 0 | 0 | 0 | 0 | 0 | 0 | 0 | 0
F3_Commercial_Office_Existing_Food Preparation_Natural Gas_Broiler_Codes & Standards Forecast | F3 | Commercial | Office | Existing | Food Preparation | Natural Gas | Broiler | Codes & Standards Forecast | Winter Demand Savings (MW) | 0 | 0 | 0 | 0 | 0 | 0 | 0 | 0 | 0 | 0 | 0 | 0 | 0 | 0 | 0 | 0 | 0 | 0 | 0 | 0 | 0 | 0 | 0 | 0 | 0 | 0 | 0 | 0 | 0 | 0 | 0 | 0 | 0 | 0 | 0 | 0
F4_Commercial_Office_Existing_Food Preparation_Natural Gas_Broiler_Codes & Standards Forecast | F4 | Commercial | Office | Existing | Food Preparation | Natural Gas | Broiler | Codes & Standards Forecast | Incremental Savings (MMtherm) | 0 | 0 | 0 | 0 | 0 | 0 | 0 | 0 | 0 | 0 | 0 | 0 | 0 | 0 | 0 | 0 | 0 | 0 | 0 | 0 | 0 | 0 | 0 | 0 | 0 | 0 | 0 | 0 | 0 | 0 | 0 | 0 | 0 | 0 | 0 | 0
F1_Commercial_Office_Existing_Food Preparation_Natural Gas_Griddle_Codes & Standards Forecast | F1 | Commercial | Office | Existing | Food Preparation | Natural Gas | Griddle | Codes & Standards Forecast | Consumption Savings (MMtherm) | 0 | 0 | 0 | 0 | 0 | 0 | 0 | 0 | 0 | 0 | 0 | 0 | 0 | 0 | 0 | 0 | 0 | 0 | 0 | 0 | 0 | 0 | 0 | 0 | 0 | 0 | 0 | 0 | 0 | 0 | 0 | 0 | 0 | 0 | 0 | 0
F2_Commercial_Office_Existing_Food Preparation_Natural Gas_Griddle_Codes & Standards Forecast | F2 | Commercial | Office | Existing | Food Preparation | Natural Gas | Griddle | Codes & Standards Forecast | Summer Demand Savings (MW) | 0 | 0 | 0 | 0 | 0 | 0 | 0 | 0 | 0 | 0 | 0 | 0 | 0 | 0 | 0 | 0 | 0 | 0 | 0 | 0 | 0 | 0 | 0 | 0 | 0 | 0 | 0 | 0 | 0 | 0 | 0 | 0 | 0 | 0 | 0 | 0
F3_Commercial_Office_Existing_Food Preparation_Natural Gas_Griddle_Codes & Standards Forecast | F3 | Commercial | Office | Existing | Food Preparation | Natural Gas | Griddle | Codes & Standards Forecast | Winter Demand Savings (MW) | 0 | 0 | 0 | 0 | 0 | 0 | 0 | 0 | 0 | 0 | 0 | 0 | 0 | 0 | 0 | 0 | 0 | 0 | 0 | 0 | 0 | 0 | 0 | 0 | 0 | 0 | 0 | 0 | 0 | 0 | 0 | 0 | 0 | 0 | 0 | 0
F4_Commercial_Office_Existing_Food Preparation_Natural Gas_Griddle_Codes & Standards Forecast | F4 | Commercial | Office | Existing | Food Preparation | Natural Gas | Griddle | Codes & Standards Forecast | Incremental Savings (MMtherm) | 0 | 0 | 0 | 0 | 0 | 0 | 0 | 0 | 0 | 0 | 0 | 0 | 0 | 0 | 0 | 0 | 0 | 0 | 0 | 0 | 0 | 0 | 0 | 0 | 0 | 0 | 0 | 0 | 0 | 0 | 0 | 0 | 0 | 0 | 0 | 0
F1_Commercial_Office_Existing_Food Preparation_Natural Gas_Range_Codes & Standards Forecast | F1 | Commercial | Office | Existing | Food Preparation | Natural Gas | Range | Codes & Standards Forecast | Consumption Savings (MMtherm) | 0 | 0 | 0 | 0 | 0 | 0 | 0 | 0 | 0 | 0 | 0 | 0 | 0 | 0 | 0 | 0 | 0 | 0 | 0 | 0 | 0 | 0 | 0 | 0 | 0 | 0 | 0 | 0 | 0 | 0 | 0 | 0 | 0 | 0 | 0 | 0
F2_Commercial_Office_Existing_Food Preparation_Natural Gas_Range_Codes & Standards Forecast | F2 | Commercial | Office | Existing | Food Preparation | Natural Gas | Range | Codes & Standards Forecast | Summer Demand Savings (MW) | 0 | 0 | 0 | 0 | 0 | 0 | 0 | 0 | 0 | 0 | 0 | 0 | 0 | 0 | 0 | 0 | 0 | 0 | 0 | 0 | 0 | 0 | 0 | 0 | 0 | 0 | 0 | 0 | 0 | 0 | 0 | 0 | 0 | 0 | 0 | 0
F3_Commercial_Office_Existing_Food Preparation_Natural Gas_Range_Codes & Standards Forecast | F3 | Commercial | Office | Existing | Food Preparation | Natural Gas | Range | Codes & Standards Forecast | Winter Demand Savings (MW) | 0 | 0 | 0 | 0 | 0 | 0 | 0 | 0 | 0 | 0 | 0 | 0 | 0 | 0 | 0 | 0 | 0 | 0 | 0 | 0 | 0 | 0 | 0 | 0 | 0 | 0 | 0 | 0 | 0 | 0 | 0 | 0 | 0 | 0 | 0 | 0
F4_Commercial_Office_Existing_Food Preparation_Natural Gas_Range_Codes & Standards Forecast | F4 | Commercial | Office | Existing | Food Preparation | Natural Gas | Range | Codes & Standards Forecast | Incremental Savings (MMtherm) | 0 | 0 | 0 | 0 | 0 | 0 | 0 | 0 | 0 | 0 | 0 | 0 | 0 | 0 | 0 | 0 | 0 | 0 | 0 | 0 | 0 | 0 | 0 | 0 | 0 | 0 | 0 | 0 | 0 | 0 | 0 | 0 | 0 | 0 | 0 | 0
F1_Commercial_Office_Existing_Food Preparation_Natural Gas_Steamer_Codes & Standards Forecast | F1 | Commercial | Office | Existing | Food Preparation | Natural Gas | Steamer | Codes & Standards Forecast | Consumption Savings (MMtherm) | 0 | 0 | 0 | 0 | 0 | 0 | 0 | 0 | 0 | 0 | 0 | 0 | 0 | 0 | 0 | 0 | 0 | 0 | 0 | 0 | 0 | 0 | 0 | 0 | 0 | 0 | 0 | 0 | 0 | 0 | 0 | 0 | 0 | 0 | 0 | 0
F2_Commercial_Office_Existing_Food Preparation_Natural Gas_Steamer_Codes & Standards Forecast | F2 | Commercial | Office | Existing | Food Preparation | Natural Gas | Steamer | Codes & Standards Forecast | Summer Demand Savings (MW) | 0 | 0 | 0 | 0 | 0 | 0 | 0 | 0 | 0 | 0 | 0 | 0 | 0 | 0 | 0 | 0 | 0 | 0 | 0 | 0 | 0 | 0 | 0 | 0 | 0 | 0 | 0 | 0 | 0 | 0 | 0 | 0 | 0 | 0 | 0 | 0
F3_Commercial_Office_Existing_Food Preparation_Natural Gas_Steamer_Codes & Standards Forecast | F3 | Commercial | Office | Existing | Food Preparation | Natural Gas | Steamer | Codes & Standards Forecast | Winter Demand Savings (MW) | 0 | 0 | 0 | 0 | 0 | 0 | 0 | 0 | 0 | 0 | 0 | 0 | 0 | 0 | 0 | 0 | 0 | 0 | 0 | 0 | 0 | 0 | 0 | 0 | 0 | 0 | 0 | 0 | 0 | 0 | 0 | 0 | 0 | 0 | 0 | 0
F4_Commercial_Office_Existing_Food Preparation_Natural Gas_Steamer_Codes & Standards Forecast | F4 | Commercial | Office | Existing | Food Preparation | Natural Gas | Steamer | Codes & Standards Forecast | Incremental Savings (MMtherm) | 0 | 0 | 0 | 0 | 0 | 0 | 0 | 0 | 0 | 0 | 0 | 0 | 0 | 0 | 0 | 0 | 0 | 0 | 0 | 0 | 0 | 0 | 0 | 0 | 0 | 0 | 0 | 0 | 0 | 0 | 0 | 0 | 0 | 0 | 0 | 0
F1_Commercial_Office_Existing_Food Preparation_Natural Gas_Food Prep Other_Codes & Standards Forecast | F1 | Commercial | Office | Existing | Food Preparation | Natural Gas | Food Prep Other | Codes & Standards Forecast | Consumption Savings (MMtherm) | 0 | 0 | 0 | 0 | 0 | 0 | 0 | 0 | 0 | 0 | 0 | 0 | 0 | 0 | 0 | 0 | 0 | 0 | 0 | 0 | 0 | 0 | 0 | 0 | 0 | 0 | 0 | 0 | 0 | 0 | 0 | 0 | 0 | 0 | 0 | 0
F2_Commercial_Office_Existing_Food Preparation_Natural Gas_Food Prep Other_Codes & Standards Forecast | F2 | Commercial | Office | Existing | Food Preparation | Natural Gas | Food Prep Other | Codes & Standards Forecast | Summer Demand Savings (MW) | 0 | 0 | 0 | 0 | 0 | 0 | 0 | 0 | 0 | 0 | 0 | 0 | 0 | 0 | 0 | 0 | 0 | 0 | 0 | 0 | 0 | 0 | 0 | 0 | 0 | 0 | 0 | 0 | 0 | 0 | 0 | 0 | 0 | 0 | 0 | 0
F3_Commercial_Office_Existing_Food Preparation_Natural Gas_Food Prep Other_Codes & Standards Forecast | F3 | Commercial | Office | Existing | Food Preparation | Natural Gas | Food Prep Other | Codes & Standards Forecast | Winter Demand Savings (MW) | 0 | 0 | 0 | 0 | 0 | 0 | 0 | 0 | 0 | 0 | 0 | 0 | 0 | 0 | 0 | 0 | 0 | 0 | 0 | 0 | 0 | 0 | 0 | 0 | 0 | 0 | 0 | 0 | 0 | 0 | 0 | 0 | 0 | 0 | 0 | 0
F4_Commercial_Office_Existing_Food Preparation_Natural Gas_Food Prep Other_Codes & Standards Forecast | F4 | Commercial | Office | Existing | Food Preparation | Natural Gas | Food Prep Other | Codes & Standards Forecast | Incremental Savings (MMtherm) | 0 | 0 | 0 | 0 | 0 | 0 | 0 | 0 | 0 | 0 | 0 | 0 | 0 | 0 | 0 | 0 | 0 | 0 | 0 | 0 | 0 | 0 | 0 | 0 | 0 | 0 | 0 | 0 | 0 | 0 | 0 | 0 | 0 | 0 | 0 | 0
F1_Commercial_Office_Existing_Miscellaneous_Natural Gas_Pool Heater_Codes & Standards Forecast | F1 | Commercial | Office | Existing | Miscellaneous | Natural Gas | Pool Heater | Codes & Standards Forecast | Consumption Savings (MMtherm) | 0 | 0 | 0 | 0 | 0 | 0 | 0 | 0 | 0 | 0 | 0 | 0 | 0 | 0 | 0 | 0 | 0 | 0 | 0 | 0 | 0 | 0 | 0 | 0 | 0 | 0 | 0 | 0 | 0 | 0 | 0 | 0 | 0 | 0 | 0 | 0
F2_Commercial_Office_Existing_Miscellaneous_Natural Gas_Pool Heater_Codes & Standards Forecast | F2 | Commercial | Office | Existing | Miscellaneous | Natural Gas | Pool Heater | Codes & Standards Forecast | Summer Demand Savings (MW) | 0 | 0 | 0 | 0 | 0 | 0 | 0 | 0 | 0 | 0 | 0 | 0 | 0 | 0 | 0 | 0 | 0 | 0 | 0 | 0 | 0 | 0 | 0 | 0 | 0 | 0 | 0 | 0 | 0 | 0 | 0 | 0 | 0 | 0 | 0 | 0
F3_Commercial_Office_Existing_Miscellaneous_Natural Gas_Pool Heater_Codes & Standards Forecast | F3 | Commercial | Office | Existing | Miscellaneous | Natural Gas | Pool Heater | Codes & Standards Forecast | Winter Demand Savings (MW) | 0 | 0 | 0 | 0 | 0 | 0 | 0 | 0 | 0 | 0 | 0 | 0 | 0 | 0 | 0 | 0 | 0 | 0 | 0 | 0 | 0 | 0 | 0 | 0 | 0 | 0 | 0 | 0 | 0 | 0 | 0 | 0 | 0 | 0 | 0 | 0
F4_Commercial_Office_Existing_Miscellaneous_Natural Gas_Pool Heater_Codes & Standards Forecast | F4 | Commercial | Office | Existing | Miscellaneous | Natural Gas | Pool Heater | Codes & Standards Forecast | Incremental Savings (MMtherm) | 0 | 0 | 0 | 0 | 0 | 0 | 0 | 0 | 0 | 0 | 0 | 0 | 0 | 0 | 0 | 0 | 0 | 0 | 0 | 0 | 0 | 0 | 0 | 0 | 0 | 0 | 0 | 0 | 0 | 0 | 0 | 0 | 0 | 0 | 0 | 0
F1_Commercial_Office_Existing_Miscellaneous_Natural Gas_Miscellaneous_Codes & Standards Forecast | F1 | Commercial | Office | Existing | Miscellaneous | Natural Gas | Miscellaneous | Codes & Standards Forecast | Consumption Savings (MMtherm) | 0 | 0 | 0 | 0 | 0 | 0 | 0 | 0 | 0 | 0 | 0 | 0 | 0 | 0 | 0 | 0 | 0 | 0 | 0 | 0 | 0 | 0 | 0 | 0 | 0 | 0 | 0 | 0 | 0 | 0 | 0 | 0 | 0 | 0 | 0 | 0
F2_Commercial_Office_Existing_Miscellaneous_Natural Gas_Miscellaneous_Codes & Standards Forecast | F2 | Commercial | Office | Existing | Miscellaneous | Natural Gas | Miscellaneous | Codes & Standards Forecast | Summer Demand Savings (MW) | 0 | 0 | 0 | 0 | 0 | 0 | 0 | 0 | 0 | 0 | 0 | 0 | 0 | 0 | 0 | 0 | 0 | 0 | 0 | 0 | 0 | 0 | 0 | 0 | 0 | 0 | 0 | 0 | 0 | 0 | 0 | 0 | 0 | 0 | 0 | 0
F3_Commercial_Office_Existing_Miscellaneous_Natural Gas_Miscellaneous_Codes & Standards Forecast | F3 | Commercial | Office | Existing | Miscellaneous | Natural Gas | Miscellaneous | Codes & Standards Forecast | Winter Demand Savings (MW) | 0 | 0 | 0 | 0 | 0 | 0 | 0 | 0 | 0 | 0 | 0 | 0 | 0 | 0 | 0 | 0 | 0 | 0 | 0 | 0 | 0 | 0 | 0 | 0 | 0 | 0 | 0 | 0 | 0 | 0 | 0 | 0 | 0 | 0 | 0 | 0
F4_Commercial_Office_Existing_Miscellaneous_Natural Gas_Miscellaneous_Codes & Standards Forecast | F4 | Commercial | Office | Existing | Miscellaneous | Natural Gas | Miscellaneous | Codes & Standards Forecast | Incremental Savings (MMtherm) | 0 | 0 | 0 | 0 | 0 | 0 | 0 | 0 | 0 | 0 | 0 | 0 | 0 | 0 | 0 | 0 | 0 | 0 | 0 | 0 | 0 | 0 | 0 | 0 | 0 | 0 | 0 | 0 | 0 | 0 | 0 | 0 | 0 | 0 | 0 | 0
F1_Commercial_Office_New_Space Heating_Natural Gas_Furnace_Codes & Standards Forecast | F1 | Commercial | Office | New | Space Heating | Natural Gas | Furnace | Codes & Standards Forecast | Consumption Savings (MMtherm) | 0 | 0 | 0 | 0 | 0 | 0 | 0 | 0 | 0 | 0 | 0 | 0 | 0 | 0 | 0 | 0 | 0 | 0 | 0 | 0 | 0 | 0 | 0 | 0 | 0 | 0 | 0 | 0 | 0 | 0 | 0 | 0 | 0 | 0 | 0 | 0
F2_Commercial_Office_New_Space Heating_Natural Gas_Furnace_Codes & Standards Forecast | F2 | Commercial | Office | New | Space Heating | Natural Gas | Furnace | Codes & Standards Forecast | Summer Demand Savings (MW) | 0 | 0 | 0 | 0 | 0 | 0 | 0 | 0 | 0 | 0 | 0 | 0 | 0 | 0 | 0 | 0 | 0 | 0 | 0 | 0 | 0 | 0 | 0 | 0 | 0 | 0 | 0 | 0 | 0 | 0 | 0 | 0 | 0 | 0 | 0 | 0
F3_Commercial_Office_New_Space Heating_Natural Gas_Furnace_Codes & Standards Forecast | F3 | Commercial | Office | New | Space Heating | Natural Gas | Furnace | Codes & Standards Forecast | Winter Demand Savings (MW) | 0 | 0 | 0 | 0 | 0 | 0 | 0 | 0 | 0 | 0 | 0 | 0 | 0 | 0 | 0 | 0 | 0 | 0 | 0 | 0 | 0 | 0 | 0 | 0 | 0 | 0 | 0 | 0 | 0 | 0 | 0 | 0 | 0 | 0 | 0 | 0
F4_Commercial_Office_New_Space Heating_Natural Gas_Furnace_Codes & Standards Forecast | F4 | Commercial | Office | New | Space Heating | Natural Gas | Furnace | Codes & Standards Forecast | Incremental Savings (MMtherm) | 0 | 0 | 0 | 0 | 0 | 0 | 0 | 0 | 0 | 0 | 0 | 0 | 0 | 0 | 0 | 0 | 0 | 0 | 0 | 0 | 0 | 0 | 0 | 0 | 0 | 0 | 0 | 0 | 0 | 0 | 0 | 0 | 0 | 0 | 0 | 0
F1_Commercial_Office_New_Space Heating_Natural Gas_Boiler_Codes & Standards Forecast | F1 | Commercial | Office | New | Space Heating | Natural Gas | Boiler | Codes & Standards Forecast | Consumption Savings (MMtherm) | 0 | 0 | 0 | 0 | 0 | 0 | 0 | 0 | 0 | 0 | 0 | 0 | 0 | 0 | 0 | 0 | 0 | 0 | 0 | 0 | 0 | 0 | 0 | 0 | 0 | 0 | 0 | 0 | 0 | 0 | 0 | 0 | 0 | 0 | 0 | 0
F2_Commercial_Office_New_Space Heating_Natural Gas_Boiler_Codes & Standards Forecast | F2 | Commercial | Office | New | Space Heating | Natural Gas | Boiler | Codes & Standards Forecast | Summer Demand Savings (MW) | 0 | 0 | 0 | 0 | 0 | 0 | 0 | 0 | 0 | 0 | 0 | 0 | 0 | 0 | 0 | 0 | 0 | 0 | 0 | 0 | 0 | 0 | 0 | 0 | 0 | 0 | 0 | 0 | 0 | 0 | 0 | 0 | 0 | 0 | 0 | 0
F3_Commercial_Office_New_Space Heating_Natural Gas_Boiler_Codes & Standards Forecast | F3 | Commercial | Office | New | Space Heating | Natural Gas | Boiler | Codes & Standards Forecast | Winter Demand Savings (MW) | 0 | 0 | 0 | 0 | 0 | 0 | 0 | 0 | 0 | 0 | 0 | 0 | 0 | 0 | 0 | 0 | 0 | 0 | 0 | 0 | 0 | 0 | 0 | 0 | 0 | 0 | 0 | 0 | 0 | 0 | 0 | 0 | 0 | 0 | 0 | 0
F4_Commercial_Office_New_Space Heating_Natural Gas_Boiler_Codes & Standards Forecast | F4 | Commercial | Office | New | Space Heating | Natural Gas | Boiler | Codes & Standards Forecast | Incremental Savings (MMtherm) | 0 | 0 | 0 | 0 | 0 | 0 | 0 | 0 | 0 | 0 | 0 | 0 | 0 | 0 | 0 | 0 | 0 | 0 | 0 | 0 | 0 | 0 | 0 | 0 | 0 | 0 | 0 | 0 | 0 | 0 | 0 | 0 | 0 | 0 | 0 | 0
F1_Commercial_Office_New_Space Heating_Natural Gas_Unit Heater_Codes & Standards Forecast | F1 | Commercial | Office | New | Space Heating | Natural Gas | Unit Heater | Codes & Standards Forecast | Consumption Savings (MMtherm) | 0 | 0 | 0 | 0 | 0 | 0 | 0 | 0 | 0 | 0 | 0 | 0 | 0 | 0 | 0 | 0 | 0 | 0 | 0 | 0 | 0 | 0 | 0 | 0 | 0 | 0 | 0 | 0 | 0 | 0 | 0 | 0 | 0 | 0 | 0 | 0
F2_Commercial_Office_New_Space Heating_Natural Gas_Unit Heater_Codes & Standards Forecast | F2 | Commercial | Office | New | Space Heating | Natural Gas | Unit Heater | Codes & Standards Forecast | Summer Demand Savings (MW) | 0 | 0 | 0 | 0 | 0 | 0 | 0 | 0 | 0 | 0 | 0 | 0 | 0 | 0 | 0 | 0 | 0 | 0 | 0 | 0 | 0 | 0 | 0 | 0 | 0 | 0 | 0 | 0 | 0 | 0 | 0 | 0 | 0 | 0 | 0 | 0
F3_Commercial_Office_New_Space Heating_Natural Gas_Unit Heater_Codes & Standards Forecast | F3 | Commercial | Office | New | Space Heating | Natural Gas | Unit Heater | Codes & Standards Forecast | Winter Demand Savings (MW) | 0 | 0 | 0 | 0 | 0 | 0 | 0 | 0 | 0 | 0 | 0 | 0 | 0 | 0 | 0 | 0 | 0 | 0 | 0 | 0 | 0 | 0 | 0 | 0 | 0 | 0 | 0 | 0 | 0 | 0 | 0 | 0 | 0 | 0 | 0 | 0
F4_Commercial_Office_New_Space Heating_Natural Gas_Unit Heater_Codes & Standards Forecast | F4 | Commercial | Office | New | Space Heating | Natural Gas | Unit Heater | Codes & Standards Forecast | Incremental Savings (MMtherm) | 0 | 0 | 0 | 0 | 0 | 0 | 0 | 0 | 0 | 0 | 0 | 0 | 0 | 0 | 0 | 0 | 0 | 0 | 0 | 0 | 0 | 0 | 0 | 0 | 0 | 0 | 0 | 0 | 0 | 0 | 0 | 0 | 0 | 0 | 0 | 0
F1_Commercial_Office_New_Water Heating_Natural Gas_Water Heater_Codes & Standards Forecast | F1 | Commercial | Office | New | Water Heating | Natural Gas | Water Heater | Codes & Standards Forecast | Consumption Savings (MMtherm) | 0 | 0 | 0 | 0 | 0 | 0 | 0 | 0 | 0 | 0 | 0 | 0 | 0 | 0 | 0 | 0 | 0 | 0 | 0 | 0 | 0 | 0 | 0 | 0 | 0 | 0 | 0 | 0 | 0 | 0 | 0 | 0 | 0 | 0 | 0 | 0
F2_Commercial_Office_New_Water Heating_Natural Gas_Water Heater_Codes & Standards Forecast | F2 | Commercial | Office | New | Water Heating | Natural Gas | Water Heater | Codes & Standards Forecast | Summer Demand Savings (MW) | 0 | 0 | 0 | 0 | 0 | 0 | 0 | 0 | 0 | 0 | 0 | 0 | 0 | 0 | 0 | 0 | 0 | 0 | 0 | 0 | 0 | 0 | 0 | 0 | 0 | 0 | 0 | 0 | 0 | 0 | 0 | 0 | 0 | 0 | 0 | 0
F3_Commercial_Office_New_Water Heating_Natural Gas_Water Heater_Codes & Standards Forecast | F3 | Commercial | Office | New | Water Heating | Natural Gas | Water Heater | Codes & Standards Forecast | Winter Demand Savings (MW) | 0 | 0 | 0 | 0 | 0 | 0 | 0 | 0 | 0 | 0 | 0 | 0 | 0 | 0 | 0 | 0 | 0 | 0 | 0 | 0 | 0 | 0 | 0 | 0 | 0 | 0 | 0 | 0 | 0 | 0 | 0 | 0 | 0 | 0 | 0 | 0
F4_Commercial_Office_New_Water Heating_Natural Gas_Water Heater_Codes & Standards Forecast | F4 | Commercial | Office | New | Water Heating | Natural Gas | Water Heater | Codes & Standards Forecast | Incremental Savings (MMtherm) | 0 | 0 | 0 | 0 | 0 | 0 | 0 | 0 | 0 | 0 | 0 | 0 | 0 | 0 | 0 | 0 | 0 | 0 | 0 | 0 | 0 | 0 | 0 | 0 | 0 | 0 | 0 | 0 | 0 | 0 | 0 | 0 | 0 | 0 | 0 | 0
F1_Commercial_Office_New_Food Preparation_Natural Gas_Oven_Codes & Standards Forecast | F1 | Commercial | Office | New | Food Preparation | Natural Gas | Oven | Codes & Standards Forecast | Consumption Savings (MMtherm) | 0 | 0 | 0 | 0 | 0 | 0 | 0 | 0 | 0 | 0 | 0 | 0 | 0 | 0 | 0 | 0 | 0 | 0 | 0 | 0 | 0 | 0 | 0 | 0 | 0 | 0 | 0 | 0 | 0 | 0 | 0 | 0 | 0 | 0 | 0 | 0
F2_Commercial_Office_New_Food Preparation_Natural Gas_Oven_Codes & Standards Forecast | F2 | Commercial | Office | New | Food Preparation | Natural Gas | Oven | Codes & Standards Forecast | Summer Demand Savings (MW) | 0 | 0 | 0 | 0 | 0 | 0 | 0 | 0 | 0 | 0 | 0 | 0 | 0 | 0 | 0 | 0 | 0 | 0 | 0 | 0 | 0 | 0 | 0 | 0 | 0 | 0 | 0 | 0 | 0 | 0 | 0 | 0 | 0 | 0 | 0 | 0
F3_Commercial_Office_New_Food Preparation_Natural Gas_Oven_Codes & Standards Forecast | F3 | Commercial | Office | New | Food Preparation | Natural Gas | Oven | Codes & Standards Forecast | Winter Demand Savings (MW) | 0 | 0 | 0 | 0 | 0 | 0 | 0 | 0 | 0 | 0 | 0 | 0 | 0 | 0 | 0 | 0 | 0 | 0 | 0 | 0 | 0 | 0 | 0 | 0 | 0 | 0 | 0 | 0 | 0 | 0 | 0 | 0 | 0 | 0 | 0 | 0
F4_Commercial_Office_New_Food Preparation_Natural Gas_Oven_Codes & Standards Forecast | F4 | Commercial | Office | New | Food Preparation | Natural Gas | Oven | Codes & Standards Forecast | Incremental Savings (MMtherm) | 0 | 0 | 0 | 0 | 0 | 0 | 0 | 0 | 0 | 0 | 0 | 0 | 0 | 0 | 0 | 0 | 0 | 0 | 0 | 0 | 0 | 0 | 0 | 0 | 0 | 0 | 0 | 0 | 0 | 0 | 0 | 0 | 0 | 0 | 0 | 0
F1_Commercial_Office_New_Food Preparation_Natural Gas_Conveyor Oven_Codes & Standards Forecast | F1 | Commercial | Office | New | Food Preparation | Natural Gas | Conveyor Oven | Codes & Standards Forecast | Consumption Savings (MMtherm) | 0 | 0 | 0 | 0 | 0 | 0 | 0 | 0 | 0 | 0 | 0 | 0 | 0 | 0 | 0 | 0 | 0 | 0 | 0 | 0 | 0 | 0 | 0 | 0 | 0 | 0 | 0 | 0 | 0 | 0 | 0 | 0 | 0 | 0 | 0 | 0
F2_Commercial_Office_New_Food Preparation_Natural Gas_Conveyor Oven_Codes & Standards Forecast | F2 | Commercial | Office | New | Food Preparation | Natural Gas | Conveyor Oven | Codes & Standards Forecast | Summer Demand Savings (MW) | 0 | 0 | 0 | 0 | 0 | 0 | 0 | 0 | 0 | 0 | 0 | 0 | 0 | 0 | 0 | 0 | 0 | 0 | 0 | 0 | 0 | 0 | 0 | 0 | 0 | 0 | 0 | 0 | 0 | 0 | 0 | 0 | 0 | 0 | 0 | 0
F3_Commercial_Office_New_Food Preparation_Natural Gas_Conveyor Oven_Codes & Standards Forecast | F3 | Commercial | Office | New | Food Preparation | Natural Gas | Conveyor Oven | Codes & Standards Forecast | Winter Demand Savings (MW) | 0 | 0 | 0 | 0 | 0 | 0 | 0 | 0 | 0 | 0 | 0 | 0 | 0 | 0 | 0 | 0 | 0 | 0 | 0 | 0 | 0 | 0 | 0 | 0 | 0 | 0 | 0 | 0 | 0 | 0 | 0 | 0 | 0 | 0 | 0 | 0
F4_Commercial_Office_New_Food Preparation_Natural Gas_Conveyor Oven_Codes & Standards Forecast | F4 | Commercial | Office | New | Food Preparation | Natural Gas | Conveyor Oven | Codes & Standards Forecast | Incremental Savings (MMtherm) | 0 | 0 | 0 | 0 | 0 | 0 | 0 | 0 | 0 | 0 | 0 | 0 | 0 | 0 | 0 | 0 | 0 | 0 | 0 | 0 | 0 | 0 | 0 | 0 | 0 | 0 | 0 | 0 | 0 | 0 | 0 | 0 | 0 | 0 | 0 | 0
F1_Commercial_Office_New_Food Preparation_Natural Gas_Double Rack Oven_Codes & Standards Forecast | F1 | Commercial | Office | New | Food Preparation | Natural Gas | Double Rack Oven | Codes & Standards Forecast | Consumption Savings (MMtherm) | 0 | 0 | 0 | 0 | 0 | 0 | 0 | 0 | 0 | 0 | 0 | 0 | 0 | 0 | 0 | 0 | 0 | 0 | 0 | 0 | 0 | 0 | 0 | 0 | 0 | 0 | 0 | 0 | 0 | 0 | 0 | 0 | 0 | 0 | 0 | 0
F2_Commercial_Office_New_Food Preparation_Natural Gas_Double Rack Oven_Codes & Standards Forecast | F2 | Commercial | Office | New | Food Preparation | Natural Gas | Double Rack Oven | Codes & Standards Forecast | Summer Demand Savings (MW) | 0 | 0 | 0 | 0 | 0 | 0 | 0 | 0 | 0 | 0 | 0 | 0 | 0 | 0 | 0 | 0 | 0 | 0 | 0 | 0 | 0 | 0 | 0 | 0 | 0 | 0 | 0 | 0 | 0 | 0 | 0 | 0 | 0 | 0 | 0 | 0
F3_Commercial_Office_New_Food Preparation_Natural Gas_Double Rack Oven_Codes & Standards Forecast | F3 | Commercial | Office | New | Food Preparation | Natural Gas | Double Rack Oven | Codes & Standards Forecast | Winter Demand Savings (MW) | 0 | 0 | 0 | 0 | 0 | 0 | 0 | 0 | 0 | 0 | 0 | 0 | 0 | 0 | 0 | 0 | 0 | 0 | 0 | 0 | 0 | 0 | 0 | 0 | 0 | 0 | 0 | 0 | 0 | 0 | 0 | 0 | 0 | 0 | 0 | 0
F4_Commercial_Office_New_Food Preparation_Natural Gas_Double Rack Oven_Codes & Standards Forecast | F4 | Commercial | Office | New | Food Preparation | Natural Gas | Double Rack Oven | Codes & Standards Forecast | Incremental Savings (MMtherm) | 0 | 0 | 0 | 0 | 0 | 0 | 0 | 0 | 0 | 0 | 0 | 0 | 0 | 0 | 0 | 0 | 0 | 0 | 0 | 0 | 0 | 0 | 0 | 0 | 0 | 0 | 0 | 0 | 0 | 0 | 0 | 0 | 0 | 0 | 0 | 0
F1_Commercial_Office_New_Food Preparation_Natural Gas_Fryer_Codes & Standards Forecast | F1 | Commercial | Office | New | Food Preparation | Natural Gas | Fryer | Codes & Standards Forecast | Consumption Savings (MMtherm) | 0 | 0 | 0 | 0 | 0 | 0 | 0 | 0 | 0 | 0 | 0 | 0 | 0 | 0 | 0 | 0 | 0 | 0 | 0 | 0 | 0 | 0 | 0 | 0 | 0 | 0 | 0 | 0 | 0 | 0 | 0 | 0 | 0 | 0 | 0 | 0
F2_Commercial_Office_New_Food Preparation_Natural Gas_Fryer_Codes & Standards Forecast | F2 | Commercial | Office | New | Food Preparation | Natural Gas | Fryer | Codes & Standards Forecast | Summer Demand Savings (MW) | 0 | 0 | 0 | 0 | 0 | 0 | 0 | 0 | 0 | 0 | 0 | 0 | 0 | 0 | 0 | 0 | 0 | 0 | 0 | 0 | 0 | 0 | 0 | 0 | 0 | 0 | 0 | 0 | 0 | 0 | 0 | 0 | 0 | 0 | 0 | 0
F3_Commercial_Office_New_Food Preparation_Natural Gas_Fryer_Codes & Standards Forecast | F3 | Commercial | Office | New | Food Preparation | Natural Gas | Fryer | Codes & Standards Forecast | Winter Demand Savings (MW) | 0 | 0 | 0 | 0 | 0 | 0 | 0 | 0 | 0 | 0 | 0 | 0 | 0 | 0 | 0 | 0 | 0 | 0 | 0 | 0 | 0 | 0 | 0 | 0 | 0 | 0 | 0 | 0 | 0 | 0 | 0 | 0 | 0 | 0 | 0 | 0
F4_Commercial_Office_New_Food Preparation_Natural Gas_Fryer_Codes & Standards Forecast | F4 | Commercial | Office | New | Food Preparation | Natural Gas | Fryer | Codes & Standards Forecast | Incremental Savings (MMtherm) | 0 | 0 | 0 | 0 | 0 | 0 | 0 | 0 | 0 | 0 | 0 | 0 | 0 | 0 | 0 | 0 | 0 | 0 | 0 | 0 | 0 | 0 | 0 | 0 | 0 | 0 | 0 | 0 | 0 | 0 | 0 | 0 | 0 | 0 | 0 | 0
F1_Commercial_Office_New_Food Preparation_Natural Gas_Broiler_Codes & Standards Forecast | F1 | Commercial | Office | New | Food Preparation | Natural Gas | Broiler | Codes & Standards Forecast | Consumption Savings (MMtherm) | 0 | 0 | 0 | 0 | 0 | 0 | 0 | 0 | 0 | 0 | 0 | 0 | 0 | 0 | 0 | 0 | 0 | 0 | 0 | 0 | 0 | 0 | 0 | 0 | 0 | 0 | 0 | 0 | 0 | 0 | 0 | 0 | 0 | 0 | 0 | 0
F2_Commercial_Office_New_Food Preparation_Natural Gas_Broiler_Codes & Standards Forecast | F2 | Commercial | Office | New | Food Preparation | Natural Gas | Broiler | Codes & Standards Forecast | Summer Demand Savings (MW) | 0 | 0 | 0 | 0 | 0 | 0 | 0 | 0 | 0 | 0 | 0 | 0 | 0 | 0 | 0 | 0 | 0 | 0 | 0 | 0 | 0 | 0 | 0 | 0 | 0 | 0 | 0 | 0 | 0 | 0 | 0 | 0 | 0 | 0 | 0 | 0
F3_Commercial_Office_New_Food Preparation_Natural Gas_Broiler_Codes & Standards Forecast | F3 | Commercial | Office | New | Food Preparation | Natural Gas | Broiler | Codes & Standards Forecast | Winter Demand Savings (MW) | 0 | 0 | 0 | 0 | 0 | 0 | 0 | 0 | 0 | 0 | 0 | 0 | 0 | 0 | 0 | 0 | 0 | 0 | 0 | 0 | 0 | 0 | 0 | 0 | 0 | 0 | 0 | 0 | 0 | 0 | 0 | 0 | 0 | 0 | 0 | 0
F4_Commercial_Office_New_Food Preparation_Natural Gas_Broiler_Codes & Standards Forecast | F4 | Commercial | Office | New | Food Preparation | Natural Gas | Broiler | Codes & Standards Forecast | Incremental Savings (MMtherm) | 0 | 0 | 0 | 0 | 0 | 0 | 0 | 0 | 0 | 0 | 0 | 0 | 0 | 0 | 0 | 0 | 0 | 0 | 0 | 0 | 0 | 0 | 0 | 0 | 0 | 0 | 0 | 0 | 0 | 0 | 0 | 0 | 0 | 0 | 0 | 0
F1_Commercial_Office_New_Food Preparation_Natural Gas_Griddle_Codes & Standards Forecast | F1 | Commercial | Office | New | Food Preparation | Natural Gas | Griddle | Codes & Standards Forecast | Consumption Savings (MMtherm) | 0 | 0 | 0 | 0 | 0 | 0 | 0 | 0 | 0 | 0 | 0 | 0 | 0 | 0 | 0 | 0 | 0 | 0 | 0 | 0 | 0 | 0 | 0 | 0 | 0 | 0 | 0 | 0 | 0 | 0 | 0 | 0 | 0 | 0 | 0 | 0
F2_Commercial_Office_New_Food Preparation_Natural Gas_Griddle_Codes & Standards Forecast | F2 | Commercial | Office | New | Food Preparation | Natural Gas | Griddle | Codes & Standards Forecast | Summer Demand Savings (MW) | 0 | 0 | 0 | 0 | 0 | 0 | 0 | 0 | 0 | 0 | 0 | 0 | 0 | 0 | 0 | 0 | 0 | 0 | 0 | 0 | 0 | 0 | 0 | 0 | 0 | 0 | 0 | 0 | 0 | 0 | 0 | 0 | 0 | 0 | 0 | 0
F3_Commercial_Office_New_Food Preparation_Natural Gas_Griddle_Codes & Standards Forecast | F3 | Commercial | Office | New | Food Preparation | Natural Gas | Griddle | Codes & Standards Forecast | Winter Demand Savings (MW) | 0 | 0 | 0 | 0 | 0 | 0 | 0 | 0 | 0 | 0 | 0 | 0 | 0 | 0 | 0 | 0 | 0 | 0 | 0 | 0 | 0 | 0 | 0 | 0 | 0 | 0 | 0 | 0 | 0 | 0 | 0 | 0 | 0 | 0 | 0 | 0
F4_Commercial_Office_New_Food Preparation_Natural Gas_Griddle_Codes & Standards Forecast | F4 | Commercial | Office | New | Food Preparation | Natural Gas | Griddle | Codes & Standards Forecast | Incremental Savings (MMtherm) | 0 | 0 | 0 | 0 | 0 | 0 | 0 | 0 | 0 | 0 | 0 | 0 | 0 | 0 | 0 | 0 | 0 | 0 | 0 | 0 | 0 | 0 | 0 | 0 | 0 | 0 | 0 | 0 | 0 | 0 | 0 | 0 | 0 | 0 | 0 | 0
F1_Commercial_Office_New_Food Preparation_Natural Gas_Range_Codes & Standards Forecast | F1 | Commercial | Office | New | Food Preparation | Natural Gas | Range | Codes & Standards Forecast | Consumption Savings (MMtherm) | 0 | 0 | 0 | 0 | 0 | 0 | 0 | 0 | 0 | 0 | 0 | 0 | 0 | 0 | 0 | 0 | 0 | 0 | 0 | 0 | 0 | 0 | 0 | 0 | 0 | 0 | 0 | 0 | 0 | 0 | 0 | 0 | 0 | 0 | 0 | 0
F2_Commercial_Office_New_Food Preparation_Natural Gas_Range_Codes & Standards Forecast | F2 | Commercial | Office | New | Food Preparation | Natural Gas | Range | Codes & Standards Forecast | Summer Demand Savings (MW) | 0 | 0 | 0 | 0 | 0 | 0 | 0 | 0 | 0 | 0 | 0 | 0 | 0 | 0 | 0 | 0 | 0 | 0 | 0 | 0 | 0 | 0 | 0 | 0 | 0 | 0 | 0 | 0 | 0 | 0 | 0 | 0 | 0 | 0 | 0 | 0
F3_Commercial_Office_New_Food Preparation_Natural Gas_Range_Codes & Standards Forecast | F3 | Commercial | Office | New | Food Preparation | Natural Gas | Range | Codes & Standards Forecast | Winter Demand Savings (MW) | 0 | 0 | 0 | 0 | 0 | 0 | 0 | 0 | 0 | 0 | 0 | 0 | 0 | 0 | 0 | 0 | 0 | 0 | 0 | 0 | 0 | 0 | 0 | 0 | 0 | 0 | 0 | 0 | 0 | 0 | 0 | 0 | 0 | 0 | 0 | 0
F4_Commercial_Office_New_Food Preparation_Natural Gas_Range_Codes & Standards Forecast | F4 | Commercial | Office | New | Food Preparation | Natural Gas | Range | Codes & Standards Forecast | Incremental Savings (MMtherm) | 0 | 0 | 0 | 0 | 0 | 0 | 0 | 0 | 0 | 0 | 0 | 0 | 0 | 0 | 0 | 0 | 0 | 0 | 0 | 0 | 0 | 0 | 0 | 0 | 0 | 0 | 0 | 0 | 0 | 0 | 0 | 0 | 0 | 0 | 0 | 0
F1_Commercial_Office_New_Food Preparation_Natural Gas_Steamer_Codes & Standards Forecast | F1 | Commercial | Office | New | Food Preparation | Natural Gas | Steamer | Codes & Standards Forecast | Consumption Savings (MMtherm) | 0 | 0 | 0 | 0 | 0 | 0 | 0 | 0 | 0 | 0 | 0 | 0 | 0 | 0 | 0 | 0 | 0 | 0 | 0 | 0 | 0 | 0 | 0 | 0 | 0 | 0 | 0 | 0 | 0 | 0 | 0 | 0 | 0 | 0 | 0 | 0
F2_Commercial_Office_New_Food Preparation_Natural Gas_Steamer_Codes & Standards Forecast | F2 | Commercial | Office | New | Food Preparation | Natural Gas | Steamer | Codes & Standards Forecast | Summer Demand Savings (MW) | 0 | 0 | 0 | 0 | 0 | 0 | 0 | 0 | 0 | 0 | 0 | 0 | 0 | 0 | 0 | 0 | 0 | 0 | 0 | 0 | 0 | 0 | 0 | 0 | 0 | 0 | 0 | 0 | 0 | 0 | 0 | 0 | 0 | 0 | 0 | 0
F3_Commercial_Office_New_Food Preparation_Natural Gas_Steamer_Codes & Standards Forecast | F3 | Commercial | Office | New | Food Preparation | Natural Gas | Steamer | Codes & Standards Forecast | Winter Demand Savings (MW) | 0 | 0 | 0 | 0 | 0 | 0 | 0 | 0 | 0 | 0 | 0 | 0 | 0 | 0 | 0 | 0 | 0 | 0 | 0 | 0 | 0 | 0 | 0 | 0 | 0 | 0 | 0 | 0 | 0 | 0 | 0 | 0 | 0 | 0 | 0 | 0
F4_Commercial_Office_New_Food Preparation_Natural Gas_Steamer_Codes & Standards Forecast | F4 | Commercial | Office | New | Food Preparation | Natural Gas | Steamer | Codes & Standards Forecast | Incremental Savings (MMtherm) | 0 | 0 | 0 | 0 | 0 | 0 | 0 | 0 | 0 | 0 | 0 | 0 | 0 | 0 | 0 | 0 | 0 | 0 | 0 | 0 | 0 | 0 | 0 | 0 | 0 | 0 | 0 | 0 | 0 | 0 | 0 | 0 | 0 | 0 | 0 | 0
F1_Commercial_Office_New_Food Preparation_Natural Gas_Food Prep Other_Codes & Standards Forecast | F1 | Commercial | Office | New | Food Preparation | Natural Gas | Food Prep Other | Codes & Standards Forecast | Consumption Savings (MMtherm) | 0 | 0 | 0 | 0 | 0 | 0 | 0 | 0 | 0 | 0 | 0 | 0 | 0 | 0 | 0 | 0 | 0 | 0 | 0 | 0 | 0 | 0 | 0 | 0 | 0 | 0 | 0 | 0 | 0 | 0 | 0 | 0 | 0 | 0 | 0 | 0
F2_Commercial_Office_New_Food Preparation_Natural Gas_Food Prep Other_Codes & Standards Forecast | F2 | Commercial | Office | New | Food Preparation | Natural Gas | Food Prep Other | Codes & Standards Forecast | Summer Demand Savings (MW) | 0 | 0 | 0 | 0 | 0 | 0 | 0 | 0 | 0 | 0 | 0 | 0 | 0 | 0 | 0 | 0 | 0 | 0 | 0 | 0 | 0 | 0 | 0 | 0 | 0 | 0 | 0 | 0 | 0 | 0 | 0 | 0 | 0 | 0 | 0 | 0
F3_Commercial_Office_New_Food Preparation_Natural Gas_Food Prep Other_Codes & Standards Forecast | F3 | Commercial | Office | New | Food Preparation | Natural Gas | Food Prep Other | Codes & Standards Forecast | Winter Demand Savings (MW) | 0 | 0 | 0 | 0 | 0 | 0 | 0 | 0 | 0 | 0 | 0 | 0 | 0 | 0 | 0 | 0 | 0 | 0 | 0 | 0 | 0 | 0 | 0 | 0 | 0 | 0 | 0 | 0 | 0 | 0 | 0 | 0 | 0 | 0 | 0 | 0
F4_Commercial_Office_New_Food Preparation_Natural Gas_Food Prep Other_Codes & Standards Forecast | F4 | Commercial | Office | New | Food Preparation | Natural Gas | Food Prep Other | Codes & Standards Forecast | Incremental Savings (MMtherm) | 0 | 0 | 0 | 0 | 0 | 0 | 0 | 0 | 0 | 0 | 0 | 0 | 0 | 0 | 0 | 0 | 0 | 0 | 0 | 0 | 0 | 0 | 0 | 0 | 0 | 0 | 0 | 0 | 0 | 0 | 0 | 0 | 0 | 0 | 0 | 0
F1_Commercial_Office_New_Miscellaneous_Natural Gas_Pool Heater_Codes & Standards Forecast | F1 | Commercial | Office | New | Miscellaneous | Natural Gas | Pool Heater | Codes & Standards Forecast | Consumption Savings (MMtherm) | 0 | 0 | 0 | 0 | 0 | 0 | 0 | 0 | 0 | 0 | 0 | 0 | 0 | 0 | 0 | 0 | 0 | 0 | 0 | 0 | 0 | 0 | 0 | 0 | 0 | 0 | 0 | 0 | 0 | 0 | 0 | 0 | 0 | 0 | 0 | 0
F2_Commercial_Office_New_Miscellaneous_Natural Gas_Pool Heater_Codes & Standards Forecast | F2 | Commercial | Office | New | Miscellaneous | Natural Gas | Pool Heater | Codes & Standards Forecast | Summer Demand Savings (MW) | 0 | 0 | 0 | 0 | 0 | 0 | 0 | 0 | 0 | 0 | 0 | 0 | 0 | 0 | 0 | 0 | 0 | 0 | 0 | 0 | 0 | 0 | 0 | 0 | 0 | 0 | 0 | 0 | 0 | 0 | 0 | 0 | 0 | 0 | 0 | 0
F3_Commercial_Office_New_Miscellaneous_Natural Gas_Pool Heater_Codes & Standards Forecast | F3 | Commercial | Office | New | Miscellaneous | Natural Gas | Pool Heater | Codes & Standards Forecast | Winter Demand Savings (MW) | 0 | 0 | 0 | 0 | 0 | 0 | 0 | 0 | 0 | 0 | 0 | 0 | 0 | 0 | 0 | 0 | 0 | 0 | 0 | 0 | 0 | 0 | 0 | 0 | 0 | 0 | 0 | 0 | 0 | 0 | 0 | 0 | 0 | 0 | 0 | 0
F4_Commercial_Office_New_Miscellaneous_Natural Gas_Pool Heater_Codes & Standards Forecast | F4 | Commercial | Office | New | Miscellaneous | Natural Gas | Pool Heater | Codes & Standards Forecast | Incremental Savings (MMtherm) | 0 | 0 | 0 | 0 | 0 | 0 | 0 | 0 | 0 | 0 | 0 | 0 | 0 | 0 | 0 | 0 | 0 | 0 | 0 | 0 | 0 | 0 | 0 | 0 | 0 | 0 | 0 | 0 | 0 | 0 | 0 | 0 | 0 | 0 | 0 | 0
F1_Commercial_Office_New_Miscellaneous_Natural Gas_Miscellaneous_Codes & Standards Forecast | F1 | Commercial | Office | New | Miscellaneous | Natural Gas | Miscellaneous | Codes & Standards Forecast | Consumption Savings (MMtherm) | 0 | 0 | 0 | 0 | 0 | 0 | 0 | 0 | 0 | 0 | 0 | 0 | 0 | 0 | 0 | 0 | 0 | 0 | 0 | 0 | 0 | 0 | 0 | 0 | 0 | 0 | 0 | 0 | 0 | 0 | 0 | 0 | 0 | 0 | 0 | 0
F2_Commercial_Office_New_Miscellaneous_Natural Gas_Miscellaneous_Codes & Standards Forecast | F2 | Commercial | Office | New | Miscellaneous | Natural Gas | Miscellaneous | Codes & Standards Forecast | Summer Demand Savings (MW) | 0 | 0 | 0 | 0 | 0 | 0 | 0 | 0 | 0 | 0 | 0 | 0 | 0 | 0 | 0 | 0 | 0 | 0 | 0 | 0 | 0 | 0 | 0 | 0 | 0 | 0 | 0 | 0 | 0 | 0 | 0 | 0 | 0 | 0 | 0 | 0
F3_Commercial_Office_New_Miscellaneous_Natural Gas_Miscellaneous_Codes & Standards Forecast | F3 | Commercial | Office | New | Miscellaneous | Natural Gas | Miscellaneous | Codes & Standards Forecast | Winter Demand Savings (MW) | 0 | 0 | 0 | 0 | 0 | 0 | 0 | 0 | 0 | 0 | 0 | 0 | 0 | 0 | 0 | 0 | 0 | 0 | 0 | 0 | 0 | 0 | 0 | 0 | 0 | 0 | 0 | 0 | 0 | 0 | 0 | 0 | 0 | 0 | 0 | 0
F4_Commercial_Office_New_Miscellaneous_Natural Gas_Miscellaneous_Codes & Standards Forecast | F4 | Commercial | Office | New | Miscellaneous | Natural Gas | Miscellaneous | Codes & Standards Forecast | Incremental Savings (MMtherm) | 0 | 0 | 0 | 0 | 0 | 0 | 0 | 0 | 0 | 0 | 0 | 0 | 0 | 0 | 0 | 0 | 0 | 0 | 0 | 0 | 0 | 0 | 0 | 0 | 0 | 0 | 0 | 0 | 0 | 0 | 0 | 0 | 0 | 0 | 0 | 0
F1_Commercial_Restaurant_Existing_Space Heating_Natural Gas_Furnace_Codes & Standards Forecast | F1 | Commercial | Restaurant | Existing | Space Heating | Natural Gas | Furnace | Codes & Standards Forecast | Consumption Savings (MMtherm) | 0 | 0 | 0 | 0 | 0 | 0 | 0 | 0 | 0 | 0 | 0 | 0 | 0 | 0 | 0 | 0 | 0 | 0 | 0 | 0 | 0 | 0 | 0 | 0 | 0 | 0 | 0 | 0 | 0 | 0 | 0 | 0 | 0 | 0 | 0 | 0
F2_Commercial_Restaurant_Existing_Space Heating_Natural Gas_Furnace_Codes & Standards Forecast | F2 | Commercial | Restaurant | Existing | Space Heating | Natural Gas | Furnace | Codes & Standards Forecast | Summer Demand Savings (MW) | 0 | 0 | 0 | 0 | 0 | 0 | 0 | 0 | 0 | 0 | 0 | 0 | 0 | 0 | 0 | 0 | 0 | 0 | 0 | 0 | 0 | 0 | 0 | 0 | 0 | 0 | 0 | 0 | 0 | 0 | 0 | 0 | 0 | 0 | 0 | 0
F3_Commercial_Restaurant_Existing_Space Heating_Natural Gas_Furnace_Codes & Standards Forecast | F3 | Commercial | Restaurant | Existing | Space Heating | Natural Gas | Furnace | Codes & Standards Forecast | Winter Demand Savings (MW) | 0 | 0 | 0 | 0 | 0 | 0 | 0 | 0 | 0 | 0 | 0 | 0 | 0 | 0 | 0 | 0 | 0 | 0 | 0 | 0 | 0 | 0 | 0 | 0 | 0 | 0 | 0 | 0 | 0 | 0 | 0 | 0 | 0 | 0 | 0 | 0
F4_Commercial_Restaurant_Existing_Space Heating_Natural Gas_Furnace_Codes & Standards Forecast | F4 | Commercial | Restaurant | Existing | Space Heating | Natural Gas | Furnace | Codes & Standards Forecast | Incremental Savings (MMtherm) | 0 | 0 | 0 | 0 | 0 | 0 | 0 | 0 | 0 | 0 | 0 | 0 | 0 | 0 | 0 | 0 | 0 | 0 | 0 | 0 | 0 | 0 | 0 | 0 | 0 | 0 | 0 | 0 | 0 | 0 | 0 | 0 | 0 | 0 | 0 | 0
F1_Commercial_Restaurant_Existing_Space Heating_Natural Gas_Boiler_Codes & Standards Forecast | F1 | Commercial | Restaurant | Existing | Space Heating | Natural Gas | Boiler | Codes & Standards Forecast | Consumption Savings (MMtherm) | 0 | 0 | 0 | 0 | 0 | 0 | 0 | 0 | 0 | 0 | 0 | 0 | 0 | 0 | 0 | 0 | 0 | 0 | 0 | 0 | 0 | 0 | 0 | 0 | 0 | 0 | 0 | 0 | 0 | 0 | 0 | 0 | 0 | 0 | 0 | 0
F2_Commercial_Restaurant_Existing_Space Heating_Natural Gas_Boiler_Codes & Standards Forecast | F2 | Commercial | Restaurant | Existing | Space Heating | Natural Gas | Boiler | Codes & Standards Forecast | Summer Demand Savings (MW) | 0 | 0 | 0 | 0 | 0 | 0 | 0 | 0 | 0 | 0 | 0 | 0 | 0 | 0 | 0 | 0 | 0 | 0 | 0 | 0 | 0 | 0 | 0 | 0 | 0 | 0 | 0 | 0 | 0 | 0 | 0 | 0 | 0 | 0 | 0 | 0
F3_Commercial_Restaurant_Existing_Space Heating_Natural Gas_Boiler_Codes & Standards Forecast | F3 | Commercial | Restaurant | Existing | Space Heating | Natural Gas | Boiler | Codes & Standards Forecast | Winter Demand Savings (MW) | 0 | 0 | 0 | 0 | 0 | 0 | 0 | 0 | 0 | 0 | 0 | 0 | 0 | 0 | 0 | 0 | 0 | 0 | 0 | 0 | 0 | 0 | 0 | 0 | 0 | 0 | 0 | 0 | 0 | 0 | 0 | 0 | 0 | 0 | 0 | 0
F4_Commercial_Restaurant_Existing_Space Heating_Natural Gas_Boiler_Codes & Standards Forecast | F4 | Commercial | Restaurant | Existing | Space Heating | Natural Gas | Boiler | Codes & Standards Forecast | Incremental Savings (MMtherm) | 0 | 0 | 0 | 0 | 0 | 0 | 0 | 0 | 0 | 0 | 0 | 0 | 0 | 0 | 0 | 0 | 0 | 0 | 0 | 0 | 0 | 0 | 0 | 0 | 0 | 0 | 0 | 0 | 0 | 0 | 0 | 0 | 0 | 0 | 0 | 0
F1_Commercial_Restaurant_Existing_Space Heating_Natural Gas_Unit Heater_Codes & Standards Forecast | F1 | Commercial | Restaurant | Existing | Space Heating | Natural Gas | Unit Heater | Codes & Standards Forecast | Consumption Savings (MMtherm) | 0 | 0 | 0 | 0 | 0 | 0 | 0 | 0 | 0 | 0 | 0 | 0 | 0 | 0 | 0 | 0 | 0 | 0 | 0 | 0 | 0 | 0 | 0 | 0 | 0 | 0 | 0 | 0 | 0 | 0 | 0 | 0 | 0 | 0 | 0 | 0
F2_Commercial_Restaurant_Existing_Space Heating_Natural Gas_Unit Heater_Codes & Standards Forecast | F2 | Commercial | Restaurant | Existing | Space Heating | Natural Gas | Unit Heater | Codes & Standards Forecast | Summer Demand Savings (MW) | 0 | 0 | 0 | 0 | 0 | 0 | 0 | 0 | 0 | 0 | 0 | 0 | 0 | 0 | 0 | 0 | 0 | 0 | 0 | 0 | 0 | 0 | 0 | 0 | 0 | 0 | 0 | 0 | 0 | 0 | 0 | 0 | 0 | 0 | 0 | 0
F3_Commercial_Restaurant_Existing_Space Heating_Natural Gas_Unit Heater_Codes & Standards Forecast | F3 | Commercial | Restaurant | Existing | Space Heating | Natural Gas | Unit Heater | Codes & Standards Forecast | Winter Demand Savings (MW) | 0 | 0 | 0 | 0 | 0 | 0 | 0 | 0 | 0 | 0 | 0 | 0 | 0 | 0 | 0 | 0 | 0 | 0 | 0 | 0 | 0 | 0 | 0 | 0 | 0 | 0 | 0 | 0 | 0 | 0 | 0 | 0 | 0 | 0 | 0 | 0
F4_Commercial_Restaurant_Existing_Space Heating_Natural Gas_Unit Heater_Codes & Standards Forecast | F4 | Commercial | Restaurant | Existing | Space Heating | Natural Gas | Unit Heater | Codes & Standards Forecast | Incremental Savings (MMtherm) | 0 | 0 | 0 | 0 | 0 | 0 | 0 | 0 | 0 | 0 | 0 | 0 | 0 | 0 | 0 | 0 | 0 | 0 | 0 | 0 | 0 | 0 | 0 | 0 | 0 | 0 | 0 | 0 | 0 | 0 | 0 | 0 | 0 | 0 | 0 | 0
F1_Commercial_Restaurant_Existing_Water Heating_Natural Gas_Water Heater_Codes & Standards Forecast | F1 | Commercial | Restaurant | Existing | Water Heating | Natural Gas | Water Heater | Codes & Standards Forecast | Consumption Savings (MMtherm) | 0 | 0 | 0 | 0 | 0 | 0 | 0 | 0 | 0 | 0 | 0 | 0 | 0 | 0 | 0 | 0 | 0 | 0 | 0 | 0 | 0 | 0 | 0 | 0 | 0 | 0 | 0 | 0 | 0 | 0 | 0 | 0 | 0 | 0 | 0 | 0
F2_Commercial_Restaurant_Existing_Water Heating_Natural Gas_Water Heater_Codes & Standards Forecast | F2 | Commercial | Restaurant | Existing | Water Heating | Natural Gas | Water Heater | Codes & Standards Forecast | Summer Demand Savings (MW) | 0 | 0 | 0 | 0 | 0 | 0 | 0 | 0 | 0 | 0 | 0 | 0 | 0 | 0 | 0 | 0 | 0 | 0 | 0 | 0 | 0 | 0 | 0 | 0 | 0 | 0 | 0 | 0 | 0 | 0 | 0 | 0 | 0 | 0 | 0 | 0
F3_Commercial_Restaurant_Existing_Water Heating_Natural Gas_Water Heater_Codes & Standards Forecast | F3 | Commercial | Restaurant | Existing | Water Heating | Natural Gas | Water Heater | Codes & Standards Forecast | Winter Demand Savings (MW) | 0 | 0 | 0 | 0 | 0 | 0 | 0 | 0 | 0 | 0 | 0 | 0 | 0 | 0 | 0 | 0 | 0 | 0 | 0 | 0 | 0 | 0 | 0 | 0 | 0 | 0 | 0 | 0 | 0 | 0 | 0 | 0 | 0 | 0 | 0 | 0
F4_Commercial_Restaurant_Existing_Water Heating_Natural Gas_Water Heater_Codes & Standards Forecast | F4 | Commercial | Restaurant | Existing | Water Heating | Natural Gas | Water Heater | Codes & Standards Forecast | Incremental Savings (MMtherm) | 0 | 0 | 0 | 0 | 0 | 0 | 0 | 0 | 0 | 0 | 0 | 0 | 0 | 0 | 0 | 0 | 0 | 0 | 0 | 0 | 0 | 0 | 0 | 0 | 0 | 0 | 0 | 0 | 0 | 0 | 0 | 0 | 0 | 0 | 0 | 0
F1_Commercial_Restaurant_Existing_Food Preparation_Natural Gas_Oven_Codes & Standards Forecast | F1 | Commercial | Restaurant | Existing | Food Preparation | Natural Gas | Oven | Codes & Standards Forecast | Consumption Savings (MMtherm) | 0 | 0 | 0 | 0 | 0 | 0 | 0 | 0 | 0 | 0 | 0 | 0 | 0 | 0 | 0 | 0 | 0 | 0 | 0 | 0 | 0 | 0 | 0 | 0 | 0 | 0 | 0 | 0 | 0 | 0 | 0 | 0 | 0 | 0 | 0 | 0
F2_Commercial_Restaurant_Existing_Food Preparation_Natural Gas_Oven_Codes & Standards Forecast | F2 | Commercial | Restaurant | Existing | Food Preparation | Natural Gas | Oven | Codes & Standards Forecast | Summer Demand Savings (MW) | 0 | 0 | 0 | 0 | 0 | 0 | 0 | 0 | 0 | 0 | 0 | 0 | 0 | 0 | 0 | 0 | 0 | 0 | 0 | 0 | 0 | 0 | 0 | 0 | 0 | 0 | 0 | 0 | 0 | 0 | 0 | 0 | 0 | 0 | 0 | 0
F3_Commercial_Restaurant_Existing_Food Preparation_Natural Gas_Oven_Codes & Standards Forecast | F3 | Commercial | Restaurant | Existing | Food Preparation | Natural Gas | Oven | Codes & Standards Forecast | Winter Demand Savings (MW) | 0 | 0 | 0 | 0 | 0 | 0 | 0 | 0 | 0 | 0 | 0 | 0 | 0 | 0 | 0 | 0 | 0 | 0 | 0 | 0 | 0 | 0 | 0 | 0 | 0 | 0 | 0 | 0 | 0 | 0 | 0 | 0 | 0 | 0 | 0 | 0
F4_Commercial_Restaurant_Existing_Food Preparation_Natural Gas_Oven_Codes & Standards Forecast | F4 | Commercial | Restaurant | Existing | Food Preparation | Natural Gas | Oven | Codes & Standards Forecast | Incremental Savings (MMtherm) | 0 | 0 | 0 | 0 | 0 | 0 | 0 | 0 | 0 | 0 | 0 | 0 | 0 | 0 | 0 | 0 | 0 | 0 | 0 | 0 | 0 | 0 | 0 | 0 | 0 | 0 | 0 | 0 | 0 | 0 | 0 | 0 | 0 | 0 | 0 | 0
F1_Commercial_Restaurant_Existing_Food Preparation_Natural Gas_Conveyor Oven_Codes & Standards Forecast | F1 | Commercial | Restaurant | Existing | Food Preparation | Natural Gas | Conveyor Oven | Codes & Standards Forecast | Consumption Savings (MMtherm) | 0 | 0 | 0 | 0 | 0 | 0 | 0 | 0 | 0 | 0 | 0 | 0 | 0 | 0 | 0 | 0 | 0 | 0 | 0 | 0 | 0 | 0 | 0 | 0 | 0 | 0 | 0 | 0 | 0 | 0 | 0 | 0 | 0 | 0 | 0 | 0
F2_Commercial_Restaurant_Existing_Food Preparation_Natural Gas_Conveyor Oven_Codes & Standards Forecast | F2 | Commercial | Restaurant | Existing | Food Preparation | Natural Gas | Conveyor Oven | Codes & Standards Forecast | Summer Demand Savings (MW) | 0 | 0 | 0 | 0 | 0 | 0 | 0 | 0 | 0 | 0 | 0 | 0 | 0 | 0 | 0 | 0 | 0 | 0 | 0 | 0 | 0 | 0 | 0 | 0 | 0 | 0 | 0 | 0 | 0 | 0 | 0 | 0 | 0 | 0 | 0 | 0
F3_Commercial_Restaurant_Existing_Food Preparation_Natural Gas_Conveyor Oven_Codes & Standards Forecast | F3 | Commercial | Restaurant | Existing | Food Preparation | Natural Gas | Conveyor Oven | Codes & Standards Forecast | Winter Demand Savings (MW) | 0 | 0 | 0 | 0 | 0 | 0 | 0 | 0 | 0 | 0 | 0 | 0 | 0 | 0 | 0 | 0 | 0 | 0 | 0 | 0 | 0 | 0 | 0 | 0 | 0 | 0 | 0 | 0 | 0 | 0 | 0 | 0 | 0 | 0 | 0 | 0
F4_Commercial_Restaurant_Existing_Food Preparation_Natural Gas_Conveyor Oven_Codes & Standards Forecast | F4 | Commercial | Restaurant | Existing | Food Preparation | Natural Gas | Conveyor Oven | Codes & Standards Forecast | Incremental Savings (MMtherm) | 0 | 0 | 0 | 0 | 0 | 0 | 0 | 0 | 0 | 0 | 0 | 0 | 0 | 0 | 0 | 0 | 0 | 0 | 0 | 0 | 0 | 0 | 0 | 0 | 0 | 0 | 0 | 0 | 0 | 0 | 0 | 0 | 0 | 0 | 0 | 0
F1_Commercial_Restaurant_Existing_Food Preparation_Natural Gas_Double Rack Oven_Codes & Standards Forecast | F1 | Commercial | Restaurant | Existing | Food Preparation | Natural Gas | Double Rack Oven | Codes & Standards Forecast | Consumption Savings (MMtherm) | 0 | 0 | 0 | 0 | 0 | 0 | 0 | 0 | 0 | 0 | 0 | 0 | 0 | 0 | 0 | 0 | 0 | 0 | 0 | 0 | 0 | 0 | 0 | 0 | 0 | 0 | 0 | 0 | 0 | 0 | 0 | 0 | 0 | 0 | 0 | 0
F2_Commercial_Restaurant_Existing_Food Preparation_Natural Gas_Double Rack Oven_Codes & Standards Forecast | F2 | Commercial | Restaurant | Existing | Food Preparation | Natural Gas | Double Rack Oven | Codes & Standards Forecast | Summer Demand Savings (MW) | 0 | 0 | 0 | 0 | 0 | 0 | 0 | 0 | 0 | 0 | 0 | 0 | 0 | 0 | 0 | 0 | 0 | 0 | 0 | 0 | 0 | 0 | 0 | 0 | 0 | 0 | 0 | 0 | 0 | 0 | 0 | 0 | 0 | 0 | 0 | 0
F3_Commercial_Restaurant_Existing_Food Preparation_Natural Gas_Double Rack Oven_Codes & Standards Forecast | F3 | Commercial | Restaurant | Existing | Food Preparation | Natural Gas | Double Rack Oven | Codes & Standards Forecast | Winter Demand Savings (MW) | 0 | 0 | 0 | 0 | 0 | 0 | 0 | 0 | 0 | 0 | 0 | 0 | 0 | 0 | 0 | 0 | 0 | 0 | 0 | 0 | 0 | 0 | 0 | 0 | 0 | 0 | 0 | 0 | 0 | 0 | 0 | 0 | 0 | 0 | 0 | 0
F4_Commercial_Restaurant_Existing_Food Preparation_Natural Gas_Double Rack Oven_Codes & Standards Forecast | F4 | Commercial | Restaurant | Existing | Food Preparation | Natural Gas | Double Rack Oven | Codes & Standards Forecast | Incremental Savings (MMtherm) | 0 | 0 | 0 | 0 | 0 | 0 | 0 | 0 | 0 | 0 | 0 | 0 | 0 | 0 | 0 | 0 | 0 | 0 | 0 | 0 | 0 | 0 | 0 | 0 | 0 | 0 | 0 | 0 | 0 | 0 | 0 | 0 | 0 | 0 | 0 | 0
F1_Commercial_Restaurant_Existing_Food Preparation_Natural Gas_Fryer_Codes & Standards Forecast | F1 | Commercial | Restaurant | Existing | Food Preparation | Natural Gas | Fryer | Codes & Standards Forecast | Consumption Savings (MMtherm) | 0 | 0 | 0 | 0 | 0 | 0 | 0 | 0 | 0 | 0 | 0 | 0 | 0 | 0 | 0 | 0 | 0 | 0 | 0 | 0 | 0 | 0 | 0 | 0 | 0 | 0 | 0 | 0 | 0 | 0 | 0 | 0 | 0 | 0 | 0 | 0
F2_Commercial_Restaurant_Existing_Food Preparation_Natural Gas_Fryer_Codes & Standards Forecast | F2 | Commercial | Restaurant | Existing | Food Preparation | Natural Gas | Fryer | Codes & Standards Forecast | Summer Demand Savings (MW) | 0 | 0 | 0 | 0 | 0 | 0 | 0 | 0 | 0 | 0 | 0 | 0 | 0 | 0 | 0 | 0 | 0 | 0 | 0 | 0 | 0 | 0 | 0 | 0 | 0 | 0 | 0 | 0 | 0 | 0 | 0 | 0 | 0 | 0 | 0 | 0
F3_Commercial_Restaurant_Existing_Food Preparation_Natural Gas_Fryer_Codes & Standards Forecast | F3 | Commercial | Restaurant | Existing | Food Preparation | Natural Gas | Fryer | Codes & Standards Forecast | Winter Demand Savings (MW) | 0 | 0 | 0 | 0 | 0 | 0 | 0 | 0 | 0 | 0 | 0 | 0 | 0 | 0 | 0 | 0 | 0 | 0 | 0 | 0 | 0 | 0 | 0 | 0 | 0 | 0 | 0 | 0 | 0 | 0 | 0 | 0 | 0 | 0 | 0 | 0
F4_Commercial_Restaurant_Existing_Food Preparation_Natural Gas_Fryer_Codes & Standards Forecast | F4 | Commercial | Restaurant | Existing | Food Preparation | Natural Gas | Fryer | Codes & Standards Forecast | Incremental Savings (MMtherm) | 0 | 0 | 0 | 0 | 0 | 0 | 0 | 0 | 0 | 0 | 0 | 0 | 0 | 0 | 0 | 0 | 0 | 0 | 0 | 0 | 0 | 0 | 0 | 0 | 0 | 0 | 0 | 0 | 0 | 0 | 0 | 0 | 0 | 0 | 0 | 0
F1_Commercial_Restaurant_Existing_Food Preparation_Natural Gas_Broiler_Codes & Standards Forecast | F1 | Commercial | Restaurant | Existing | Food Preparation | Natural Gas | Broiler | Codes & Standards Forecast | Consumption Savings (MMtherm) | 0 | 0 | 0 | 0 | 0 | 0 | 0 | 0 | 0 | 0 | 0 | 0 | 0 | 0 | 0 | 0 | 0 | 0 | 0 | 0 | 0 | 0 | 0 | 0 | 0 | 0 | 0 | 0 | 0 | 0 | 0 | 0 | 0 | 0 | 0 | 0
F2_Commercial_Restaurant_Existing_Food Preparation_Natural Gas_Broiler_Codes & Standards Forecast | F2 | Commercial | Restaurant | Existing | Food Preparation | Natural Gas | Broiler | Codes & Standards Forecast | Summer Demand Savings (MW) | 0 | 0 | 0 | 0 | 0 | 0 | 0 | 0 | 0 | 0 | 0 | 0 | 0 | 0 | 0 | 0 | 0 | 0 | 0 | 0 | 0 | 0 | 0 | 0 | 0 | 0 | 0 | 0 | 0 | 0 | 0 | 0 | 0 | 0 | 0 | 0
F3_Commercial_Restaurant_Existing_Food Preparation_Natural Gas_Broiler_Codes & Standards Forecast | F3 | Commercial | Restaurant | Existing | Food Preparation | Natural Gas | Broiler | Codes & Standards Forecast | Winter Demand Savings (MW) | 0 | 0 | 0 | 0 | 0 | 0 | 0 | 0 | 0 | 0 | 0 | 0 | 0 | 0 | 0 | 0 | 0 | 0 | 0 | 0 | 0 | 0 | 0 | 0 | 0 | 0 | 0 | 0 | 0 | 0 | 0 | 0 | 0 | 0 | 0 | 0
F4_Commercial_Restaurant_Existing_Food Preparation_Natural Gas_Broiler_Codes & Standards Forecast | F4 | Commercial | Restaurant | Existing | Food Preparation | Natural Gas | Broiler | Codes & Standards Forecast | Incremental Savings (MMtherm) | 0 | 0 | 0 | 0 | 0 | 0 | 0 | 0 | 0 | 0 | 0 | 0 | 0 | 0 | 0 | 0 | 0 | 0 | 0 | 0 | 0 | 0 | 0 | 0 | 0 | 0 | 0 | 0 | 0 | 0 | 0 | 0 | 0 | 0 | 0 | 0
F1_Commercial_Restaurant_Existing_Food Preparation_Natural Gas_Griddle_Codes & Standards Forecast | F1 | Commercial | Restaurant | Existing | Food Preparation | Natural Gas | Griddle | Codes & Standards Forecast | Consumption Savings (MMtherm) | 0 | 0 | 0 | 0 | 0 | 0 | 0 | 0 | 0 | 0 | 0 | 0 | 0 | 0 | 0 | 0 | 0 | 0 | 0 | 0 | 0 | 0 | 0 | 0 | 0 | 0 | 0 | 0 | 0 | 0 | 0 | 0 | 0 | 0 | 0 | 0
F2_Commercial_Restaurant_Existing_Food Preparation_Natural Gas_Griddle_Codes & Standards Forecast | F2 | Commercial | Restaurant | Existing | Food Preparation | Natural Gas | Griddle | Codes & Standards Forecast | Summer Demand Savings (MW) | 0 | 0 | 0 | 0 | 0 | 0 | 0 | 0 | 0 | 0 | 0 | 0 | 0 | 0 | 0 | 0 | 0 | 0 | 0 | 0 | 0 | 0 | 0 | 0 | 0 | 0 | 0 | 0 | 0 | 0 | 0 | 0 | 0 | 0 | 0 | 0
F3_Commercial_Restaurant_Existing_Food Preparation_Natural Gas_Griddle_Codes & Standards Forecast | F3 | Commercial | Restaurant | Existing | Food Preparation | Natural Gas | Griddle | Codes & Standards Forecast | Winter Demand Savings (MW) | 0 | 0 | 0 | 0 | 0 | 0 | 0 | 0 | 0 | 0 | 0 | 0 | 0 | 0 | 0 | 0 | 0 | 0 | 0 | 0 | 0 | 0 | 0 | 0 | 0 | 0 | 0 | 0 | 0 | 0 | 0 | 0 | 0 | 0 | 0 | 0
F4_Commercial_Restaurant_Existing_Food Preparation_Natural Gas_Griddle_Codes & Standards Forecast | F4 | Commercial | Restaurant | Existing | Food Preparation | Natural Gas | Griddle | Codes & Standards Forecast | Incremental Savings (MMtherm) | 0 | 0 | 0 | 0 | 0 | 0 | 0 | 0 | 0 | 0 | 0 | 0 | 0 | 0 | 0 | 0 | 0 | 0 | 0 | 0 | 0 | 0 | 0 | 0 | 0 | 0 | 0 | 0 | 0 | 0 | 0 | 0 | 0 | 0 | 0 | 0
F1_Commercial_Restaurant_Existing_Food Preparation_Natural Gas_Range_Codes & Standards Forecast | F1 | Commercial | Restaurant | Existing | Food Preparation | Natural Gas | Range | Codes & Standards Forecast | Consumption Savings (MMtherm) | 0 | 0 | 0 | 0 | 0 | 0 | 0 | 0 | 0 | 0 | 0 | 0 | 0 | 0 | 0 | 0 | 0 | 0 | 0 | 0 | 0 | 0 | 0 | 0 | 0 | 0 | 0 | 0 | 0 | 0 | 0 | 0 | 0 | 0 | 0 | 0
F2_Commercial_Restaurant_Existing_Food Preparation_Natural Gas_Range_Codes & Standards Forecast | F2 | Commercial | Restaurant | Existing | Food Preparation | Natural Gas | Range | Codes & Standards Forecast | Summer Demand Savings (MW) | 0 | 0 | 0 | 0 | 0 | 0 | 0 | 0 | 0 | 0 | 0 | 0 | 0 | 0 | 0 | 0 | 0 | 0 | 0 | 0 | 0 | 0 | 0 | 0 | 0 | 0 | 0 | 0 | 0 | 0 | 0 | 0 | 0 | 0 | 0 | 0
F3_Commercial_Restaurant_Existing_Food Preparation_Natural Gas_Range_Codes & Standards Forecast | F3 | Commercial | Restaurant | Existing | Food Preparation | Natural Gas | Range | Codes & Standards Forecast | Winter Demand Savings (MW) | 0 | 0 | 0 | 0 | 0 | 0 | 0 | 0 | 0 | 0 | 0 | 0 | 0 | 0 | 0 | 0 | 0 | 0 | 0 | 0 | 0 | 0 | 0 | 0 | 0 | 0 | 0 | 0 | 0 | 0 | 0 | 0 | 0 | 0 | 0 | 0
F4_Commercial_Restaurant_Existing_Food Preparation_Natural Gas_Range_Codes & Standards Forecast | F4 | Commercial | Restaurant | Existing | Food Preparation | Natural Gas | Range | Codes & Standards Forecast | Incremental Savings (MMtherm) | 0 | 0 | 0 | 0 | 0 | 0 | 0 | 0 | 0 | 0 | 0 | 0 | 0 | 0 | 0 | 0 | 0 | 0 | 0 | 0 | 0 | 0 | 0 | 0 | 0 | 0 | 0 | 0 | 0 | 0 | 0 | 0 | 0 | 0 | 0 | 0
F1_Commercial_Restaurant_Existing_Food Preparation_Natural Gas_Steamer_Codes & Standards Forecast | F1 | Commercial | Restaurant | Existing | Food Preparation | Natural Gas | Steamer | Codes & Standards Forecast | Consumption Savings (MMtherm) | 0 | 0 | 0 | 0 | 0 | 0 | 0 | 0 | 0 | 0 | 0 | 0 | 0 | 0 | 0 | 0 | 0 | 0 | 0 | 0 | 0 | 0 | 0 | 0 | 0 | 0 | 0 | 0 | 0 | 0 | 0 | 0 | 0 | 0 | 0 | 0
F2_Commercial_Restaurant_Existing_Food Preparation_Natural Gas_Steamer_Codes & Standards Forecast | F2 | Commercial | Restaurant | Existing | Food Preparation | Natural Gas | Steamer | Codes & Standards Forecast | Summer Demand Savings (MW) | 0 | 0 | 0 | 0 | 0 | 0 | 0 | 0 | 0 | 0 | 0 | 0 | 0 | 0 | 0 | 0 | 0 | 0 | 0 | 0 | 0 | 0 | 0 | 0 | 0 | 0 | 0 | 0 | 0 | 0 | 0 | 0 | 0 | 0 | 0 | 0
F3_Commercial_Restaurant_Existing_Food Preparation_Natural Gas_Steamer_Codes & Standards Forecast | F3 | Commercial | Restaurant | Existing | Food Preparation | Natural Gas | Steamer | Codes & Standards Forecast | Winter Demand Savings (MW) | 0 | 0 | 0 | 0 | 0 | 0 | 0 | 0 | 0 | 0 | 0 | 0 | 0 | 0 | 0 | 0 | 0 | 0 | 0 | 0 | 0 | 0 | 0 | 0 | 0 | 0 | 0 | 0 | 0 | 0 | 0 | 0 | 0 | 0 | 0 | 0
F4_Commercial_Restaurant_Existing_Food Preparation_Natural Gas_Steamer_Codes & Standards Forecast | F4 | Commercial | Restaurant | Existing | Food Preparation | Natural Gas | Steamer | Codes & Standards Forecast | Incremental Savings (MMtherm) | 0 | 0 | 0 | 0 | 0 | 0 | 0 | 0 | 0 | 0 | 0 | 0 | 0 | 0 | 0 | 0 | 0 | 0 | 0 | 0 | 0 | 0 | 0 | 0 | 0 | 0 | 0 | 0 | 0 | 0 | 0 | 0 | 0 | 0 | 0 | 0
F1_Commercial_Restaurant_Existing_Food Preparation_Natural Gas_Food Prep Other_Codes & Standards Forecast | F1 | Commercial | Restaurant | Existing | Food Preparation | Natural Gas | Food Prep Other | Codes & Standards Forecast | Consumption Savings (MMtherm) | 0 | 0 | 0 | 0 | 0 | 0 | 0 | 0 | 0 | 0 | 0 | 0 | 0 | 0 | 0 | 0 | 0 | 0 | 0 | 0 | 0 | 0 | 0 | 0 | 0 | 0 | 0 | 0 | 0 | 0 | 0 | 0 | 0 | 0 | 0 | 0
F2_Commercial_Restaurant_Existing_Food Preparation_Natural Gas_Food Prep Other_Codes & Standards Forecast | F2 | Commercial | Restaurant | Existing | Food Preparation | Natural Gas | Food Prep Other | Codes & Standards Forecast | Summer Demand Savings (MW) | 0 | 0 | 0 | 0 | 0 | 0 | 0 | 0 | 0 | 0 | 0 | 0 | 0 | 0 | 0 | 0 | 0 | 0 | 0 | 0 | 0 | 0 | 0 | 0 | 0 | 0 | 0 | 0 | 0 | 0 | 0 | 0 | 0 | 0 | 0 | 0
F3_Commercial_Restaurant_Existing_Food Preparation_Natural Gas_Food Prep Other_Codes & Standards Forecast | F3 | Commercial | Restaurant | Existing | Food Preparation | Natural Gas | Food Prep Other | Codes & Standards Forecast | Winter Demand Savings (MW) | 0 | 0 | 0 | 0 | 0 | 0 | 0 | 0 | 0 | 0 | 0 | 0 | 0 | 0 | 0 | 0 | 0 | 0 | 0 | 0 | 0 | 0 | 0 | 0 | 0 | 0 | 0 | 0 | 0 | 0 | 0 | 0 | 0 | 0 | 0 | 0
F4_Commercial_Restaurant_Existing_Food Preparation_Natural Gas_Food Prep Other_Codes & Standards Forecast | F4 | Commercial | Restaurant | Existing | Food Preparation | Natural Gas | Food Prep Other | Codes & Standards Forecast | Incremental Savings (MMtherm) | 0 | 0 | 0 | 0 | 0 | 0 | 0 | 0 | 0 | 0 | 0 | 0 | 0 | 0 | 0 | 0 | 0 | 0 | 0 | 0 | 0 | 0 | 0 | 0 | 0 | 0 | 0 | 0 | 0 | 0 | 0 | 0 | 0 | 0 | 0 | 0
F1_Commercial_Restaurant_Existing_Miscellaneous_Natural Gas_Pool Heater_Codes & Standards Forecast | F1 | Commercial | Restaurant | Existing | Miscellaneous | Natural Gas | Pool Heater | Codes & Standards Forecast | Consumption Savings (MMtherm) | 0 | 0 | 0 | 0 | 0 | 0 | 0 | 0 | 0 | 0 | 0 | 0 | 0 | 0 | 0 | 0 | 0 | 0 | 0 | 0 | 0 | 0 | 0 | 0 | 0 | 0 | 0 | 0 | 0 | 0 | 0 | 0 | 0 | 0 | 0 | 0
F2_Commercial_Restaurant_Existing_Miscellaneous_Natural Gas_Pool Heater_Codes & Standards Forecast | F2 | Commercial | Restaurant | Existing | Miscellaneous | Natural Gas | Pool Heater | Codes & Standards Forecast | Summer Demand Savings (MW) | 0 | 0 | 0 | 0 | 0 | 0 | 0 | 0 | 0 | 0 | 0 | 0 | 0 | 0 | 0 | 0 | 0 | 0 | 0 | 0 | 0 | 0 | 0 | 0 | 0 | 0 | 0 | 0 | 0 | 0 | 0 | 0 | 0 | 0 | 0 | 0
F3_Commercial_Restaurant_Existing_Miscellaneous_Natural Gas_Pool Heater_Codes & Standards Forecast | F3 | Commercial | Restaurant | Existing | Miscellaneous | Natural Gas | Pool Heater | Codes & Standards Forecast | Winter Demand Savings (MW) | 0 | 0 | 0 | 0 | 0 | 0 | 0 | 0 | 0 | 0 | 0 | 0 | 0 | 0 | 0 | 0 | 0 | 0 | 0 | 0 | 0 | 0 | 0 | 0 | 0 | 0 | 0 | 0 | 0 | 0 | 0 | 0 | 0 | 0 | 0 | 0
F4_Commercial_Restaurant_Existing_Miscellaneous_Natural Gas_Pool Heater_Codes & Standards Forecast | F4 | Commercial | Restaurant | Existing | Miscellaneous | Natural Gas | Pool Heater | Codes & Standards Forecast | Incremental Savings (MMtherm) | 0 | 0 | 0 | 0 | 0 | 0 | 0 | 0 | 0 | 0 | 0 | 0 | 0 | 0 | 0 | 0 | 0 | 0 | 0 | 0 | 0 | 0 | 0 | 0 | 0 | 0 | 0 | 0 | 0 | 0 | 0 | 0 | 0 | 0 | 0 | 0
F1_Commercial_Restaurant_Existing_Miscellaneous_Natural Gas_Miscellaneous_Codes & Standards Forecast | F1 | Commercial | Restaurant | Existing | Miscellaneous | Natural Gas | Miscellaneous | Codes & Standards Forecast | Consumption Savings (MMtherm) | 0 | 0 | 0 | 0 | 0 | 0 | 0 | 0 | 0 | 0 | 0 | 0 | 0 | 0 | 0 | 0 | 0 | 0 | 0 | 0 | 0 | 0 | 0 | 0 | 0 | 0 | 0 | 0 | 0 | 0 | 0 | 0 | 0 | 0 | 0 | 0
F2_Commercial_Restaurant_Existing_Miscellaneous_Natural Gas_Miscellaneous_Codes & Standards Forecast | F2 | Commercial | Restaurant | Existing | Miscellaneous | Natural Gas | Miscellaneous | Codes & Standards Forecast | Summer Demand Savings (MW) | 0 | 0 | 0 | 0 | 0 | 0 | 0 | 0 | 0 | 0 | 0 | 0 | 0 | 0 | 0 | 0 | 0 | 0 | 0 | 0 | 0 | 0 | 0 | 0 | 0 | 0 | 0 | 0 | 0 | 0 | 0 | 0 | 0 | 0 | 0 | 0
F3_Commercial_Restaurant_Existing_Miscellaneous_Natural Gas_Miscellaneous_Codes & Standards Forecast | F3 | Commercial | Restaurant | Existing | Miscellaneous | Natural Gas | Miscellaneous | Codes & Standards Forecast | Winter Demand Savings (MW) | 0 | 0 | 0 | 0 | 0 | 0 | 0 | 0 | 0 | 0 | 0 | 0 | 0 | 0 | 0 | 0 | 0 | 0 | 0 | 0 | 0 | 0 | 0 | 0 | 0 | 0 | 0 | 0 | 0 | 0 | 0 | 0 | 0 | 0 | 0 | 0
F4_Commercial_Restaurant_Existing_Miscellaneous_Natural Gas_Miscellaneous_Codes & Standards Forecast | F4 | Commercial | Restaurant | Existing | Miscellaneous | Natural Gas | Miscellaneous | Codes & Standards Forecast | Incremental Savings (MMtherm) | 0 | 0 | 0 | 0 | 0 | 0 | 0 | 0 | 0 | 0 | 0 | 0 | 0 | 0 | 0 | 0 | 0 | 0 | 0 | 0 | 0 | 0 | 0 | 0 | 0 | 0 | 0 | 0 | 0 | 0 | 0 | 0 | 0 | 0 | 0 | 0
F1_Commercial_Restaurant_New_Space Heating_Natural Gas_Furnace_Codes & Standards Forecast | F1 | Commercial | Restaurant | New | Space Heating | Natural Gas | Furnace | Codes & Standards Forecast | Consumption Savings (MMtherm) | 0 | 0 | 0 | 0 | 0 | 0 | 0 | 0 | 0 | 0 | 0 | 0 | 0 | 0 | 0 | 0 | 0 | 0 | 0 | 0 | 0 | 0 | 0 | 0 | 0 | 0 | 0 | 0 | 0 | 0 | 0 | 0 | 0 | 0 | 0 | 0
F2_Commercial_Restaurant_New_Space Heating_Natural Gas_Furnace_Codes & Standards Forecast | F2 | Commercial | Restaurant | New | Space Heating | Natural Gas | Furnace | Codes & Standards Forecast | Summer Demand Savings (MW) | 0 | 0 | 0 | 0 | 0 | 0 | 0 | 0 | 0 | 0 | 0 | 0 | 0 | 0 | 0 | 0 | 0 | 0 | 0 | 0 | 0 | 0 | 0 | 0 | 0 | 0 | 0 | 0 | 0 | 0 | 0 | 0 | 0 | 0 | 0 | 0
F3_Commercial_Restaurant_New_Space Heating_Natural Gas_Furnace_Codes & Standards Forecast | F3 | Commercial | Restaurant | New | Space Heating | Natural Gas | Furnace | Codes & Standards Forecast | Winter Demand Savings (MW) | 0 | 0 | 0 | 0 | 0 | 0 | 0 | 0 | 0 | 0 | 0 | 0 | 0 | 0 | 0 | 0 | 0 | 0 | 0 | 0 | 0 | 0 | 0 | 0 | 0 | 0 | 0 | 0 | 0 | 0 | 0 | 0 | 0 | 0 | 0 | 0
F4_Commercial_Restaurant_New_Space Heating_Natural Gas_Furnace_Codes & Standards Forecast | F4 | Commercial | Restaurant | New | Space Heating | Natural Gas | Furnace | Codes & Standards Forecast | Incremental Savings (MMtherm) | 0 | 0 | 0 | 0 | 0 | 0 | 0 | 0 | 0 | 0 | 0 | 0 | 0 | 0 | 0 | 0 | 0 | 0 | 0 | 0 | 0 | 0 | 0 | 0 | 0 | 0 | 0 | 0 | 0 | 0 | 0 | 0 | 0 | 0 | 0 | 0
F1_Commercial_Restaurant_New_Space Heating_Natural Gas_Boiler_Codes & Standards Forecast | F1 | Commercial | Restaurant | New | Space Heating | Natural Gas | Boiler | Codes & Standards Forecast | Consumption Savings (MMtherm) | 0 | 0 | 0 | 0 | 0 | 0 | 0 | 0 | 0 | 0 | 0 | 0 | 0 | 0 | 0 | 0 | 0 | 0 | 0 | 0 | 0 | 0 | 0 | 0 | 0 | 0 | 0 | 0 | 0 | 0 | 0 | 0 | 0 | 0 | 0 | 0
F2_Commercial_Restaurant_New_Space Heating_Natural Gas_Boiler_Codes & Standards Forecast | F2 | Commercial | Restaurant | New | Space Heating | Natural Gas | Boiler | Codes & Standards Forecast | Summer Demand Savings (MW) | 0 | 0 | 0 | 0 | 0 | 0 | 0 | 0 | 0 | 0 | 0 | 0 | 0 | 0 | 0 | 0 | 0 | 0 | 0 | 0 | 0 | 0 | 0 | 0 | 0 | 0 | 0 | 0 | 0 | 0 | 0 | 0 | 0 | 0 | 0 | 0
F3_Commercial_Restaurant_New_Space Heating_Natural Gas_Boiler_Codes & Standards Forecast | F3 | Commercial | Restaurant | New | Space Heating | Natural Gas | Boiler | Codes & Standards Forecast | Winter Demand Savings (MW) | 0 | 0 | 0 | 0 | 0 | 0 | 0 | 0 | 0 | 0 | 0 | 0 | 0 | 0 | 0 | 0 | 0 | 0 | 0 | 0 | 0 | 0 | 0 | 0 | 0 | 0 | 0 | 0 | 0 | 0 | 0 | 0 | 0 | 0 | 0 | 0
F4_Commercial_Restaurant_New_Space Heating_Natural Gas_Boiler_Codes & Standards Forecast | F4 | Commercial | Restaurant | New | Space Heating | Natural Gas | Boiler | Codes & Standards Forecast | Incremental Savings (MMtherm) | 0 | 0 | 0 | 0 | 0 | 0 | 0 | 0 | 0 | 0 | 0 | 0 | 0 | 0 | 0 | 0 | 0 | 0 | 0 | 0 | 0 | 0 | 0 | 0 | 0 | 0 | 0 | 0 | 0 | 0 | 0 | 0 | 0 | 0 | 0 | 0
F1_Commercial_Restaurant_New_Space Heating_Natural Gas_Unit Heater_Codes & Standards Forecast | F1 | Commercial | Restaurant | New | Space Heating | Natural Gas | Unit Heater | Codes & Standards Forecast | Consumption Savings (MMtherm) | 0 | 0 | 0 | 0 | 0 | 0 | 0 | 0 | 0 | 0 | 0 | 0 | 0 | 0 | 0 | 0 | 0 | 0 | 0 | 0 | 0 | 0 | 0 | 0 | 0 | 0 | 0 | 0 | 0 | 0 | 0 | 0 | 0 | 0 | 0 | 0
F2_Commercial_Restaurant_New_Space Heating_Natural Gas_Unit Heater_Codes & Standards Forecast | F2 | Commercial | Restaurant | New | Space Heating | Natural Gas | Unit Heater | Codes & Standards Forecast | Summer Demand Savings (MW) | 0 | 0 | 0 | 0 | 0 | 0 | 0 | 0 | 0 | 0 | 0 | 0 | 0 | 0 | 0 | 0 | 0 | 0 | 0 | 0 | 0 | 0 | 0 | 0 | 0 | 0 | 0 | 0 | 0 | 0 | 0 | 0 | 0 | 0 | 0 | 0
F3_Commercial_Restaurant_New_Space Heating_Natural Gas_Unit Heater_Codes & Standards Forecast | F3 | Commercial | Restaurant | New | Space Heating | Natural Gas | Unit Heater | Codes & Standards Forecast | Winter Demand Savings (MW) | 0 | 0 | 0 | 0 | 0 | 0 | 0 | 0 | 0 | 0 | 0 | 0 | 0 | 0 | 0 | 0 | 0 | 0 | 0 | 0 | 0 | 0 | 0 | 0 | 0 | 0 | 0 | 0 | 0 | 0 | 0 | 0 | 0 | 0 | 0 | 0
F4_Commercial_Restaurant_New_Space Heating_Natural Gas_Unit Heater_Codes & Standards Forecast | F4 | Commercial | Restaurant | New | Space Heating | Natural Gas | Unit Heater | Codes & Standards Forecast | Incremental Savings (MMtherm) | 0 | 0 | 0 | 0 | 0 | 0 | 0 | 0 | 0 | 0 | 0 | 0 | 0 | 0 | 0 | 0 | 0 | 0 | 0 | 0 | 0 | 0 | 0 | 0 | 0 | 0 | 0 | 0 | 0 | 0 | 0 | 0 | 0 | 0 | 0 | 0
F1_Commercial_Restaurant_New_Water Heating_Natural Gas_Water Heater_Codes & Standards Forecast | F1 | Commercial | Restaurant | New | Water Heating | Natural Gas | Water Heater | Codes & Standards Forecast | Consumption Savings (MMtherm) | 0 | 0 | 0 | 0 | 0 | 0 | 0 | 0 | 0 | 0 | 0 | 0 | 0 | 0 | 0 | 0 | 0 | 0 | 0 | 0 | 0 | 0 | 0 | 0 | 0 | 0 | 0 | 0 | 0 | 0 | 0 | 0 | 0 | 0 | 0 | 0
F2_Commercial_Restaurant_New_Water Heating_Natural Gas_Water Heater_Codes & Standards Forecast | F2 | Commercial | Restaurant | New | Water Heating | Natural Gas | Water Heater | Codes & Standards Forecast | Summer Demand Savings (MW) | 0 | 0 | 0 | 0 | 0 | 0 | 0 | 0 | 0 | 0 | 0 | 0 | 0 | 0 | 0 | 0 | 0 | 0 | 0 | 0 | 0 | 0 | 0 | 0 | 0 | 0 | 0 | 0 | 0 | 0 | 0 | 0 | 0 | 0 | 0 | 0
F3_Commercial_Restaurant_New_Water Heating_Natural Gas_Water Heater_Codes & Standards Forecast | F3 | Commercial | Restaurant | New | Water Heating | Natural Gas | Water Heater | Codes & Standards Forecast | Winter Demand Savings (MW) | 0 | 0 | 0 | 0 | 0 | 0 | 0 | 0 | 0 | 0 | 0 | 0 | 0 | 0 | 0 | 0 | 0 | 0 | 0 | 0 | 0 | 0 | 0 | 0 | 0 | 0 | 0 | 0 | 0 | 0 | 0 | 0 | 0 | 0 | 0 | 0
F4_Commercial_Restaurant_New_Water Heating_Natural Gas_Water Heater_Codes & Standards Forecast | F4 | Commercial | Restaurant | New | Water Heating | Natural Gas | Water Heater | Codes & Standards Forecast | Incremental Savings (MMtherm) | 0 | 0 | 0 | 0 | 0 | 0 | 0 | 0 | 0 | 0 | 0 | 0 | 0 | 0 | 0 | 0 | 0 | 0 | 0 | 0 | 0 | 0 | 0 | 0 | 0 | 0 | 0 | 0 | 0 | 0 | 0 | 0 | 0 | 0 | 0 | 0
F1_Commercial_Restaurant_New_Food Preparation_Natural Gas_Oven_Codes & Standards Forecast | F1 | Commercial | Restaurant | New | Food Preparation | Natural Gas | Oven | Codes & Standards Forecast | Consumption Savings (MMtherm) | 0 | 0 | 0 | 0 | 0 | 0 | 0 | 0 | 0 | 0 | 0 | 0 | 0 | 0 | 0 | 0 | 0 | 0 | 0 | 0 | 0 | 0 | 0 | 0 | 0 | 0 | 0 | 0 | 0 | 0 | 0 | 0 | 0 | 0 | 0 | 0
F2_Commercial_Restaurant_New_Food Preparation_Natural Gas_Oven_Codes & Standards Forecast | F2 | Commercial | Restaurant | New | Food Preparation | Natural Gas | Oven | Codes & Standards Forecast | Summer Demand Savings (MW) | 0 | 0 | 0 | 0 | 0 | 0 | 0 | 0 | 0 | 0 | 0 | 0 | 0 | 0 | 0 | 0 | 0 | 0 | 0 | 0 | 0 | 0 | 0 | 0 | 0 | 0 | 0 | 0 | 0 | 0 | 0 | 0 | 0 | 0 | 0 | 0
F3_Commercial_Restaurant_New_Food Preparation_Natural Gas_Oven_Codes & Standards Forecast | F3 | Commercial | Restaurant | New | Food Preparation | Natural Gas | Oven | Codes & Standards Forecast | Winter Demand Savings (MW) | 0 | 0 | 0 | 0 | 0 | 0 | 0 | 0 | 0 | 0 | 0 | 0 | 0 | 0 | 0 | 0 | 0 | 0 | 0 | 0 | 0 | 0 | 0 | 0 | 0 | 0 | 0 | 0 | 0 | 0 | 0 | 0 | 0 | 0 | 0 | 0
F4_Commercial_Restaurant_New_Food Preparation_Natural Gas_Oven_Codes & Standards Forecast | F4 | Commercial | Restaurant | New | Food Preparation | Natural Gas | Oven | Codes & Standards Forecast | Incremental Savings (MMtherm) | 0 | 0 | 0 | 0 | 0 | 0 | 0 | 0 | 0 | 0 | 0 | 0 | 0 | 0 | 0 | 0 | 0 | 0 | 0 | 0 | 0 | 0 | 0 | 0 | 0 | 0 | 0 | 0 | 0 | 0 | 0 | 0 | 0 | 0 | 0 | 0
F1_Commercial_Restaurant_New_Food Preparation_Natural Gas_Conveyor Oven_Codes & Standards Forecast | F1 | Commercial | Restaurant | New | Food Preparation | Natural Gas | Conveyor Oven | Codes & Standards Forecast | Consumption Savings (MMtherm) | 0 | 0 | 0 | 0 | 0 | 0 | 0 | 0 | 0 | 0 | 0 | 0 | 0 | 0 | 0 | 0 | 0 | 0 | 0 | 0 | 0 | 0 | 0 | 0 | 0 | 0 | 0 | 0 | 0 | 0 | 0 | 0 | 0 | 0 | 0 | 0
F2_Commercial_Restaurant_New_Food Preparation_Natural Gas_Conveyor Oven_Codes & Standards Forecast | F2 | Commercial | Restaurant | New | Food Preparation | Natural Gas | Conveyor Oven | Codes & Standards Forecast | Summer Demand Savings (MW) | 0 | 0 | 0 | 0 | 0 | 0 | 0 | 0 | 0 | 0 | 0 | 0 | 0 | 0 | 0 | 0 | 0 | 0 | 0 | 0 | 0 | 0 | 0 | 0 | 0 | 0 | 0 | 0 | 0 | 0 | 0 | 0 | 0 | 0 | 0 | 0
F3_Commercial_Restaurant_New_Food Preparation_Natural Gas_Conveyor Oven_Codes & Standards Forecast | F3 | Commercial | Restaurant | New | Food Preparation | Natural Gas | Conveyor Oven | Codes & Standards Forecast | Winter Demand Savings (MW) | 0 | 0 | 0 | 0 | 0 | 0 | 0 | 0 | 0 | 0 | 0 | 0 | 0 | 0 | 0 | 0 | 0 | 0 | 0 | 0 | 0 | 0 | 0 | 0 | 0 | 0 | 0 | 0 | 0 | 0 | 0 | 0 | 0 | 0 | 0 | 0
F4_Commercial_Restaurant_New_Food Preparation_Natural Gas_Conveyor Oven_Codes & Standards Forecast | F4 | Commercial | Restaurant | New | Food Preparation | Natural Gas | Conveyor Oven | Codes & Standards Forecast | Incremental Savings (MMtherm) | 0 | 0 | 0 | 0 | 0 | 0 | 0 | 0 | 0 | 0 | 0 | 0 | 0 | 0 | 0 | 0 | 0 | 0 | 0 | 0 | 0 | 0 | 0 | 0 | 0 | 0 | 0 | 0 | 0 | 0 | 0 | 0 | 0 | 0 | 0 | 0
F1_Commercial_Restaurant_New_Food Preparation_Natural Gas_Double Rack Oven_Codes & Standards Forecast | F1 | Commercial | Restaurant | New | Food Preparation | Natural Gas | Double Rack Oven | Codes & Standards Forecast | Consumption Savings (MMtherm) | 0 | 0 | 0 | 0 | 0 | 0 | 0 | 0 | 0 | 0 | 0 | 0 | 0 | 0 | 0 | 0 | 0 | 0 | 0 | 0 | 0 | 0 | 0 | 0 | 0 | 0 | 0 | 0 | 0 | 0 | 0 | 0 | 0 | 0 | 0 | 0
F2_Commercial_Restaurant_New_Food Preparation_Natural Gas_Double Rack Oven_Codes & Standards Forecast | F2 | Commercial | Restaurant | New | Food Preparation | Natural Gas | Double Rack Oven | Codes & Standards Forecast | Summer Demand Savings (MW) | 0 | 0 | 0 | 0 | 0 | 0 | 0 | 0 | 0 | 0 | 0 | 0 | 0 | 0 | 0 | 0 | 0 | 0 | 0 | 0 | 0 | 0 | 0 | 0 | 0 | 0 | 0 | 0 | 0 | 0 | 0 | 0 | 0 | 0 | 0 | 0
F3_Commercial_Restaurant_New_Food Preparation_Natural Gas_Double Rack Oven_Codes & Standards Forecast | F3 | Commercial | Restaurant | New | Food Preparation | Natural Gas | Double Rack Oven | Codes & Standards Forecast | Winter Demand Savings (MW) | 0 | 0 | 0 | 0 | 0 | 0 | 0 | 0 | 0 | 0 | 0 | 0 | 0 | 0 | 0 | 0 | 0 | 0 | 0 | 0 | 0 | 0 | 0 | 0 | 0 | 0 | 0 | 0 | 0 | 0 | 0 | 0 | 0 | 0 | 0 | 0
F4_Commercial_Restaurant_New_Food Preparation_Natural Gas_Double Rack Oven_Codes & Standards Forecast | F4 | Commercial | Restaurant | New | Food Preparation | Natural Gas | Double Rack Oven | Codes & Standards Forecast | Incremental Savings (MMtherm) | 0 | 0 | 0 | 0 | 0 | 0 | 0 | 0 | 0 | 0 | 0 | 0 | 0 | 0 | 0 | 0 | 0 | 0 | 0 | 0 | 0 | 0 | 0 | 0 | 0 | 0 | 0 | 0 | 0 | 0 | 0 | 0 | 0 | 0 | 0 | 0
F1_Commercial_Restaurant_New_Food Preparation_Natural Gas_Fryer_Codes & Standards Forecast | F1 | Commercial | Restaurant | New | Food Preparation | Natural Gas | Fryer | Codes & Standards Forecast | Consumption Savings (MMtherm) | 0 | 0 | 0 | 0 | 0 | 0 | 0 | 0 | 0 | 0 | 0 | 0 | 0 | 0 | 0 | 0 | 0 | 0 | 0 | 0 | 0 | 0 | 0 | 0 | 0 | 0 | 0 | 0 | 0 | 0 | 0 | 0 | 0 | 0 | 0 | 0
F2_Commercial_Restaurant_New_Food Preparation_Natural Gas_Fryer_Codes & Standards Forecast | F2 | Commercial | Restaurant | New | Food Preparation | Natural Gas | Fryer | Codes & Standards Forecast | Summer Demand Savings (MW) | 0 | 0 | 0 | 0 | 0 | 0 | 0 | 0 | 0 | 0 | 0 | 0 | 0 | 0 | 0 | 0 | 0 | 0 | 0 | 0 | 0 | 0 | 0 | 0 | 0 | 0 | 0 | 0 | 0 | 0 | 0 | 0 | 0 | 0 | 0 | 0
F3_Commercial_Restaurant_New_Food Preparation_Natural Gas_Fryer_Codes & Standards Forecast | F3 | Commercial | Restaurant | New | Food Preparation | Natural Gas | Fryer | Codes & Standards Forecast | Winter Demand Savings (MW) | 0 | 0 | 0 | 0 | 0 | 0 | 0 | 0 | 0 | 0 | 0 | 0 | 0 | 0 | 0 | 0 | 0 | 0 | 0 | 0 | 0 | 0 | 0 | 0 | 0 | 0 | 0 | 0 | 0 | 0 | 0 | 0 | 0 | 0 | 0 | 0
F4_Commercial_Restaurant_New_Food Preparation_Natural Gas_Fryer_Codes & Standards Forecast | F4 | Commercial | Restaurant | New | Food Preparation | Natural Gas | Fryer | Codes & Standards Forecast | Incremental Savings (MMtherm) | 0 | 0 | 0 | 0 | 0 | 0 | 0 | 0 | 0 | 0 | 0 | 0 | 0 | 0 | 0 | 0 | 0 | 0 | 0 | 0 | 0 | 0 | 0 | 0 | 0 | 0 | 0 | 0 | 0 | 0 | 0 | 0 | 0 | 0 | 0 | 0
F1_Commercial_Restaurant_New_Food Preparation_Natural Gas_Broiler_Codes & Standards Forecast | F1 | Commercial | Restaurant | New | Food Preparation | Natural Gas | Broiler | Codes & Standards Forecast | Consumption Savings (MMtherm) | 0 | 0 | 0 | 0 | 0 | 0 | 0 | 0 | 0 | 0 | 0 | 0 | 0 | 0 | 0 | 0 | 0 | 0 | 0 | 0 | 0 | 0 | 0 | 0 | 0 | 0 | 0 | 0 | 0 | 0 | 0 | 0 | 0 | 0 | 0 | 0
F2_Commercial_Restaurant_New_Food Preparation_Natural Gas_Broiler_Codes & Standards Forecast | F2 | Commercial | Restaurant | New | Food Preparation | Natural Gas | Broiler | Codes & Standards Forecast | Summer Demand Savings (MW) | 0 | 0 | 0 | 0 | 0 | 0 | 0 | 0 | 0 | 0 | 0 | 0 | 0 | 0 | 0 | 0 | 0 | 0 | 0 | 0 | 0 | 0 | 0 | 0 | 0 | 0 | 0 | 0 | 0 | 0 | 0 | 0 | 0 | 0 | 0 | 0
F3_Commercial_Restaurant_New_Food Preparation_Natural Gas_Broiler_Codes & Standards Forecast | F3 | Commercial | Restaurant | New | Food Preparation | Natural Gas | Broiler | Codes & Standards Forecast | Winter Demand Savings (MW) | 0 | 0 | 0 | 0 | 0 | 0 | 0 | 0 | 0 | 0 | 0 | 0 | 0 | 0 | 0 | 0 | 0 | 0 | 0 | 0 | 0 | 0 | 0 | 0 | 0 | 0 | 0 | 0 | 0 | 0 | 0 | 0 | 0 | 0 | 0 | 0
F4_Commercial_Restaurant_New_Food Preparation_Natural Gas_Broiler_Codes & Standards Forecast | F4 | Commercial | Restaurant | New | Food Preparation | Natural Gas | Broiler | Codes & Standards Forecast | Incremental Savings (MMtherm) | 0 | 0 | 0 | 0 | 0 | 0 | 0 | 0 | 0 | 0 | 0 | 0 | 0 | 0 | 0 | 0 | 0 | 0 | 0 | 0 | 0 | 0 | 0 | 0 | 0 | 0 | 0 | 0 | 0 | 0 | 0 | 0 | 0 | 0 | 0 | 0
F1_Commercial_Restaurant_New_Food Preparation_Natural Gas_Griddle_Codes & Standards Forecast | F1 | Commercial | Restaurant | New | Food Preparation | Natural Gas | Griddle | Codes & Standards Forecast | Consumption Savings (MMtherm) | 0 | 0 | 0 | 0 | 0 | 0 | 0 | 0 | 0 | 0 | 0 | 0 | 0 | 0 | 0 | 0 | 0 | 0 | 0 | 0 | 0 | 0 | 0 | 0 | 0 | 0 | 0 | 0 | 0 | 0 | 0 | 0 | 0 | 0 | 0 | 0
F2_Commercial_Restaurant_New_Food Preparation_Natural Gas_Griddle_Codes & Standards Forecast | F2 | Commercial | Restaurant | New | Food Preparation | Natural Gas | Griddle | Codes & Standards Forecast | Summer Demand Savings (MW) | 0 | 0 | 0 | 0 | 0 | 0 | 0 | 0 | 0 | 0 | 0 | 0 | 0 | 0 | 0 | 0 | 0 | 0 | 0 | 0 | 0 | 0 | 0 | 0 | 0 | 0 | 0 | 0 | 0 | 0 | 0 | 0 | 0 | 0 | 0 | 0
F3_Commercial_Restaurant_New_Food Preparation_Natural Gas_Griddle_Codes & Standards Forecast | F3 | Commercial | Restaurant | New | Food Preparation | Natural Gas | Griddle | Codes & Standards Forecast | Winter Demand Savings (MW) | 0 | 0 | 0 | 0 | 0 | 0 | 0 | 0 | 0 | 0 | 0 | 0 | 0 | 0 | 0 | 0 | 0 | 0 | 0 | 0 | 0 | 0 | 0 | 0 | 0 | 0 | 0 | 0 | 0 | 0 | 0 | 0 | 0 | 0 | 0 | 0
F4_Commercial_Restaurant_New_Food Preparation_Natural Gas_Griddle_Codes & Standards Forecast | F4 | Commercial | Restaurant | New | Food Preparation | Natural Gas | Griddle | Codes & Standards Forecast | Incremental Savings (MMtherm) | 0 | 0 | 0 | 0 | 0 | 0 | 0 | 0 | 0 | 0 | 0 | 0 | 0 | 0 | 0 | 0 | 0 | 0 | 0 | 0 | 0 | 0 | 0 | 0 | 0 | 0 | 0 | 0 | 0 | 0 | 0 | 0 | 0 | 0 | 0 | 0
F1_Commercial_Restaurant_New_Food Preparation_Natural Gas_Range_Codes & Standards Forecast | F1 | Commercial | Restaurant | New | Food Preparation | Natural Gas | Range | Codes & Standards Forecast | Consumption Savings (MMtherm) | 0 | 0 | 0 | 0 | 0 | 0 | 0 | 0 | 0 | 0 | 0 | 0 | 0 | 0 | 0 | 0 | 0 | 0 | 0 | 0 | 0 | 0 | 0 | 0 | 0 | 0 | 0 | 0 | 0 | 0 | 0 | 0 | 0 | 0 | 0 | 0
F2_Commercial_Restaurant_New_Food Preparation_Natural Gas_Range_Codes & Standards Forecast | F2 | Commercial | Restaurant | New | Food Preparation | Natural Gas | Range | Codes & Standards Forecast | Summer Demand Savings (MW) | 0 | 0 | 0 | 0 | 0 | 0 | 0 | 0 | 0 | 0 | 0 | 0 | 0 | 0 | 0 | 0 | 0 | 0 | 0 | 0 | 0 | 0 | 0 | 0 | 0 | 0 | 0 | 0 | 0 | 0 | 0 | 0 | 0 | 0 | 0 | 0
F3_Commercial_Restaurant_New_Food Preparation_Natural Gas_Range_Codes & Standards Forecast | F3 | Commercial | Restaurant | New | Food Preparation | Natural Gas | Range | Codes & Standards Forecast | Winter Demand Savings (MW) | 0 | 0 | 0 | 0 | 0 | 0 | 0 | 0 | 0 | 0 | 0 | 0 | 0 | 0 | 0 | 0 | 0 | 0 | 0 | 0 | 0 | 0 | 0 | 0 | 0 | 0 | 0 | 0 | 0 | 0 | 0 | 0 | 0 | 0 | 0 | 0
F4_Commercial_Restaurant_New_Food Preparation_Natural Gas_Range_Codes & Standards Forecast | F4 | Commercial | Restaurant | New | Food Preparation | Natural Gas | Range | Codes & Standards Forecast | Incremental Savings (MMtherm) | 0 | 0 | 0 | 0 | 0 | 0 | 0 | 0 | 0 | 0 | 0 | 0 | 0 | 0 | 0 | 0 | 0 | 0 | 0 | 0 | 0 | 0 | 0 | 0 | 0 | 0 | 0 | 0 | 0 | 0 | 0 | 0 | 0 | 0 | 0 | 0
F1_Commercial_Restaurant_New_Food Preparation_Natural Gas_Steamer_Codes & Standards Forecast | F1 | Commercial | Restaurant | New | Food Preparation | Natural Gas | Steamer | Codes & Standards Forecast | Consumption Savings (MMtherm) | 0 | 0 | 0 | 0 | 0 | 0 | 0 | 0 | 0 | 0 | 0 | 0 | 0 | 0 | 0 | 0 | 0 | 0 | 0 | 0 | 0 | 0 | 0 | 0 | 0 | 0 | 0 | 0 | 0 | 0 | 0 | 0 | 0 | 0 | 0 | 0
F2_Commercial_Restaurant_New_Food Preparation_Natural Gas_Steamer_Codes & Standards Forecast | F2 | Commercial | Restaurant | New | Food Preparation | Natural Gas | Steamer | Codes & Standards Forecast | Summer Demand Savings (MW) | 0 | 0 | 0 | 0 | 0 | 0 | 0 | 0 | 0 | 0 | 0 | 0 | 0 | 0 | 0 | 0 | 0 | 0 | 0 | 0 | 0 | 0 | 0 | 0 | 0 | 0 | 0 | 0 | 0 | 0 | 0 | 0 | 0 | 0 | 0 | 0
F3_Commercial_Restaurant_New_Food Preparation_Natural Gas_Steamer_Codes & Standards Forecast | F3 | Commercial | Restaurant | New | Food Preparation | Natural Gas | Steamer | Codes & Standards Forecast | Winter Demand Savings (MW) | 0 | 0 | 0 | 0 | 0 | 0 | 0 | 0 | 0 | 0 | 0 | 0 | 0 | 0 | 0 | 0 | 0 | 0 | 0 | 0 | 0 | 0 | 0 | 0 | 0 | 0 | 0 | 0 | 0 | 0 | 0 | 0 | 0 | 0 | 0 | 0
F4_Commercial_Restaurant_New_Food Preparation_Natural Gas_Steamer_Codes & Standards Forecast | F4 | Commercial | Restaurant | New | Food Preparation | Natural Gas | Steamer | Codes & Standards Forecast | Incremental Savings (MMtherm) | 0 | 0 | 0 | 0 | 0 | 0 | 0 | 0 | 0 | 0 | 0 | 0 | 0 | 0 | 0 | 0 | 0 | 0 | 0 | 0 | 0 | 0 | 0 | 0 | 0 | 0 | 0 | 0 | 0 | 0 | 0 | 0 | 0 | 0 | 0 | 0
F1_Commercial_Restaurant_New_Food Preparation_Natural Gas_Food Prep Other_Codes & Standards Forecast | F1 | Commercial | Restaurant | New | Food Preparation | Natural Gas | Food Prep Other | Codes & Standards Forecast | Consumption Savings (MMtherm) | 0 | 0 | 0 | 0 | 0 | 0 | 0 | 0 | 0 | 0 | 0 | 0 | 0 | 0 | 0 | 0 | 0 | 0 | 0 | 0 | 0 | 0 | 0 | 0 | 0 | 0 | 0 | 0 | 0 | 0 | 0 | 0 | 0 | 0 | 0 | 0
F2_Commercial_Restaurant_New_Food Preparation_Natural Gas_Food Prep Other_Codes & Standards Forecast | F2 | Commercial | Restaurant | New | Food Preparation | Natural Gas | Food Prep Other | Codes & Standards Forecast | Summer Demand Savings (MW) | 0 | 0 | 0 | 0 | 0 | 0 | 0 | 0 | 0 | 0 | 0 | 0 | 0 | 0 | 0 | 0 | 0 | 0 | 0 | 0 | 0 | 0 | 0 | 0 | 0 | 0 | 0 | 0 | 0 | 0 | 0 | 0 | 0 | 0 | 0 | 0
F3_Commercial_Restaurant_New_Food Preparation_Natural Gas_Food Prep Other_Codes & Standards Forecast | F3 | Commercial | Restaurant | New | Food Preparation | Natural Gas | Food Prep Other | Codes & Standards Forecast | Winter Demand Savings (MW) | 0 | 0 | 0 | 0 | 0 | 0 | 0 | 0 | 0 | 0 | 0 | 0 | 0 | 0 | 0 | 0 | 0 | 0 | 0 | 0 | 0 | 0 | 0 | 0 | 0 | 0 | 0 | 0 | 0 | 0 | 0 | 0 | 0 | 0 | 0 | 0
F4_Commercial_Restaurant_New_Food Preparation_Natural Gas_Food Prep Other_Codes & Standards Forecast | F4 | Commercial | Restaurant | New | Food Preparation | Natural Gas | Food Prep Other | Codes & Standards Forecast | Incremental Savings (MMtherm) | 0 | 0 | 0 | 0 | 0 | 0 | 0 | 0 | 0 | 0 | 0 | 0 | 0 | 0 | 0 | 0 | 0 | 0 | 0 | 0 | 0 | 0 | 0 | 0 | 0 | 0 | 0 | 0 | 0 | 0 | 0 | 0 | 0 | 0 | 0 | 0
F1_Commercial_Restaurant_New_Miscellaneous_Natural Gas_Pool Heater_Codes & Standards Forecast | F1 | Commercial | Restaurant | New | Miscellaneous | Natural Gas | Pool Heater | Codes & Standards Forecast | Consumption Savings (MMtherm) | 0 | 0 | 0 | 0 | 0 | 0 | 0 | 0 | 0 | 0 | 0 | 0 | 0 | 0 | 0 | 0 | 0 | 0 | 0 | 0 | 0 | 0 | 0 | 0 | 0 | 0 | 0 | 0 | 0 | 0 | 0 | 0 | 0 | 0 | 0 | 0
F2_Commercial_Restaurant_New_Miscellaneous_Natural Gas_Pool Heater_Codes & Standards Forecast | F2 | Commercial | Restaurant | New | Miscellaneous | Natural Gas | Pool Heater | Codes & Standards Forecast | Summer Demand Savings (MW) | 0 | 0 | 0 | 0 | 0 | 0 | 0 | 0 | 0 | 0 | 0 | 0 | 0 | 0 | 0 | 0 | 0 | 0 | 0 | 0 | 0 | 0 | 0 | 0 | 0 | 0 | 0 | 0 | 0 | 0 | 0 | 0 | 0 | 0 | 0 | 0
F3_Commercial_Restaurant_New_Miscellaneous_Natural Gas_Pool Heater_Codes & Standards Forecast | F3 | Commercial | Restaurant | New | Miscellaneous | Natural Gas | Pool Heater | Codes & Standards Forecast | Winter Demand Savings (MW) | 0 | 0 | 0 | 0 | 0 | 0 | 0 | 0 | 0 | 0 | 0 | 0 | 0 | 0 | 0 | 0 | 0 | 0 | 0 | 0 | 0 | 0 | 0 | 0 | 0 | 0 | 0 | 0 | 0 | 0 | 0 | 0 | 0 | 0 | 0 | 0
F4_Commercial_Restaurant_New_Miscellaneous_Natural Gas_Pool Heater_Codes & Standards Forecast | F4 | Commercial | Restaurant | New | Miscellaneous | Natural Gas | Pool Heater | Codes & Standards Forecast | Incremental Savings (MMtherm) | 0 | 0 | 0 | 0 | 0 | 0 | 0 | 0 | 0 | 0 | 0 | 0 | 0 | 0 | 0 | 0 | 0 | 0 | 0 | 0 | 0 | 0 | 0 | 0 | 0 | 0 | 0 | 0 | 0 | 0 | 0 | 0 | 0 | 0 | 0 | 0
F1_Commercial_Restaurant_New_Miscellaneous_Natural Gas_Miscellaneous_Codes & Standards Forecast | F1 | Commercial | Restaurant | New | Miscellaneous | Natural Gas | Miscellaneous | Codes & Standards Forecast | Consumption Savings (MMtherm) | 0 | 0 | 0 | 0 | 0 | 0 | 0 | 0 | 0 | 0 | 0 | 0 | 0 | 0 | 0 | 0 | 0 | 0 | 0 | 0 | 0 | 0 | 0 | 0 | 0 | 0 | 0 | 0 | 0 | 0 | 0 | 0 | 0 | 0 | 0 | 0
F2_Commercial_Restaurant_New_Miscellaneous_Natural Gas_Miscellaneous_Codes & Standards Forecast | F2 | Commercial | Restaurant | New | Miscellaneous | Natural Gas | Miscellaneous | Codes & Standards Forecast | Summer Demand Savings (MW) | 0 | 0 | 0 | 0 | 0 | 0 | 0 | 0 | 0 | 0 | 0 | 0 | 0 | 0 | 0 | 0 | 0 | 0 | 0 | 0 | 0 | 0 | 0 | 0 | 0 | 0 | 0 | 0 | 0 | 0 | 0 | 0 | 0 | 0 | 0 | 0
F3_Commercial_Restaurant_New_Miscellaneous_Natural Gas_Miscellaneous_Codes & Standards Forecast | F3 | Commercial | Restaurant | New | Miscellaneous | Natural Gas | Miscellaneous | Codes & Standards Forecast | Winter Demand Savings (MW) | 0 | 0 | 0 | 0 | 0 | 0 | 0 | 0 | 0 | 0 | 0 | 0 | 0 | 0 | 0 | 0 | 0 | 0 | 0 | 0 | 0 | 0 | 0 | 0 | 0 | 0 | 0 | 0 | 0 | 0 | 0 | 0 | 0 | 0 | 0 | 0
F4_Commercial_Restaurant_New_Miscellaneous_Natural Gas_Miscellaneous_Codes & Standards Forecast | F4 | Commercial | Restaurant | New | Miscellaneous | Natural Gas | Miscellaneous | Codes & Standards Forecast | Incremental Savings (MMtherm) | 0 | 0 | 0 | 0 | 0 | 0 | 0 | 0 | 0 | 0 | 0 | 0 | 0 | 0 | 0 | 0 | 0 | 0 | 0 | 0 | 0 | 0 | 0 | 0 | 0 | 0 | 0 | 0 | 0 | 0 | 0 | 0 | 0 | 0 | 0 | 0
F1_Commercial_Retail_Existing_Space Heating_Natural Gas_Furnace_Codes & Standards Forecast | F1 | Commercial | Retail | Existing | Space Heating | Natural Gas | Furnace | Codes & Standards Forecast | Consumption Savings (MMtherm) | 0 | 0 | 0 | 0 | 0 | 0 | 0 | 0 | 0 | 0 | 0 | 0 | 0 | 0 | 0 | 0 | 0 | 0 | 0 | 0 | 0 | 0 | 0 | 0 | 0 | 0 | 0 | 0 | 0 | 0 | 0 | 0 | 0 | 0 | 0 | 0
F2_Commercial_Retail_Existing_Space Heating_Natural Gas_Furnace_Codes & Standards Forecast | F2 | Commercial | Retail | Existing | Space Heating | Natural Gas | Furnace | Codes & Standards Forecast | Summer Demand Savings (MW) | 0 | 0 | 0 | 0 | 0 | 0 | 0 | 0 | 0 | 0 | 0 | 0 | 0 | 0 | 0 | 0 | 0 | 0 | 0 | 0 | 0 | 0 | 0 | 0 | 0 | 0 | 0 | 0 | 0 | 0 | 0 | 0 | 0 | 0 | 0 | 0
F3_Commercial_Retail_Existing_Space Heating_Natural Gas_Furnace_Codes & Standards Forecast | F3 | Commercial | Retail | Existing | Space Heating | Natural Gas | Furnace | Codes & Standards Forecast | Winter Demand Savings (MW) | 0 | 0 | 0 | 0 | 0 | 0 | 0 | 0 | 0 | 0 | 0 | 0 | 0 | 0 | 0 | 0 | 0 | 0 | 0 | 0 | 0 | 0 | 0 | 0 | 0 | 0 | 0 | 0 | 0 | 0 | 0 | 0 | 0 | 0 | 0 | 0
F4_Commercial_Retail_Existing_Space Heating_Natural Gas_Furnace_Codes & Standards Forecast | F4 | Commercial | Retail | Existing | Space Heating | Natural Gas | Furnace | Codes & Standards Forecast | Incremental Savings (MMtherm) | 0 | 0 | 0 | 0 | 0 | 0 | 0 | 0 | 0 | 0 | 0 | 0 | 0 | 0 | 0 | 0 | 0 | 0 | 0 | 0 | 0 | 0 | 0 | 0 | 0 | 0 | 0 | 0 | 0 | 0 | 0 | 0 | 0 | 0 | 0 | 0
F1_Commercial_Retail_Existing_Space Heating_Natural Gas_Boiler_Codes & Standards Forecast | F1 | Commercial | Retail | Existing | Space Heating | Natural Gas | Boiler | Codes & Standards Forecast | Consumption Savings (MMtherm) | 0 | 0 | 0 | 0 | 0 | 0 | 0 | 0 | 0 | 0 | 0 | 0 | 0 | 0 | 0 | 0 | 0 | 0 | 0 | 0 | 0 | 0 | 0 | 0 | 0 | 0 | 0 | 0 | 0 | 0 | 0 | 0 | 0 | 0 | 0 | 0
F2_Commercial_Retail_Existing_Space Heating_Natural Gas_Boiler_Codes & Standards Forecast | F2 | Commercial | Retail | Existing | Space Heating | Natural Gas | Boiler | Codes & Standards Forecast | Summer Demand Savings (MW) | 0 | 0 | 0 | 0 | 0 | 0 | 0 | 0 | 0 | 0 | 0 | 0 | 0 | 0 | 0 | 0 | 0 | 0 | 0 | 0 | 0 | 0 | 0 | 0 | 0 | 0 | 0 | 0 | 0 | 0 | 0 | 0 | 0 | 0 | 0 | 0
F3_Commercial_Retail_Existing_Space Heating_Natural Gas_Boiler_Codes & Standards Forecast | F3 | Commercial | Retail | Existing | Space Heating | Natural Gas | Boiler | Codes & Standards Forecast | Winter Demand Savings (MW) | 0 | 0 | 0 | 0 | 0 | 0 | 0 | 0 | 0 | 0 | 0 | 0 | 0 | 0 | 0 | 0 | 0 | 0 | 0 | 0 | 0 | 0 | 0 | 0 | 0 | 0 | 0 | 0 | 0 | 0 | 0 | 0 | 0 | 0 | 0 | 0
F4_Commercial_Retail_Existing_Space Heating_Natural Gas_Boiler_Codes & Standards Forecast | F4 | Commercial | Retail | Existing | Space Heating | Natural Gas | Boiler | Codes & Standards Forecast | Incremental Savings (MMtherm) | 0 | 0 | 0 | 0 | 0 | 0 | 0 | 0 | 0 | 0 | 0 | 0 | 0 | 0 | 0 | 0 | 0 | 0 | 0 | 0 | 0 | 0 | 0 | 0 | 0 | 0 | 0 | 0 | 0 | 0 | 0 | 0 | 0 | 0 | 0 | 0
F1_Commercial_Retail_Existing_Space Heating_Natural Gas_Unit Heater_Codes & Standards Forecast | F1 | Commercial | Retail | Existing | Space Heating | Natural Gas | Unit Heater | Codes & Standards Forecast | Consumption Savings (MMtherm) | 0 | 0 | 0 | 0 | 0 | 0 | 0 | 0 | 0 | 0 | 0 | 0 | 0 | 0 | 0 | 0 | 0 | 0 | 0 | 0 | 0 | 0 | 0 | 0 | 0 | 0 | 0 | 0 | 0 | 0 | 0 | 0 | 0 | 0 | 0 | 0
F2_Commercial_Retail_Existing_Space Heating_Natural Gas_Unit Heater_Codes & Standards Forecast | F2 | Commercial | Retail | Existing | Space Heating | Natural Gas | Unit Heater | Codes & Standards Forecast | Summer Demand Savings (MW) | 0 | 0 | 0 | 0 | 0 | 0 | 0 | 0 | 0 | 0 | 0 | 0 | 0 | 0 | 0 | 0 | 0 | 0 | 0 | 0 | 0 | 0 | 0 | 0 | 0 | 0 | 0 | 0 | 0 | 0 | 0 | 0 | 0 | 0 | 0 | 0
F3_Commercial_Retail_Existing_Space Heating_Natural Gas_Unit Heater_Codes & Standards Forecast | F3 | Commercial | Retail | Existing | Space Heating | Natural Gas | Unit Heater | Codes & Standards Forecast | Winter Demand Savings (MW) | 0 | 0 | 0 | 0 | 0 | 0 | 0 | 0 | 0 | 0 | 0 | 0 | 0 | 0 | 0 | 0 | 0 | 0 | 0 | 0 | 0 | 0 | 0 | 0 | 0 | 0 | 0 | 0 | 0 | 0 | 0 | 0 | 0 | 0 | 0 | 0
F4_Commercial_Retail_Existing_Space Heating_Natural Gas_Unit Heater_Codes & Standards Forecast | F4 | Commercial | Retail | Existing | Space Heating | Natural Gas | Unit Heater | Codes & Standards Forecast | Incremental Savings (MMtherm) | 0 | 0 | 0 | 0 | 0 | 0 | 0 | 0 | 0 | 0 | 0 | 0 | 0 | 0 | 0 | 0 | 0 | 0 | 0 | 0 | 0 | 0 | 0 | 0 | 0 | 0 | 0 | 0 | 0 | 0 | 0 | 0 | 0 | 0 | 0 | 0
F1_Commercial_Retail_Existing_Water Heating_Natural Gas_Water Heater_Codes & Standards Forecast | F1 | Commercial | Retail | Existing | Water Heating | Natural Gas | Water Heater | Codes & Standards Forecast | Consumption Savings (MMtherm) | 0 | 0 | 0 | 0 | 0 | 0 | 0 | 0 | 0 | 0 | 0 | 0 | 0 | 0 | 0 | 0 | 0 | 0 | 0 | 0 | 0 | 0 | 0 | 0 | 0 | 0 | 0 | 0 | 0 | 0 | 0 | 0 | 0 | 0 | 0 | 0
F2_Commercial_Retail_Existing_Water Heating_Natural Gas_Water Heater_Codes & Standards Forecast | F2 | Commercial | Retail | Existing | Water Heating | Natural Gas | Water Heater | Codes & Standards Forecast | Summer Demand Savings (MW) | 0 | 0 | 0 | 0 | 0 | 0 | 0 | 0 | 0 | 0 | 0 | 0 | 0 | 0 | 0 | 0 | 0 | 0 | 0 | 0 | 0 | 0 | 0 | 0 | 0 | 0 | 0 | 0 | 0 | 0 | 0 | 0 | 0 | 0 | 0 | 0
F3_Commercial_Retail_Existing_Water Heating_Natural Gas_Water Heater_Codes & Standards Forecast | F3 | Commercial | Retail | Existing | Water Heating | Natural Gas | Water Heater | Codes & Standards Forecast | Winter Demand Savings (MW) | 0 | 0 | 0 | 0 | 0 | 0 | 0 | 0 | 0 | 0 | 0 | 0 | 0 | 0 | 0 | 0 | 0 | 0 | 0 | 0 | 0 | 0 | 0 | 0 | 0 | 0 | 0 | 0 | 0 | 0 | 0 | 0 | 0 | 0 | 0 | 0
F4_Commercial_Retail_Existing_Water Heating_Natural Gas_Water Heater_Codes & Standards Forecast | F4 | Commercial | Retail | Existing | Water Heating | Natural Gas | Water Heater | Codes & Standards Forecast | Incremental Savings (MMtherm) | 0 | 0 | 0 | 0 | 0 | 0 | 0 | 0 | 0 | 0 | 0 | 0 | 0 | 0 | 0 | 0 | 0 | 0 | 0 | 0 | 0 | 0 | 0 | 0 | 0 | 0 | 0 | 0 | 0 | 0 | 0 | 0 | 0 | 0 | 0 | 0
F1_Commercial_Retail_Existing_Food Preparation_Natural Gas_Oven_Codes & Standards Forecast | F1 | Commercial | Retail | Existing | Food Preparation | Natural Gas | Oven | Codes & Standards Forecast | Consumption Savings (MMtherm) | 0 | 0 | 0 | 0 | 0 | 0 | 0 | 0 | 0 | 0 | 0 | 0 | 0 | 0 | 0 | 0 | 0 | 0 | 0 | 0 | 0 | 0 | 0 | 0 | 0 | 0 | 0 | 0 | 0 | 0 | 0 | 0 | 0 | 0 | 0 | 0
F2_Commercial_Retail_Existing_Food Preparation_Natural Gas_Oven_Codes & Standards Forecast | F2 | Commercial | Retail | Existing | Food Preparation | Natural Gas | Oven | Codes & Standards Forecast | Summer Demand Savings (MW) | 0 | 0 | 0 | 0 | 0 | 0 | 0 | 0 | 0 | 0 | 0 | 0 | 0 | 0 | 0 | 0 | 0 | 0 | 0 | 0 | 0 | 0 | 0 | 0 | 0 | 0 | 0 | 0 | 0 | 0 | 0 | 0 | 0 | 0 | 0 | 0
F3_Commercial_Retail_Existing_Food Preparation_Natural Gas_Oven_Codes & Standards Forecast | F3 | Commercial | Retail | Existing | Food Preparation | Natural Gas | Oven | Codes & Standards Forecast | Winter Demand Savings (MW) | 0 | 0 | 0 | 0 | 0 | 0 | 0 | 0 | 0 | 0 | 0 | 0 | 0 | 0 | 0 | 0 | 0 | 0 | 0 | 0 | 0 | 0 | 0 | 0 | 0 | 0 | 0 | 0 | 0 | 0 | 0 | 0 | 0 | 0 | 0 | 0
F4_Commercial_Retail_Existing_Food Preparation_Natural Gas_Oven_Codes & Standards Forecast | F4 | Commercial | Retail | Existing | Food Preparation | Natural Gas | Oven | Codes & Standards Forecast | Incremental Savings (MMtherm) | 0 | 0 | 0 | 0 | 0 | 0 | 0 | 0 | 0 | 0 | 0 | 0 | 0 | 0 | 0 | 0 | 0 | 0 | 0 | 0 | 0 | 0 | 0 | 0 | 0 | 0 | 0 | 0 | 0 | 0 | 0 | 0 | 0 | 0 | 0 | 0
F1_Commercial_Retail_Existing_Food Preparation_Natural Gas_Conveyor Oven_Codes & Standards Forecast | F1 | Commercial | Retail | Existing | Food Preparation | Natural Gas | Conveyor Oven | Codes & Standards Forecast | Consumption Savings (MMtherm) | 0 | 0 | 0 | 0 | 0 | 0 | 0 | 0 | 0 | 0 | 0 | 0 | 0 | 0 | 0 | 0 | 0 | 0 | 0 | 0 | 0 | 0 | 0 | 0 | 0 | 0 | 0 | 0 | 0 | 0 | 0 | 0 | 0 | 0 | 0 | 0
F2_Commercial_Retail_Existing_Food Preparation_Natural Gas_Conveyor Oven_Codes & Standards Forecast | F2 | Commercial | Retail | Existing | Food Preparation | Natural Gas | Conveyor Oven | Codes & Standards Forecast | Summer Demand Savings (MW) | 0 | 0 | 0 | 0 | 0 | 0 | 0 | 0 | 0 | 0 | 0 | 0 | 0 | 0 | 0 | 0 | 0 | 0 | 0 | 0 | 0 | 0 | 0 | 0 | 0 | 0 | 0 | 0 | 0 | 0 | 0 | 0 | 0 | 0 | 0 | 0
F3_Commercial_Retail_Existing_Food Preparation_Natural Gas_Conveyor Oven_Codes & Standards Forecast | F3 | Commercial | Retail | Existing | Food Preparation | Natural Gas | Conveyor Oven | Codes & Standards Forecast | Winter Demand Savings (MW) | 0 | 0 | 0 | 0 | 0 | 0 | 0 | 0 | 0 | 0 | 0 | 0 | 0 | 0 | 0 | 0 | 0 | 0 | 0 | 0 | 0 | 0 | 0 | 0 | 0 | 0 | 0 | 0 | 0 | 0 | 0 | 0 | 0 | 0 | 0 | 0
F4_Commercial_Retail_Existing_Food Preparation_Natural Gas_Conveyor Oven_Codes & Standards Forecast | F4 | Commercial | Retail | Existing | Food Preparation | Natural Gas | Conveyor Oven | Codes & Standards Forecast | Incremental Savings (MMtherm) | 0 | 0 | 0 | 0 | 0 | 0 | 0 | 0 | 0 | 0 | 0 | 0 | 0 | 0 | 0 | 0 | 0 | 0 | 0 | 0 | 0 | 0 | 0 | 0 | 0 | 0 | 0 | 0 | 0 | 0 | 0 | 0 | 0 | 0 | 0 | 0
F1_Commercial_Retail_Existing_Food Preparation_Natural Gas_Double Rack Oven_Codes & Standards Forecast | F1 | Commercial | Retail | Existing | Food Preparation | Natural Gas | Double Rack Oven | Codes & Standards Forecast | Consumption Savings (MMtherm) | 0 | 0 | 0 | 0 | 0 | 0 | 0 | 0 | 0 | 0 | 0 | 0 | 0 | 0 | 0 | 0 | 0 | 0 | 0 | 0 | 0 | 0 | 0 | 0 | 0 | 0 | 0 | 0 | 0 | 0 | 0 | 0 | 0 | 0 | 0 | 0
F2_Commercial_Retail_Existing_Food Preparation_Natural Gas_Double Rack Oven_Codes & Standards Forecast | F2 | Commercial | Retail | Existing | Food Preparation | Natural Gas | Double Rack Oven | Codes & Standards Forecast | Summer Demand Savings (MW) | 0 | 0 | 0 | 0 | 0 | 0 | 0 | 0 | 0 | 0 | 0 | 0 | 0 | 0 | 0 | 0 | 0 | 0 | 0 | 0 | 0 | 0 | 0 | 0 | 0 | 0 | 0 | 0 | 0 | 0 | 0 | 0 | 0 | 0 | 0 | 0
F3_Commercial_Retail_Existing_Food Preparation_Natural Gas_Double Rack Oven_Codes & Standards Forecast | F3 | Commercial | Retail | Existing | Food Preparation | Natural Gas | Double Rack Oven | Codes & Standards Forecast | Winter Demand Savings (MW) | 0 | 0 | 0 | 0 | 0 | 0 | 0 | 0 | 0 | 0 | 0 | 0 | 0 | 0 | 0 | 0 | 0 | 0 | 0 | 0 | 0 | 0 | 0 | 0 | 0 | 0 | 0 | 0 | 0 | 0 | 0 | 0 | 0 | 0 | 0 | 0
F4_Commercial_Retail_Existing_Food Preparation_Natural Gas_Double Rack Oven_Codes & Standards Forecast | F4 | Commercial | Retail | Existing | Food Preparation | Natural Gas | Double Rack Oven | Codes & Standards Forecast | Incremental Savings (MMtherm) | 0 | 0 | 0 | 0 | 0 | 0 | 0 | 0 | 0 | 0 | 0 | 0 | 0 | 0 | 0 | 0 | 0 | 0 | 0 | 0 | 0 | 0 | 0 | 0 | 0 | 0 | 0 | 0 | 0 | 0 | 0 | 0 | 0 | 0 | 0 | 0
F1_Commercial_Retail_Existing_Food Preparation_Natural Gas_Fryer_Codes & Standards Forecast | F1 | Commercial | Retail | Existing | Food Preparation | Natural Gas | Fryer | Codes & Standards Forecast | Consumption Savings (MMtherm) | 0 | 0 | 0 | 0 | 0 | 0 | 0 | 0 | 0 | 0 | 0 | 0 | 0 | 0 | 0 | 0 | 0 | 0 | 0 | 0 | 0 | 0 | 0 | 0 | 0 | 0 | 0 | 0 | 0 | 0 | 0 | 0 | 0 | 0 | 0 | 0
F2_Commercial_Retail_Existing_Food Preparation_Natural Gas_Fryer_Codes & Standards Forecast | F2 | Commercial | Retail | Existing | Food Preparation | Natural Gas | Fryer | Codes & Standards Forecast | Summer Demand Savings (MW) | 0 | 0 | 0 | 0 | 0 | 0 | 0 | 0 | 0 | 0 | 0 | 0 | 0 | 0 | 0 | 0 | 0 | 0 | 0 | 0 | 0 | 0 | 0 | 0 | 0 | 0 | 0 | 0 | 0 | 0 | 0 | 0 | 0 | 0 | 0 | 0
F3_Commercial_Retail_Existing_Food Preparation_Natural Gas_Fryer_Codes & Standards Forecast | F3 | Commercial | Retail | Existing | Food Preparation | Natural Gas | Fryer | Codes & Standards Forecast | Winter Demand Savings (MW) | 0 | 0 | 0 | 0 | 0 | 0 | 0 | 0 | 0 | 0 | 0 | 0 | 0 | 0 | 0 | 0 | 0 | 0 | 0 | 0 | 0 | 0 | 0 | 0 | 0 | 0 | 0 | 0 | 0 | 0 | 0 | 0 | 0 | 0 | 0 | 0
F4_Commercial_Retail_Existing_Food Preparation_Natural Gas_Fryer_Codes & Standards Forecast | F4 | Commercial | Retail | Existing | Food Preparation | Natural Gas | Fryer | Codes & Standards Forecast | Incremental Savings (MMtherm) | 0 | 0 | 0 | 0 | 0 | 0 | 0 | 0 | 0 | 0 | 0 | 0 | 0 | 0 | 0 | 0 | 0 | 0 | 0 | 0 | 0 | 0 | 0 | 0 | 0 | 0 | 0 | 0 | 0 | 0 | 0 | 0 | 0 | 0 | 0 | 0
F1_Commercial_Retail_Existing_Food Preparation_Natural Gas_Broiler_Codes & Standards Forecast | F1 | Commercial | Retail | Existing | Food Preparation | Natural Gas | Broiler | Codes & Standards Forecast | Consumption Savings (MMtherm) | 0 | 0 | 0 | 0 | 0 | 0 | 0 | 0 | 0 | 0 | 0 | 0 | 0 | 0 | 0 | 0 | 0 | 0 | 0 | 0 | 0 | 0 | 0 | 0 | 0 | 0 | 0 | 0 | 0 | 0 | 0 | 0 | 0 | 0 | 0 | 0
F2_Commercial_Retail_Existing_Food Preparation_Natural Gas_Broiler_Codes & Standards Forecast | F2 | Commercial | Retail | Existing | Food Preparation | Natural Gas | Broiler | Codes & Standards Forecast | Summer Demand Savings (MW) | 0 | 0 | 0 | 0 | 0 | 0 | 0 | 0 | 0 | 0 | 0 | 0 | 0 | 0 | 0 | 0 | 0 | 0 | 0 | 0 | 0 | 0 | 0 | 0 | 0 | 0 | 0 | 0 | 0 | 0 | 0 | 0 | 0 | 0 | 0 | 0
F3_Commercial_Retail_Existing_Food Preparation_Natural Gas_Broiler_Codes & Standards Forecast | F3 | Commercial | Retail | Existing | Food Preparation | Natural Gas | Broiler | Codes & Standards Forecast | Winter Demand Savings (MW) | 0 | 0 | 0 | 0 | 0 | 0 | 0 | 0 | 0 | 0 | 0 | 0 | 0 | 0 | 0 | 0 | 0 | 0 | 0 | 0 | 0 | 0 | 0 | 0 | 0 | 0 | 0 | 0 | 0 | 0 | 0 | 0 | 0 | 0 | 0 | 0
F4_Commercial_Retail_Existing_Food Preparation_Natural Gas_Broiler_Codes & Standards Forecast | F4 | Commercial | Retail | Existing | Food Preparation | Natural Gas | Broiler | Codes & Standards Forecast | Incremental Savings (MMtherm) | 0 | 0 | 0 | 0 | 0 | 0 | 0 | 0 | 0 | 0 | 0 | 0 | 0 | 0 | 0 | 0 | 0 | 0 | 0 | 0 | 0 | 0 | 0 | 0 | 0 | 0 | 0 | 0 | 0 | 0 | 0 | 0 | 0 | 0 | 0 | 0
F1_Commercial_Retail_Existing_Food Preparation_Natural Gas_Griddle_Codes & Standards Forecast | F1 | Commercial | Retail | Existing | Food Preparation | Natural Gas | Griddle | Codes & Standards Forecast | Consumption Savings (MMtherm) | 0 | 0 | 0 | 0 | 0 | 0 | 0 | 0 | 0 | 0 | 0 | 0 | 0 | 0 | 0 | 0 | 0 | 0 | 0 | 0 | 0 | 0 | 0 | 0 | 0 | 0 | 0 | 0 | 0 | 0 | 0 | 0 | 0 | 0 | 0 | 0
F2_Commercial_Retail_Existing_Food Preparation_Natural Gas_Griddle_Codes & Standards Forecast | F2 | Commercial | Retail | Existing | Food Preparation | Natural Gas | Griddle | Codes & Standards Forecast | Summer Demand Savings (MW) | 0 | 0 | 0 | 0 | 0 | 0 | 0 | 0 | 0 | 0 | 0 | 0 | 0 | 0 | 0 | 0 | 0 | 0 | 0 | 0 | 0 | 0 | 0 | 0 | 0 | 0 | 0 | 0 | 0 | 0 | 0 | 0 | 0 | 0 | 0 | 0
F3_Commercial_Retail_Existing_Food Preparation_Natural Gas_Griddle_Codes & Standards Forecast | F3 | Commercial | Retail | Existing | Food Preparation | Natural Gas | Griddle | Codes & Standards Forecast | Winter Demand Savings (MW) | 0 | 0 | 0 | 0 | 0 | 0 | 0 | 0 | 0 | 0 | 0 | 0 | 0 | 0 | 0 | 0 | 0 | 0 | 0 | 0 | 0 | 0 | 0 | 0 | 0 | 0 | 0 | 0 | 0 | 0 | 0 | 0 | 0 | 0 | 0 | 0
F4_Commercial_Retail_Existing_Food Preparation_Natural Gas_Griddle_Codes & Standards Forecast | F4 | Commercial | Retail | Existing | Food Preparation | Natural Gas | Griddle | Codes & Standards Forecast | Incremental Savings (MMtherm) | 0 | 0 | 0 | 0 | 0 | 0 | 0 | 0 | 0 | 0 | 0 | 0 | 0 | 0 | 0 | 0 | 0 | 0 | 0 | 0 | 0 | 0 | 0 | 0 | 0 | 0 | 0 | 0 | 0 | 0 | 0 | 0 | 0 | 0 | 0 | 0
F1_Commercial_Retail_Existing_Food Preparation_Natural Gas_Range_Codes & Standards Forecast | F1 | Commercial | Retail | Existing | Food Preparation | Natural Gas | Range | Codes & Standards Forecast | Consumption Savings (MMtherm) | 0 | 0 | 0 | 0 | 0 | 0 | 0 | 0 | 0 | 0 | 0 | 0 | 0 | 0 | 0 | 0 | 0 | 0 | 0 | 0 | 0 | 0 | 0 | 0 | 0 | 0 | 0 | 0 | 0 | 0 | 0 | 0 | 0 | 0 | 0 | 0
F2_Commercial_Retail_Existing_Food Preparation_Natural Gas_Range_Codes & Standards Forecast | F2 | Commercial | Retail | Existing | Food Preparation | Natural Gas | Range | Codes & Standards Forecast | Summer Demand Savings (MW) | 0 | 0 | 0 | 0 | 0 | 0 | 0 | 0 | 0 | 0 | 0 | 0 | 0 | 0 | 0 | 0 | 0 | 0 | 0 | 0 | 0 | 0 | 0 | 0 | 0 | 0 | 0 | 0 | 0 | 0 | 0 | 0 | 0 | 0 | 0 | 0
F3_Commercial_Retail_Existing_Food Preparation_Natural Gas_Range_Codes & Standards Forecast | F3 | Commercial | Retail | Existing | Food Preparation | Natural Gas | Range | Codes & Standards Forecast | Winter Demand Savings (MW) | 0 | 0 | 0 | 0 | 0 | 0 | 0 | 0 | 0 | 0 | 0 | 0 | 0 | 0 | 0 | 0 | 0 | 0 | 0 | 0 | 0 | 0 | 0 | 0 | 0 | 0 | 0 | 0 | 0 | 0 | 0 | 0 | 0 | 0 | 0 | 0
F4_Commercial_Retail_Existing_Food Preparation_Natural Gas_Range_Codes & Standards Forecast | F4 | Commercial | Retail | Existing | Food Preparation | Natural Gas | Range | Codes & Standards Forecast | Incremental Savings (MMtherm) | 0 | 0 | 0 | 0 | 0 | 0 | 0 | 0 | 0 | 0 | 0 | 0 | 0 | 0 | 0 | 0 | 0 | 0 | 0 | 0 | 0 | 0 | 0 | 0 | 0 | 0 | 0 | 0 | 0 | 0 | 0 | 0 | 0 | 0 | 0 | 0
F1_Commercial_Retail_Existing_Food Preparation_Natural Gas_Steamer_Codes & Standards Forecast | F1 | Commercial | Retail | Existing | Food Preparation | Natural Gas | Steamer | Codes & Standards Forecast | Consumption Savings (MMtherm) | 0 | 0 | 0 | 0 | 0 | 0 | 0 | 0 | 0 | 0 | 0 | 0 | 0 | 0 | 0 | 0 | 0 | 0 | 0 | 0 | 0 | 0 | 0 | 0 | 0 | 0 | 0 | 0 | 0 | 0 | 0 | 0 | 0 | 0 | 0 | 0
F2_Commercial_Retail_Existing_Food Preparation_Natural Gas_Steamer_Codes & Standards Forecast | F2 | Commercial | Retail | Existing | Food Preparation | Natural Gas | Steamer | Codes & Standards Forecast | Summer Demand Savings (MW) | 0 | 0 | 0 | 0 | 0 | 0 | 0 | 0 | 0 | 0 | 0 | 0 | 0 | 0 | 0 | 0 | 0 | 0 | 0 | 0 | 0 | 0 | 0 | 0 | 0 | 0 | 0 | 0 | 0 | 0 | 0 | 0 | 0 | 0 | 0 | 0
F3_Commercial_Retail_Existing_Food Preparation_Natural Gas_Steamer_Codes & Standards Forecast | F3 | Commercial | Retail | Existing | Food Preparation | Natural Gas | Steamer | Codes & Standards Forecast | Winter Demand Savings (MW) | 0 | 0 | 0 | 0 | 0 | 0 | 0 | 0 | 0 | 0 | 0 | 0 | 0 | 0 | 0 | 0 | 0 | 0 | 0 | 0 | 0 | 0 | 0 | 0 | 0 | 0 | 0 | 0 | 0 | 0 | 0 | 0 | 0 | 0 | 0 | 0
F4_Commercial_Retail_Existing_Food Preparation_Natural Gas_Steamer_Codes & Standards Forecast | F4 | Commercial | Retail | Existing | Food Preparation | Natural Gas | Steamer | Codes & Standards Forecast | Incremental Savings (MMtherm) | 0 | 0 | 0 | 0 | 0 | 0 | 0 | 0 | 0 | 0 | 0 | 0 | 0 | 0 | 0 | 0 | 0 | 0 | 0 | 0 | 0 | 0 | 0 | 0 | 0 | 0 | 0 | 0 | 0 | 0 | 0 | 0 | 0 | 0 | 0 | 0
F1_Commercial_Retail_Existing_Food Preparation_Natural Gas_Food Prep Other_Codes & Standards Forecast | F1 | Commercial | Retail | Existing | Food Preparation | Natural Gas | Food Prep Other | Codes & Standards Forecast | Consumption Savings (MMtherm) | 0 | 0 | 0 | 0 | 0 | 0 | 0 | 0 | 0 | 0 | 0 | 0 | 0 | 0 | 0 | 0 | 0 | 0 | 0 | 0 | 0 | 0 | 0 | 0 | 0 | 0 | 0 | 0 | 0 | 0 | 0 | 0 | 0 | 0 | 0 | 0
F2_Commercial_Retail_Existing_Food Preparation_Natural Gas_Food Prep Other_Codes & Standards Forecast | F2 | Commercial | Retail | Existing | Food Preparation | Natural Gas | Food Prep Other | Codes & Standards Forecast | Summer Demand Savings (MW) | 0 | 0 | 0 | 0 | 0 | 0 | 0 | 0 | 0 | 0 | 0 | 0 | 0 | 0 | 0 | 0 | 0 | 0 | 0 | 0 | 0 | 0 | 0 | 0 | 0 | 0 | 0 | 0 | 0 | 0 | 0 | 0 | 0 | 0 | 0 | 0
F3_Commercial_Retail_Existing_Food Preparation_Natural Gas_Food Prep Other_Codes & Standards Forecast | F3 | Commercial | Retail | Existing | Food Preparation | Natural Gas | Food Prep Other | Codes & Standards Forecast | Winter Demand Savings (MW) | 0 | 0 | 0 | 0 | 0 | 0 | 0 | 0 | 0 | 0 | 0 | 0 | 0 | 0 | 0 | 0 | 0 | 0 | 0 | 0 | 0 | 0 | 0 | 0 | 0 | 0 | 0 | 0 | 0 | 0 | 0 | 0 | 0 | 0 | 0 | 0
F4_Commercial_Retail_Existing_Food Preparation_Natural Gas_Food Prep Other_Codes & Standards Forecast | F4 | Commercial | Retail | Existing | Food Preparation | Natural Gas | Food Prep Other | Codes & Standards Forecast | Incremental Savings (MMtherm) | 0 | 0 | 0 | 0 | 0 | 0 | 0 | 0 | 0 | 0 | 0 | 0 | 0 | 0 | 0 | 0 | 0 | 0 | 0 | 0 | 0 | 0 | 0 | 0 | 0 | 0 | 0 | 0 | 0 | 0 | 0 | 0 | 0 | 0 | 0 | 0
F1_Commercial_Retail_Existing_Miscellaneous_Natural Gas_Pool Heater_Codes & Standards Forecast | F1 | Commercial | Retail | Existing | Miscellaneous | Natural Gas | Pool Heater | Codes & Standards Forecast | Consumption Savings (MMtherm) | 0 | 0 | 0 | 0 | 0 | 0 | 0 | 0 | 0 | 0 | 0 | 0 | 0 | 0 | 0 | 0 | 0 | 0 | 0 | 0 | 0 | 0 | 0 | 0 | 0 | 0 | 0 | 0 | 0 | 0 | 0 | 0 | 0 | 0 | 0 | 0
F2_Commercial_Retail_Existing_Miscellaneous_Natural Gas_Pool Heater_Codes & Standards Forecast | F2 | Commercial | Retail | Existing | Miscellaneous | Natural Gas | Pool Heater | Codes & Standards Forecast | Summer Demand Savings (MW) | 0 | 0 | 0 | 0 | 0 | 0 | 0 | 0 | 0 | 0 | 0 | 0 | 0 | 0 | 0 | 0 | 0 | 0 | 0 | 0 | 0 | 0 | 0 | 0 | 0 | 0 | 0 | 0 | 0 | 0 | 0 | 0 | 0 | 0 | 0 | 0
F3_Commercial_Retail_Existing_Miscellaneous_Natural Gas_Pool Heater_Codes & Standards Forecast | F3 | Commercial | Retail | Existing | Miscellaneous | Natural Gas | Pool Heater | Codes & Standards Forecast | Winter Demand Savings (MW) | 0 | 0 | 0 | 0 | 0 | 0 | 0 | 0 | 0 | 0 | 0 | 0 | 0 | 0 | 0 | 0 | 0 | 0 | 0 | 0 | 0 | 0 | 0 | 0 | 0 | 0 | 0 | 0 | 0 | 0 | 0 | 0 | 0 | 0 | 0 | 0
F4_Commercial_Retail_Existing_Miscellaneous_Natural Gas_Pool Heater_Codes & Standards Forecast | F4 | Commercial | Retail | Existing | Miscellaneous | Natural Gas | Pool Heater | Codes & Standards Forecast | Incremental Savings (MMtherm) | 0 | 0 | 0 | 0 | 0 | 0 | 0 | 0 | 0 | 0 | 0 | 0 | 0 | 0 | 0 | 0 | 0 | 0 | 0 | 0 | 0 | 0 | 0 | 0 | 0 | 0 | 0 | 0 | 0 | 0 | 0 | 0 | 0 | 0 | 0 | 0
F1_Commercial_Retail_Existing_Miscellaneous_Natural Gas_Miscellaneous_Codes & Standards Forecast | F1 | Commercial | Retail | Existing | Miscellaneous | Natural Gas | Miscellaneous | Codes & Standards Forecast | Consumption Savings (MMtherm) | 0 | 0 | 0 | 0 | 0 | 0 | 0 | 0 | 0 | 0 | 0 | 0 | 0 | 0 | 0 | 0 | 0 | 0 | 0 | 0 | 0 | 0 | 0 | 0 | 0 | 0 | 0 | 0 | 0 | 0 | 0 | 0 | 0 | 0 | 0 | 0
F2_Commercial_Retail_Existing_Miscellaneous_Natural Gas_Miscellaneous_Codes & Standards Forecast | F2 | Commercial | Retail | Existing | Miscellaneous | Natural Gas | Miscellaneous | Codes & Standards Forecast | Summer Demand Savings (MW) | 0 | 0 | 0 | 0 | 0 | 0 | 0 | 0 | 0 | 0 | 0 | 0 | 0 | 0 | 0 | 0 | 0 | 0 | 0 | 0 | 0 | 0 | 0 | 0 | 0 | 0 | 0 | 0 | 0 | 0 | 0 | 0 | 0 | 0 | 0 | 0
F3_Commercial_Retail_Existing_Miscellaneous_Natural Gas_Miscellaneous_Codes & Standards Forecast | F3 | Commercial | Retail | Existing | Miscellaneous | Natural Gas | Miscellaneous | Codes & Standards Forecast | Winter Demand Savings (MW) | 0 | 0 | 0 | 0 | 0 | 0 | 0 | 0 | 0 | 0 | 0 | 0 | 0 | 0 | 0 | 0 | 0 | 0 | 0 | 0 | 0 | 0 | 0 | 0 | 0 | 0 | 0 | 0 | 0 | 0 | 0 | 0 | 0 | 0 | 0 | 0
F4_Commercial_Retail_Existing_Miscellaneous_Natural Gas_Miscellaneous_Codes & Standards Forecast | F4 | Commercial | Retail | Existing | Miscellaneous | Natural Gas | Miscellaneous | Codes & Standards Forecast | Incremental Savings (MMtherm) | 0 | 0 | 0 | 0 | 0 | 0 | 0 | 0 | 0 | 0 | 0 | 0 | 0 | 0 | 0 | 0 | 0 | 0 | 0 | 0 | 0 | 0 | 0 | 0 | 0 | 0 | 0 | 0 | 0 | 0 | 0 | 0 | 0 | 0 | 0 | 0
F1_Commercial_Retail_New_Space Heating_Natural Gas_Furnace_Codes & Standards Forecast | F1 | Commercial | Retail | New | Space Heating | Natural Gas | Furnace | Codes & Standards Forecast | Consumption Savings (MMtherm) | 0 | 0 | 0 | 0 | 0 | 0 | 0 | 0 | 0 | 0 | 0 | 0 | 0 | 0 | 0 | 0 | 0 | 0 | 0 | 0 | 0 | 0 | 0 | 0 | 0 | 0 | 0 | 0 | 0 | 0 | 0 | 0 | 0 | 0 | 0 | 0
F2_Commercial_Retail_New_Space Heating_Natural Gas_Furnace_Codes & Standards Forecast | F2 | Commercial | Retail | New | Space Heating | Natural Gas | Furnace | Codes & Standards Forecast | Summer Demand Savings (MW) | 0 | 0 | 0 | 0 | 0 | 0 | 0 | 0 | 0 | 0 | 0 | 0 | 0 | 0 | 0 | 0 | 0 | 0 | 0 | 0 | 0 | 0 | 0 | 0 | 0 | 0 | 0 | 0 | 0 | 0 | 0 | 0 | 0 | 0 | 0 | 0
F3_Commercial_Retail_New_Space Heating_Natural Gas_Furnace_Codes & Standards Forecast | F3 | Commercial | Retail | New | Space Heating | Natural Gas | Furnace | Codes & Standards Forecast | Winter Demand Savings (MW) | 0 | 0 | 0 | 0 | 0 | 0 | 0 | 0 | 0 | 0 | 0 | 0 | 0 | 0 | 0 | 0 | 0 | 0 | 0 | 0 | 0 | 0 | 0 | 0 | 0 | 0 | 0 | 0 | 0 | 0 | 0 | 0 | 0 | 0 | 0 | 0
F4_Commercial_Retail_New_Space Heating_Natural Gas_Furnace_Codes & Standards Forecast | F4 | Commercial | Retail | New | Space Heating | Natural Gas | Furnace | Codes & Standards Forecast | Incremental Savings (MMtherm) | 0 | 0 | 0 | 0 | 0 | 0 | 0 | 0 | 0 | 0 | 0 | 0 | 0 | 0 | 0 | 0 | 0 | 0 | 0 | 0 | 0 | 0 | 0 | 0 | 0 | 0 | 0 | 0 | 0 | 0 | 0 | 0 | 0 | 0 | 0 | 0
F1_Commercial_Retail_New_Space Heating_Natural Gas_Boiler_Codes & Standards Forecast | F1 | Commercial | Retail | New | Space Heating | Natural Gas | Boiler | Codes & Standards Forecast | Consumption Savings (MMtherm) | 0 | 0 | 0 | 0 | 0 | 0 | 0 | 0 | 0 | 0 | 0 | 0 | 0 | 0 | 0 | 0 | 0 | 0 | 0 | 0 | 0 | 0 | 0 | 0 | 0 | 0 | 0 | 0 | 0 | 0 | 0 | 0 | 0 | 0 | 0 | 0
F2_Commercial_Retail_New_Space Heating_Natural Gas_Boiler_Codes & Standards Forecast | F2 | Commercial | Retail | New | Space Heating | Natural Gas | Boiler | Codes & Standards Forecast | Summer Demand Savings (MW) | 0 | 0 | 0 | 0 | 0 | 0 | 0 | 0 | 0 | 0 | 0 | 0 | 0 | 0 | 0 | 0 | 0 | 0 | 0 | 0 | 0 | 0 | 0 | 0 | 0 | 0 | 0 | 0 | 0 | 0 | 0 | 0 | 0 | 0 | 0 | 0
F3_Commercial_Retail_New_Space Heating_Natural Gas_Boiler_Codes & Standards Forecast | F3 | Commercial | Retail | New | Space Heating | Natural Gas | Boiler | Codes & Standards Forecast | Winter Demand Savings (MW) | 0 | 0 | 0 | 0 | 0 | 0 | 0 | 0 | 0 | 0 | 0 | 0 | 0 | 0 | 0 | 0 | 0 | 0 | 0 | 0 | 0 | 0 | 0 | 0 | 0 | 0 | 0 | 0 | 0 | 0 | 0 | 0 | 0 | 0 | 0 | 0
F4_Commercial_Retail_New_Space Heating_Natural Gas_Boiler_Codes & Standards Forecast | F4 | Commercial | Retail | New | Space Heating | Natural Gas | Boiler | Codes & Standards Forecast | Incremental Savings (MMtherm) | 0 | 0 | 0 | 0 | 0 | 0 | 0 | 0 | 0 | 0 | 0 | 0 | 0 | 0 | 0 | 0 | 0 | 0 | 0 | 0 | 0 | 0 | 0 | 0 | 0 | 0 | 0 | 0 | 0 | 0 | 0 | 0 | 0 | 0 | 0 | 0
F1_Commercial_Retail_New_Space Heating_Natural Gas_Unit Heater_Codes & Standards Forecast | F1 | Commercial | Retail | New | Space Heating | Natural Gas | Unit Heater | Codes & Standards Forecast | Consumption Savings (MMtherm) | 0 | 0 | 0 | 0 | 0 | 0 | 0 | 0 | 0 | 0 | 0 | 0 | 0 | 0 | 0 | 0 | 0 | 0 | 0 | 0 | 0 | 0 | 0 | 0 | 0 | 0 | 0 | 0 | 0 | 0 | 0 | 0 | 0 | 0 | 0 | 0
F2_Commercial_Retail_New_Space Heating_Natural Gas_Unit Heater_Codes & Standards Forecast | F2 | Commercial | Retail | New | Space Heating | Natural Gas | Unit Heater | Codes & Standards Forecast | Summer Demand Savings (MW) | 0 | 0 | 0 | 0 | 0 | 0 | 0 | 0 | 0 | 0 | 0 | 0 | 0 | 0 | 0 | 0 | 0 | 0 | 0 | 0 | 0 | 0 | 0 | 0 | 0 | 0 | 0 | 0 | 0 | 0 | 0 | 0 | 0 | 0 | 0 | 0
F3_Commercial_Retail_New_Space Heating_Natural Gas_Unit Heater_Codes & Standards Forecast | F3 | Commercial | Retail | New | Space Heating | Natural Gas | Unit Heater | Codes & Standards Forecast | Winter Demand Savings (MW) | 0 | 0 | 0 | 0 | 0 | 0 | 0 | 0 | 0 | 0 | 0 | 0 | 0 | 0 | 0 | 0 | 0 | 0 | 0 | 0 | 0 | 0 | 0 | 0 | 0 | 0 | 0 | 0 | 0 | 0 | 0 | 0 | 0 | 0 | 0 | 0
F4_Commercial_Retail_New_Space Heating_Natural Gas_Unit Heater_Codes & Standards Forecast | F4 | Commercial | Retail | New | Space Heating | Natural Gas | Unit Heater | Codes & Standards Forecast | Incremental Savings (MMtherm) | 0 | 0 | 0 | 0 | 0 | 0 | 0 | 0 | 0 | 0 | 0 | 0 | 0 | 0 | 0 | 0 | 0 | 0 | 0 | 0 | 0 | 0 | 0 | 0 | 0 | 0 | 0 | 0 | 0 | 0 | 0 | 0 | 0 | 0 | 0 | 0
F1_Commercial_Retail_New_Water Heating_Natural Gas_Water Heater_Codes & Standards Forecast | F1 | Commercial | Retail | New | Water Heating | Natural Gas | Water Heater | Codes & Standards Forecast | Consumption Savings (MMtherm) | 0 | 0 | 0 | 0 | 0 | 0 | 0 | 0 | 0 | 0 | 0 | 0 | 0 | 0 | 0 | 0 | 0 | 0 | 0 | 0 | 0 | 0 | 0 | 0 | 0 | 0 | 0 | 0 | 0 | 0 | 0 | 0 | 0 | 0 | 0 | 0
F2_Commercial_Retail_New_Water Heating_Natural Gas_Water Heater_Codes & Standards Forecast | F2 | Commercial | Retail | New | Water Heating | Natural Gas | Water Heater | Codes & Standards Forecast | Summer Demand Savings (MW) | 0 | 0 | 0 | 0 | 0 | 0 | 0 | 0 | 0 | 0 | 0 | 0 | 0 | 0 | 0 | 0 | 0 | 0 | 0 | 0 | 0 | 0 | 0 | 0 | 0 | 0 | 0 | 0 | 0 | 0 | 0 | 0 | 0 | 0 | 0 | 0
F3_Commercial_Retail_New_Water Heating_Natural Gas_Water Heater_Codes & Standards Forecast | F3 | Commercial | Retail | New | Water Heating | Natural Gas | Water Heater | Codes & Standards Forecast | Winter Demand Savings (MW) | 0 | 0 | 0 | 0 | 0 | 0 | 0 | 0 | 0 | 0 | 0 | 0 | 0 | 0 | 0 | 0 | 0 | 0 | 0 | 0 | 0 | 0 | 0 | 0 | 0 | 0 | 0 | 0 | 0 | 0 | 0 | 0 | 0 | 0 | 0 | 0
F4_Commercial_Retail_New_Water Heating_Natural Gas_Water Heater_Codes & Standards Forecast | F4 | Commercial | Retail | New | Water Heating | Natural Gas | Water Heater | Codes & Standards Forecast | Incremental Savings (MMtherm) | 0 | 0 | 0 | 0 | 0 | 0 | 0 | 0 | 0 | 0 | 0 | 0 | 0 | 0 | 0 | 0 | 0 | 0 | 0 | 0 | 0 | 0 | 0 | 0 | 0 | 0 | 0 | 0 | 0 | 0 | 0 | 0 | 0 | 0 | 0 | 0
F1_Commercial_Retail_New_Food Preparation_Natural Gas_Oven_Codes & Standards Forecast | F1 | Commercial | Retail | New | Food Preparation | Natural Gas | Oven | Codes & Standards Forecast | Consumption Savings (MMtherm) | 0 | 0 | 0 | 0 | 0 | 0 | 0 | 0 | 0 | 0 | 0 | 0 | 0 | 0 | 0 | 0 | 0 | 0 | 0 | 0 | 0 | 0 | 0 | 0 | 0 | 0 | 0 | 0 | 0 | 0 | 0 | 0 | 0 | 0 | 0 | 0
F2_Commercial_Retail_New_Food Preparation_Natural Gas_Oven_Codes & Standards Forecast | F2 | Commercial | Retail | New | Food Preparation | Natural Gas | Oven | Codes & Standards Forecast | Summer Demand Savings (MW) | 0 | 0 | 0 | 0 | 0 | 0 | 0 | 0 | 0 | 0 | 0 | 0 | 0 | 0 | 0 | 0 | 0 | 0 | 0 | 0 | 0 | 0 | 0 | 0 | 0 | 0 | 0 | 0 | 0 | 0 | 0 | 0 | 0 | 0 | 0 | 0
F3_Commercial_Retail_New_Food Preparation_Natural Gas_Oven_Codes & Standards Forecast | F3 | Commercial | Retail | New | Food Preparation | Natural Gas | Oven | Codes & Standards Forecast | Winter Demand Savings (MW) | 0 | 0 | 0 | 0 | 0 | 0 | 0 | 0 | 0 | 0 | 0 | 0 | 0 | 0 | 0 | 0 | 0 | 0 | 0 | 0 | 0 | 0 | 0 | 0 | 0 | 0 | 0 | 0 | 0 | 0 | 0 | 0 | 0 | 0 | 0 | 0
F4_Commercial_Retail_New_Food Preparation_Natural Gas_Oven_Codes & Standards Forecast | F4 | Commercial | Retail | New | Food Preparation | Natural Gas | Oven | Codes & Standards Forecast | Incremental Savings (MMtherm) | 0 | 0 | 0 | 0 | 0 | 0 | 0 | 0 | 0 | 0 | 0 | 0 | 0 | 0 | 0 | 0 | 0 | 0 | 0 | 0 | 0 | 0 | 0 | 0 | 0 | 0 | 0 | 0 | 0 | 0 | 0 | 0 | 0 | 0 | 0 | 0
F1_Commercial_Retail_New_Food Preparation_Natural Gas_Conveyor Oven_Codes & Standards Forecast | F1 | Commercial | Retail | New | Food Preparation | Natural Gas | Conveyor Oven | Codes & Standards Forecast | Consumption Savings (MMtherm) | 0 | 0 | 0 | 0 | 0 | 0 | 0 | 0 | 0 | 0 | 0 | 0 | 0 | 0 | 0 | 0 | 0 | 0 | 0 | 0 | 0 | 0 | 0 | 0 | 0 | 0 | 0 | 0 | 0 | 0 | 0 | 0 | 0 | 0 | 0 | 0
F2_Commercial_Retail_New_Food Preparation_Natural Gas_Conveyor Oven_Codes & Standards Forecast | F2 | Commercial | Retail | New | Food Preparation | Natural Gas | Conveyor Oven | Codes & Standards Forecast | Summer Demand Savings (MW) | 0 | 0 | 0 | 0 | 0 | 0 | 0 | 0 | 0 | 0 | 0 | 0 | 0 | 0 | 0 | 0 | 0 | 0 | 0 | 0 | 0 | 0 | 0 | 0 | 0 | 0 | 0 | 0 | 0 | 0 | 0 | 0 | 0 | 0 | 0 | 0
F3_Commercial_Retail_New_Food Preparation_Natural Gas_Conveyor Oven_Codes & Standards Forecast | F3 | Commercial | Retail | New | Food Preparation | Natural Gas | Conveyor Oven | Codes & Standards Forecast | Winter Demand Savings (MW) | 0 | 0 | 0 | 0 | 0 | 0 | 0 | 0 | 0 | 0 | 0 | 0 | 0 | 0 | 0 | 0 | 0 | 0 | 0 | 0 | 0 | 0 | 0 | 0 | 0 | 0 | 0 | 0 | 0 | 0 | 0 | 0 | 0 | 0 | 0 | 0
F4_Commercial_Retail_New_Food Preparation_Natural Gas_Conveyor Oven_Codes & Standards Forecast | F4 | Commercial | Retail | New | Food Preparation | Natural Gas | Conveyor Oven | Codes & Standards Forecast | Incremental Savings (MMtherm) | 0 | 0 | 0 | 0 | 0 | 0 | 0 | 0 | 0 | 0 | 0 | 0 | 0 | 0 | 0 | 0 | 0 | 0 | 0 | 0 | 0 | 0 | 0 | 0 | 0 | 0 | 0 | 0 | 0 | 0 | 0 | 0 | 0 | 0 | 0 | 0
F1_Commercial_Retail_New_Food Preparation_Natural Gas_Double Rack Oven_Codes & Standards Forecast | F1 | Commercial | Retail | New | Food Preparation | Natural Gas | Double Rack Oven | Codes & Standards Forecast | Consumption Savings (MMtherm) | 0 | 0 | 0 | 0 | 0 | 0 | 0 | 0 | 0 | 0 | 0 | 0 | 0 | 0 | 0 | 0 | 0 | 0 | 0 | 0 | 0 | 0 | 0 | 0 | 0 | 0 | 0 | 0 | 0 | 0 | 0 | 0 | 0 | 0 | 0 | 0
F2_Commercial_Retail_New_Food Preparation_Natural Gas_Double Rack Oven_Codes & Standards Forecast | F2 | Commercial | Retail | New | Food Preparation | Natural Gas | Double Rack Oven | Codes & Standards Forecast | Summer Demand Savings (MW) | 0 | 0 | 0 | 0 | 0 | 0 | 0 | 0 | 0 | 0 | 0 | 0 | 0 | 0 | 0 | 0 | 0 | 0 | 0 | 0 | 0 | 0 | 0 | 0 | 0 | 0 | 0 | 0 | 0 | 0 | 0 | 0 | 0 | 0 | 0 | 0
F3_Commercial_Retail_New_Food Preparation_Natural Gas_Double Rack Oven_Codes & Standards Forecast | F3 | Commercial | Retail | New | Food Preparation | Natural Gas | Double Rack Oven | Codes & Standards Forecast | Winter Demand Savings (MW) | 0 | 0 | 0 | 0 | 0 | 0 | 0 | 0 | 0 | 0 | 0 | 0 | 0 | 0 | 0 | 0 | 0 | 0 | 0 | 0 | 0 | 0 | 0 | 0 | 0 | 0 | 0 | 0 | 0 | 0 | 0 | 0 | 0 | 0 | 0 | 0
F4_Commercial_Retail_New_Food Preparation_Natural Gas_Double Rack Oven_Codes & Standards Forecast | F4 | Commercial | Retail | New | Food Preparation | Natural Gas | Double Rack Oven | Codes & Standards Forecast | Incremental Savings (MMtherm) | 0 | 0 | 0 | 0 | 0 | 0 | 0 | 0 | 0 | 0 | 0 | 0 | 0 | 0 | 0 | 0 | 0 | 0 | 0 | 0 | 0 | 0 | 0 | 0 | 0 | 0 | 0 | 0 | 0 | 0 | 0 | 0 | 0 | 0 | 0 | 0
F1_Commercial_Retail_New_Food Preparation_Natural Gas_Fryer_Codes & Standards Forecast | F1 | Commercial | Retail | New | Food Preparation | Natural Gas | Fryer | Codes & Standards Forecast | Consumption Savings (MMtherm) | 0 | 0 | 0 | 0 | 0 | 0 | 0 | 0 | 0 | 0 | 0 | 0 | 0 | 0 | 0 | 0 | 0 | 0 | 0 | 0 | 0 | 0 | 0 | 0 | 0 | 0 | 0 | 0 | 0 | 0 | 0 | 0 | 0 | 0 | 0 | 0
F2_Commercial_Retail_New_Food Preparation_Natural Gas_Fryer_Codes & Standards Forecast | F2 | Commercial | Retail | New | Food Preparation | Natural Gas | Fryer | Codes & Standards Forecast | Summer Demand Savings (MW) | 0 | 0 | 0 | 0 | 0 | 0 | 0 | 0 | 0 | 0 | 0 | 0 | 0 | 0 | 0 | 0 | 0 | 0 | 0 | 0 | 0 | 0 | 0 | 0 | 0 | 0 | 0 | 0 | 0 | 0 | 0 | 0 | 0 | 0 | 0 | 0
F3_Commercial_Retail_New_Food Preparation_Natural Gas_Fryer_Codes & Standards Forecast | F3 | Commercial | Retail | New | Food Preparation | Natural Gas | Fryer | Codes & Standards Forecast | Winter Demand Savings (MW) | 0 | 0 | 0 | 0 | 0 | 0 | 0 | 0 | 0 | 0 | 0 | 0 | 0 | 0 | 0 | 0 | 0 | 0 | 0 | 0 | 0 | 0 | 0 | 0 | 0 | 0 | 0 | 0 | 0 | 0 | 0 | 0 | 0 | 0 | 0 | 0
F4_Commercial_Retail_New_Food Preparation_Natural Gas_Fryer_Codes & Standards Forecast | F4 | Commercial | Retail | New | Food Preparation | Natural Gas | Fryer | Codes & Standards Forecast | Incremental Savings (MMtherm) | 0 | 0 | 0 | 0 | 0 | 0 | 0 | 0 | 0 | 0 | 0 | 0 | 0 | 0 | 0 | 0 | 0 | 0 | 0 | 0 | 0 | 0 | 0 | 0 | 0 | 0 | 0 | 0 | 0 | 0 | 0 | 0 | 0 | 0 | 0 | 0
F1_Commercial_Retail_New_Food Preparation_Natural Gas_Broiler_Codes & Standards Forecast | F1 | Commercial | Retail | New | Food Preparation | Natural Gas | Broiler | Codes & Standards Forecast | Consumption Savings (MMtherm) | 0 | 0 | 0 | 0 | 0 | 0 | 0 | 0 | 0 | 0 | 0 | 0 | 0 | 0 | 0 | 0 | 0 | 0 | 0 | 0 | 0 | 0 | 0 | 0 | 0 | 0 | 0 | 0 | 0 | 0 | 0 | 0 | 0 | 0 | 0 | 0
F2_Commercial_Retail_New_Food Preparation_Natural Gas_Broiler_Codes & Standards Forecast | F2 | Commercial | Retail | New | Food Preparation | Natural Gas | Broiler | Codes & Standards Forecast | Summer Demand Savings (MW) | 0 | 0 | 0 | 0 | 0 | 0 | 0 | 0 | 0 | 0 | 0 | 0 | 0 | 0 | 0 | 0 | 0 | 0 | 0 | 0 | 0 | 0 | 0 | 0 | 0 | 0 | 0 | 0 | 0 | 0 | 0 | 0 | 0 | 0 | 0 | 0
F3_Commercial_Retail_New_Food Preparation_Natural Gas_Broiler_Codes & Standards Forecast | F3 | Commercial | Retail | New | Food Preparation | Natural Gas | Broiler | Codes & Standards Forecast | Winter Demand Savings (MW) | 0 | 0 | 0 | 0 | 0 | 0 | 0 | 0 | 0 | 0 | 0 | 0 | 0 | 0 | 0 | 0 | 0 | 0 | 0 | 0 | 0 | 0 | 0 | 0 | 0 | 0 | 0 | 0 | 0 | 0 | 0 | 0 | 0 | 0 | 0 | 0
F4_Commercial_Retail_New_Food Preparation_Natural Gas_Broiler_Codes & Standards Forecast | F4 | Commercial | Retail | New | Food Preparation | Natural Gas | Broiler | Codes & Standards Forecast | Incremental Savings (MMtherm) | 0 | 0 | 0 | 0 | 0 | 0 | 0 | 0 | 0 | 0 | 0 | 0 | 0 | 0 | 0 | 0 | 0 | 0 | 0 | 0 | 0 | 0 | 0 | 0 | 0 | 0 | 0 | 0 | 0 | 0 | 0 | 0 | 0 | 0 | 0 | 0
F1_Commercial_Retail_New_Food Preparation_Natural Gas_Griddle_Codes & Standards Forecast | F1 | Commercial | Retail | New | Food Preparation | Natural Gas | Griddle | Codes & Standards Forecast | Consumption Savings (MMtherm) | 0 | 0 | 0 | 0 | 0 | 0 | 0 | 0 | 0 | 0 | 0 | 0 | 0 | 0 | 0 | 0 | 0 | 0 | 0 | 0 | 0 | 0 | 0 | 0 | 0 | 0 | 0 | 0 | 0 | 0 | 0 | 0 | 0 | 0 | 0 | 0
F2_Commercial_Retail_New_Food Preparation_Natural Gas_Griddle_Codes & Standards Forecast | F2 | Commercial | Retail | New | Food Preparation | Natural Gas | Griddle | Codes & Standards Forecast | Summer Demand Savings (MW) | 0 | 0 | 0 | 0 | 0 | 0 | 0 | 0 | 0 | 0 | 0 | 0 | 0 | 0 | 0 | 0 | 0 | 0 | 0 | 0 | 0 | 0 | 0 | 0 | 0 | 0 | 0 | 0 | 0 | 0 | 0 | 0 | 0 | 0 | 0 | 0
F3_Commercial_Retail_New_Food Preparation_Natural Gas_Griddle_Codes & Standards Forecast | F3 | Commercial | Retail | New | Food Preparation | Natural Gas | Griddle | Codes & Standards Forecast | Winter Demand Savings (MW) | 0 | 0 | 0 | 0 | 0 | 0 | 0 | 0 | 0 | 0 | 0 | 0 | 0 | 0 | 0 | 0 | 0 | 0 | 0 | 0 | 0 | 0 | 0 | 0 | 0 | 0 | 0 | 0 | 0 | 0 | 0 | 0 | 0 | 0 | 0 | 0
F4_Commercial_Retail_New_Food Preparation_Natural Gas_Griddle_Codes & Standards Forecast | F4 | Commercial | Retail | New | Food Preparation | Natural Gas | Griddle | Codes & Standards Forecast | Incremental Savings (MMtherm) | 0 | 0 | 0 | 0 | 0 | 0 | 0 | 0 | 0 | 0 | 0 | 0 | 0 | 0 | 0 | 0 | 0 | 0 | 0 | 0 | 0 | 0 | 0 | 0 | 0 | 0 | 0 | 0 | 0 | 0 | 0 | 0 | 0 | 0 | 0 | 0
F1_Commercial_Retail_New_Food Preparation_Natural Gas_Range_Codes & Standards Forecast | F1 | Commercial | Retail | New | Food Preparation | Natural Gas | Range | Codes & Standards Forecast | Consumption Savings (MMtherm) | 0 | 0 | 0 | 0 | 0 | 0 | 0 | 0 | 0 | 0 | 0 | 0 | 0 | 0 | 0 | 0 | 0 | 0 | 0 | 0 | 0 | 0 | 0 | 0 | 0 | 0 | 0 | 0 | 0 | 0 | 0 | 0 | 0 | 0 | 0 | 0
F2_Commercial_Retail_New_Food Preparation_Natural Gas_Range_Codes & Standards Forecast | F2 | Commercial | Retail | New | Food Preparation | Natural Gas | Range | Codes & Standards Forecast | Summer Demand Savings (MW) | 0 | 0 | 0 | 0 | 0 | 0 | 0 | 0 | 0 | 0 | 0 | 0 | 0 | 0 | 0 | 0 | 0 | 0 | 0 | 0 | 0 | 0 | 0 | 0 | 0 | 0 | 0 | 0 | 0 | 0 | 0 | 0 | 0 | 0 | 0 | 0
F3_Commercial_Retail_New_Food Preparation_Natural Gas_Range_Codes & Standards Forecast | F3 | Commercial | Retail | New | Food Preparation | Natural Gas | Range | Codes & Standards Forecast | Winter Demand Savings (MW) | 0 | 0 | 0 | 0 | 0 | 0 | 0 | 0 | 0 | 0 | 0 | 0 | 0 | 0 | 0 | 0 | 0 | 0 | 0 | 0 | 0 | 0 | 0 | 0 | 0 | 0 | 0 | 0 | 0 | 0 | 0 | 0 | 0 | 0 | 0 | 0
F4_Commercial_Retail_New_Food Preparation_Natural Gas_Range_Codes & Standards Forecast | F4 | Commercial | Retail | New | Food Preparation | Natural Gas | Range | Codes & Standards Forecast | Incremental Savings (MMtherm) | 0 | 0 | 0 | 0 | 0 | 0 | 0 | 0 | 0 | 0 | 0 | 0 | 0 | 0 | 0 | 0 | 0 | 0 | 0 | 0 | 0 | 0 | 0 | 0 | 0 | 0 | 0 | 0 | 0 | 0 | 0 | 0 | 0 | 0 | 0 | 0
F1_Commercial_Retail_New_Food Preparation_Natural Gas_Steamer_Codes & Standards Forecast | F1 | Commercial | Retail | New | Food Preparation | Natural Gas | Steamer | Codes & Standards Forecast | Consumption Savings (MMtherm) | 0 | 0 | 0 | 0 | 0 | 0 | 0 | 0 | 0 | 0 | 0 | 0 | 0 | 0 | 0 | 0 | 0 | 0 | 0 | 0 | 0 | 0 | 0 | 0 | 0 | 0 | 0 | 0 | 0 | 0 | 0 | 0 | 0 | 0 | 0 | 0
F2_Commercial_Retail_New_Food Preparation_Natural Gas_Steamer_Codes & Standards Forecast | F2 | Commercial | Retail | New | Food Preparation | Natural Gas | Steamer | Codes & Standards Forecast | Summer Demand Savings (MW) | 0 | 0 | 0 | 0 | 0 | 0 | 0 | 0 | 0 | 0 | 0 | 0 | 0 | 0 | 0 | 0 | 0 | 0 | 0 | 0 | 0 | 0 | 0 | 0 | 0 | 0 | 0 | 0 | 0 | 0 | 0 | 0 | 0 | 0 | 0 | 0
F3_Commercial_Retail_New_Food Preparation_Natural Gas_Steamer_Codes & Standards Forecast | F3 | Commercial | Retail | New | Food Preparation | Natural Gas | Steamer | Codes & Standards Forecast | Winter Demand Savings (MW) | 0 | 0 | 0 | 0 | 0 | 0 | 0 | 0 | 0 | 0 | 0 | 0 | 0 | 0 | 0 | 0 | 0 | 0 | 0 | 0 | 0 | 0 | 0 | 0 | 0 | 0 | 0 | 0 | 0 | 0 | 0 | 0 | 0 | 0 | 0 | 0
F4_Commercial_Retail_New_Food Preparation_Natural Gas_Steamer_Codes & Standards Forecast | F4 | Commercial | Retail | New | Food Preparation | Natural Gas | Steamer | Codes & Standards Forecast | Incremental Savings (MMtherm) | 0 | 0 | 0 | 0 | 0 | 0 | 0 | 0 | 0 | 0 | 0 | 0 | 0 | 0 | 0 | 0 | 0 | 0 | 0 | 0 | 0 | 0 | 0 | 0 | 0 | 0 | 0 | 0 | 0 | 0 | 0 | 0 | 0 | 0 | 0 | 0
F1_Commercial_Retail_New_Food Preparation_Natural Gas_Food Prep Other_Codes & Standards Forecast | F1 | Commercial | Retail | New | Food Preparation | Natural Gas | Food Prep Other | Codes & Standards Forecast | Consumption Savings (MMtherm) | 0 | 0 | 0 | 0 | 0 | 0 | 0 | 0 | 0 | 0 | 0 | 0 | 0 | 0 | 0 | 0 | 0 | 0 | 0 | 0 | 0 | 0 | 0 | 0 | 0 | 0 | 0 | 0 | 0 | 0 | 0 | 0 | 0 | 0 | 0 | 0
F2_Commercial_Retail_New_Food Preparation_Natural Gas_Food Prep Other_Codes & Standards Forecast | F2 | Commercial | Retail | New | Food Preparation | Natural Gas | Food Prep Other | Codes & Standards Forecast | Summer Demand Savings (MW) | 0 | 0 | 0 | 0 | 0 | 0 | 0 | 0 | 0 | 0 | 0 | 0 | 0 | 0 | 0 | 0 | 0 | 0 | 0 | 0 | 0 | 0 | 0 | 0 | 0 | 0 | 0 | 0 | 0 | 0 | 0 | 0 | 0 | 0 | 0 | 0
F3_Commercial_Retail_New_Food Preparation_Natural Gas_Food Prep Other_Codes & Standards Forecast | F3 | Commercial | Retail | New | Food Preparation | Natural Gas | Food Prep Other | Codes & Standards Forecast | Winter Demand Savings (MW) | 0 | 0 | 0 | 0 | 0 | 0 | 0 | 0 | 0 | 0 | 0 | 0 | 0 | 0 | 0 | 0 | 0 | 0 | 0 | 0 | 0 | 0 | 0 | 0 | 0 | 0 | 0 | 0 | 0 | 0 | 0 | 0 | 0 | 0 | 0 | 0
F4_Commercial_Retail_New_Food Preparation_Natural Gas_Food Prep Other_Codes & Standards Forecast | F4 | Commercial | Retail | New | Food Preparation | Natural Gas | Food Prep Other | Codes & Standards Forecast | Incremental Savings (MMtherm) | 0 | 0 | 0 | 0 | 0 | 0 | 0 | 0 | 0 | 0 | 0 | 0 | 0 | 0 | 0 | 0 | 0 | 0 | 0 | 0 | 0 | 0 | 0 | 0 | 0 | 0 | 0 | 0 | 0 | 0 | 0 | 0 | 0 | 0 | 0 | 0
F1_Commercial_Retail_New_Miscellaneous_Natural Gas_Pool Heater_Codes & Standards Forecast | F1 | Commercial | Retail | New | Miscellaneous | Natural Gas | Pool Heater | Codes & Standards Forecast | Consumption Savings (MMtherm) | 0 | 0 | 0 | 0 | 0 | 0 | 0 | 0 | 0 | 0 | 0 | 0 | 0 | 0 | 0 | 0 | 0 | 0 | 0 | 0 | 0 | 0 | 0 | 0 | 0 | 0 | 0 | 0 | 0 | 0 | 0 | 0 | 0 | 0 | 0 | 0
F2_Commercial_Retail_New_Miscellaneous_Natural Gas_Pool Heater_Codes & Standards Forecast | F2 | Commercial | Retail | New | Miscellaneous | Natural Gas | Pool Heater | Codes & Standards Forecast | Summer Demand Savings (MW) | 0 | 0 | 0 | 0 | 0 | 0 | 0 | 0 | 0 | 0 | 0 | 0 | 0 | 0 | 0 | 0 | 0 | 0 | 0 | 0 | 0 | 0 | 0 | 0 | 0 | 0 | 0 | 0 | 0 | 0 | 0 | 0 | 0 | 0 | 0 | 0
F3_Commercial_Retail_New_Miscellaneous_Natural Gas_Pool Heater_Codes & Standards Forecast | F3 | Commercial | Retail | New | Miscellaneous | Natural Gas | Pool Heater | Codes & Standards Forecast | Winter Demand Savings (MW) | 0 | 0 | 0 | 0 | 0 | 0 | 0 | 0 | 0 | 0 | 0 | 0 | 0 | 0 | 0 | 0 | 0 | 0 | 0 | 0 | 0 | 0 | 0 | 0 | 0 | 0 | 0 | 0 | 0 | 0 | 0 | 0 | 0 | 0 | 0 | 0
F4_Commercial_Retail_New_Miscellaneous_Natural Gas_Pool Heater_Codes & Standards Forecast | F4 | Commercial | Retail | New | Miscellaneous | Natural Gas | Pool Heater | Codes & Standards Forecast | Incremental Savings (MMtherm) | 0 | 0 | 0 | 0 | 0 | 0 | 0 | 0 | 0 | 0 | 0 | 0 | 0 | 0 | 0 | 0 | 0 | 0 | 0 | 0 | 0 | 0 | 0 | 0 | 0 | 0 | 0 | 0 | 0 | 0 | 0 | 0 | 0 | 0 | 0 | 0
F1_Commercial_Retail_New_Miscellaneous_Natural Gas_Miscellaneous_Codes & Standards Forecast | F1 | Commercial | Retail | New | Miscellaneous | Natural Gas | Miscellaneous | Codes & Standards Forecast | Consumption Savings (MMtherm) | 0 | 0 | 0 | 0 | 0 | 0 | 0 | 0 | 0 | 0 | 0 | 0 | 0 | 0 | 0 | 0 | 0 | 0 | 0 | 0 | 0 | 0 | 0 | 0 | 0 | 0 | 0 | 0 | 0 | 0 | 0 | 0 | 0 | 0 | 0 | 0
F2_Commercial_Retail_New_Miscellaneous_Natural Gas_Miscellaneous_Codes & Standards Forecast | F2 | Commercial | Retail | New | Miscellaneous | Natural Gas | Miscellaneous | Codes & Standards Forecast | Summer Demand Savings (MW) | 0 | 0 | 0 | 0 | 0 | 0 | 0 | 0 | 0 | 0 | 0 | 0 | 0 | 0 | 0 | 0 | 0 | 0 | 0 | 0 | 0 | 0 | 0 | 0 | 0 | 0 | 0 | 0 | 0 | 0 | 0 | 0 | 0 | 0 | 0 | 0
F3_Commercial_Retail_New_Miscellaneous_Natural Gas_Miscellaneous_Codes & Standards Forecast | F3 | Commercial | Retail | New | Miscellaneous | Natural Gas | Miscellaneous | Codes & Standards Forecast | Winter Demand Savings (MW) | 0 | 0 | 0 | 0 | 0 | 0 | 0 | 0 | 0 | 0 | 0 | 0 | 0 | 0 | 0 | 0 | 0 | 0 | 0 | 0 | 0 | 0 | 0 | 0 | 0 | 0 | 0 | 0 | 0 | 0 | 0 | 0 | 0 | 0 | 0 | 0
F4_Commercial_Retail_New_Miscellaneous_Natural Gas_Miscellaneous_Codes & Standards Forecast | F4 | Commercial | Retail | New | Miscellaneous | Natural Gas | Miscellaneous | Codes & Standards Forecast | Incremental Savings (MMtherm) | 0 | 0 | 0 | 0 | 0 | 0 | 0 | 0 | 0 | 0 | 0 | 0 | 0 | 0 | 0 | 0 | 0 | 0 | 0 | 0 | 0 | 0 | 0 | 0 | 0 | 0 | 0 | 0 | 0 | 0 | 0 | 0 | 0 | 0 | 0 | 0
F1_Commercial_Grocery_Existing_Space Heating_Natural Gas_Furnace_Codes & Standards Forecast | F1 | Commercial | Grocery | Existing | Space Heating | Natural Gas | Furnace | Codes & Standards Forecast | Consumption Savings (MMtherm) | 0 | 0 | 0 | 0 | 0 | 0 | 0 | 0 | 0 | 0 | 0 | 0 | 0 | 0 | 0 | 0 | 0 | 0 | 0 | 0 | 0 | 0 | 0 | 0 | 0 | 0 | 0 | 0 | 0 | 0 | 0 | 0 | 0 | 0 | 0 | 0
F2_Commercial_Grocery_Existing_Space Heating_Natural Gas_Furnace_Codes & Standards Forecast | F2 | Commercial | Grocery | Existing | Space Heating | Natural Gas | Furnace | Codes & Standards Forecast | Summer Demand Savings (MW) | 0 | 0 | 0 | 0 | 0 | 0 | 0 | 0 | 0 | 0 | 0 | 0 | 0 | 0 | 0 | 0 | 0 | 0 | 0 | 0 | 0 | 0 | 0 | 0 | 0 | 0 | 0 | 0 | 0 | 0 | 0 | 0 | 0 | 0 | 0 | 0
F3_Commercial_Grocery_Existing_Space Heating_Natural Gas_Furnace_Codes & Standards Forecast | F3 | Commercial | Grocery | Existing | Space Heating | Natural Gas | Furnace | Codes & Standards Forecast | Winter Demand Savings (MW) | 0 | 0 | 0 | 0 | 0 | 0 | 0 | 0 | 0 | 0 | 0 | 0 | 0 | 0 | 0 | 0 | 0 | 0 | 0 | 0 | 0 | 0 | 0 | 0 | 0 | 0 | 0 | 0 | 0 | 0 | 0 | 0 | 0 | 0 | 0 | 0
F4_Commercial_Grocery_Existing_Space Heating_Natural Gas_Furnace_Codes & Standards Forecast | F4 | Commercial | Grocery | Existing | Space Heating | Natural Gas | Furnace | Codes & Standards Forecast | Incremental Savings (MMtherm) | 0 | 0 | 0 | 0 | 0 | 0 | 0 | 0 | 0 | 0 | 0 | 0 | 0 | 0 | 0 | 0 | 0 | 0 | 0 | 0 | 0 | 0 | 0 | 0 | 0 | 0 | 0 | 0 | 0 | 0 | 0 | 0 | 0 | 0 | 0 | 0
F1_Commercial_Grocery_Existing_Space Heating_Natural Gas_Boiler_Codes & Standards Forecast | F1 | Commercial | Grocery | Existing | Space Heating | Natural Gas | Boiler | Codes & Standards Forecast | Consumption Savings (MMtherm) | 0 | 0 | 0 | 0 | 0 | 0 | 0 | 0 | 0 | 0 | 0 | 0 | 0 | 0 | 0 | 0 | 0 | 0 | 0 | 0 | 0 | 0 | 0 | 0 | 0 | 0 | 0 | 0 | 0 | 0 | 0 | 0 | 0 | 0 | 0 | 0
F2_Commercial_Grocery_Existing_Space Heating_Natural Gas_Boiler_Codes & Standards Forecast | F2 | Commercial | Grocery | Existing | Space Heating | Natural Gas | Boiler | Codes & Standards Forecast | Summer Demand Savings (MW) | 0 | 0 | 0 | 0 | 0 | 0 | 0 | 0 | 0 | 0 | 0 | 0 | 0 | 0 | 0 | 0 | 0 | 0 | 0 | 0 | 0 | 0 | 0 | 0 | 0 | 0 | 0 | 0 | 0 | 0 | 0 | 0 | 0 | 0 | 0 | 0
F3_Commercial_Grocery_Existing_Space Heating_Natural Gas_Boiler_Codes & Standards Forecast | F3 | Commercial | Grocery | Existing | Space Heating | Natural Gas | Boiler | Codes & Standards Forecast | Winter Demand Savings (MW) | 0 | 0 | 0 | 0 | 0 | 0 | 0 | 0 | 0 | 0 | 0 | 0 | 0 | 0 | 0 | 0 | 0 | 0 | 0 | 0 | 0 | 0 | 0 | 0 | 0 | 0 | 0 | 0 | 0 | 0 | 0 | 0 | 0 | 0 | 0 | 0
F4_Commercial_Grocery_Existing_Space Heating_Natural Gas_Boiler_Codes & Standards Forecast | F4 | Commercial | Grocery | Existing | Space Heating | Natural Gas | Boiler | Codes & Standards Forecast | Incremental Savings (MMtherm) | 0 | 0 | 0 | 0 | 0 | 0 | 0 | 0 | 0 | 0 | 0 | 0 | 0 | 0 | 0 | 0 | 0 | 0 | 0 | 0 | 0 | 0 | 0 | 0 | 0 | 0 | 0 | 0 | 0 | 0 | 0 | 0 | 0 | 0 | 0 | 0
F1_Commercial_Grocery_Existing_Space Heating_Natural Gas_Unit Heater_Codes & Standards Forecast | F1 | Commercial | Grocery | Existing | Space Heating | Natural Gas | Unit Heater | Codes & Standards Forecast | Consumption Savings (MMtherm) | 0 | 0 | 0 | 0 | 0 | 0 | 0 | 0 | 0 | 0 | 0 | 0 | 0 | 0 | 0 | 0 | 0 | 0 | 0 | 0 | 0 | 0 | 0 | 0 | 0 | 0 | 0 | 0 | 0 | 0 | 0 | 0 | 0 | 0 | 0 | 0
F2_Commercial_Grocery_Existing_Space Heating_Natural Gas_Unit Heater_Codes & Standards Forecast | F2 | Commercial | Grocery | Existing | Space Heating | Natural Gas | Unit Heater | Codes & Standards Forecast | Summer Demand Savings (MW) | 0 | 0 | 0 | 0 | 0 | 0 | 0 | 0 | 0 | 0 | 0 | 0 | 0 | 0 | 0 | 0 | 0 | 0 | 0 | 0 | 0 | 0 | 0 | 0 | 0 | 0 | 0 | 0 | 0 | 0 | 0 | 0 | 0 | 0 | 0 | 0
F3_Commercial_Grocery_Existing_Space Heating_Natural Gas_Unit Heater_Codes & Standards Forecast | F3 | Commercial | Grocery | Existing | Space Heating | Natural Gas | Unit Heater | Codes & Standards Forecast | Winter Demand Savings (MW) | 0 | 0 | 0 | 0 | 0 | 0 | 0 | 0 | 0 | 0 | 0 | 0 | 0 | 0 | 0 | 0 | 0 | 0 | 0 | 0 | 0 | 0 | 0 | 0 | 0 | 0 | 0 | 0 | 0 | 0 | 0 | 0 | 0 | 0 | 0 | 0
F4_Commercial_Grocery_Existing_Space Heating_Natural Gas_Unit Heater_Codes & Standards Forecast | F4 | Commercial | Grocery | Existing | Space Heating | Natural Gas | Unit Heater | Codes & Standards Forecast | Incremental Savings (MMtherm) | 0 | 0 | 0 | 0 | 0 | 0 | 0 | 0 | 0 | 0 | 0 | 0 | 0 | 0 | 0 | 0 | 0 | 0 | 0 | 0 | 0 | 0 | 0 | 0 | 0 | 0 | 0 | 0 | 0 | 0 | 0 | 0 | 0 | 0 | 0 | 0
F1_Commercial_Grocery_Existing_Water Heating_Natural Gas_Water Heater_Codes & Standards Forecast | F1 | Commercial | Grocery | Existing | Water Heating | Natural Gas | Water Heater | Codes & Standards Forecast | Consumption Savings (MMtherm) | 0 | 0 | 0 | 0 | 0 | 0 | 0 | 0 | 0 | 0 | 0 | 0 | 0 | 0 | 0 | 0 | 0 | 0 | 0 | 0 | 0 | 0 | 0 | 0 | 0 | 0 | 0 | 0 | 0 | 0 | 0 | 0 | 0 | 0 | 0 | 0
F2_Commercial_Grocery_Existing_Water Heating_Natural Gas_Water Heater_Codes & Standards Forecast | F2 | Commercial | Grocery | Existing | Water Heating | Natural Gas | Water Heater | Codes & Standards Forecast | Summer Demand Savings (MW) | 0 | 0 | 0 | 0 | 0 | 0 | 0 | 0 | 0 | 0 | 0 | 0 | 0 | 0 | 0 | 0 | 0 | 0 | 0 | 0 | 0 | 0 | 0 | 0 | 0 | 0 | 0 | 0 | 0 | 0 | 0 | 0 | 0 | 0 | 0 | 0
F3_Commercial_Grocery_Existing_Water Heating_Natural Gas_Water Heater_Codes & Standards Forecast | F3 | Commercial | Grocery | Existing | Water Heating | Natural Gas | Water Heater | Codes & Standards Forecast | Winter Demand Savings (MW) | 0 | 0 | 0 | 0 | 0 | 0 | 0 | 0 | 0 | 0 | 0 | 0 | 0 | 0 | 0 | 0 | 0 | 0 | 0 | 0 | 0 | 0 | 0 | 0 | 0 | 0 | 0 | 0 | 0 | 0 | 0 | 0 | 0 | 0 | 0 | 0
F4_Commercial_Grocery_Existing_Water Heating_Natural Gas_Water Heater_Codes & Standards Forecast | F4 | Commercial | Grocery | Existing | Water Heating | Natural Gas | Water Heater | Codes & Standards Forecast | Incremental Savings (MMtherm) | 0 | 0 | 0 | 0 | 0 | 0 | 0 | 0 | 0 | 0 | 0 | 0 | 0 | 0 | 0 | 0 | 0 | 0 | 0 | 0 | 0 | 0 | 0 | 0 | 0 | 0 | 0 | 0 | 0 | 0 | 0 | 0 | 0 | 0 | 0 | 0
F1_Commercial_Grocery_Existing_Food Preparation_Natural Gas_Oven_Codes & Standards Forecast | F1 | Commercial | Grocery | Existing | Food Preparation | Natural Gas | Oven | Codes & Standards Forecast | Consumption Savings (MMtherm) | 0 | 0 | 0 | 0 | 0 | 0 | 0 | 0 | 0 | 0 | 0 | 0 | 0 | 0 | 0 | 0 | 0 | 0 | 0 | 0 | 0 | 0 | 0 | 0 | 0 | 0 | 0 | 0 | 0 | 0 | 0 | 0 | 0 | 0 | 0 | 0
F2_Commercial_Grocery_Existing_Food Preparation_Natural Gas_Oven_Codes & Standards Forecast | F2 | Commercial | Grocery | Existing | Food Preparation | Natural Gas | Oven | Codes & Standards Forecast | Summer Demand Savings (MW) | 0 | 0 | 0 | 0 | 0 | 0 | 0 | 0 | 0 | 0 | 0 | 0 | 0 | 0 | 0 | 0 | 0 | 0 | 0 | 0 | 0 | 0 | 0 | 0 | 0 | 0 | 0 | 0 | 0 | 0 | 0 | 0 | 0 | 0 | 0 | 0
F3_Commercial_Grocery_Existing_Food Preparation_Natural Gas_Oven_Codes & Standards Forecast | F3 | Commercial | Grocery | Existing | Food Preparation | Natural Gas | Oven | Codes & Standards Forecast | Winter Demand Savings (MW) | 0 | 0 | 0 | 0 | 0 | 0 | 0 | 0 | 0 | 0 | 0 | 0 | 0 | 0 | 0 | 0 | 0 | 0 | 0 | 0 | 0 | 0 | 0 | 0 | 0 | 0 | 0 | 0 | 0 | 0 | 0 | 0 | 0 | 0 | 0 | 0
F4_Commercial_Grocery_Existing_Food Preparation_Natural Gas_Oven_Codes & Standards Forecast | F4 | Commercial | Grocery | Existing | Food Preparation | Natural Gas | Oven | Codes & Standards Forecast | Incremental Savings (MMtherm) | 0 | 0 | 0 | 0 | 0 | 0 | 0 | 0 | 0 | 0 | 0 | 0 | 0 | 0 | 0 | 0 | 0 | 0 | 0 | 0 | 0 | 0 | 0 | 0 | 0 | 0 | 0 | 0 | 0 | 0 | 0 | 0 | 0 | 0 | 0 | 0
F1_Commercial_Grocery_Existing_Food Preparation_Natural Gas_Conveyor Oven_Codes & Standards Forecast | F1 | Commercial | Grocery | Existing | Food Preparation | Natural Gas | Conveyor Oven | Codes & Standards Forecast | Consumption Savings (MMtherm) | 0 | 0 | 0 | 0 | 0 | 0 | 0 | 0 | 0 | 0 | 0 | 0 | 0 | 0 | 0 | 0 | 0 | 0 | 0 | 0 | 0 | 0 | 0 | 0 | 0 | 0 | 0 | 0 | 0 | 0 | 0 | 0 | 0 | 0 | 0 | 0
F2_Commercial_Grocery_Existing_Food Preparation_Natural Gas_Conveyor Oven_Codes & Standards Forecast | F2 | Commercial | Grocery | Existing | Food Preparation | Natural Gas | Conveyor Oven | Codes & Standards Forecast | Summer Demand Savings (MW) | 0 | 0 | 0 | 0 | 0 | 0 | 0 | 0 | 0 | 0 | 0 | 0 | 0 | 0 | 0 | 0 | 0 | 0 | 0 | 0 | 0 | 0 | 0 | 0 | 0 | 0 | 0 | 0 | 0 | 0 | 0 | 0 | 0 | 0 | 0 | 0
F3_Commercial_Grocery_Existing_Food Preparation_Natural Gas_Conveyor Oven_Codes & Standards Forecast | F3 | Commercial | Grocery | Existing | Food Preparation | Natural Gas | Conveyor Oven | Codes & Standards Forecast | Winter Demand Savings (MW) | 0 | 0 | 0 | 0 | 0 | 0 | 0 | 0 | 0 | 0 | 0 | 0 | 0 | 0 | 0 | 0 | 0 | 0 | 0 | 0 | 0 | 0 | 0 | 0 | 0 | 0 | 0 | 0 | 0 | 0 | 0 | 0 | 0 | 0 | 0 | 0
F4_Commercial_Grocery_Existing_Food Preparation_Natural Gas_Conveyor Oven_Codes & Standards Forecast | F4 | Commercial | Grocery | Existing | Food Preparation | Natural Gas | Conveyor Oven | Codes & Standards Forecast | Incremental Savings (MMtherm) | 0 | 0 | 0 | 0 | 0 | 0 | 0 | 0 | 0 | 0 | 0 | 0 | 0 | 0 | 0 | 0 | 0 | 0 | 0 | 0 | 0 | 0 | 0 | 0 | 0 | 0 | 0 | 0 | 0 | 0 | 0 | 0 | 0 | 0 | 0 | 0
F1_Commercial_Grocery_Existing_Food Preparation_Natural Gas_Double Rack Oven_Codes & Standards Forecast | F1 | Commercial | Grocery | Existing | Food Preparation | Natural Gas | Double Rack Oven | Codes & Standards Forecast | Consumption Savings (MMtherm) | 0 | 0 | 0 | 0 | 0 | 0 | 0 | 0 | 0 | 0 | 0 | 0 | 0 | 0 | 0 | 0 | 0 | 0 | 0 | 0 | 0 | 0 | 0 | 0 | 0 | 0 | 0 | 0 | 0 | 0 | 0 | 0 | 0 | 0 | 0 | 0
F2_Commercial_Grocery_Existing_Food Preparation_Natural Gas_Double Rack Oven_Codes & Standards Forecast | F2 | Commercial | Grocery | Existing | Food Preparation | Natural Gas | Double Rack Oven | Codes & Standards Forecast | Summer Demand Savings (MW) | 0 | 0 | 0 | 0 | 0 | 0 | 0 | 0 | 0 | 0 | 0 | 0 | 0 | 0 | 0 | 0 | 0 | 0 | 0 | 0 | 0 | 0 | 0 | 0 | 0 | 0 | 0 | 0 | 0 | 0 | 0 | 0 | 0 | 0 | 0 | 0
F3_Commercial_Grocery_Existing_Food Preparation_Natural Gas_Double Rack Oven_Codes & Standards Forecast | F3 | Commercial | Grocery | Existing | Food Preparation | Natural Gas | Double Rack Oven | Codes & Standards Forecast | Winter Demand Savings (MW) | 0 | 0 | 0 | 0 | 0 | 0 | 0 | 0 | 0 | 0 | 0 | 0 | 0 | 0 | 0 | 0 | 0 | 0 | 0 | 0 | 0 | 0 | 0 | 0 | 0 | 0 | 0 | 0 | 0 | 0 | 0 | 0 | 0 | 0 | 0 | 0
F4_Commercial_Grocery_Existing_Food Preparation_Natural Gas_Double Rack Oven_Codes & Standards Forecast | F4 | Commercial | Grocery | Existing | Food Preparation | Natural Gas | Double Rack Oven | Codes & Standards Forecast | Incremental Savings (MMtherm) | 0 | 0 | 0 | 0 | 0 | 0 | 0 | 0 | 0 | 0 | 0 | 0 | 0 | 0 | 0 | 0 | 0 | 0 | 0 | 0 | 0 | 0 | 0 | 0 | 0 | 0 | 0 | 0 | 0 | 0 | 0 | 0 | 0 | 0 | 0 | 0
F1_Commercial_Grocery_Existing_Food Preparation_Natural Gas_Fryer_Codes & Standards Forecast | F1 | Commercial | Grocery | Existing | Food Preparation | Natural Gas | Fryer | Codes & Standards Forecast | Consumption Savings (MMtherm) | 0 | 0 | 0 | 0 | 0 | 0 | 0 | 0 | 0 | 0 | 0 | 0 | 0 | 0 | 0 | 0 | 0 | 0 | 0 | 0 | 0 | 0 | 0 | 0 | 0 | 0 | 0 | 0 | 0 | 0 | 0 | 0 | 0 | 0 | 0 | 0
F2_Commercial_Grocery_Existing_Food Preparation_Natural Gas_Fryer_Codes & Standards Forecast | F2 | Commercial | Grocery | Existing | Food Preparation | Natural Gas | Fryer | Codes & Standards Forecast | Summer Demand Savings (MW) | 0 | 0 | 0 | 0 | 0 | 0 | 0 | 0 | 0 | 0 | 0 | 0 | 0 | 0 | 0 | 0 | 0 | 0 | 0 | 0 | 0 | 0 | 0 | 0 | 0 | 0 | 0 | 0 | 0 | 0 | 0 | 0 | 0 | 0 | 0 | 0
F3_Commercial_Grocery_Existing_Food Preparation_Natural Gas_Fryer_Codes & Standards Forecast | F3 | Commercial | Grocery | Existing | Food Preparation | Natural Gas | Fryer | Codes & Standards Forecast | Winter Demand Savings (MW) | 0 | 0 | 0 | 0 | 0 | 0 | 0 | 0 | 0 | 0 | 0 | 0 | 0 | 0 | 0 | 0 | 0 | 0 | 0 | 0 | 0 | 0 | 0 | 0 | 0 | 0 | 0 | 0 | 0 | 0 | 0 | 0 | 0 | 0 | 0 | 0
F4_Commercial_Grocery_Existing_Food Preparation_Natural Gas_Fryer_Codes & Standards Forecast | F4 | Commercial | Grocery | Existing | Food Preparation | Natural Gas | Fryer | Codes & Standards Forecast | Incremental Savings (MMtherm) | 0 | 0 | 0 | 0 | 0 | 0 | 0 | 0 | 0 | 0 | 0 | 0 | 0 | 0 | 0 | 0 | 0 | 0 | 0 | 0 | 0 | 0 | 0 | 0 | 0 | 0 | 0 | 0 | 0 | 0 | 0 | 0 | 0 | 0 | 0 | 0
F1_Commercial_Grocery_Existing_Food Preparation_Natural Gas_Broiler_Codes & Standards Forecast | F1 | Commercial | Grocery | Existing | Food Preparation | Natural Gas | Broiler | Codes & Standards Forecast | Consumption Savings (MMtherm) | 0 | 0 | 0 | 0 | 0 | 0 | 0 | 0 | 0 | 0 | 0 | 0 | 0 | 0 | 0 | 0 | 0 | 0 | 0 | 0 | 0 | 0 | 0 | 0 | 0 | 0 | 0 | 0 | 0 | 0 | 0 | 0 | 0 | 0 | 0 | 0
F2_Commercial_Grocery_Existing_Food Preparation_Natural Gas_Broiler_Codes & Standards Forecast | F2 | Commercial | Grocery | Existing | Food Preparation | Natural Gas | Broiler | Codes & Standards Forecast | Summer Demand Savings (MW) | 0 | 0 | 0 | 0 | 0 | 0 | 0 | 0 | 0 | 0 | 0 | 0 | 0 | 0 | 0 | 0 | 0 | 0 | 0 | 0 | 0 | 0 | 0 | 0 | 0 | 0 | 0 | 0 | 0 | 0 | 0 | 0 | 0 | 0 | 0 | 0
F3_Commercial_Grocery_Existing_Food Preparation_Natural Gas_Broiler_Codes & Standards Forecast | F3 | Commercial | Grocery | Existing | Food Preparation | Natural Gas | Broiler | Codes & Standards Forecast | Winter Demand Savings (MW) | 0 | 0 | 0 | 0 | 0 | 0 | 0 | 0 | 0 | 0 | 0 | 0 | 0 | 0 | 0 | 0 | 0 | 0 | 0 | 0 | 0 | 0 | 0 | 0 | 0 | 0 | 0 | 0 | 0 | 0 | 0 | 0 | 0 | 0 | 0 | 0
F4_Commercial_Grocery_Existing_Food Preparation_Natural Gas_Broiler_Codes & Standards Forecast | F4 | Commercial | Grocery | Existing | Food Preparation | Natural Gas | Broiler | Codes & Standards Forecast | Incremental Savings (MMtherm) | 0 | 0 | 0 | 0 | 0 | 0 | 0 | 0 | 0 | 0 | 0 | 0 | 0 | 0 | 0 | 0 | 0 | 0 | 0 | 0 | 0 | 0 | 0 | 0 | 0 | 0 | 0 | 0 | 0 | 0 | 0 | 0 | 0 | 0 | 0 | 0
F1_Commercial_Grocery_Existing_Food Preparation_Natural Gas_Griddle_Codes & Standards Forecast | F1 | Commercial | Grocery | Existing | Food Preparation | Natural Gas | Griddle | Codes & Standards Forecast | Consumption Savings (MMtherm) | 0 | 0 | 0 | 0 | 0 | 0 | 0 | 0 | 0 | 0 | 0 | 0 | 0 | 0 | 0 | 0 | 0 | 0 | 0 | 0 | 0 | 0 | 0 | 0 | 0 | 0 | 0 | 0 | 0 | 0 | 0 | 0 | 0 | 0 | 0 | 0
F2_Commercial_Grocery_Existing_Food Preparation_Natural Gas_Griddle_Codes & Standards Forecast | F2 | Commercial | Grocery | Existing | Food Preparation | Natural Gas | Griddle | Codes & Standards Forecast | Summer Demand Savings (MW) | 0 | 0 | 0 | 0 | 0 | 0 | 0 | 0 | 0 | 0 | 0 | 0 | 0 | 0 | 0 | 0 | 0 | 0 | 0 | 0 | 0 | 0 | 0 | 0 | 0 | 0 | 0 | 0 | 0 | 0 | 0 | 0 | 0 | 0 | 0 | 0
F3_Commercial_Grocery_Existing_Food Preparation_Natural Gas_Griddle_Codes & Standards Forecast | F3 | Commercial | Grocery | Existing | Food Preparation | Natural Gas | Griddle | Codes & Standards Forecast | Winter Demand Savings (MW) | 0 | 0 | 0 | 0 | 0 | 0 | 0 | 0 | 0 | 0 | 0 | 0 | 0 | 0 | 0 | 0 | 0 | 0 | 0 | 0 | 0 | 0 | 0 | 0 | 0 | 0 | 0 | 0 | 0 | 0 | 0 | 0 | 0 | 0 | 0 | 0
F4_Commercial_Grocery_Existing_Food Preparation_Natural Gas_Griddle_Codes & Standards Forecast | F4 | Commercial | Grocery | Existing | Food Preparation | Natural Gas | Griddle | Codes & Standards Forecast | Incremental Savings (MMtherm) | 0 | 0 | 0 | 0 | 0 | 0 | 0 | 0 | 0 | 0 | 0 | 0 | 0 | 0 | 0 | 0 | 0 | 0 | 0 | 0 | 0 | 0 | 0 | 0 | 0 | 0 | 0 | 0 | 0 | 0 | 0 | 0 | 0 | 0 | 0 | 0
F1_Commercial_Grocery_Existing_Food Preparation_Natural Gas_Range_Codes & Standards Forecast | F1 | Commercial | Grocery | Existing | Food Preparation | Natural Gas | Range | Codes & Standards Forecast | Consumption Savings (MMtherm) | 0 | 0 | 0 | 0 | 0 | 0 | 0 | 0 | 0 | 0 | 0 | 0 | 0 | 0 | 0 | 0 | 0 | 0 | 0 | 0 | 0 | 0 | 0 | 0 | 0 | 0 | 0 | 0 | 0 | 0 | 0 | 0 | 0 | 0 | 0 | 0
F2_Commercial_Grocery_Existing_Food Preparation_Natural Gas_Range_Codes & Standards Forecast | F2 | Commercial | Grocery | Existing | Food Preparation | Natural Gas | Range | Codes & Standards Forecast | Summer Demand Savings (MW) | 0 | 0 | 0 | 0 | 0 | 0 | 0 | 0 | 0 | 0 | 0 | 0 | 0 | 0 | 0 | 0 | 0 | 0 | 0 | 0 | 0 | 0 | 0 | 0 | 0 | 0 | 0 | 0 | 0 | 0 | 0 | 0 | 0 | 0 | 0 | 0
F3_Commercial_Grocery_Existing_Food Preparation_Natural Gas_Range_Codes & Standards Forecast | F3 | Commercial | Grocery | Existing | Food Preparation | Natural Gas | Range | Codes & Standards Forecast | Winter Demand Savings (MW) | 0 | 0 | 0 | 0 | 0 | 0 | 0 | 0 | 0 | 0 | 0 | 0 | 0 | 0 | 0 | 0 | 0 | 0 | 0 | 0 | 0 | 0 | 0 | 0 | 0 | 0 | 0 | 0 | 0 | 0 | 0 | 0 | 0 | 0 | 0 | 0
F4_Commercial_Grocery_Existing_Food Preparation_Natural Gas_Range_Codes & Standards Forecast | F4 | Commercial | Grocery | Existing | Food Preparation | Natural Gas | Range | Codes & Standards Forecast | Incremental Savings (MMtherm) | 0 | 0 | 0 | 0 | 0 | 0 | 0 | 0 | 0 | 0 | 0 | 0 | 0 | 0 | 0 | 0 | 0 | 0 | 0 | 0 | 0 | 0 | 0 | 0 | 0 | 0 | 0 | 0 | 0 | 0 | 0 | 0 | 0 | 0 | 0 | 0
F1_Commercial_Grocery_Existing_Food Preparation_Natural Gas_Steamer_Codes & Standards Forecast | F1 | Commercial | Grocery | Existing | Food Preparation | Natural Gas | Steamer | Codes & Standards Forecast | Consumption Savings (MMtherm) | 0 | 0 | 0 | 0 | 0 | 0 | 0 | 0 | 0 | 0 | 0 | 0 | 0 | 0 | 0 | 0 | 0 | 0 | 0 | 0 | 0 | 0 | 0 | 0 | 0 | 0 | 0 | 0 | 0 | 0 | 0 | 0 | 0 | 0 | 0 | 0
F2_Commercial_Grocery_Existing_Food Preparation_Natural Gas_Steamer_Codes & Standards Forecast | F2 | Commercial | Grocery | Existing | Food Preparation | Natural Gas | Steamer | Codes & Standards Forecast | Summer Demand Savings (MW) | 0 | 0 | 0 | 0 | 0 | 0 | 0 | 0 | 0 | 0 | 0 | 0 | 0 | 0 | 0 | 0 | 0 | 0 | 0 | 0 | 0 | 0 | 0 | 0 | 0 | 0 | 0 | 0 | 0 | 0 | 0 | 0 | 0 | 0 | 0 | 0
F3_Commercial_Grocery_Existing_Food Preparation_Natural Gas_Steamer_Codes & Standards Forecast | F3 | Commercial | Grocery | Existing | Food Preparation | Natural Gas | Steamer | Codes & Standards Forecast | Winter Demand Savings (MW) | 0 | 0 | 0 | 0 | 0 | 0 | 0 | 0 | 0 | 0 | 0 | 0 | 0 | 0 | 0 | 0 | 0 | 0 | 0 | 0 | 0 | 0 | 0 | 0 | 0 | 0 | 0 | 0 | 0 | 0 | 0 | 0 | 0 | 0 | 0 | 0
F4_Commercial_Grocery_Existing_Food Preparation_Natural Gas_Steamer_Codes & Standards Forecast | F4 | Commercial | Grocery | Existing | Food Preparation | Natural Gas | Steamer | Codes & Standards Forecast | Incremental Savings (MMtherm) | 0 | 0 | 0 | 0 | 0 | 0 | 0 | 0 | 0 | 0 | 0 | 0 | 0 | 0 | 0 | 0 | 0 | 0 | 0 | 0 | 0 | 0 | 0 | 0 | 0 | 0 | 0 | 0 | 0 | 0 | 0 | 0 | 0 | 0 | 0 | 0
F1_Commercial_Grocery_Existing_Food Preparation_Natural Gas_Food Prep Other_Codes & Standards Forecast | F1 | Commercial | Grocery | Existing | Food Preparation | Natural Gas | Food Prep Other | Codes & Standards Forecast | Consumption Savings (MMtherm) | 0 | 0 | 0 | 0 | 0 | 0 | 0 | 0 | 0 | 0 | 0 | 0 | 0 | 0 | 0 | 0 | 0 | 0 | 0 | 0 | 0 | 0 | 0 | 0 | 0 | 0 | 0 | 0 | 0 | 0 | 0 | 0 | 0 | 0 | 0 | 0
F2_Commercial_Grocery_Existing_Food Preparation_Natural Gas_Food Prep Other_Codes & Standards Forecast | F2 | Commercial | Grocery | Existing | Food Preparation | Natural Gas | Food Prep Other | Codes & Standards Forecast | Summer Demand Savings (MW) | 0 | 0 | 0 | 0 | 0 | 0 | 0 | 0 | 0 | 0 | 0 | 0 | 0 | 0 | 0 | 0 | 0 | 0 | 0 | 0 | 0 | 0 | 0 | 0 | 0 | 0 | 0 | 0 | 0 | 0 | 0 | 0 | 0 | 0 | 0 | 0
F3_Commercial_Grocery_Existing_Food Preparation_Natural Gas_Food Prep Other_Codes & Standards Forecast | F3 | Commercial | Grocery | Existing | Food Preparation | Natural Gas | Food Prep Other | Codes & Standards Forecast | Winter Demand Savings (MW) | 0 | 0 | 0 | 0 | 0 | 0 | 0 | 0 | 0 | 0 | 0 | 0 | 0 | 0 | 0 | 0 | 0 | 0 | 0 | 0 | 0 | 0 | 0 | 0 | 0 | 0 | 0 | 0 | 0 | 0 | 0 | 0 | 0 | 0 | 0 | 0
F4_Commercial_Grocery_Existing_Food Preparation_Natural Gas_Food Prep Other_Codes & Standards Forecast | F4 | Commercial | Grocery | Existing | Food Preparation | Natural Gas | Food Prep Other | Codes & Standards Forecast | Incremental Savings (MMtherm) | 0 | 0 | 0 | 0 | 0 | 0 | 0 | 0 | 0 | 0 | 0 | 0 | 0 | 0 | 0 | 0 | 0 | 0 | 0 | 0 | 0 | 0 | 0 | 0 | 0 | 0 | 0 | 0 | 0 | 0 | 0 | 0 | 0 | 0 | 0 | 0
F1_Commercial_Grocery_Existing_Miscellaneous_Natural Gas_Pool Heater_Codes & Standards Forecast | F1 | Commercial | Grocery | Existing | Miscellaneous | Natural Gas | Pool Heater | Codes & Standards Forecast | Consumption Savings (MMtherm) | 0 | 0 | 0 | 0 | 0 | 0 | 0 | 0 | 0 | 0 | 0 | 0 | 0 | 0 | 0 | 0 | 0 | 0 | 0 | 0 | 0 | 0 | 0 | 0 | 0 | 0 | 0 | 0 | 0 | 0 | 0 | 0 | 0 | 0 | 0 | 0
F2_Commercial_Grocery_Existing_Miscellaneous_Natural Gas_Pool Heater_Codes & Standards Forecast | F2 | Commercial | Grocery | Existing | Miscellaneous | Natural Gas | Pool Heater | Codes & Standards Forecast | Summer Demand Savings (MW) | 0 | 0 | 0 | 0 | 0 | 0 | 0 | 0 | 0 | 0 | 0 | 0 | 0 | 0 | 0 | 0 | 0 | 0 | 0 | 0 | 0 | 0 | 0 | 0 | 0 | 0 | 0 | 0 | 0 | 0 | 0 | 0 | 0 | 0 | 0 | 0
F3_Commercial_Grocery_Existing_Miscellaneous_Natural Gas_Pool Heater_Codes & Standards Forecast | F3 | Commercial | Grocery | Existing | Miscellaneous | Natural Gas | Pool Heater | Codes & Standards Forecast | Winter Demand Savings (MW) | 0 | 0 | 0 | 0 | 0 | 0 | 0 | 0 | 0 | 0 | 0 | 0 | 0 | 0 | 0 | 0 | 0 | 0 | 0 | 0 | 0 | 0 | 0 | 0 | 0 | 0 | 0 | 0 | 0 | 0 | 0 | 0 | 0 | 0 | 0 | 0
F4_Commercial_Grocery_Existing_Miscellaneous_Natural Gas_Pool Heater_Codes & Standards Forecast | F4 | Commercial | Grocery | Existing | Miscellaneous | Natural Gas | Pool Heater | Codes & Standards Forecast | Incremental Savings (MMtherm) | 0 | 0 | 0 | 0 | 0 | 0 | 0 | 0 | 0 | 0 | 0 | 0 | 0 | 0 | 0 | 0 | 0 | 0 | 0 | 0 | 0 | 0 | 0 | 0 | 0 | 0 | 0 | 0 | 0 | 0 | 0 | 0 | 0 | 0 | 0 | 0
F1_Commercial_Grocery_Existing_Miscellaneous_Natural Gas_Miscellaneous_Codes & Standards Forecast | F1 | Commercial | Grocery | Existing | Miscellaneous | Natural Gas | Miscellaneous | Codes & Standards Forecast | Consumption Savings (MMtherm) | 0 | 0 | 0 | 0 | 0 | 0 | 0 | 0 | 0 | 0 | 0 | 0 | 0 | 0 | 0 | 0 | 0 | 0 | 0 | 0 | 0 | 0 | 0 | 0 | 0 | 0 | 0 | 0 | 0 | 0 | 0 | 0 | 0 | 0 | 0 | 0
F2_Commercial_Grocery_Existing_Miscellaneous_Natural Gas_Miscellaneous_Codes & Standards Forecast | F2 | Commercial | Grocery | Existing | Miscellaneous | Natural Gas | Miscellaneous | Codes & Standards Forecast | Summer Demand Savings (MW) | 0 | 0 | 0 | 0 | 0 | 0 | 0 | 0 | 0 | 0 | 0 | 0 | 0 | 0 | 0 | 0 | 0 | 0 | 0 | 0 | 0 | 0 | 0 | 0 | 0 | 0 | 0 | 0 | 0 | 0 | 0 | 0 | 0 | 0 | 0 | 0
F3_Commercial_Grocery_Existing_Miscellaneous_Natural Gas_Miscellaneous_Codes & Standards Forecast | F3 | Commercial | Grocery | Existing | Miscellaneous | Natural Gas | Miscellaneous | Codes & Standards Forecast | Winter Demand Savings (MW) | 0 | 0 | 0 | 0 | 0 | 0 | 0 | 0 | 0 | 0 | 0 | 0 | 0 | 0 | 0 | 0 | 0 | 0 | 0 | 0 | 0 | 0 | 0 | 0 | 0 | 0 | 0 | 0 | 0 | 0 | 0 | 0 | 0 | 0 | 0 | 0
F4_Commercial_Grocery_Existing_Miscellaneous_Natural Gas_Miscellaneous_Codes & Standards Forecast | F4 | Commercial | Grocery | Existing | Miscellaneous | Natural Gas | Miscellaneous | Codes & Standards Forecast | Incremental Savings (MMtherm) | 0 | 0 | 0 | 0 | 0 | 0 | 0 | 0 | 0 | 0 | 0 | 0 | 0 | 0 | 0 | 0 | 0 | 0 | 0 | 0 | 0 | 0 | 0 | 0 | 0 | 0 | 0 | 0 | 0 | 0 | 0 | 0 | 0 | 0 | 0 | 0
F1_Commercial_Grocery_New_Space Heating_Natural Gas_Furnace_Codes & Standards Forecast | F1 | Commercial | Grocery | New | Space Heating | Natural Gas | Furnace | Codes & Standards Forecast | Consumption Savings (MMtherm) | 0 | 0 | 0 | 0 | 0 | 0 | 0 | 0 | 0 | 0 | 0 | 0 | 0 | 0 | 0 | 0 | 0 | 0 | 0 | 0 | 0 | 0 | 0 | 0 | 0 | 0 | 0 | 0 | 0 | 0 | 0 | 0 | 0 | 0 | 0 | 0
F2_Commercial_Grocery_New_Space Heating_Natural Gas_Furnace_Codes & Standards Forecast | F2 | Commercial | Grocery | New | Space Heating | Natural Gas | Furnace | Codes & Standards Forecast | Summer Demand Savings (MW) | 0 | 0 | 0 | 0 | 0 | 0 | 0 | 0 | 0 | 0 | 0 | 0 | 0 | 0 | 0 | 0 | 0 | 0 | 0 | 0 | 0 | 0 | 0 | 0 | 0 | 0 | 0 | 0 | 0 | 0 | 0 | 0 | 0 | 0 | 0 | 0
F3_Commercial_Grocery_New_Space Heating_Natural Gas_Furnace_Codes & Standards Forecast | F3 | Commercial | Grocery | New | Space Heating | Natural Gas | Furnace | Codes & Standards Forecast | Winter Demand Savings (MW) | 0 | 0 | 0 | 0 | 0 | 0 | 0 | 0 | 0 | 0 | 0 | 0 | 0 | 0 | 0 | 0 | 0 | 0 | 0 | 0 | 0 | 0 | 0 | 0 | 0 | 0 | 0 | 0 | 0 | 0 | 0 | 0 | 0 | 0 | 0 | 0
F4_Commercial_Grocery_New_Space Heating_Natural Gas_Furnace_Codes & Standards Forecast | F4 | Commercial | Grocery | New | Space Heating | Natural Gas | Furnace | Codes & Standards Forecast | Incremental Savings (MMtherm) | 0 | 0 | 0 | 0 | 0 | 0 | 0 | 0 | 0 | 0 | 0 | 0 | 0 | 0 | 0 | 0 | 0 | 0 | 0 | 0 | 0 | 0 | 0 | 0 | 0 | 0 | 0 | 0 | 0 | 0 | 0 | 0 | 0 | 0 | 0 | 0
F1_Commercial_Grocery_New_Space Heating_Natural Gas_Boiler_Codes & Standards Forecast | F1 | Commercial | Grocery | New | Space Heating | Natural Gas | Boiler | Codes & Standards Forecast | Consumption Savings (MMtherm) | 0 | 0 | 0 | 0 | 0 | 0 | 0 | 0 | 0 | 0 | 0 | 0 | 0 | 0 | 0 | 0 | 0 | 0 | 0 | 0 | 0 | 0 | 0 | 0 | 0 | 0 | 0 | 0 | 0 | 0 | 0 | 0 | 0 | 0 | 0 | 0
F2_Commercial_Grocery_New_Space Heating_Natural Gas_Boiler_Codes & Standards Forecast | F2 | Commercial | Grocery | New | Space Heating | Natural Gas | Boiler | Codes & Standards Forecast | Summer Demand Savings (MW) | 0 | 0 | 0 | 0 | 0 | 0 | 0 | 0 | 0 | 0 | 0 | 0 | 0 | 0 | 0 | 0 | 0 | 0 | 0 | 0 | 0 | 0 | 0 | 0 | 0 | 0 | 0 | 0 | 0 | 0 | 0 | 0 | 0 | 0 | 0 | 0
F3_Commercial_Grocery_New_Space Heating_Natural Gas_Boiler_Codes & Standards Forecast | F3 | Commercial | Grocery | New | Space Heating | Natural Gas | Boiler | Codes & Standards Forecast | Winter Demand Savings (MW) | 0 | 0 | 0 | 0 | 0 | 0 | 0 | 0 | 0 | 0 | 0 | 0 | 0 | 0 | 0 | 0 | 0 | 0 | 0 | 0 | 0 | 0 | 0 | 0 | 0 | 0 | 0 | 0 | 0 | 0 | 0 | 0 | 0 | 0 | 0 | 0
F4_Commercial_Grocery_New_Space Heating_Natural Gas_Boiler_Codes & Standards Forecast | F4 | Commercial | Grocery | New | Space Heating | Natural Gas | Boiler | Codes & Standards Forecast | Incremental Savings (MMtherm) | 0 | 0 | 0 | 0 | 0 | 0 | 0 | 0 | 0 | 0 | 0 | 0 | 0 | 0 | 0 | 0 | 0 | 0 | 0 | 0 | 0 | 0 | 0 | 0 | 0 | 0 | 0 | 0 | 0 | 0 | 0 | 0 | 0 | 0 | 0 | 0
F1_Commercial_Grocery_New_Space Heating_Natural Gas_Unit Heater_Codes & Standards Forecast | F1 | Commercial | Grocery | New | Space Heating | Natural Gas | Unit Heater | Codes & Standards Forecast | Consumption Savings (MMtherm) | 0 | 0 | 0 | 0 | 0 | 0 | 0 | 0 | 0 | 0 | 0 | 0 | 0 | 0 | 0 | 0 | 0 | 0 | 0 | 0 | 0 | 0 | 0 | 0 | 0 | 0 | 0 | 0 | 0 | 0 | 0 | 0 | 0 | 0 | 0 | 0
F2_Commercial_Grocery_New_Space Heating_Natural Gas_Unit Heater_Codes & Standards Forecast | F2 | Commercial | Grocery | New | Space Heating | Natural Gas | Unit Heater | Codes & Standards Forecast | Summer Demand Savings (MW) | 0 | 0 | 0 | 0 | 0 | 0 | 0 | 0 | 0 | 0 | 0 | 0 | 0 | 0 | 0 | 0 | 0 | 0 | 0 | 0 | 0 | 0 | 0 | 0 | 0 | 0 | 0 | 0 | 0 | 0 | 0 | 0 | 0 | 0 | 0 | 0
F3_Commercial_Grocery_New_Space Heating_Natural Gas_Unit Heater_Codes & Standards Forecast | F3 | Commercial | Grocery | New | Space Heating | Natural Gas | Unit Heater | Codes & Standards Forecast | Winter Demand Savings (MW) | 0 | 0 | 0 | 0 | 0 | 0 | 0 | 0 | 0 | 0 | 0 | 0 | 0 | 0 | 0 | 0 | 0 | 0 | 0 | 0 | 0 | 0 | 0 | 0 | 0 | 0 | 0 | 0 | 0 | 0 | 0 | 0 | 0 | 0 | 0 | 0
F4_Commercial_Grocery_New_Space Heating_Natural Gas_Unit Heater_Codes & Standards Forecast | F4 | Commercial | Grocery | New | Space Heating | Natural Gas | Unit Heater | Codes & Standards Forecast | Incremental Savings (MMtherm) | 0 | 0 | 0 | 0 | 0 | 0 | 0 | 0 | 0 | 0 | 0 | 0 | 0 | 0 | 0 | 0 | 0 | 0 | 0 | 0 | 0 | 0 | 0 | 0 | 0 | 0 | 0 | 0 | 0 | 0 | 0 | 0 | 0 | 0 | 0 | 0
F1_Commercial_Grocery_New_Water Heating_Natural Gas_Water Heater_Codes & Standards Forecast | F1 | Commercial | Grocery | New | Water Heating | Natural Gas | Water Heater | Codes & Standards Forecast | Consumption Savings (MMtherm)
F2_Commercial_Grocery_New_Water Heating_Natural Gas_Water Heater_Codes & Standards Forecast | F2 | Commercial | Grocery | New | Water Heating | Natural Gas | Water Heater | Codes & Standards Forecast | Summer Demand Savings (MW)
F3_Commercial_Grocery_New_Water Heating_Natural Gas_Water Heater_Codes & Standards Forecast | F3 | Commercial | Grocery | New | Water Heating | Natural Gas | Water Heater | Codes & Standards Forecast | Winter Demand Savings (MW)
F4_Commercial_Grocery_New_Water Heating_Natural Gas_Water Heater_Codes & Standards Forecast | F4 | Commercial | Grocery | New | Water Heating | Natural Gas | Water Heater | Codes & Standards Forecast | Incremental Savings (MMtherm)
F1_Commercial_Grocery_New_Food Preparation_Natural Gas_Oven_Codes & Standards Forecast | F1 | Commercial | Grocery | New | Food Preparation | Natural Gas | Oven | Codes & Standards Forecast | Consumption Savings (MMtherm)
F2_Commercial_Grocery_New_Food Preparation_Natural Gas_Oven_Codes & Standards Forecast | F2 | Commercial | Grocery | New | Food Preparation | Natural Gas | Oven | Codes & Standards Forecast | Summer Demand Savings (MW)
F3_Commercial_Grocery_New_Food Preparation_Natural Gas_Oven_Codes & Standards Forecast | F3 | Commercial | Grocery | New | Food Preparation | Natural Gas | Oven | Codes & Standards Forecast | Winter Demand Savings (MW)
F4_Commercial_Grocery_New_Food Preparation_Natural Gas_Oven_Codes & Standards Forecast | F4 | Commercial | Grocery | New | Food Preparation | Natural Gas | Oven | Codes & Standards Forecast | Incremental Savings (MMtherm)
F1_Commercial_Grocery_New_Food Preparation_Natural Gas_Conveyor Oven_Codes & Standards Forecast | F1 | Commercial | Grocery | New | Food Preparation | Natural Gas | Conveyor Oven | Codes & Standards Forecast | Consumption Savings (MMtherm)
F2_Commercial_Grocery_New_Food Preparation_Natural Gas_Conveyor Oven_Codes & Standards Forecast | F2 | Commercial | Grocery | New | Food Preparation | Natural Gas | Conveyor Oven | Codes & Standards Forecast | Summer Demand Savings (MW)
F3_Commercial_Grocery_New_Food Preparation_Natural Gas_Conveyor Oven_Codes & Standards Forecast | F3 | Commercial | Grocery | New | Food Preparation | Natural Gas | Conveyor Oven | Codes & Standards Forecast | Winter Demand Savings (MW)
F4_Commercial_Grocery_New_Food Preparation_Natural Gas_Conveyor Oven_Codes & Standards Forecast | F4 | Commercial | Grocery | New | Food Preparation | Natural Gas | Conveyor Oven | Codes & Standards Forecast | Incremental Savings (MMtherm)
F1_Commercial_Grocery_New_Food Preparation_Natural Gas_Double Rack Oven_Codes & Standards Forecast | F1 | Commercial | Grocery | New | Food Preparation | Natural Gas | Double Rack Oven | Codes & Standards Forecast | Consumption Savings (MMtherm)
F2_Commercial_Grocery_New_Food Preparation_Natural Gas_Double Rack Oven_Codes & Standards Forecast | F2 | Commercial | Grocery | New | Food Preparation | Natural Gas | Double Rack Oven | Codes & Standards Forecast | Summer Demand Savings (MW)
F3_Commercial_Grocery_New_Food Preparation_Natural Gas_Double Rack Oven_Codes & Standards Forecast | F3 | Commercial | Grocery | New | Food Preparation | Natural Gas | Double Rack Oven | Codes & Standards Forecast | Winter Demand Savings (MW)
F4_Commercial_Grocery_New_Food Preparation_Natural Gas_Double Rack Oven_Codes & Standards Forecast | F4 | Commercial | Grocery | New | Food Preparation | Natural Gas | Double Rack Oven | Codes & Standards Forecast | Incremental Savings (MMtherm)
F1_Commercial_Grocery_New_Food Preparation_Natural Gas_Fryer_Codes & Standards Forecast | F1 | Commercial | Grocery | New | Food Preparation | Natural Gas | Fryer | Codes & Standards Forecast | Consumption Savings (MMtherm)
F2_Commercial_Grocery_New_Food Preparation_Natural Gas_Fryer_Codes & Standards Forecast | F2 | Commercial | Grocery | New | Food Preparation | Natural Gas | Fryer | Codes & Standards Forecast | Summer Demand Savings (MW)
F3_Commercial_Grocery_New_Food Preparation_Natural Gas_Fryer_Codes & Standards Forecast | F3 | Commercial | Grocery | New | Food Preparation | Natural Gas | Fryer | Codes & Standards Forecast | Winter Demand Savings (MW)
F4_Commercial_Grocery_New_Food Preparation_Natural Gas_Fryer_Codes & Standards Forecast | F4 | Commercial | Grocery | New | Food Preparation | Natural Gas | Fryer | Codes & Standards Forecast | Incremental Savings (MMtherm)
F1_Commercial_Grocery_New_Food Preparation_Natural Gas_Broiler_Codes & Standards Forecast | F1 | Commercial | Grocery | New | Food Preparation | Natural Gas | Broiler | Codes & Standards Forecast | Consumption Savings (MMtherm)
F2_Commercial_Grocery_New_Food Preparation_Natural Gas_Broiler_Codes & Standards Forecast | F2 | Commercial | Grocery | New | Food Preparation | Natural Gas | Broiler | Codes & Standards Forecast | Summer Demand Savings (MW)
F3_Commercial_Grocery_New_Food Preparation_Natural Gas_Broiler_Codes & Standards Forecast | F3 | Commercial | Grocery | New | Food Preparation | Natural Gas | Broiler | Codes & Standards Forecast | Winter Demand Savings (MW)
F4_Commercial_Grocery_New_Food Preparation_Natural Gas_Broiler_Codes & Standards Forecast | F4 | Commercial | Grocery | New | Food Preparation | Natural Gas | Broiler | Codes & Standards Forecast | Incremental Savings (MMtherm)
F1_Commercial_Grocery_New_Food Preparation_Natural Gas_Griddle_Codes & Standards Forecast | F1 | Commercial | Grocery | New | Food Preparation | Natural Gas | Griddle | Codes & Standards Forecast | Consumption Savings (MMtherm)
F2_Commercial_Grocery_New_Food Preparation_Natural Gas_Griddle_Codes & Standards Forecast | F2 | Commercial | Grocery | New | Food Preparation | Natural Gas | Griddle | Codes & Standards Forecast | Summer Demand Savings (MW)
F3_Commercial_Grocery_New_Food Preparation_Natural Gas_Griddle_Codes & Standards Forecast | F3 | Commercial | Grocery | New | Food Preparation | Natural Gas | Griddle | Codes & Standards Forecast | Winter Demand Savings (MW)
F4_Commercial_Grocery_New_Food Preparation_Natural Gas_Griddle_Codes & Standards Forecast | F4 | Commercial | Grocery | New | Food Preparation | Natural Gas | Griddle | Codes & Standards Forecast | Incremental Savings (MMtherm)
F1_Commercial_Grocery_New_Food Preparation_Natural Gas_Range_Codes & Standards Forecast | F1 | Commercial | Grocery | New | Food Preparation | Natural Gas | Range | Codes & Standards Forecast | Consumption Savings (MMtherm)
F2_Commercial_Grocery_New_Food Preparation_Natural Gas_Range_Codes & Standards Forecast | F2 | Commercial | Grocery | New | Food Preparation | Natural Gas | Range | Codes & Standards Forecast | Summer Demand Savings (MW)
F3_Commercial_Grocery_New_Food Preparation_Natural Gas_Range_Codes & Standards Forecast | F3 | Commercial | Grocery | New | Food Preparation | Natural Gas | Range | Codes & Standards Forecast | Winter Demand Savings (MW)
F4_Commercial_Grocery_New_Food Preparation_Natural Gas_Range_Codes & Standards Forecast | F4 | Commercial | Grocery | New | Food Preparation | Natural Gas | Range | Codes & Standards Forecast | Incremental Savings (MMtherm)
F1_Commercial_Grocery_New_Food Preparation_Natural Gas_Steamer_Codes & Standards Forecast | F1 | Commercial | Grocery | New | Food Preparation | Natural Gas | Steamer | Codes & Standards Forecast | Consumption Savings (MMtherm)
F2_Commercial_Grocery_New_Food Preparation_Natural Gas_Steamer_Codes & Standards Forecast | F2 | Commercial | Grocery | New | Food Preparation | Natural Gas | Steamer | Codes & Standards Forecast | Summer Demand Savings (MW)
F3_Commercial_Grocery_New_Food Preparation_Natural Gas_Steamer_Codes & Standards Forecast | F3 | Commercial | Grocery | New | Food Preparation | Natural Gas | Steamer | Codes & Standards Forecast | Winter Demand Savings (MW)
F4_Commercial_Grocery_New_Food Preparation_Natural Gas_Steamer_Codes & Standards Forecast | F4 | Commercial | Grocery | New | Food Preparation | Natural Gas | Steamer | Codes & Standards Forecast | Incremental Savings (MMtherm)
F1_Commercial_Grocery_New_Food Preparation_Natural Gas_Food Prep Other_Codes & Standards Forecast | F1 | Commercial | Grocery | New | Food Preparation | Natural Gas | Food Prep Other | Codes & Standards Forecast | Consumption Savings (MMtherm)
F2_Commercial_Grocery_New_Food Preparation_Natural Gas_Food Prep Other_Codes & Standards Forecast | F2 | Commercial | Grocery | New | Food Preparation | Natural Gas | Food Prep Other | Codes & Standards Forecast | Summer Demand Savings (MW)
F3_Commercial_Grocery_New_Food Preparation_Natural Gas_Food Prep Other_Codes & Standards Forecast | F3 | Commercial | Grocery | New | Food Preparation | Natural Gas | Food Prep Other | Codes & Standards Forecast | Winter Demand Savings (MW)
F4_Commercial_Grocery_New_Food Preparation_Natural Gas_Food Prep Other_Codes & Standards Forecast | F4 | Commercial | Grocery | New | Food Preparation | Natural Gas | Food Prep Other | Codes & Standards Forecast | Incremental Savings (MMtherm)
F1_Commercial_Grocery_New_Miscellaneous_Natural Gas_Pool Heater_Codes & Standards Forecast | F1 | Commercial | Grocery | New | Miscellaneous | Natural Gas | Pool Heater | Codes & Standards Forecast | Consumption Savings (MMtherm)
F2_Commercial_Grocery_New_Miscellaneous_Natural Gas_Pool Heater_Codes & Standards Forecast | F2 | Commercial | Grocery | New | Miscellaneous | Natural Gas | Pool Heater | Codes & Standards Forecast | Summer Demand Savings (MW)
F3_Commercial_Grocery_New_Miscellaneous_Natural Gas_Pool Heater_Codes & Standards Forecast | F3 | Commercial | Grocery | New | Miscellaneous | Natural Gas | Pool Heater | Codes & Standards Forecast | Winter Demand Savings (MW)
F4_Commercial_Grocery_New_Miscellaneous_Natural Gas_Pool Heater_Codes & Standards Forecast | F4 | Commercial | Grocery | New | Miscellaneous | Natural Gas | Pool Heater | Codes & Standards Forecast | Incremental Savings (MMtherm)
F1_Commercial_Grocery_New_Miscellaneous_Natural Gas_Miscellaneous_Codes & Standards Forecast | F1 | Commercial | Grocery | New | Miscellaneous | Natural Gas | Miscellaneous | Codes & Standards Forecast | Consumption Savings (MMtherm)
F2_Commercial_Grocery_New_Miscellaneous_Natural Gas_Miscellaneous_Codes & Standards Forecast | F2 | Commercial | Grocery | New | Miscellaneous | Natural Gas | Miscellaneous | Codes & Standards Forecast | Summer Demand Savings (MW)
F3_Commercial_Grocery_New_Miscellaneous_Natural Gas_Miscellaneous_Codes & Standards Forecast | F3 | Commercial | Grocery | New | Miscellaneous | Natural Gas | Miscellaneous | Codes & Standards Forecast | Winter Demand Savings (MW)
F4_Commercial_Grocery_New_Miscellaneous_Natural Gas_Miscellaneous_Codes & Standards Forecast | F4 | Commercial | Grocery | New | Miscellaneous | Natural Gas | Miscellaneous | Codes & Standards Forecast | Incremental Savings (MMtherm)
F1_Commercial_School_Existing_Space Heating_Natural Gas_Furnace_Codes & Standards Forecast | F1 | Commercial | School | Existing | Space Heating | Natural Gas | Furnace | Codes & Standards Forecast | Consumption Savings (MMtherm)
F2_Commercial_School_Existing_Space Heating_Natural Gas_Furnace_Codes & Standards Forecast | F2 | Commercial | School | Existing | Space Heating | Natural Gas | Furnace | Codes & Standards Forecast | Summer Demand Savings (MW)
F3_Commercial_School_Existing_Space Heating_Natural Gas_Furnace_Codes & Standards Forecast | F3 | Commercial | School | Existing | Space Heating | Natural Gas | Furnace | Codes & Standards Forecast | Winter Demand Savings (MW)
F4_Commercial_School_Existing_Space Heating_Natural Gas_Furnace_Codes & Standards Forecast | F4 | Commercial | School | Existing | Space Heating | Natural Gas | Furnace | Codes & Standards Forecast | Incremental Savings (MMtherm)
F1_Commercial_School_Existing_Space Heating_Natural Gas_Boiler_Codes & Standards Forecast | F1 | Commercial | School | Existing | Space Heating | Natural Gas | Boiler | Codes & Standards Forecast | Consumption Savings (MMtherm)
F2_Commercial_School_Existing_Space Heating_Natural Gas_Boiler_Codes & Standards Forecast | F2 | Commercial | School | Existing | Space Heating | Natural Gas | Boiler | Codes & Standards Forecast | Summer Demand Savings (MW)
F3_Commercial_School_Existing_Space Heating_Natural Gas_Boiler_Codes & Standards Forecast | F3 | Commercial | School | Existing | Space Heating | Natural Gas | Boiler | Codes & Standards Forecast | Winter Demand Savings (MW)
F4_Commercial_School_Existing_Space Heating_Natural Gas_Boiler_Codes & Standards Forecast | F4 | Commercial | School | Existing | Space Heating | Natural Gas | Boiler | Codes & Standards Forecast | Incremental Savings (MMtherm)
F1_Commercial_School_Existing_Space Heating_Natural Gas_Unit Heater_Codes & Standards Forecast | F1 | Commercial | School | Existing | Space Heating | Natural Gas | Unit Heater | Codes & Standards Forecast | Consumption Savings (MMtherm)
F2_Commercial_School_Existing_Space Heating_Natural Gas_Unit Heater_Codes & Standards Forecast | F2 | Commercial | School | Existing | Space Heating | Natural Gas | Unit Heater | Codes & Standards Forecast | Summer Demand Savings (MW)
F3_Commercial_School_Existing_Space Heating_Natural Gas_Unit Heater_Codes & Standards Forecast | F3 | Commercial | School | Existing | Space Heating | Natural Gas | Unit Heater | Codes & Standards Forecast | Winter Demand Savings (MW)
F4_Commercial_School_Existing_Space Heating_Natural Gas_Unit Heater_Codes & Standards Forecast | F4 | Commercial | School | Existing | Space Heating | Natural Gas | Unit Heater | Codes & Standards Forecast | Incremental Savings (MMtherm)
F1_Commercial_School_Existing_Water Heating_Natural Gas_Water Heater_Codes & Standards Forecast | F1 | Commercial | School | Existing | Water Heating | Natural Gas | Water Heater | Codes & Standards Forecast | Consumption Savings (MMtherm)
F2_Commercial_School_Existing_Water Heating_Natural Gas_Water Heater_Codes & Standards Forecast | F2 | Commercial | School | Existing | Water Heating | Natural Gas | Water Heater | Codes & Standards Forecast | Summer Demand Savings (MW)
F3_Commercial_School_Existing_Water Heating_Natural Gas_Water Heater_Codes & Standards Forecast | F3 | Commercial | School | Existing | Water Heating | Natural Gas | Water Heater | Codes & Standards Forecast | Winter Demand Savings (MW)
F4_Commercial_School_Existing_Water Heating_Natural Gas_Water Heater_Codes & Standards Forecast | F4 | Commercial | School | Existing | Water Heating | Natural Gas | Water Heater | Codes & Standards Forecast | Incremental Savings (MMtherm)
F1_Commercial_School_Existing_Food Preparation_Natural Gas_Oven_Codes & Standards Forecast | F1 | Commercial | School | Existing | Food Preparation | Natural Gas | Oven | Codes & Standards Forecast | Consumption Savings (MMtherm)
F2_Commercial_School_Existing_Food Preparation_Natural Gas_Oven_Codes & Standards Forecast | F2 | Commercial | School | Existing | Food Preparation | Natural Gas | Oven | Codes & Standards Forecast | Summer Demand Savings (MW)
F3_Commercial_School_Existing_Food Preparation_Natural Gas_Oven_Codes & Standards Forecast | F3 | Commercial | School | Existing | Food Preparation | Natural Gas | Oven | Codes & Standards Forecast | Winter Demand Savings (MW)
F4_Commercial_School_Existing_Food Preparation_Natural Gas_Oven_Codes & Standards Forecast | F4 | Commercial | School | Existing | Food Preparation | Natural Gas | Oven | Codes & Standards Forecast | Incremental Savings (MMtherm)
F1_Commercial_School_Existing_Food Preparation_Natural Gas_Conveyor Oven_Codes & Standards Forecast | F1 | Commercial | School | Existing | Food Preparation | Natural Gas | Conveyor Oven | Codes & Standards Forecast | Consumption Savings (MMtherm)
F2_Commercial_School_Existing_Food Preparation_Natural Gas_Conveyor Oven_Codes & Standards Forecast | F2 | Commercial | School | Existing | Food Preparation | Natural Gas | Conveyor Oven | Codes & Standards Forecast | Summer Demand Savings (MW)
F3_Commercial_School_Existing_Food Preparation_Natural Gas_Conveyor Oven_Codes & Standards Forecast | F3 | Commercial | School | Existing | Food Preparation | Natural Gas | Conveyor Oven | Codes & Standards Forecast | Winter Demand Savings (MW)
F4_Commercial_School_Existing_Food Preparation_Natural Gas_Conveyor Oven_Codes & Standards Forecast | F4 | Commercial | School | Existing | Food Preparation | Natural Gas | Conveyor Oven | Codes & Standards Forecast | Incremental Savings (MMtherm)
F1_Commercial_School_Existing_Food Preparation_Natural Gas_Double Rack Oven_Codes & Standards Forecast | F1 | Commercial | School | Existing | Food Preparation | Natural Gas | Double Rack Oven | Codes & Standards Forecast | Consumption Savings (MMtherm)
F2_Commercial_School_Existing_Food Preparation_Natural Gas_Double Rack Oven_Codes & Standards Forecast | F2 | Commercial | School | Existing | Food Preparation | Natural Gas | Double Rack Oven | Codes & Standards Forecast | Summer Demand Savings (MW)
F3_Commercial_School_Existing_Food Preparation_Natural Gas_Double Rack Oven_Codes & Standards Forecast | F3 | Commercial | School | Existing | Food Preparation | Natural Gas | Double Rack Oven | Codes & Standards Forecast | Winter Demand Savings (MW)
F4_Commercial_School_Existing_Food Preparation_Natural Gas_Double Rack Oven_Codes & Standards Forecast | F4 | Commercial | School | Existing | Food Preparation | Natural Gas | Double Rack Oven | Codes & Standards Forecast | Incremental Savings (MMtherm)
F1_Commercial_School_Existing_Food Preparation_Natural Gas_Fryer_Codes & Standards Forecast | F1 | Commercial | School | Existing | Food Preparation | Natural Gas | Fryer | Codes & Standards Forecast | Consumption Savings (MMtherm)
F2_Commercial_School_Existing_Food Preparation_Natural Gas_Fryer_Codes & Standards Forecast | F2 | Commercial | School | Existing | Food Preparation | Natural Gas | Fryer | Codes & Standards Forecast | Summer Demand Savings (MW)
F3_Commercial_School_Existing_Food Preparation_Natural Gas_Fryer_Codes & Standards Forecast | F3 | Commercial | School | Existing | Food Preparation | Natural Gas | Fryer | Codes & Standards Forecast | Winter Demand Savings (MW)
F4_Commercial_School_Existing_Food Preparation_Natural Gas_Fryer_Codes & Standards Forecast | F4 | Commercial | School | Existing | Food Preparation | Natural Gas | Fryer | Codes & Standards Forecast | Incremental Savings (MMtherm)
F1_Commercial_School_Existing_Food Preparation_Natural Gas_Broiler_Codes & Standards Forecast | F1 | Commercial | School | Existing | Food Preparation | Natural Gas | Broiler | Codes & Standards Forecast | Consumption Savings (MMtherm)
F2_Commercial_School_Existing_Food Preparation_Natural Gas_Broiler_Codes & Standards Forecast | F2 | Commercial | School | Existing | Food Preparation | Natural Gas | Broiler | Codes & Standards Forecast | Summer Demand Savings (MW)
F3_Commercial_School_Existing_Food Preparation_Natural Gas_Broiler_Codes & Standards Forecast | F3 | Commercial | School | Existing | Food Preparation | Natural Gas | Broiler | Codes & Standards Forecast | Winter Demand Savings (MW)
F4_Commercial_School_Existing_Food Preparation_Natural Gas_Broiler_Codes & Standards Forecast | F4 | Commercial | School | Existing | Food Preparation | Natural Gas | Broiler | Codes & Standards Forecast | Incremental Savings (MMtherm)
F1_Commercial_School_Existing_Food Preparation_Natural Gas_Griddle_Codes & Standards Forecast | F1 | Commercial | School | Existing | Food Preparation | Natural Gas | Griddle | Codes & Standards Forecast | Consumption Savings (MMtherm)
F2_Commercial_School_Existing_Food Preparation_Natural Gas_Griddle_Codes & Standards Forecast | F2 | Commercial | School | Existing | Food Preparation | Natural Gas | Griddle | Codes & Standards Forecast | Summer Demand Savings (MW)
F3_Commercial_School_Existing_Food Preparation_Natural Gas_Griddle_Codes & Standards Forecast | F3 | Commercial | School | Existing | Food Preparation | Natural Gas | Griddle | Codes & Standards Forecast | Winter Demand Savings (MW)
F4_Commercial_School_Existing_Food Preparation_Natural Gas_Griddle_Codes & Standards Forecast | F4 | Commercial | School | Existing | Food Preparation | Natural Gas | Griddle | Codes & Standards Forecast | Incremental Savings (MMtherm)
F1_Commercial_School_Existing_Food Preparation_Natural Gas_Range_Codes & Standards Forecast | F1 | Commercial | School | Existing | Food Preparation | Natural Gas | Range | Codes & Standards Forecast | Consumption Savings (MMtherm)
F2_Commercial_School_Existing_Food Preparation_Natural Gas_Range_Codes & Standards Forecast | F2 | Commercial | School | Existing | Food Preparation | Natural Gas | Range | Codes & Standards Forecast | Summer Demand Savings (MW)
F3_Commercial_School_Existing_Food Preparation_Natural Gas_Range_Codes & Standards Forecast | F3 | Commercial | School | Existing | Food Preparation | Natural Gas | Range | Codes & Standards Forecast | Winter Demand Savings (MW)
F4_Commercial_School_Existing_Food Preparation_Natural Gas_Range_Codes & Standards Forecast | F4 | Commercial | School | Existing | Food Preparation | Natural Gas | Range | Codes & Standards Forecast | Incremental Savings (MMtherm)
F1_Commercial_School_Existing_Food Preparation_Natural Gas_Steamer_Codes & Standards Forecast | F1 | Commercial | School | Existing | Food Preparation | Natural Gas | Steamer | Codes & Standards Forecast | Consumption Savings (MMtherm)
F2_Commercial_School_Existing_Food Preparation_Natural Gas_Steamer_Codes & Standards Forecast | F2 | Commercial | School | Existing | Food Preparation | Natural Gas | Steamer | Codes & Standards Forecast | Summer Demand Savings (MW)
F3_Commercial_School_Existing_Food Preparation_Natural Gas_Steamer_Codes & Standards Forecast | F3 | Commercial | School | Existing | Food Preparation | Natural Gas | Steamer | Codes & Standards Forecast | Winter Demand Savings (MW)
F4_Commercial_School_Existing_Food Preparation_Natural Gas_Steamer_Codes & Standards Forecast | F4 | Commercial | School | Existing | Food Preparation | Natural Gas | Steamer | Codes & Standards Forecast | Incremental Savings (MMtherm)
F1_Commercial_School_Existing_Food Preparation_Natural Gas_Food Prep Other_Codes & Standards Forecast | F1 | Commercial | School | Existing | Food Preparation | Natural Gas | Food Prep Other | Codes & Standards Forecast | Consumption Savings (MMtherm)
F2_Commercial_School_Existing_Food Preparation_Natural Gas_Food Prep Other_Codes & Standards Forecast | F2 | Commercial | School | Existing | Food Preparation | Natural Gas | Food Prep Other | Codes & Standards Forecast | Summer Demand Savings (MW)
F3_Commercial_School_Existing_Food Preparation_Natural Gas_Food Prep Other_Codes & Standards Forecast | F3 | Commercial | School | Existing | Food Preparation | Natural Gas | Food Prep Other | Codes & Standards Forecast | Winter Demand Savings (MW)
F4_Commercial_School_Existing_Food Preparation_Natural Gas_Food Prep Other_Codes & Standards Forecast | F4 | Commercial | School | Existing | Food Preparation | Natural Gas | Food Prep Other | Codes & Standards Forecast | Incremental Savings (MMtherm)
F1_Commercial_School_Existing_Miscellaneous_Natural Gas_Pool Heater_Codes & Standards Forecast | F1 | Commercial | School | Existing | Miscellaneous | Natural Gas | Pool Heater | Codes & Standards Forecast | Consumption Savings (MMtherm)
F2_Commercial_School_Existing_Miscellaneous_Natural Gas_Pool Heater_Codes & Standards Forecast | F2 | Commercial | School | Existing | Miscellaneous | Natural Gas | Pool Heater | Codes & Standards Forecast | Summer Demand Savings (MW)
F3_Commercial_School_Existing_Miscellaneous_Natural Gas_Pool Heater_Codes & Standards Forecast | F3 | Commercial | School | Existing | Miscellaneous | Natural Gas | Pool Heater | Codes & Standards Forecast | Winter Demand Savings (MW)
F4_Commercial_School_Existing_Miscellaneous_Natural Gas_Pool Heater_Codes & Standards Forecast | F4 | Commercial | School | Existing | Miscellaneous | Natural Gas | Pool Heater | Codes & Standards Forecast | Incremental Savings (MMtherm)
F1_Commercial_School_Existing_Miscellaneous_Natural Gas_Miscellaneous_Codes & Standards Forecast | F1 | Commercial | School | Existing | Miscellaneous | Natural Gas | Miscellaneous | Codes & Standards Forecast | Consumption Savings (MMtherm)
F2_Commercial_School_Existing_Miscellaneous_Natural Gas_Miscellaneous_Codes & Standards Forecast | F2 | Commercial | School | Existing | Miscellaneous | Natural Gas | Miscellaneous | Codes & Standards Forecast | Summer Demand Savings (MW)
F3_Commercial_School_Existing_Miscellaneous_Natural Gas_Miscellaneous_Codes & Standards Forecast | F3 | Commercial | School | Existing | Miscellaneous | Natural Gas | Miscellaneous | Codes & Standards Forecast | Winter Demand Savings (MW)
F4_Commercial_School_Existing_Miscellaneous_Natural Gas_Miscellaneous_Codes & Standards Forecast | F4 | Commercial | School | Existing | Miscellaneous | Natural Gas | Miscellaneous | Codes & Standards Forecast | Incremental Savings (MMtherm)
F1_Commercial_School_New_Space Heating_Natural Gas_Furnace_Codes & Standards Forecast | F1 | Commercial | School | New | Space Heating | Natural Gas | Furnace | Codes & Standards Forecast | Consumption Savings (MMtherm)
F2_Commercial_School_New_Space Heating_Natural Gas_Furnace_Codes & Standards Forecast | F2 | Commercial | School | New | Space Heating | Natural Gas | Furnace | Codes & Standards Forecast | Summer Demand Savings (MW)
F3_Commercial_School_New_Space Heating_Natural Gas_Furnace_Codes & Standards Forecast | F3 | Commercial | School | New | Space Heating | Natural Gas | Furnace | Codes & Standards Forecast | Winter Demand Savings (MW)
F4_Commercial_School_New_Space Heating_Natural Gas_Furnace_Codes & Standards Forecast | F4 | Commercial | School | New | Space Heating | Natural Gas | Furnace | Codes & Standards Forecast | Incremental Savings (MMtherm)
F1_Commercial_School_New_Space Heating_Natural Gas_Boiler_Codes & Standards Forecast | F1 | Commercial | School | New | Space Heating | Natural Gas | Boiler | Codes & Standards Forecast | Consumption Savings (MMtherm)
F2_Commercial_School_New_Space Heating_Natural Gas_Boiler_Codes & Standards Forecast | F2 | Commercial | School | New | Space Heating | Natural Gas | Boiler | Codes & Standards Forecast | Summer Demand Savings (MW)
F3_Commercial_School_New_Space Heating_Natural Gas_Boiler_Codes & Standards Forecast | F3 | Commercial | School | New | Space Heating | Natural Gas | Boiler | Codes & Standards Forecast | Winter Demand Savings (MW)
F4_Commercial_School_New_Space Heating_Natural Gas_Boiler_Codes & Standards Forecast | F4 | Commercial | School | New | Space Heating | Natural Gas | Boiler | Codes & Standards Forecast | Incremental Savings (MMtherm)
F1_Commercial_School_New_Space Heating_Natural Gas_Unit Heater_Codes & Standards Forecast | F1 | Commercial | School | New | Space Heating | Natural Gas | Unit Heater | Codes & Standards Forecast | Consumption Savings (MMtherm)
F2_Commercial_School_New_Space Heating_Natural Gas_Unit Heater_Codes & Standards Forecast | F2 | Commercial | School | New | Space Heating | Natural Gas | Unit Heater | Codes & Standards Forecast | Summer Demand Savings (MW)
F3_Commercial_School_New_Space Heating_Natural Gas_Unit Heater_Codes & Standards Forecast | F3 | Commercial | School | New | Space Heating | Natural Gas | Unit Heater | Codes & Standards Forecast | Winter Demand Savings (MW)
F4_Commercial_School_New_Space Heating_Natural Gas_Unit Heater_Codes & Standards Forecast | F4 | Commercial | School | New | Space Heating | Natural Gas | Unit Heater | Codes & Standards Forecast | Incremental Savings (MMtherm)
F1_Commercial_School_New_Water Heating_Natural Gas_Water Heater_Codes & Standards Forecast | F1 | Commercial | School | New | Water Heating | Natural Gas | Water Heater | Codes & Standards Forecast | Consumption Savings (MMtherm)
F2_Commercial_School_New_Water Heating_Natural Gas_Water Heater_Codes & Standards Forecast | F2 | Commercial | School | New | Water Heating | Natural Gas | Water Heater | Codes & Standards Forecast | Summer Demand Savings (MW)
F3_Commercial_School_New_Water Heating_Natural Gas_Water Heater_Codes & Standards Forecast | F3 | Commercial | School | New | Water Heating | Natural Gas | Water Heater | Codes & Standards Forecast | Winter Demand Savings (MW)
F4_Commercial_School_New_Water Heating_Natural Gas_Water Heater_Codes & Standards Forecast | F4 | Commercial | School | New | Water Heating | Natural Gas | Water Heater | Codes & Standards Forecast | Incremental Savings (MMtherm)
F1_Commercial_School_New_Food Preparation_Natural Gas_Oven_Codes & Standards Forecast | F1 | Commercial | School | New | Food Preparation | Natural Gas | Oven | Codes & Standards Forecast | Consumption Savings (MMtherm)
F2_Commercial_School_New_Food Preparation_Natural Gas_Oven_Codes & Standards Forecast | F2 | Commercial | School | New | Food Preparation | Natural Gas | Oven | Codes & Standards Forecast | Summer Demand Savings (MW)
F3_Commercial_School_New_Food Preparation_Natural Gas_Oven_Codes & Standards Forecast | F3 | Commercial | School | New | Food Preparation | Natural Gas | Oven | Codes & Standards Forecast | Winter Demand Savings (MW)
F4_Commercial_School_New_Food Preparation_Natural Gas_Oven_Codes & Standards Forecast | F4 | Commercial | School | New | Food Preparation | Natural Gas | Oven | Codes & Standards Forecast | Incremental Savings (MMtherm)
F1_Commercial_School_New_Food Preparation_Natural Gas_Conveyor Oven_Codes & Standards Forecast | F1 | Commercial | School | New | Food Preparation | Natural Gas | Conveyor Oven | Codes & Standards Forecast | Consumption Savings (MMtherm)
F2_Commercial_School_New_Food Preparation_Natural Gas_Conveyor Oven_Codes & Standards Forecast | F2 | Commercial | School | New | Food Preparation | Natural Gas | Conveyor Oven | Codes & Standards Forecast | Summer Demand Savings (MW)
F3_Commercial_School_New_Food Preparation_Natural Gas_Conveyor Oven_Codes & Standards Forecast | F3 | Commercial | School | New | Food Preparation | Natural Gas | Conveyor Oven | Codes & Standards Forecast | Winter Demand Savings (MW)
F4_Commercial_School_New_Food Preparation_Natural Gas_Conveyor Oven_Codes & Standards Forecast | F4 | Commercial | School | New | Food Preparation | Natural Gas | Conveyor Oven | Codes & Standards Forecast | Incremental Savings (MMtherm)
F1_Commercial_School_New_Food Preparation_Natural Gas_Double Rack Oven_Codes & Standards Forecast | F1 | Commercial | School | New | Food Preparation | Natural Gas | Double Rack Oven | Codes & Standards Forecast | Consumption Savings (MMtherm)
F2_Commercial_School_New_Food Preparation_Natural Gas_Double Rack Oven_Codes & Standards Forecast | F2 | Commercial | School | New | Food Preparation | Natural Gas | Double Rack Oven | Codes & Standards Forecast | Summer Demand Savings (MW)
F3_Commercial_School_New_Food Preparation_Natural Gas_Double Rack Oven_Codes & Standards Forecast | F3 | Commercial | School | New | Food Preparation | Natural Gas | Double Rack Oven | Codes & Standards Forecast | Winter Demand Savings (MW)
F4_Commercial_School_New_Food Preparation_Natural Gas_Double Rack Oven_Codes & Standards Forecast | F4 | Commercial | School | New | Food Preparation | Natural Gas | Double Rack Oven | Codes & Standards Forecast | Incremental Savings (MMtherm)
F1_Commercial_School_New_Food Preparation_Natural Gas_Fryer_Codes & Standards Forecast | F1 | Commercial | School | New | Food Preparation | Natural Gas | Fryer | Codes & Standards Forecast | Consumption Savings (MMtherm)
F2_Commercial_School_New_Food Preparation_Natural Gas_Fryer_Codes & Standards Forecast | F2 | Commercial | School | New | Food Preparation | Natural Gas | Fryer | Codes & Standards Forecast | Summer Demand Savings (MW)
F3_Commercial_School_New_Food Preparation_Natural Gas_Fryer_Codes & Standards Forecast | F3 | Commercial | School | New | Food Preparation | Natural Gas | Fryer | Codes & Standards Forecast | Winter Demand Savings (MW)
F4_Commercial_School_New_Food Preparation_Natural Gas_Fryer_Codes & Standards Forecast | F4 | Commercial | School | New | Food Preparation | Natural Gas | Fryer | Codes & Standards Forecast | Incremental Savings (MMtherm)
F1_Commercial_School_New_Food Preparation_Natural Gas_Broiler_Codes & Standards Forecast | F1 | Commercial | School | New | Food Preparation | Natural Gas | Broiler | Codes & Standards Forecast | Consumption Savings (MMtherm)
F2_Commercial_School_New_Food Preparation_Natural Gas_Broiler_Codes & Standards Forecast | F2 | Commercial | School | New | Food Preparation | Natural Gas | Broiler | Codes & Standards Forecast | Summer Demand Savings (MW)
F3_Commercial_School_New_Food Preparation_Natural Gas_Broiler_Codes & Standards Forecast | F3 | Commercial | School | New | Food Preparation | Natural Gas | Broiler | Codes & Standards Forecast | Winter Demand Savings (MW)
F4_Commercial_School_New_Food Preparation_Natural Gas_Broiler_Codes & Standards Forecast | F4 | Commercial | School | New | Food Preparation | Natural Gas | Broiler | Codes & Standards Forecast | Incremental Savings (MMtherm)
F1_Commercial_School_New_Food Preparation_Natural Gas_Griddle_Codes & Standards Forecast | F1 | Commercial | School | New | Food Preparation | Natural Gas | Griddle | Codes & Standards Forecast | Consumption Savings (MMtherm)
F2_Commercial_School_New_Food Preparation_Natural Gas_Griddle_Codes & Standards Forecast | F2 | Commercial | School | New | Food Preparation | Natural Gas | Griddle | Codes & Standards Forecast | Summer Demand Savings (MW)
F3_Commercial_School_New_Food Preparation_Natural Gas_Griddle_Codes & Standards Forecast | F3 | Commercial | School | New | Food Preparation | Natural Gas | Griddle | Codes & Standards Forecast | Winter Demand Savings (MW)
F4_Commercial_School_New_Food Preparation_Natural Gas_Griddle_Codes & Standards Forecast | F4 | Commercial | School | New | Food Preparation | Natural Gas | Griddle | Codes & Standards Forecast | Incremental Savings (MMtherm)
F1_Commercial_School_New_Food Preparation_Natural Gas_Range_Codes & Standards Forecast | F1 | Commercial | School | New | Food Preparation | Natural Gas | Range | Codes & Standards Forecast | Consumption Savings (MMtherm)
F2_Commercial_School_New_Food Preparation_Natural Gas_Range_Codes & Standards Forecast | F2 | Commercial | School | New | Food Preparation | Natural Gas | Range | Codes & Standards Forecast | Summer Demand Savings (MW)
F3_Commercial_School_New_Food Preparation_Natural Gas_Range_Codes & Standards Forecast | F3 | Commercial | School | New | Food Preparation | Natural Gas | Range | Codes & Standards Forecast | Winter Demand Savings (MW)
F4_Commercial_School_New_Food Preparation_Natural Gas_Range_Codes & Standards Forecast | F4 | Commercial | School | New | Food Preparation | Natural Gas | Range | Codes & Standards Forecast | Incremental Savings (MMtherm)
F1_Commercial_School_New_Food Preparation_Natural Gas_Steamer_Codes & Standards Forecast | F1 | Commercial | School | New | Food Preparation | Natural Gas | Steamer | Codes & Standards Forecast | Consumption Savings (MMtherm)
F2_Commercial_School_New_Food Preparation_Natural Gas_Steamer_Codes & Standards Forecast | F2 | Commercial | School | New | Food Preparation | Natural Gas | Steamer | Codes & Standards Forecast | Summer Demand Savings (MW)
F3_Commercial_School_New_Food Preparation_Natural Gas_Steamer_Codes & Standards Forecast | F3 | Commercial | School | New | Food Preparation | Natural Gas | Steamer | Codes & Standards Forecast | Winter Demand Savings (MW)
F4_Commercial_School_New_Food Preparation_Natural Gas_Steamer_Codes & Standards Forecast | F4 | Commercial | School | New | Food Preparation | Natural Gas | Steamer | Codes & Standards Forecast | Incremental Savings (MMtherm)
F1_Commercial_School_New_Food Preparation_Natural Gas_Food Prep Other_Codes & Standards Forecast | F1 | Commercial | School | New | Food Preparation | Natural Gas | Food Prep Other | Codes & Standards Forecast | Consumption Savings (MMtherm)
F2_Commercial_School_New_Food Preparation_Natural Gas_Food Prep Other_Codes & Standards Forecast | F2 | Commercial | School | New | Food Preparation | Natural Gas | Food Prep Other | Codes & Standards Forecast | Summer Demand Savings (MW)
F3_Commercial_School_New_Food Preparation_Natural Gas_Food Prep Other_Codes & Standards Forecast | F3 | Commercial | School | New | Food Preparation | Natural Gas | Food Prep Other | Codes & Standards Forecast | Winter Demand Savings (MW)
F4_Commercial_School_New_Food Preparation_Natural Gas_Food Prep Other_Codes & Standards Forecast | F4 | Commercial | School | New | Food Preparation | Natural Gas | Food Prep Other | Codes & Standards Forecast | Incremental Savings (MMtherm)
F1_Commercial_School_New_Miscellaneous_Natural Gas_Pool Heater_Codes & Standards Forecast | F1 | Commercial | School | New | Miscellaneous | Natural Gas | Pool Heater | Codes & Standards Forecast | Consumption Savings (MMtherm)
F2_Commercial_School_New_Miscellaneous_Natural Gas_Pool Heater_Codes & Standards Forecast | F2 | Commercial | School | New | Miscellaneous | Natural Gas | Pool Heater | Codes & Standards Forecast | Summer Demand Savings (MW)
F3_Commercial_School_New_Miscellaneous_Natural Gas_Pool Heater_Codes & Standards Forecast | F3 | Commercial | School | New | Miscellaneous | Natural Gas | Pool Heater | Codes & Standards Forecast | Winter Demand Savings (MW)
F4_Commercial_School_New_Miscellaneous_Natural Gas_Pool Heater_Codes & Standards Forecast | F4 | Commercial | School | New | Miscellaneous | Natural Gas | Pool Heater | Codes & Standards Forecast | Incremental Savings (MMtherm)
F1_Commercial_School_New_Miscellaneous_Natural Gas_Miscellaneous_Codes & Standards Forecast | F1 | Commercial | School | New | Miscellaneous | Natural Gas | Miscellaneous | Codes & Standards Forecast | Consumption Savings (MMtherm)
F2_Commercial_School_New_Miscellaneous_Natural Gas_Miscellaneous_Codes & Standards Forecast | F2 | Commercial | School | New | Miscellaneous | Natural Gas | Miscellaneous | Codes & Standards Forecast | Summer Demand Savings (MW)
F3_Commercial_School_New_Miscellaneous_Natural Gas_Miscellaneous_Codes & Standards Forecast | F3 | Commercial | School | New | Miscellaneous | Natural Gas | Miscellaneous | Codes & Standards Forecast | Winter Demand Savings (MW)
F4_Commercial_School_New_Miscellaneous_Natural Gas_Miscellaneous_Codes & Standards Forecast | F4 | Commercial | School | New | Miscellaneous | Natural Gas | Miscellaneous | Codes & Standards Forecast | Incremental Savings (MMtherm)
F1_Commercial_College_Existing_Space Heating_Natural Gas_Furnace_Codes & Standards Forecast | F1 | Commercial | College | Existing | Space Heating | Natural Gas | Furnace | Codes & Standards Forecast | Consumption Savings (MMtherm)
F2_Commercial_College_Existing_Space Heating_Natural Gas_Furnace_Codes & Standards Forecast | F2 | Commercial | College | Existing | Space Heating | Natural Gas | Furnace | Codes & Standards Forecast | Summer Demand Savings (MW)
F3_Commercial_College_Existing_Space Heating_Natural Gas_Furnace_Codes & Standards Forecast | F3 | Commercial | College | Existing | Space Heating | Natural Gas | Furnace | Codes & Standards Forecast | Winter Demand Savings (MW)
F4_Commercial_College_Existing_Space Heating_Natural Gas_Furnace_Codes & Standards Forecast | F4 | Commercial | College | Existing | Space Heating | Natural Gas | Furnace | Codes & Standards Forecast | Incremental Savings (MMtherm)
F1_Commercial_College_Existing_Space Heating_Natural Gas_Boiler_Codes & Standards Forecast | F1 | Commercial | College | Existing | Space Heating | Natural Gas | Boiler | Codes & Standards Forecast | Consumption Savings (MMtherm)
F2_Commercial_College_Existing_Space Heating_Natural Gas_Boiler_Codes & Standards Forecast | F2 | Commercial | College | Existing | Space Heating | Natural Gas | Boiler | Codes & Standards Forecast | Summer Demand Savings (MW)
F3_Commercial_College_Existing_Space Heating_Natural Gas_Boiler_Codes & Standards Forecast | F3 | Commercial | College | Existing | Space Heating | Natural Gas | Boiler | Codes & Standards Forecast | Winter Demand Savings (MW)
F4_Commercial_College_Existing_Space Heating_Natural Gas_Boiler_Codes & Standards Forecast | F4 | Commercial | College | Existing | Space Heating | Natural Gas | Boiler | Codes & Standards Forecast | Incremental Savings (MMtherm)
F1_Commercial_College_Existing_Space Heating_Natural Gas_Unit Heater_Codes & Standards Forecast | F1 | Commercial | College | Existing | Space Heating | Natural Gas | Unit Heater | Codes & Standards Forecast | Consumption Savings (MMtherm)
F2_Commercial_College_Existing_Space Heating_Natural Gas_Unit Heater_Codes & Standards Forecast | F2 | Commercial | College | Existing | Space Heating | Natural Gas | Unit Heater | Codes & Standards Forecast | Summer Demand Savings (MW)
F3_Commercial_College_Existing_Space Heating_Natural Gas_Unit Heater_Codes & Standards Forecast | F3 | Commercial | College | Existing | Space Heating | Natural Gas | Unit Heater | Codes & Standards Forecast | Winter Demand Savings (MW)
F4_Commercial_College_Existing_Space Heating_Natural Gas_Unit Heater_Codes & Standards Forecast | F4 | Commercial | College | Existing | Space Heating | Natural Gas | Unit Heater | Codes & Standards Forecast | Incremental Savings (MMtherm)
F1_Commercial_College_Existing_Water Heating_Natural Gas_Water Heater_Codes & Standards Forecast | F1 | Commercial | College | Existing | Water Heating | Natural Gas | Water Heater | Codes & Standards Forecast | Consumption Savings (MMtherm)
F2_Commercial_College_Existing_Water Heating_Natural Gas_Water Heater_Codes & Standards Forecast | F2 | Commercial | College | Existing | Water Heating | Natural Gas | Water Heater | Codes & Standards Forecast | Summer Demand Savings (MW)
F3_Commercial_College_Existing_Water Heating_Natural Gas_Water Heater_Codes & Standards Forecast | F3 | Commercial | College | Existing | Water Heating | Natural Gas | Water Heater | Codes & Standards Forecast | Winter Demand Savings (MW)
F4_Commercial_College_Existing_Water Heating_Natural Gas_Water Heater_Codes & Standards Forecast | F4 | Commercial | College | Existing | Water Heating | Natural Gas | Water Heater | Codes & Standards Forecast | Incremental Savings (MMtherm)
F1_Commercial_College_Existing_Food Preparation_Natural Gas_Oven_Codes & Standards Forecast | F1 | Commercial | College | Existing | Food Preparation | Natural Gas | Oven | Codes & Standards Forecast | Consumption Savings (MMtherm)
F2_Commercial_College_Existing_Food Preparation_Natural Gas_Oven_Codes & Standards Forecast | F2 | Commercial | College | Existing | Food Preparation | Natural Gas | Oven | Codes & Standards Forecast | Summer Demand Savings (MW)
F3_Commercial_College_Existing_Food Preparation_Natural Gas_Oven_Codes & Standards Forecast | F3 | Commercial | College | Existing | Food Preparation | Natural Gas | Oven | Codes & Standards Forecast | Winter Demand Savings (MW)
F4_Commercial_College_Existing_Food Preparation_Natural Gas_Oven_Codes & Standards Forecast | F4 | Commercial | College | Existing | Food Preparation | Natural Gas | Oven | Codes & Standards Forecast | Incremental Savings (MMtherm)
F1_Commercial_College_Existing_Food Preparation_Natural Gas_Conveyor Oven_Codes & Standards Forecast | F1 | Commercial | College | Existing | Food Preparation | Natural Gas | Conveyor Oven | Codes & Standards Forecast | Consumption Savings (MMtherm)
F2_Commercial_College_Existing_Food Preparation_Natural Gas_Conveyor Oven_Codes & Standards Forecast | F2 | Commercial | College | Existing | Food Preparation | Natural Gas | Conveyor Oven | Codes & Standards Forecast | Summer Demand Savings (MW)
F3_Commercial_College_Existing_Food Preparation_Natural Gas_Conveyor Oven_Codes & Standards Forecast | F3 | Commercial | College | Existing | Food Preparation | Natural Gas | Conveyor Oven | Codes & Standards Forecast | Winter Demand Savings (MW)
F4_Commercial_College_Existing_Food Preparation_Natural Gas_Conveyor Oven_Codes & Standards Forecast | F4 | Commercial | College | Existing | Food Preparation | Natural Gas | Conveyor Oven | Codes & Standards Forecast | Incremental Savings (MMtherm)
F1_Commercial_College_Existing_Food Preparation_Natural Gas_Double Rack Oven_Codes & Standards Forecast | F1 | Commercial | College | Existing | Food Preparation | Natural Gas | Double Rack Oven | Codes & Standards Forecast | Consumption Savings (MMtherm)
F2_Commercial_College_Existing_Food Preparation_Natural Gas_Double Rack Oven_Codes & Standards Forecast | F2 | Commercial | College | Existing | Food Preparation | Natural Gas | Double Rack Oven | Codes & Standards Forecast | Summer Demand Savings (MW)
F3_Commercial_College_Existing_Food Preparation_Natural Gas_Double Rack Oven_Codes & Standards Forecast | F3 | Commercial | College | Existing | Food Preparation | Natural Gas | Double Rack Oven | Codes & Standards Forecast | Winter Demand Savings (MW)
F4_Commercial_College_Existing_Food Preparation_Natural Gas_Double Rack Oven_Codes & Standards Forecast | F4 | Commercial | College | Existing | Food Preparation | Natural Gas | Double Rack Oven | Codes & Standards Forecast | Incremental Savings (MMtherm)
F1_Commercial_College_Existing_Food Preparation_Natural Gas_Fryer_Codes & Standards Forecast | F1 | Commercial | College | Existing | Food Preparation | Natural Gas | Fryer | Codes & Standards Forecast | Consumption Savings (MMtherm)
F2_Commercial_College_Existing_Food Preparation_Natural Gas_Fryer_Codes & Standards Forecast | F2 | Commercial | College | Existing | Food Preparation | Natural Gas | Fryer | Codes & Standards Forecast | Summer Demand Savings (MW)
F3_Commercial_College_Existing_Food Preparation_Natural Gas_Fryer_Codes & Standards Forecast | F3 | Commercial | College | Existing | Food Preparation | Natural Gas | Fryer | Codes & Standards Forecast | Winter Demand Savings (MW)
F4_Commercial_College_Existing_Food Preparation_Natural Gas_Fryer_Codes & Standards Forecast | F4 | Commercial | College | Existing | Food Preparation | Natural Gas | Fryer | Codes & Standards Forecast | Incremental Savings (MMtherm)
F1_Commercial_College_Existing_Food Preparation_Natural Gas_Broiler_Codes & Standards Forecast | F1 | Commercial | College | Existing | Food Preparation | Natural Gas | Broiler | Codes & Standards Forecast | Consumption Savings (MMtherm)
F2_Commercial_College_Existing_Food Preparation_Natural Gas_Broiler_Codes & Standards Forecast | F2 | Commercial | College | Existing | Food Preparation | Natural Gas | Broiler | Codes & Standards Forecast | Summer Demand Savings (MW)
F3_Commercial_College_Existing_Food Preparation_Natural Gas_Broiler_Codes & Standards Forecast | F3 | Commercial | College | Existing | Food Preparation | Natural Gas | Broiler | Codes & Standards Forecast | Winter Demand Savings (MW)
F4_Commercial_College_Existing_Food Preparation_Natural Gas_Broiler_Codes & Standards Forecast | F4 | Commercial | College | Existing | Food Preparation | Natural Gas | Broiler | Codes & Standards Forecast | Incremental Savings (MMtherm)
F1_Commercial_College_Existing_Food Preparation_Natural Gas_Griddle_Codes & Standards Forecast | F1 | Commercial | College | Existing | Food Preparation | Natural Gas | Griddle | Codes & Standards Forecast | Consumption Savings (MMtherm)
F2_Commercial_College_Existing_Food Preparation_Natural Gas_Griddle_Codes & Standards Forecast | F2 | Commercial | College | Existing | Food Preparation | Natural Gas | Griddle | Codes & Standards Forecast | Summer Demand Savings (MW)
F3_Commercial_College_Existing_Food Preparation_Natural Gas_Griddle_Codes & Standards Forecast | F3 | Commercial | College | Existing | Food Preparation | Natural Gas | Griddle | Codes & Standards Forecast | Winter Demand Savings (MW)
F4_Commercial_College_Existing_Food Preparation_Natural Gas_Griddle_Codes & Standards Forecast | F4 | Commercial | College | Existing | Food Preparation | Natural Gas | Griddle | Codes & Standards Forecast | Incremental Savings (MMtherm)
F1_Commercial_College_Existing_Food Preparation_Natural Gas_Range_Codes & Standards Forecast | F1 | Commercial | College | Existing | Food Preparation | Natural Gas | Range | Codes & Standards Forecast | Consumption Savings (MMtherm)
F2_Commercial_College_Existing_Food Preparation_Natural Gas_Range_Codes & Standards Forecast | F2 | Commercial | College | Existing | Food Preparation | Natural Gas | Range | Codes & Standards Forecast | Summer Demand Savings (MW)
F3_Commercial_College_Existing_Food Preparation_Natural Gas_Range_Codes & Standards Forecast | F3 | Commercial | College | Existing | Food Preparation | Natural Gas | Range | Codes & Standards Forecast | Winter Demand Savings (MW)
F4_Commercial_College_Existing_Food Preparation_Natural Gas_Range_Codes & Standards Forecast | F4 | Commercial | College | Existing | Food Preparation | Natural Gas | Range | Codes & Standards Forecast | Incremental Savings (MMtherm)
F1_Commercial_College_Existing_Food Preparation_Natural Gas_Steamer_Codes & Standards Forecast | F1 | Commercial | College | Existing | Food Preparation | Natural Gas | Steamer | Codes & Standards Forecast | Consumption Savings (MMtherm)
F2_Commercial_College_Existing_Food Preparation_Natural Gas_Steamer_Codes & Standards Forecast | F2 | Commercial | College | Existing | Food Preparation | Natural Gas | Steamer | Codes & Standards Forecast | Summer Demand Savings (MW)
F3_Commercial_College_Existing_Food Preparation_Natural Gas_Steamer_Codes & Standards Forecast | F3 | Commercial | College | Existing | Food Preparation | Natural Gas | Steamer | Codes & Standards Forecast | Winter Demand Savings (MW)
F4_Commercial_College_Existing_Food Preparation_Natural Gas_Steamer_Codes & Standards Forecast | F4 | Commercial | College | Existing | Food Preparation | Natural Gas | Steamer | Codes & Standards Forecast | Incremental Savings (MMtherm)
F1_Commercial_College_Existing_Food Preparation_Natural Gas_Food Prep Other_Codes & Standards Forecast | F1 | Commercial | College | Existing | Food Preparation | Natural Gas | Food Prep Other | Codes & Standards Forecast | Consumption Savings (MMtherm)
F2_Commercial_College_Existing_Food Preparation_Natural Gas_Food Prep Other_Codes & Standards Forecast | F2 | Commercial | College | Existing | Food Preparation | Natural Gas | Food Prep Other | Codes & Standards Forecast | Summer Demand Savings (MW)
F3_Commercial_College_Existing_Food Preparation_Natural Gas_Food Prep Other_Codes & Standards Forecast | F3 | Commercial | College | Existing | Food Preparation | Natural Gas | Food Prep Other | Codes & Standards Forecast | Winter Demand Savings (MW)
F4_Commercial_College_Existing_Food Preparation_Natural Gas_Food Prep Other_Codes & Standards Forecast | F4 | Commercial | College | Existing | Food Preparation | Natural Gas | Food Prep Other | Codes & Standards Forecast | Incremental Savings (MMtherm)
F1_Commercial_College_Existing_Miscellaneous_Natural Gas_Pool Heater_Codes & Standards Forecast | F1 | Commercial | College | Existing | Miscellaneous | Natural Gas | Pool Heater | Codes & Standards Forecast | Consumption Savings (MMtherm)
F2_Commercial_College_Existing_Miscellaneous_Natural Gas_Pool Heater_Codes & Standards Forecast | F2 | Commercial | College | Existing | Miscellaneous | Natural Gas | Pool Heater | Codes & Standards Forecast | Summer Demand Savings (MW)
F3_Commercial_College_Existing_Miscellaneous_Natural Gas_Pool Heater_Codes & Standards Forecast | F3 | Commercial | College | Existing | Miscellaneous | Natural Gas | Pool Heater | Codes & Standards Forecast | Winter Demand Savings (MW)
F4_Commercial_College_Existing_Miscellaneous_Natural Gas_Pool Heater_Codes & Standards Forecast | F4 | Commercial | College | Existing | Miscellaneous | Natural Gas | Pool Heater | Codes & Standards Forecast | Incremental Savings (MMtherm)
F1_Commercial_College_Existing_Miscellaneous_Natural Gas_Miscellaneous_Codes & Standards Forecast | F1 | Commercial | College | Existing | Miscellaneous | Natural Gas | Miscellaneous | Codes & Standards Forecast | Consumption Savings (MMtherm)
F2_Commercial_College_Existing_Miscellaneous_Natural Gas_Miscellaneous_Codes & Standards Forecast | F2 | Commercial | College | Existing | Miscellaneous | Natural Gas | Miscellaneous | Codes & Standards Forecast | Summer Demand Savings (MW)
F3_Commercial_College_Existing_Miscellaneous_Natural Gas_Miscellaneous_Codes & Standards Forecast | F3 | Commercial | College | Existing | Miscellaneous | Natural Gas | Miscellaneous | Codes & Standards Forecast | Winter Demand Savings (MW)
F4_Commercial_College_Existing_Miscellaneous_Natural Gas_Miscellaneous_Codes & Standards Forecast | F4 | Commercial | College | Existing | Miscellaneous | Natural Gas | Miscellaneous | Codes & Standards Forecast | Incremental Savings (MMtherm)
F1_Commercial_College_New_Space Heating_Natural Gas_Furnace_Codes & Standards Forecast | F1 | Commercial | College | New | Space Heating | Natural Gas | Furnace | Codes & Standards Forecast | Consumption Savings (MMtherm)
F2_Commercial_College_New_Space Heating_Natural Gas_Furnace_Codes & Standards Forecast | F2 | Commercial | College | New | Space Heating | Natural Gas | Furnace | Codes & Standards Forecast | Summer Demand Savings (MW)
F3_Commercial_College_New_Space Heating_Natural Gas_Furnace_Codes & Standards Forecast | F3 | Commercial | College | New | Space Heating | Natural Gas | Furnace | Codes & Standards Forecast | Winter Demand Savings (MW)
F4_Commercial_College_New_Space Heating_Natural Gas_Furnace_Codes & Standards Forecast | F4 | Commercial | College | New | Space Heating | Natural Gas | Furnace | Codes & Standards Forecast | Incremental Savings (MMtherm)
F1_Commercial_College_New_Space Heating_Natural Gas_Boiler_Codes & Standards Forecast | F1 | Commercial | College | New | Space Heating | Natural Gas | Boiler | Codes & Standards Forecast | Consumption Savings (MMtherm)
F2_Commercial_College_New_Space Heating_Natural Gas_Boiler_Codes & Standards Forecast | F2 | Commercial | College | New | Space Heating | Natural Gas | Boiler | Codes & Standards Forecast | Summer Demand Savings (MW)
F3_Commercial_College_New_Space Heating_Natural Gas_Boiler_Codes & Standards Forecast | F3 | Commercial | College | New | Space Heating | Natural Gas | Boiler | Codes & Standards Forecast | Winter Demand Savings (MW)
F4_Commercial_College_New_Space Heating_Natural Gas_Boiler_Codes & Standards Forecast | F4 | Commercial | College | New | Space Heating | Natural Gas | Boiler | Codes & Standards Forecast | Incremental Savings (MMtherm)
F1_Commercial_College_New_Space Heating_Natural Gas_Unit Heater_Codes & Standards Forecast | F1 | Commercial | College | New | Space Heating | Natural Gas | Unit Heater | Codes & Standards Forecast | Consumption Savings (MMtherm)
F2_Commercial_College_New_Space Heating_Natural Gas_Unit Heater_Codes & Standards Forecast | F2 | Commercial | College | New | Space Heating | Natural Gas | Unit Heater | Codes & Standards Forecast | Summer Demand Savings (MW)
F3_Commercial_College_New_Space Heating_Natural Gas_Unit Heater_Codes & Standards Forecast | F3 | Commercial | College | New | Space Heating | Natural Gas | Unit Heater | Codes & Standards Forecast | Winter Demand Savings (MW)
F4_Commercial_College_New_Space Heating_Natural Gas_Unit Heater_Codes & Standards Forecast | F4 | Commercial | College | New | Space Heating | Natural Gas | Unit Heater | Codes & Standards Forecast | Incremental Savings (MMtherm)
F1_Commercial_College_New_Water Heating_Natural Gas_Water Heater_Codes & Standards Forecast | F1 | Commercial | College | New | Water Heating | Natural Gas | Water Heater | Codes & Standards Forecast | Consumption Savings (MMtherm)
F2_Commercial_College_New_Water Heating_Natural Gas_Water Heater_Codes & Standards Forecast | F2 | Commercial | College | New | Water Heating | Natural Gas | Water Heater | Codes & Standards Forecast | Summer Demand Savings (MW)
F3_Commercial_College_New_Water Heating_Natural Gas_Water Heater_Codes & Standards Forecast | F3 | Commercial | College | New | Water Heating | Natural Gas | Water Heater | Codes & Standards Forecast | Winter Demand Savings (MW)
F4_Commercial_College_New_Water Heating_Natural Gas_Water Heater_Codes & Standards Forecast | F4 | Commercial | College | New | Water Heating | Natural Gas | Water Heater | Codes & Standards Forecast | Incremental Savings (MMtherm)
F1_Commercial_College_New_Food Preparation_Natural Gas_Oven_Codes & Standards Forecast | F1 | Commercial | College | New | Food Preparation | Natural Gas | Oven | Codes & Standards Forecast | Consumption Savings (MMtherm)
F2_Commercial_College_New_Food Preparation_Natural Gas_Oven_Codes & Standards Forecast | F2 | Commercial | College | New | Food Preparation | Natural Gas | Oven | Codes & Standards Forecast | Summer Demand Savings (MW)
F3_Commercial_College_New_Food Preparation_Natural Gas_Oven_Codes & Standards Forecast | F3 | Commercial | College | New | Food Preparation | Natural Gas | Oven | Codes & Standards Forecast | Winter Demand Savings (MW)
F4_Commercial_College_New_Food Preparation_Natural Gas_Oven_Codes & Standards Forecast | F4 | Commercial | College | New | Food Preparation | Natural Gas | Oven | Codes & Standards Forecast | Incremental Savings (MMtherm)
F1_Commercial_College_New_Food Preparation_Natural Gas_Conveyor Oven_Codes & Standards Forecast | F1 | Commercial | College | New | Food Preparation | Natural Gas | Conveyor Oven | Codes & Standards Forecast | Consumption Savings (MMtherm)
F2_Commercial_College_New_Food Preparation_Natural Gas_Conveyor Oven_Codes & Standards Forecast | F2 | Commercial | College | New | Food Preparation | Natural Gas | Conveyor Oven | Codes & Standards Forecast | Summer Demand Savings (MW)
F3_Commercial_College_New_Food Preparation_Natural Gas_Conveyor Oven_Codes & Standards Forecast | F3 | Commercial | College | New | Food Preparation | Natural Gas | Conveyor Oven | Codes & Standards Forecast | Winter Demand Savings (MW)
F4_Commercial_College_New_Food Preparation_Natural Gas_Conveyor Oven_Codes & Standards Forecast | F4 | Commercial | College | New | Food Preparation | Natural Gas | Conveyor Oven | Codes & Standards Forecast | Incremental Savings (MMtherm)
F1_Commercial_College_New_Food Preparation_Natural Gas_Double Rack Oven_Codes & Standards Forecast | F1 | Commercial | College | New | Food Preparation | Natural Gas | Double Rack Oven | Codes & Standards Forecast | Consumption Savings (MMtherm)
F2_Commercial_College_New_Food Preparation_Natural Gas_Double Rack Oven_Codes & Standards Forecast | F2 | Commercial | College | New | Food Preparation | Natural Gas | Double Rack Oven | Codes & Standards Forecast | Summer Demand Savings (MW)
F3_Commercial_College_New_Food Preparation_Natural Gas_Double Rack Oven_Codes & Standards Forecast | F3 | Commercial | College | New | Food Preparation | Natural Gas | Double Rack Oven | Codes & Standards Forecast | Winter Demand Savings (MW)
F4_Commercial_College_New_Food Preparation_Natural Gas_Double Rack Oven_Codes & Standards Forecast | F4 | Commercial | College | New | Food Preparation | Natural Gas | Double Rack Oven | Codes & Standards Forecast | Incremental Savings (MMtherm)
F1_Commercial_College_New_Food Preparation_Natural Gas_Fryer_Codes & Standards Forecast | F1 | Commercial | College | New | Food Preparation | Natural Gas | Fryer | Codes & Standards Forecast | Consumption Savings (MMtherm)
F2_Commercial_College_New_Food Preparation_Natural Gas_Fryer_Codes & Standards Forecast | F2 | Commercial | College | New | Food Preparation | Natural Gas | Fryer | Codes & Standards Forecast | Summer Demand Savings (MW)
F3_Commercial_College_New_Food Preparation_Natural Gas_Fryer_Codes & Standards Forecast | F3 | Commercial | College | New | Food Preparation | Natural Gas | Fryer | Codes & Standards Forecast | Winter Demand Savings (MW)
F4_Commercial_College_New_Food Preparation_Natural Gas_Fryer_Codes & Standards Forecast | F4 | Commercial | College | New | Food Preparation | Natural Gas | Fryer | Codes & Standards Forecast | Incremental Savings (MMtherm)
F1_Commercial_College_New_Food Preparation_Natural Gas_Broiler_Codes & Standards Forecast | F1 | Commercial | College | New | Food Preparation | Natural Gas | Broiler | Codes & Standards Forecast | Consumption Savings (MMtherm)
F2_Commercial_College_New_Food Preparation_Natural Gas_Broiler_Codes & Standards Forecast | F2 | Commercial | College | New | Food Preparation | Natural Gas | Broiler | Codes & Standards Forecast | Summer Demand Savings (MW)
F3_Commercial_College_New_Food Preparation_Natural Gas_Broiler_Codes & Standards Forecast | F3 | Commercial | College | New | Food Preparation | Natural Gas | Broiler | Codes & Standards Forecast | Winter Demand Savings (MW)
F4_Commercial_College_New_Food Preparation_Natural Gas_Broiler_Codes & Standards Forecast | F4 | Commercial | College | New | Food Preparation | Natural Gas | Broiler | Codes & Standards Forecast | Incremental Savings (MMtherm)
F1_Commercial_College_New_Food Preparation_Natural Gas_Griddle_Codes & Standards Forecast | F1 | Commercial | College | New | Food Preparation | Natural Gas | Griddle | Codes & Standards Forecast | Consumption Savings (MMtherm)
F2_Commercial_College_New_Food Preparation_Natural Gas_Griddle_Codes & Standards Forecast | F2 | Commercial | College | New | Food Preparation | Natural Gas | Griddle | Codes & Standards Forecast | Summer Demand Savings (MW)
F3_Commercial_College_New_Food Preparation_Natural Gas_Griddle_Codes & Standards Forecast | F3 | Commercial | College | New | Food Preparation | Natural Gas | Griddle | Codes & Standards Forecast | Winter Demand Savings (MW)
F4_Commercial_College_New_Food Preparation_Natural Gas_Griddle_Codes & Standards Forecast | F4 | Commercial | College | New | Food Preparation | Natural Gas | Griddle | Codes & Standards Forecast | Incremental Savings (MMtherm)
F1_Commercial_College_New_Food Preparation_Natural Gas_Range_Codes & Standards Forecast | F1 | Commercial | College | New | Food Preparation | Natural Gas | Range | Codes & Standards Forecast | Consumption Savings (MMtherm)
F2_Commercial_College_New_Food Preparation_Natural Gas_Range_Codes & Standards Forecast | F2 | Commercial | College | New | Food Preparation | Natural Gas | Range | Codes & Standards Forecast | Summer Demand Savings (MW)
F3_Commercial_College_New_Food Preparation_Natural Gas_Range_Codes & Standards Forecast | F3 | Commercial | College | New | Food Preparation | Natural Gas | Range | Codes & Standards Forecast | Winter Demand Savings (MW)
F4_Commercial_College_New_Food Preparation_Natural Gas_Range_Codes & Standards Forecast | F4 | Commercial | College | New | Food Preparation | Natural Gas | Range | Codes & Standards Forecast | Incremental Savings (MMtherm)
F1_Commercial_College_New_Food Preparation_Natural Gas_Steamer_Codes & Standards Forecast | F1 | Commercial | College | New | Food Preparation | Natural Gas | Steamer | Codes & Standards Forecast | Consumption Savings (MMtherm)
F2_Commercial_College_New_Food Preparation_Natural Gas_Steamer_Codes & Standards Forecast | F2 | Commercial | College | New | Food Preparation | Natural Gas | Steamer | Codes & Standards Forecast | Summer Demand Savings (MW)
F3_Commercial_College_New_Food Preparation_Natural Gas_Steamer_Codes & Standards Forecast | F3 | Commercial | College | New | Food Preparation | Natural Gas | Steamer | Codes & Standards Forecast | Winter Demand Savings (MW)
F4_Commercial_College_New_Food Preparation_Natural Gas_Steamer_Codes & Standards Forecast | F4 | Commercial | College | New | Food Preparation | Natural Gas | Steamer | Codes & Standards Forecast | Incremental Savings (MMtherm)
F1_Commercial_College_New_Food Preparation_Natural Gas_Food Prep Other_Codes & Standards Forecast | F1 | Commercial | College | New | Food Preparation | Natural Gas | Food Prep Other | Codes & Standards Forecast | Consumption Savings (MMtherm)
F2_Commercial_College_New_Food Preparation_Natural Gas_Food Prep Other_Codes & Standards Forecast | F2 | Commercial | College | New | Food Preparation | Natural Gas | Food Prep Other | Codes & Standards Forecast | Summer Demand Savings (MW)
F3_Commercial_College_New_Food Preparation_Natural Gas_Food Prep Other_Codes & Standards Forecast | F3 | Commercial | College | New | Food Preparation | Natural Gas | Food Prep Other | Codes & Standards Forecast | Winter Demand Savings (MW)
F4_Commercial_College_New_Food Preparation_Natural Gas_Food Prep Other_Codes & Standards Forecast | F4 | Commercial | College | New | Food Preparation | Natural Gas | Food Prep Other | Codes & Standards Forecast | Incremental Savings (MMtherm)
F1_Commercial_College_New_Miscellaneous_Natural Gas_Pool Heater_Codes & Standards Forecast | F1 | Commercial | College | New | Miscellaneous | Natural Gas | Pool Heater | Codes & Standards Forecast | Consumption Savings (MMtherm)
F2_Commercial_College_New_Miscellaneous_Natural Gas_Pool Heater_Codes & Standards Forecast | F2 | Commercial | College | New | Miscellaneous | Natural Gas | Pool Heater | Codes & Standards Forecast | Summer Demand Savings (MW)
F3_Commercial_College_New_Miscellaneous_Natural Gas_Pool Heater_Codes & Standards Forecast | F3 | Commercial | College | New | Miscellaneous | Natural Gas | Pool Heater | Codes & Standards Forecast | Winter Demand Savings (MW)
F4_Commercial_College_New_Miscellaneous_Natural Gas_Pool Heater_Codes & Standards Forecast | F4 | Commercial | College | New | Miscellaneous | Natural Gas | Pool Heater | Codes & Standards Forecast | Incremental Savings (MMtherm)
F1_Commercial_College_New_Miscellaneous_Natural Gas_Miscellaneous_Codes & Standards Forecast | F1 | Commercial | College | New | Miscellaneous | Natural Gas | Miscellaneous | Codes & Standards Forecast | Consumption Savings (MMtherm)
F2_Commercial_College_New_Miscellaneous_Natural Gas_Miscellaneous_Codes & Standards Forecast | F2 | Commercial | College | New | Miscellaneous | Natural Gas | Miscellaneous | Codes & Standards Forecast | Summer Demand Savings (MW)
F3_Commercial_College_New_Miscellaneous_Natural Gas_Miscellaneous_Codes & Standards Forecast | F3 | Commercial | College | New | Miscellaneous | Natural Gas | Miscellaneous | Codes & Standards Forecast | Winter Demand Savings (MW)
F4_Commercial_College_New_Miscellaneous_Natural Gas_Miscellaneous_Codes & Standards Forecast | F4 | Commercial | College | New | Miscellaneous | Natural Gas | Miscellaneous | Codes & Standards Forecast | Incremental Savings (MMtherm)
F1_Commercial_Hospital_Existing_Space Heating_Natural Gas_Furnace_Codes & Standards Forecast | F1 | Commercial | Hospital | Existing | Space Heating | Natural Gas | Furnace | Codes & Standards Forecast | Consumption Savings (MMtherm)
F2_Commercial_Hospital_Existing_Space Heating_Natural Gas_Furnace_Codes & Standards Forecast | F2 | Commercial | Hospital | Existing | Space Heating | Natural Gas | Furnace | Codes & Standards Forecast | Summer Demand Savings (MW)
F3_Commercial_Hospital_Existing_Space Heating_Natural Gas_Furnace_Codes & Standards Forecast | F3 | Commercial | Hospital | Existing | Space Heating | Natural Gas | Furnace | Codes & Standards Forecast | Winter Demand Savings (MW)
F4_Commercial_Hospital_Existing_Space Heating_Natural Gas_Furnace_Codes & Standards Forecast | F4 | Commercial | Hospital | Existing | Space Heating | Natural Gas | Furnace | Codes & Standards Forecast | Incremental Savings (MMtherm)
F1_Commercial_Hospital_Existing_Space Heating_Natural Gas_Boiler_Codes & Standards Forecast | F1 | Commercial | Hospital | Existing | Space Heating | Natural Gas | Boiler | Codes & Standards Forecast | Consumption Savings (MMtherm)
F2_Commercial_Hospital_Existing_Space Heating_Natural Gas_Boiler_Codes & Standards Forecast | F2 | Commercial | Hospital | Existing | Space Heating | Natural Gas | Boiler | Codes & Standards Forecast | Summer Demand Savings (MW)
F3_Commercial_Hospital_Existing_Space Heating_Natural Gas_Boiler_Codes & Standards Forecast | F3 | Commercial | Hospital | Existing | Space Heating | Natural Gas | Boiler | Codes & Standards Forecast | Winter Demand Savings (MW)
F4_Commercial_Hospital_Existing_Space Heating_Natural Gas_Boiler_Codes & Standards Forecast | F4 | Commercial | Hospital | Existing | Space Heating | Natural Gas | Boiler | Codes & Standards Forecast | Incremental Savings (MMtherm)
F1_Commercial_Hospital_Existing_Space Heating_Natural Gas_Unit Heater_Codes & Standards Forecast | F1 | Commercial | Hospital | Existing | Space Heating | Natural Gas | Unit Heater | Codes & Standards Forecast | Consumption Savings (MMtherm)
F2_Commercial_Hospital_Existing_Space Heating_Natural Gas_Unit Heater_Codes & Standards Forecast | F2 | Commercial | Hospital | Existing | Space Heating | Natural Gas | Unit Heater | Codes & Standards Forecast | Summer Demand Savings (MW)
F3_Commercial_Hospital_Existing_Space Heating_Natural Gas_Unit Heater_Codes & Standards Forecast | F3 | Commercial | Hospital | Existing | Space Heating | Natural Gas | Unit Heater | Codes & Standards Forecast | Winter Demand Savings (MW)
F4_Commercial_Hospital_Existing_Space Heating_Natural Gas_Unit Heater_Codes & Standards Forecast | F4 | Commercial | Hospital | Existing | Space Heating | Natural Gas | Unit Heater | Codes & Standards Forecast | Incremental Savings (MMtherm)
F1_Commercial_Hospital_Existing_Water Heating_Natural Gas_Water Heater_Codes & Standards Forecast | F1 | Commercial | Hospital | Existing | Water Heating | Natural Gas | Water Heater | Codes & Standards Forecast | Consumption Savings (MMtherm)
F2_Commercial_Hospital_Existing_Water Heating_Natural Gas_Water Heater_Codes & Standards Forecast | F2 | Commercial | Hospital | Existing | Water Heating | Natural Gas | Water Heater | Codes & Standards Forecast | Summer Demand Savings (MW)
F3_Commercial_Hospital_Existing_Water Heating_Natural Gas_Water Heater_Codes & Standards Forecast | F3 | Commercial | Hospital | Existing | Water Heating | Natural Gas | Water Heater | Codes & Standards Forecast | Winter Demand Savings (MW)
F4_Commercial_Hospital_Existing_Water Heating_Natural Gas_Water Heater_Codes & Standards Forecast | F4 | Commercial | Hospital | Existing | Water Heating | Natural Gas | Water Heater | Codes & Standards Forecast | Incremental Savings (MMtherm)
F1_Commercial_Hospital_Existing_Food Preparation_Natural Gas_Oven_Codes & Standards Forecast | F1 | Commercial | Hospital | Existing | Food Preparation | Natural Gas | Oven | Codes & Standards Forecast | Consumption Savings (MMtherm)
F2_Commercial_Hospital_Existing_Food Preparation_Natural Gas_Oven_Codes & Standards Forecast | F2 | Commercial | Hospital | Existing | Food Preparation | Natural Gas | Oven | Codes & Standards Forecast | Summer Demand Savings (MW)
F3_Commercial_Hospital_Existing_Food Preparation_Natural Gas_Oven_Codes & Standards Forecast | F3 | Commercial | Hospital | Existing | Food Preparation | Natural Gas | Oven | Codes & Standards Forecast | Winter Demand Savings (MW)
F4_Commercial_Hospital_Existing_Food Preparation_Natural Gas_Oven_Codes & Standards Forecast | F4 | Commercial | Hospital | Existing | Food Preparation | Natural Gas | Oven | Codes & Standards Forecast | Incremental Savings (MMtherm)
F1_Commercial_Hospital_Existing_Food Preparation_Natural Gas_Conveyor Oven_Codes & Standards Forecast | F1 | Commercial | Hospital | Existing | Food Preparation | Natural Gas | Conveyor Oven | Codes & Standards Forecast | Consumption Savings (MMtherm)
F2_Commercial_Hospital_Existing_Food Preparation_Natural Gas_Conveyor Oven_Codes & Standards Forecast | F2 | Commercial | Hospital | Existing | Food Preparation | Natural Gas | Conveyor Oven | Codes & Standards Forecast | Summer Demand Savings (MW)
F3_Commercial_Hospital_Existing_Food Preparation_Natural Gas_Conveyor Oven_Codes & Standards Forecast | F3 | Commercial | Hospital | Existing | Food Preparation | Natural Gas | Conveyor Oven | Codes & Standards Forecast | Winter Demand Savings (MW)
F4_Commercial_Hospital_Existing_Food Preparation_Natural Gas_Conveyor Oven_Codes & Standards Forecast | F4 | Commercial | Hospital | Existing | Food Preparation | Natural Gas | Conveyor Oven | Codes & Standards Forecast | Incremental Savings (MMtherm)
F1_Commercial_Hospital_Existing_Food Preparation_Natural Gas_Double Rack Oven_Codes & Standards Forecast | F1 | Commercial | Hospital | Existing | Food Preparation | Natural Gas | Double Rack Oven | Codes & Standards Forecast | Consumption Savings (MMtherm)
F2_Commercial_Hospital_Existing_Food Preparation_Natural Gas_Double Rack Oven_Codes & Standards Forecast | F2 | Commercial | Hospital | Existing | Food Preparation | Natural Gas | Double Rack Oven | Codes & Standards Forecast | Summer Demand Savings (MW)
F3_Commercial_Hospital_Existing_Food Preparation_Natural Gas_Double Rack Oven_Codes & Standards Forecast | F3 | Commercial | Hospital | Existing | Food Preparation | Natural Gas | Double Rack Oven | Codes & Standards Forecast | Winter Demand Savings (MW)
F4_Commercial_Hospital_Existing_Food Preparation_Natural Gas_Double Rack Oven_Codes & Standards Forecast | F4 | Commercial | Hospital | Existing | Food Preparation | Natural Gas | Double Rack Oven | Codes & Standards Forecast | Incremental Savings (MMtherm)
F1_Commercial_Hospital_Existing_Food Preparation_Natural Gas_Fryer_Codes & Standards Forecast | F1 | Commercial | Hospital | Existing | Food Preparation | Natural Gas | Fryer | Codes & Standards Forecast | Consumption Savings (MMtherm)
F2_Commercial_Hospital_Existing_Food Preparation_Natural Gas_Fryer_Codes & Standards Forecast | F2 | Commercial | Hospital | Existing | Food Preparation | Natural Gas | Fryer | Codes & Standards Forecast | Summer Demand Savings (MW)
F3_Commercial_Hospital_Existing_Food Preparation_Natural Gas_Fryer_Codes & Standards Forecast | F3 | Commercial | Hospital | Existing | Food Preparation | Natural Gas | Fryer | Codes & Standards Forecast | Winter Demand Savings (MW)
F4_Commercial_Hospital_Existing_Food Preparation_Natural Gas_Fryer_Codes & Standards Forecast | F4 | Commercial | Hospital | Existing | Food Preparation | Natural Gas | Fryer | Codes & Standards Forecast | Incremental Savings (MMtherm)
F1_Commercial_Hospital_Existing_Food Preparation_Natural Gas_Broiler_Codes & Standards Forecast | F1 | Commercial | Hospital | Existing | Food Preparation | Natural Gas | Broiler | Codes & Standards Forecast | Consumption Savings (MMtherm)
F2_Commercial_Hospital_Existing_Food Preparation_Natural Gas_Broiler_Codes & Standards Forecast | F2 | Commercial | Hospital | Existing | Food Preparation | Natural Gas | Broiler | Codes & Standards Forecast | Summer Demand Savings (MW)
F3_Commercial_Hospital_Existing_Food Preparation_Natural Gas_Broiler_Codes & Standards Forecast | F3 | Commercial | Hospital | Existing | Food Preparation | Natural Gas | Broiler | Codes & Standards Forecast | Winter Demand Savings (MW)
F4_Commercial_Hospital_Existing_Food Preparation_Natural Gas_Broiler_Codes & Standards Forecast | F4 | Commercial | Hospital | Existing | Food Preparation | Natural Gas | Broiler | Codes & Standards Forecast | Incremental Savings (MMtherm)
F1_Commercial_Hospital_Existing_Food Preparation_Natural Gas_Griddle_Codes & Standards Forecast | F1 | Commercial | Hospital | Existing | Food Preparation | Natural Gas | Griddle | Codes & Standards Forecast | Consumption Savings (MMtherm)
F2_Commercial_Hospital_Existing_Food Preparation_Natural Gas_Griddle_Codes & Standards Forecast | F2 | Commercial | Hospital | Existing | Food Preparation | Natural Gas | Griddle | Codes & Standards Forecast | Summer Demand Savings (MW)
F3_Commercial_Hospital_Existing_Food Preparation_Natural Gas_Griddle_Codes & Standards Forecast | F3 | Commercial | Hospital | Existing | Food Preparation | Natural Gas | Griddle | Codes & Standards Forecast | Winter Demand Savings (MW)
F4_Commercial_Hospital_Existing_Food Preparation_Natural Gas_Griddle_Codes & Standards Forecast | F4 | Commercial | Hospital | Existing | Food Preparation | Natural Gas | Griddle | Codes & Standards Forecast | Incremental Savings (MMtherm)
F1_Commercial_Hospital_Existing_Food Preparation_Natural Gas_Range_Codes & Standards Forecast | F1 | Commercial | Hospital | Existing | Food Preparation | Natural Gas | Range | Codes & Standards Forecast | Consumption Savings (MMtherm)
F2_Commercial_Hospital_Existing_Food Preparation_Natural Gas_Range_Codes & Standards Forecast | F2 | Commercial | Hospital | Existing | Food Preparation | Natural Gas | Range | Codes & Standards Forecast | Summer Demand Savings (MW)
F3_Commercial_Hospital_Existing_Food Preparation_Natural Gas_Range_Codes & Standards Forecast | F3 | Commercial | Hospital | Existing | Food Preparation | Natural Gas | Range | Codes & Standards Forecast | Winter Demand Savings (MW)
F4_Commercial_Hospital_Existing_Food Preparation_Natural Gas_Range_Codes & Standards Forecast | F4 | Commercial | Hospital | Existing | Food Preparation | Natural Gas | Range | Codes & Standards Forecast | Incremental Savings (MMtherm)
F1_Commercial_Hospital_Existing_Food Preparation_Natural Gas_Steamer_Codes & Standards Forecast | F1 | Commercial | Hospital | Existing | Food Preparation | Natural Gas | Steamer | Codes & Standards Forecast | Consumption Savings (MMtherm)
F2_Commercial_Hospital_Existing_Food Preparation_Natural Gas_Steamer_Codes & Standards Forecast | F2 | Commercial | Hospital | Existing | Food Preparation | Natural Gas | Steamer | Codes & Standards Forecast | Summer Demand Savings (MW)
F3_Commercial_Hospital_Existing_Food Preparation_Natural Gas_Steamer_Codes & Standards Forecast | F3 | Commercial | Hospital | Existing | Food Preparation | Natural Gas | Steamer | Codes & Standards Forecast | Winter Demand Savings (MW)
F4_Commercial_Hospital_Existing_Food Preparation_Natural Gas_Steamer_Codes & Standards Forecast | F4 | Commercial | Hospital | Existing | Food Preparation | Natural Gas | Steamer | Codes & Standards Forecast | Incremental Savings (MMtherm)
F1_Commercial_Hospital_Existing_Food Preparation_Natural Gas_Food Prep Other_Codes & Standards Forecast | F1 | Commercial | Hospital | Existing | Food Preparation | Natural Gas | Food Prep Other | Codes & Standards Forecast | Consumption Savings (MMtherm)
F2_Commercial_Hospital_Existing_Food Preparation_Natural Gas_Food Prep Other_Codes & Standards Forecast | F2 | Commercial | Hospital | Existing | Food Preparation | Natural Gas | Food Prep Other | Codes & Standards Forecast | Summer Demand Savings (MW)
F3_Commercial_Hospital_Existing_Food Preparation_Natural Gas_Food Prep Other_Codes & Standards Forecast | F3 | Commercial | Hospital | Existing | Food Preparation | Natural Gas | Food Prep Other | Codes & Standards Forecast | Winter Demand Savings (MW)
F4_Commercial_Hospital_Existing_Food Preparation_Natural Gas_Food Prep Other_Codes & Standards Forecast | F4 | Commercial | Hospital | Existing | Food Preparation | Natural Gas | Food Prep Other | Codes & Standards Forecast | Incremental Savings (MMtherm)
F1_Commercial_Hospital_Existing_Miscellaneous_Natural Gas_Pool Heater_Codes & Standards Forecast | F1 | Commercial | Hospital | Existing | Miscellaneous | Natural Gas | Pool Heater | Codes & Standards Forecast | Consumption Savings (MMtherm)
F2_Commercial_Hospital_Existing_Miscellaneous_Natural Gas_Pool Heater_Codes & Standards Forecast | F2 | Commercial | Hospital | Existing | Miscellaneous | Natural Gas | Pool Heater | Codes & Standards Forecast | Summer Demand Savings (MW)
F3_Commercial_Hospital_Existing_Miscellaneous_Natural Gas_Pool Heater_Codes & Standards Forecast | F3 | Commercial | Hospital | Existing | Miscellaneous | Natural Gas | Pool Heater | Codes & Standards Forecast | Winter Demand Savings (MW)
F4_Commercial_Hospital_Existing_Miscellaneous_Natural Gas_Pool Heater_Codes & Standards Forecast | F4 | Commercial | Hospital | Existing | Miscellaneous | Natural Gas | Pool Heater | Codes & Standards Forecast | Incremental Savings (MMtherm)
F1_Commercial_Hospital_Existing_Miscellaneous_Natural Gas_Miscellaneous_Codes & Standards Forecast | F1 | Commercial | Hospital | Existing | Miscellaneous | Natural Gas | Miscellaneous | Codes & Standards Forecast | Consumption Savings (MMtherm)
F2_Commercial_Hospital_Existing_Miscellaneous_Natural Gas_Miscellaneous_Codes & Standards Forecast | F2 | Commercial | Hospital | Existing | Miscellaneous | Natural Gas | Miscellaneous | Codes & Standards Forecast | Summer Demand Savings (MW)
F3_Commercial_Hospital_Existing_Miscellaneous_Natural Gas_Miscellaneous_Codes & Standards Forecast | F3 | Commercial | Hospital | Existing | Miscellaneous | Natural Gas | Miscellaneous | Codes & Standards Forecast | Winter Demand Savings (MW)
F4_Commercial_Hospital_Existing_Miscellaneous_Natural Gas_Miscellaneous_Codes & Standards Forecast | F4 | Commercial | Hospital | Existing | Miscellaneous | Natural Gas | Miscellaneous | Codes & Standards Forecast | Incremental Savings (MMtherm)
F1_Commercial_Hospital_New_Space Heating_Natural Gas_Furnace_Codes & Standards Forecast | F1 | Commercial | Hospital | New | Space Heating | Natural Gas | Furnace | Codes & Standards Forecast | Consumption Savings (MMtherm)
F2_Commercial_Hospital_New_Space Heating_Natural Gas_Furnace_Codes & Standards Forecast | F2 | Commercial | Hospital | New | Space Heating | Natural Gas | Furnace | Codes & Standards Forecast | Summer Demand Savings (MW)
F3_Commercial_Hospital_New_Space Heating_Natural Gas_Furnace_Codes & Standards Forecast | F3 | Commercial | Hospital | New | Space Heating | Natural Gas | Furnace | Codes & Standards Forecast | Winter Demand Savings (MW)
F4_Commercial_Hospital_New_Space Heating_Natural Gas_Furnace_Codes & Standards Forecast | F4 | Commercial | Hospital | New | Space Heating | Natural Gas | Furnace | Codes & Standards Forecast | Incremental Savings (MMtherm)
F1_Commercial_Hospital_New_Space Heating_Natural Gas_Boiler_Codes & Standards Forecast | F1 | Commercial | Hospital | New | Space Heating | Natural Gas | Boiler | Codes & Standards Forecast | Consumption Savings (MMtherm)
F2_Commercial_Hospital_New_Space Heating_Natural Gas_Boiler_Codes & Standards Forecast | F2 | Commercial | Hospital | New | Space Heating | Natural Gas | Boiler | Codes & Standards Forecast | Summer Demand Savings (MW)
F3_Commercial_Hospital_New_Space Heating_Natural Gas_Boiler_Codes & Standards Forecast | F3 | Commercial | Hospital | New | Space Heating | Natural Gas | Boiler | Codes & Standards Forecast | Winter Demand Savings (MW)
F4_Commercial_Hospital_New_Space Heating_Natural Gas_Boiler_Codes & Standards Forecast | F4 | Commercial | Hospital | New | Space Heating | Natural Gas | Boiler | Codes & Standards Forecast | Incremental Savings (MMtherm)
F1_Commercial_Hospital_New_Space Heating_Natural Gas_Unit Heater_Codes & Standards Forecast | F1 | Commercial | Hospital | New | Space Heating | Natural Gas | Unit Heater | Codes & Standards Forecast | Consumption Savings (MMtherm)
F2_Commercial_Hospital_New_Space Heating_Natural Gas_Unit Heater_Codes & Standards Forecast | F2 | Commercial | Hospital | New | Space Heating | Natural Gas | Unit Heater | Codes & Standards Forecast | Summer Demand Savings (MW)
F3_Commercial_Hospital_New_Space Heating_Natural Gas_Unit Heater_Codes & Standards Forecast | F3 | Commercial | Hospital | New | Space Heating | Natural Gas | Unit Heater | Codes & Standards Forecast | Winter Demand Savings (MW)
F4_Commercial_Hospital_New_Space Heating_Natural Gas_Unit Heater_Codes & Standards Forecast | F4 | Commercial | Hospital | New | Space Heating | Natural Gas | Unit Heater | Codes & Standards Forecast | Incremental Savings (MMtherm)
F1_Commercial_Hospital_New_Water Heating_Natural Gas_Water Heater_Codes & Standards Forecast | F1 | Commercial | Hospital | New | Water Heating | Natural Gas | Water Heater | Codes & Standards Forecast | Consumption Savings (MMtherm)
F2_Commercial_Hospital_New_Water Heating_Natural Gas_Water Heater_Codes & Standards Forecast | F2 | Commercial | Hospital | New | Water Heating | Natural Gas | Water Heater | Codes & Standards Forecast | Summer Demand Savings (MW)
F3_Commercial_Hospital_New_Water Heating_Natural Gas_Water Heater_Codes & Standards Forecast | F3 | Commercial | Hospital | New | Water Heating | Natural Gas | Water Heater | Codes & Standards Forecast | Winter Demand Savings (MW)
F4_Commercial_Hospital_New_Water Heating_Natural Gas_Water Heater_Codes & Standards Forecast | F4 | Commercial | Hospital | New | Water Heating | Natural Gas | Water Heater | Codes & Standards Forecast | Incremental Savings (MMtherm)
F1_Commercial_Hospital_New_Food Preparation_Natural Gas_Oven_Codes & Standards Forecast | F1 | Commercial | Hospital | New | Food Preparation | Natural Gas | Oven | Codes & Standards Forecast | Consumption Savings (MMtherm)
F2_Commercial_Hospital_New_Food Preparation_Natural Gas_Oven_Codes & Standards Forecast | F2 | Commercial | Hospital | New | Food Preparation | Natural Gas | Oven | Codes & Standards Forecast | Summer Demand Savings (MW)
F3_Commercial_Hospital_New_Food Preparation_Natural Gas_Oven_Codes & Standards Forecast | F3 | Commercial | Hospital | New | Food Preparation | Natural Gas | Oven | Codes & Standards Forecast | Winter Demand Savings (MW)
F4_Commercial_Hospital_New_Food Preparation_Natural Gas_Oven_Codes & Standards Forecast | F4 | Commercial | Hospital | New | Food Preparation | Natural Gas | Oven | Codes & Standards Forecast | Incremental Savings (MMtherm)
F1_Commercial_Hospital_New_Food Preparation_Natural Gas_Conveyor Oven_Codes & Standards Forecast | F1 | Commercial | Hospital | New | Food Preparation | Natural Gas | Conveyor Oven | Codes & Standards Forecast | Consumption Savings (MMtherm)
F2_Commercial_Hospital_New_Food Preparation_Natural Gas_Conveyor Oven_Codes & Standards Forecast | F2 | Commercial | Hospital | New | Food Preparation | Natural Gas | Conveyor Oven | Codes & Standards Forecast | Summer Demand Savings (MW)
F3_Commercial_Hospital_New_Food Preparation_Natural Gas_Conveyor Oven_Codes & Standards Forecast | F3 | Commercial | Hospital | New | Food Preparation | Natural Gas | Conveyor Oven | Codes & Standards Forecast | Winter Demand Savings (MW)
F4_Commercial_Hospital_New_Food Preparation_Natural Gas_Conveyor Oven_Codes & Standards Forecast | F4 | Commercial | Hospital | New | Food Preparation | Natural Gas | Conveyor Oven | Codes & Standards Forecast | Incremental Savings (MMtherm)
F1_Commercial_Hospital_New_Food Preparation_Natural Gas_Double Rack Oven_Codes & Standards Forecast | F1 | Commercial | Hospital | New | Food Preparation | Natural Gas | Double Rack Oven | Codes & Standards Forecast | Consumption Savings (MMtherm)
F2_Commercial_Hospital_New_Food Preparation_Natural Gas_Double Rack Oven_Codes & Standards Forecast | F2 | Commercial | Hospital | New | Food Preparation | Natural Gas | Double Rack Oven | Codes & Standards Forecast | Summer Demand Savings (MW)
F3_Commercial_Hospital_New_Food Preparation_Natural Gas_Double Rack Oven_Codes & Standards Forecast | F3 | Commercial | Hospital | New | Food Preparation | Natural Gas | Double Rack Oven | Codes & Standards Forecast | Winter Demand Savings (MW)
F4_Commercial_Hospital_New_Food Preparation_Natural Gas_Double Rack Oven_Codes & Standards Forecast | F4 | Commercial | Hospital | New | Food Preparation | Natural Gas | Double Rack Oven | Codes & Standards Forecast | Incremental Savings (MMtherm)
F1_Commercial_Hospital_New_Food Preparation_Natural Gas_Fryer_Codes & Standards Forecast | F1 | Commercial | Hospital | New | Food Preparation | Natural Gas | Fryer | Codes & Standards Forecast | Consumption Savings (MMtherm)
F2_Commercial_Hospital_New_Food Preparation_Natural Gas_Fryer_Codes & Standards Forecast | F2 | Commercial | Hospital | New | Food Preparation | Natural Gas | Fryer | Codes & Standards Forecast | Summer Demand Savings (MW)
F3_Commercial_Hospital_New_Food Preparation_Natural Gas_Fryer_Codes & Standards Forecast | F3 | Commercial | Hospital | New | Food Preparation | Natural Gas | Fryer | Codes & Standards Forecast | Winter Demand Savings (MW)
F4_Commercial_Hospital_New_Food Preparation_Natural Gas_Fryer_Codes & Standards Forecast | F4 | Commercial | Hospital | New | Food Preparation | Natural Gas | Fryer | Codes & Standards Forecast | Incremental Savings (MMtherm)
F1_Commercial_Hospital_New_Food Preparation_Natural Gas_Broiler_Codes & Standards Forecast | F1 | Commercial | Hospital | New | Food Preparation | Natural Gas | Broiler | Codes & Standards Forecast | Consumption Savings (MMtherm)
F2_Commercial_Hospital_New_Food Preparation_Natural Gas_Broiler_Codes & Standards Forecast | F2 | Commercial | Hospital | New | Food Preparation | Natural Gas | Broiler | Codes & Standards Forecast | Summer Demand Savings (MW)
F3_Commercial_Hospital_New_Food Preparation_Natural Gas_Broiler_Codes & Standards Forecast | F3 | Commercial | Hospital | New | Food Preparation | Natural Gas | Broiler | Codes & Standards Forecast | Winter Demand Savings (MW)
F4_Commercial_Hospital_New_Food Preparation_Natural Gas_Broiler_Codes & Standards Forecast | F4 | Commercial | Hospital | New | Food Preparation | Natural Gas | Broiler | Codes & Standards Forecast | Incremental Savings (MMtherm)
F1_Commercial_Hospital_New_Food Preparation_Natural Gas_Griddle_Codes & Standards Forecast | F1 | Commercial | Hospital | New | Food Preparation | Natural Gas | Griddle | Codes & Standards Forecast | Consumption Savings (MMtherm)
F2_Commercial_Hospital_New_Food Preparation_Natural Gas_Griddle_Codes & Standards Forecast | F2 | Commercial | Hospital | New | Food Preparation | Natural Gas | Griddle | Codes & Standards Forecast | Summer Demand Savings (MW)
F3_Commercial_Hospital_New_Food Preparation_Natural Gas_Griddle_Codes & Standards Forecast | F3 | Commercial | Hospital | New | Food Preparation | Natural Gas | Griddle | Codes & Standards Forecast | Winter Demand Savings (MW)
F4_Commercial_Hospital_New_Food Preparation_Natural Gas_Griddle_Codes & Standards Forecast | F4 | Commercial | Hospital | New | Food Preparation | Natural Gas | Griddle | Codes & Standards Forecast | Incremental Savings (MMtherm)
F1_Commercial_Hospital_New_Food Preparation_Natural Gas_Range_Codes & Standards Forecast | F1 | Commercial | Hospital | New | Food Preparation | Natural Gas | Range | Codes & Standards Forecast | Consumption Savings (MMtherm)
F2_Commercial_Hospital_New_Food Preparation_Natural Gas_Range_Codes & Standards Forecast | F2 | Commercial | Hospital | New | Food Preparation | Natural Gas | Range | Codes & Standards Forecast | Summer Demand Savings (MW)
F3_Commercial_Hospital_New_Food Preparation_Natural Gas_Range_Codes & Standards Forecast | F3 | Commercial | Hospital | New | Food Preparation | Natural Gas | Range | Codes & Standards Forecast | Winter Demand Savings (MW)
F4_Commercial_Hospital_New_Food Preparation_Natural Gas_Range_Codes & Standards Forecast | F4 | Commercial | Hospital | New | Food Preparation | Natural Gas | Range | Codes & Standards Forecast | Incremental Savings (MMtherm)
F1_Commercial_Hospital_New_Food Preparation_Natural Gas_Steamer_Codes & Standards Forecast | F1 | Commercial | Hospital | New | Food Preparation | Natural Gas | Steamer | Codes & Standards Forecast | Consumption Savings (MMtherm)
F2_Commercial_Hospital_New_Food Preparation_Natural Gas_Steamer_Codes & Standards Forecast | F2 | Commercial | Hospital | New | Food Preparation | Natural Gas | Steamer | Codes & Standards Forecast | Summer Demand Savings (MW)
F3_Commercial_Hospital_New_Food Preparation_Natural Gas_Steamer_Codes & Standards Forecast | F3 | Commercial | Hospital | New | Food Preparation | Natural Gas | Steamer | Codes & Standards Forecast | Winter Demand Savings (MW)
F4_Commercial_Hospital_New_Food Preparation_Natural Gas_Steamer_Codes & Standards Forecast | F4 | Commercial | Hospital | New | Food Preparation | Natural Gas | Steamer | Codes & Standards Forecast | Incremental Savings (MMtherm)
F1_Commercial_Hospital_New_Food Preparation_Natural Gas_Food Prep Other_Codes & Standards Forecast | F1 | Commercial | Hospital | New | Food Preparation | Natural Gas | Food Prep Other | Codes & Standards Forecast | Consumption Savings (MMtherm)
F2_Commercial_Hospital_New_Food Preparation_Natural Gas_Food Prep Other_Codes & Standards Forecast | F2 | Commercial | Hospital | New | Food Preparation | Natural Gas | Food Prep Other | Codes & Standards Forecast | Summer Demand Savings (MW)
F3_Commercial_Hospital_New_Food Preparation_Natural Gas_Food Prep Other_Codes & Standards Forecast | F3 | Commercial | Hospital | New | Food Preparation | Natural Gas | Food Prep Other | Codes & Standards Forecast | Winter Demand Savings (MW)
F4_Commercial_Hospital_New_Food Preparation_Natural Gas_Food Prep Other_Codes & Standards Forecast | F4 | Commercial | Hospital | New | Food Preparation | Natural Gas | Food Prep Other | Codes & Standards Forecast | Incremental Savings (MMtherm)
F1_Commercial_Hospital_New_Miscellaneous_Natural Gas_Pool Heater_Codes & Standards Forecast | F1 | Commercial | Hospital | New | Miscellaneous | Natural Gas | Pool Heater | Codes & Standards Forecast | Consumption Savings (MMtherm)
F2_Commercial_Hospital_New_Miscellaneous_Natural Gas_Pool Heater_Codes & Standards Forecast | F2 | Commercial | Hospital | New | Miscellaneous | Natural Gas | Pool Heater | Codes & Standards Forecast | Summer Demand Savings (MW)
F3_Commercial_Hospital_New_Miscellaneous_Natural Gas_Pool Heater_Codes & Standards Forecast | F3 | Commercial | Hospital | New | Miscellaneous | Natural Gas | Pool Heater | Codes & Standards Forecast | Winter Demand Savings (MW)
F4_Commercial_Hospital_New_Miscellaneous_Natural Gas_Pool Heater_Codes & Standards Forecast | F4 | Commercial | Hospital | New | Miscellaneous | Natural Gas | Pool Heater | Codes & Standards Forecast | Incremental Savings (MMtherm)
F1_Commercial_Hospital_New_Miscellaneous_Natural Gas_Miscellaneous_Codes & Standards Forecast | F1 | Commercial | Hospital | New | Miscellaneous | Natural Gas | Miscellaneous | Codes & Standards Forecast | Consumption Savings (MMtherm)
F2_Commercial_Hospital_New_Miscellaneous_Natural Gas_Miscellaneous_Codes & Standards Forecast | F2 | Commercial | Hospital | New | Miscellaneous | Natural Gas | Miscellaneous | Codes & Standards Forecast | Summer Demand Savings (MW)
F3_Commercial_Hospital_New_Miscellaneous_Natural Gas_Miscellaneous_Codes & Standards Forecast | F3 | Commercial | Hospital | New | Miscellaneous | Natural Gas | Miscellaneous | Codes & Standards Forecast | Winter Demand Savings (MW)
F4_Commercial_Hospital_New_Miscellaneous_Natural Gas_Miscellaneous_Codes & Standards Forecast | F4 | Commercial | Hospital | New | Miscellaneous | Natural Gas | Miscellaneous | Codes & Standards Forecast | Incremental Savings (MMtherm)
F1_Commercial_Other Health_Existing_Space Heating_Natural Gas_Furnace_Codes & Standards Forecast | F1 | Commercial | Other Health | Existing | Space Heating | Natural Gas | Furnace | Codes & Standards Forecast | Consumption Savings (MMtherm)
F2_Commercial_Other Health_Existing_Space Heating_Natural Gas_Furnace_Codes & Standards Forecast | F2 | Commercial | Other Health | Existing | Space Heating | Natural Gas | Furnace | Codes & Standards Forecast | Summer Demand Savings (MW)
F3_Commercial_Other Health_Existing_Space Heating_Natural Gas_Furnace_Codes & Standards Forecast | F3 | Commercial | Other Health | Existing | Space Heating | Natural Gas | Furnace | Codes & Standards Forecast | Winter Demand Savings (MW)
F4_Commercial_Other Health_Existing_Space Heating_Natural Gas_Furnace_Codes & Standards Forecast | F4 | Commercial | Other Health | Existing | Space Heating | Natural Gas | Furnace | Codes & Standards Forecast | Incremental Savings (MMtherm)
F1_Commercial_Other Health_Existing_Space Heating_Natural Gas_Boiler_Codes & Standards Forecast | F1 | Commercial | Other Health | Existing | Space Heating | Natural Gas | Boiler | Codes & Standards Forecast | Consumption Savings (MMtherm)
F2_Commercial_Other Health_Existing_Space Heating_Natural Gas_Boiler_Codes & Standards Forecast | F2 | Commercial | Other Health | Existing | Space Heating | Natural Gas | Boiler | Codes & Standards Forecast | Summer Demand Savings (MW)
F3_Commercial_Other Health_Existing_Space Heating_Natural Gas_Boiler_Codes & Standards Forecast | F3 | Commercial | Other Health | Existing | Space Heating | Natural Gas | Boiler | Codes & Standards Forecast | Winter Demand Savings (MW)
F4_Commercial_Other Health_Existing_Space Heating_Natural Gas_Boiler_Codes & Standards Forecast | F4 | Commercial | Other Health | Existing | Space Heating | Natural Gas | Boiler | Codes & Standards Forecast | Incremental Savings (MMtherm)
F1_Commercial_Other Health_Existing_Space Heating_Natural Gas_Unit Heater_Codes & Standards Forecast | F1 | Commercial | Other Health | Existing | Space Heating | Natural Gas | Unit Heater | Codes & Standards Forecast | Consumption Savings (MMtherm)
F2_Commercial_Other Health_Existing_Space Heating_Natural Gas_Unit Heater_Codes & Standards Forecast | F2 | Commercial | Other Health | Existing | Space Heating | Natural Gas | Unit Heater | Codes & Standards Forecast | Summer Demand Savings (MW)
F3_Commercial_Other Health_Existing_Space Heating_Natural Gas_Unit Heater_Codes & Standards Forecast | F3 | Commercial | Other Health | Existing | Space Heating | Natural Gas | Unit Heater | Codes & Standards Forecast | Winter Demand Savings (MW)
F4_Commercial_Other Health_Existing_Space Heating_Natural Gas_Unit Heater_Codes & Standards Forecast | F4 | Commercial | Other Health | Existing | Space Heating | Natural Gas | Unit Heater | Codes & Standards Forecast | Incremental Savings (MMtherm)
F1_Commercial_Other Health_Existing_Water Heating_Natural Gas_Water Heater_Codes & Standards Forecast | F1 | Commercial | Other Health | Existing | Water Heating | Natural Gas | Water Heater | Codes & Standards Forecast | Consumption Savings (MMtherm)
F2_Commercial_Other Health_Existing_Water Heating_Natural Gas_Water Heater_Codes & Standards Forecast | F2 | Commercial | Other Health | Existing | Water Heating | Natural Gas | Water Heater | Codes & Standards Forecast | Summer Demand Savings (MW)
F3_Commercial_Other Health_Existing_Water Heating_Natural Gas_Water Heater_Codes & Standards Forecast | F3 | Commercial | Other Health | Existing | Water Heating | Natural Gas | Water Heater | Codes & Standards Forecast | Winter Demand Savings (MW)
F4_Commercial_Other Health_Existing_Water Heating_Natural Gas_Water Heater_Codes & Standards Forecast | F4 | Commercial | Other Health | Existing | Water Heating | Natural Gas | Water Heater | Codes & Standards Forecast | Incremental Savings (MMtherm)
F1_Commercial_Other Health_Existing_Food Preparation_Natural Gas_Oven_Codes & Standards Forecast | F1 | Commercial | Other Health | Existing | Food Preparation | Natural Gas | Oven | Codes & Standards Forecast | Consumption Savings (MMtherm)
F2_Commercial_Other Health_Existing_Food Preparation_Natural Gas_Oven_Codes & Standards Forecast | F2 | Commercial | Other Health | Existing | Food Preparation | Natural Gas | Oven | Codes & Standards Forecast | Summer Demand Savings (MW)
F3_Commercial_Other Health_Existing_Food Preparation_Natural Gas_Oven_Codes & Standards Forecast | F3 | Commercial | Other Health | Existing | Food Preparation | Natural Gas | Oven | Codes & Standards Forecast | Winter Demand Savings (MW)
F4_Commercial_Other Health_Existing_Food Preparation_Natural Gas_Oven_Codes & Standards Forecast | F4 | Commercial | Other Health | Existing | Food Preparation | Natural Gas | Oven | Codes & Standards Forecast | Incremental Savings (MMtherm)
F1_Commercial_Other Health_Existing_Food Preparation_Natural Gas_Conveyor Oven_Codes & Standards Forecast | F1 | Commercial | Other Health | Existing | Food Preparation | Natural Gas | Conveyor Oven | Codes & Standards Forecast | Consumption Savings (MMtherm)
F2_Commercial_Other Health_Existing_Food Preparation_Natural Gas_Conveyor Oven_Codes & Standards Forecast | F2 | Commercial | Other Health | Existing | Food Preparation | Natural Gas | Conveyor Oven | Codes & Standards Forecast | Summer Demand Savings (MW)
F3_Commercial_Other Health_Existing_Food Preparation_Natural Gas_Conveyor Oven_Codes & Standards Forecast | F3 | Commercial | Other Health | Existing | Food Preparation | Natural Gas | Conveyor Oven | Codes & Standards Forecast | Winter Demand Savings (MW)
F4_Commercial_Other Health_Existing_Food Preparation_Natural Gas_Conveyor Oven_Codes & Standards Forecast | F4 | Commercial | Other Health | Existing | Food Preparation | Natural Gas | Conveyor Oven | Codes & Standards Forecast | Incremental Savings (MMtherm)
F1_Commercial_Other Health_Existing_Food Preparation_Natural Gas_Double Rack Oven_Codes & Standards Forecast | F1 | Commercial | Other Health | Existing | Food Preparation | Natural Gas | Double Rack Oven | Codes & Standards Forecast | Consumption Savings (MMtherm)
F2_Commercial_Other Health_Existing_Food Preparation_Natural Gas_Double Rack Oven_Codes & Standards Forecast | F2 | Commercial | Other Health | Existing | Food Preparation | Natural Gas | Double Rack Oven | Codes & Standards Forecast | Summer Demand Savings (MW)
F3_Commercial_Other Health_Existing_Food Preparation_Natural Gas_Double Rack Oven_Codes & Standards Forecast | F3 | Commercial | Other Health | Existing | Food Preparation | Natural Gas | Double Rack Oven | Codes & Standards Forecast | Winter Demand Savings (MW)
F4_Commercial_Other Health_Existing_Food Preparation_Natural Gas_Double Rack Oven_Codes & Standards Forecast | F4 | Commercial | Other Health | Existing | Food Preparation | Natural Gas | Double Rack Oven | Codes & Standards Forecast | Incremental Savings (MMtherm)
F1_Commercial_Other Health_Existing_Food Preparation_Natural Gas_Fryer_Codes & Standards Forecast | F1 | Commercial | Other Health | Existing | Food Preparation | Natural Gas | Fryer | Codes & Standards Forecast | Consumption Savings (MMtherm)
F2_Commercial_Other Health_Existing_Food Preparation_Natural Gas_Fryer_Codes & Standards Forecast | F2 | Commercial | Other Health | Existing | Food Preparation | Natural Gas | Fryer | Codes & Standards Forecast | Summer Demand Savings (MW)
F3_Commercial_Other Health_Existing_Food Preparation_Natural Gas_Fryer_Codes & Standards Forecast | F3 | Commercial | Other Health | Existing | Food Preparation | Natural Gas | Fryer | Codes & Standards Forecast | Winter Demand Savings (MW)
F4_Commercial_Other Health_Existing_Food Preparation_Natural Gas_Fryer_Codes & Standards Forecast | F4 | Commercial | Other Health | Existing | Food Preparation | Natural Gas | Fryer | Codes & Standards Forecast | Incremental Savings (MMtherm)
F1_Commercial_Other Health_Existing_Food Preparation_Natural Gas_Broiler_Codes & Standards Forecast | F1 | Commercial | Other Health | Existing | Food Preparation | Natural Gas | Broiler | Codes & Standards Forecast | Consumption Savings (MMtherm)
F2_Commercial_Other Health_Existing_Food Preparation_Natural Gas_Broiler_Codes & Standards Forecast | F2 | Commercial | Other Health | Existing | Food Preparation | Natural Gas | Broiler | Codes & Standards Forecast | Summer Demand Savings (MW)
F3_Commercial_Other Health_Existing_Food Preparation_Natural Gas_Broiler_Codes & Standards Forecast | F3 | Commercial | Other Health | Existing | Food Preparation | Natural Gas | Broiler | Codes & Standards Forecast | Winter Demand Savings (MW)
F4_Commercial_Other Health_Existing_Food Preparation_Natural Gas_Broiler_Codes & Standards Forecast | F4 | Commercial | Other Health | Existing | Food Preparation | Natural Gas | Broiler | Codes & Standards Forecast | Incremental Savings (MMtherm)
F1_Commercial_Other Health_Existing_Food Preparation_Natural Gas_Griddle_Codes & Standards Forecast | F1 | Commercial | Other Health | Existing | Food Preparation | Natural Gas | Griddle | Codes & Standards Forecast | Consumption Savings (MMtherm)
F2_Commercial_Other Health_Existing_Food Preparation_Natural Gas_Griddle_Codes & Standards Forecast | F2 | Commercial | Other Health | Existing | Food Preparation | Natural Gas | Griddle | Codes & Standards Forecast | Summer Demand Savings (MW)
F3_Commercial_Other Health_Existing_Food Preparation_Natural Gas_Griddle_Codes & Standards Forecast | F3 | Commercial | Other Health | Existing | Food Preparation | Natural Gas | Griddle | Codes & Standards Forecast | Winter Demand Savings (MW)
F4_Commercial_Other Health_Existing_Food Preparation_Natural Gas_Griddle_Codes & Standards Forecast | F4 | Commercial | Other Health | Existing | Food Preparation | Natural Gas | Griddle | Codes & Standards Forecast | Incremental Savings (MMtherm)
F1_Commercial_Other Health_Existing_Food Preparation_Natural Gas_Range_Codes & Standards Forecast | F1 | Commercial | Other Health | Existing | Food Preparation | Natural Gas | Range | Codes & Standards Forecast | Consumption Savings (MMtherm)
F2_Commercial_Other Health_Existing_Food Preparation_Natural Gas_Range_Codes & Standards Forecast | F2 | Commercial | Other Health | Existing | Food Preparation | Natural Gas | Range | Codes & Standards Forecast | Summer Demand Savings (MW)
F3_Commercial_Other Health_Existing_Food Preparation_Natural Gas_Range_Codes & Standards Forecast | F3 | Commercial | Other Health | Existing | Food Preparation | Natural Gas | Range | Codes & Standards Forecast | Winter Demand Savings (MW)
F4_Commercial_Other Health_Existing_Food Preparation_Natural Gas_Range_Codes & Standards Forecast | F4 | Commercial | Other Health | Existing | Food Preparation | Natural Gas | Range | Codes & Standards Forecast | Incremental Savings (MMtherm)
F1_Commercial_Other Health_Existing_Food Preparation_Natural Gas_Steamer_Codes & Standards Forecast | F1 | Commercial | Other Health | Existing | Food Preparation | Natural Gas | Steamer | Codes & Standards Forecast | Consumption Savings (MMtherm)
F2_Commercial_Other Health_Existing_Food Preparation_Natural Gas_Steamer_Codes & Standards Forecast | F2 | Commercial | Other Health | Existing | Food Preparation | Natural Gas | Steamer | Codes & Standards Forecast | Summer Demand Savings (MW)
F3_Commercial_Other Health_Existing_Food Preparation_Natural Gas_Steamer_Codes & Standards Forecast | F3 | Commercial | Other Health | Existing | Food Preparation | Natural Gas | Steamer | Codes & Standards Forecast | Winter Demand Savings (MW)
F4_Commercial_Other Health_Existing_Food Preparation_Natural Gas_Steamer_Codes & Standards Forecast | F4 | Commercial | Other Health | Existing | Food Preparation | Natural Gas | Steamer | Codes & Standards Forecast | Incremental Savings (MMtherm)
F1_Commercial_Other Health_Existing_Food Preparation_Natural Gas_Food Prep Other_Codes & Standards Forecast | F1 | Commercial | Other Health | Existing | Food Preparation | Natural Gas | Food Prep Other | Codes & Standards Forecast | Consumption Savings (MMtherm)
F2_Commercial_Other Health_Existing_Food Preparation_Natural Gas_Food Prep Other_Codes & Standards Forecast | F2 | Commercial | Other Health | Existing | Food Preparation | Natural Gas | Food Prep Other | Codes & Standards Forecast | Summer Demand Savings (MW)
F3_Commercial_Other Health_Existing_Food Preparation_Natural Gas_Food Prep Other_Codes & Standards Forecast | F3 | Commercial | Other Health | Existing | Food Preparation | Natural Gas | Food Prep Other | Codes & Standards Forecast | Winter Demand Savings (MW)
F4_Commercial_Other Health_Existing_Food Preparation_Natural Gas_Food Prep Other_Codes & Standards Forecast | F4 | Commercial | Other Health | Existing | Food Preparation | Natural Gas | Food Prep Other | Codes & Standards Forecast | Incremental Savings (MMtherm)
F1_Commercial_Other Health_Existing_Miscellaneous_Natural Gas_Pool Heater_Codes & Standards Forecast | F1 | Commercial | Other Health | Existing | Miscellaneous | Natural Gas | Pool Heater | Codes & Standards Forecast | Consumption Savings (MMtherm)
F2_Commercial_Other Health_Existing_Miscellaneous_Natural Gas_Pool Heater_Codes & Standards Forecast | F2 | Commercial | Other Health | Existing | Miscellaneous | Natural Gas | Pool Heater | Codes & Standards Forecast | Summer Demand Savings (MW)
F3_Commercial_Other Health_Existing_Miscellaneous_Natural Gas_Pool Heater_Codes & Standards Forecast | F3 | Commercial | Other Health | Existing | Miscellaneous | Natural Gas | Pool Heater | Codes & Standards Forecast | Winter Demand Savings (MW)
F4_Commercial_Other Health_Existing_Miscellaneous_Natural Gas_Pool Heater_Codes & Standards Forecast | F4 | Commercial | Other Health | Existing | Miscellaneous | Natural Gas | Pool Heater | Codes & Standards Forecast | Incremental Savings (MMtherm)
F1_Commercial_Other Health_Existing_Miscellaneous_Natural Gas_Miscellaneous_Codes & Standards Forecast | F1 | Commercial | Other Health | Existing | Miscellaneous | Natural Gas | Miscellaneous | Codes & Standards Forecast | Consumption Savings (MMtherm)
F2_Commercial_Other Health_Existing_Miscellaneous_Natural Gas_Miscellaneous_Codes & Standards Forecast | F2 | Commercial | Other Health | Existing | Miscellaneous | Natural Gas | Miscellaneous | Codes & Standards Forecast | Summer Demand Savings (MW)
F3_Commercial_Other Health_Existing_Miscellaneous_Natural Gas_Miscellaneous_Codes & Standards Forecast | F3 | Commercial | Other Health | Existing | Miscellaneous | Natural Gas | Miscellaneous | Codes & Standards Forecast | Winter Demand Savings (MW)
F4_Commercial_Other Health_Existing_Miscellaneous_Natural Gas_Miscellaneous_Codes & Standards Forecast | F4 | Commercial | Other Health | Existing | Miscellaneous | Natural Gas | Miscellaneous | Codes & Standards Forecast | Incremental Savings (MMtherm)
F1_Commercial_Other Health_New_Space Heating_Natural Gas_Furnace_Codes & Standards Forecast | F1 | Commercial | Other Health | New | Space Heating | Natural Gas | Furnace | Codes & Standards Forecast | Consumption Savings (MMtherm)
F2_Commercial_Other Health_New_Space Heating_Natural Gas_Furnace_Codes & Standards Forecast | F2 | Commercial | Other Health | New | Space Heating | Natural Gas | Furnace | Codes & Standards Forecast | Summer Demand Savings (MW)
F3_Commercial_Other Health_New_Space Heating_Natural Gas_Furnace_Codes & Standards Forecast | F3 | Commercial | Other Health | New | Space Heating | Natural Gas | Furnace | Codes & Standards Forecast | Winter Demand Savings (MW)
F4_Commercial_Other Health_New_Space Heating_Natural Gas_Furnace_Codes & Standards Forecast | F4 | Commercial | Other Health | New | Space Heating | Natural Gas | Furnace | Codes & Standards Forecast | Incremental Savings (MMtherm)
F1_Commercial_Other Health_New_Space Heating_Natural Gas_Boiler_Codes & Standards Forecast | F1 | Commercial | Other Health | New | Space Heating | Natural Gas | Boiler | Codes & Standards Forecast | Consumption Savings (MMtherm)
F2_Commercial_Other Health_New_Space Heating_Natural Gas_Boiler_Codes & Standards Forecast | F2 | Commercial | Other Health | New | Space Heating | Natural Gas | Boiler | Codes & Standards Forecast | Summer Demand Savings (MW)
F3_Commercial_Other Health_New_Space Heating_Natural Gas_Boiler_Codes & Standards Forecast | F3 | Commercial | Other Health | New | Space Heating | Natural Gas | Boiler | Codes & Standards Forecast | Winter Demand Savings (MW)
F4_Commercial_Other Health_New_Space Heating_Natural Gas_Boiler_Codes & Standards Forecast | F4 | Commercial | Other Health | New | Space Heating | Natural Gas | Boiler | Codes & Standards Forecast | Incremental Savings (MMtherm)
F1_Commercial_Other Health_New_Space Heating_Natural Gas_Unit Heater_Codes & Standards Forecast | F1 | Commercial | Other Health | New | Space Heating | Natural Gas | Unit Heater | Codes & Standards Forecast | Consumption Savings (MMtherm)
F2_Commercial_Other Health_New_Space Heating_Natural Gas_Unit Heater_Codes & Standards Forecast | F2 | Commercial | Other Health | New | Space Heating | Natural Gas | Unit Heater | Codes & Standards Forecast | Summer Demand Savings (MW)
F3_Commercial_Other Health_New_Space Heating_Natural Gas_Unit Heater_Codes & Standards Forecast | F3 | Commercial | Other Health | New | Space Heating | Natural Gas | Unit Heater | Codes & Standards Forecast | Winter Demand Savings (MW)
F4_Commercial_Other Health_New_Space Heating_Natural Gas_Unit Heater_Codes & Standards Forecast | F4 | Commercial | Other Health | New | Space Heating | Natural Gas | Unit Heater | Codes & Standards Forecast | Incremental Savings (MMtherm)
F1_Commercial_Other Health_New_Water Heating_Natural Gas_Water Heater_Codes & Standards Forecast | F1 | Commercial | Other Health | New | Water Heating | Natural Gas | Water Heater | Codes & Standards Forecast | Consumption Savings (MMtherm)
F2_Commercial_Other Health_New_Water Heating_Natural Gas_Water Heater_Codes & Standards Forecast | F2 | Commercial | Other Health | New | Water Heating | Natural Gas | Water Heater | Codes & Standards Forecast | Summer Demand Savings (MW)
F3_Commercial_Other Health_New_Water Heating_Natural Gas_Water Heater_Codes & Standards Forecast | F3 | Commercial | Other Health | New | Water Heating | Natural Gas | Water Heater | Codes & Standards Forecast | Winter Demand Savings (MW)
F4_Commercial_Other Health_New_Water Heating_Natural Gas_Water Heater_Codes & Standards Forecast | F4 | Commercial | Other Health | New | Water Heating | Natural Gas | Water Heater | Codes & Standards Forecast | Incremental Savings (MMtherm)
F1_Commercial_Other Health_New_Food Preparation_Natural Gas_Oven_Codes & Standards Forecast | F1 | Commercial | Other Health | New | Food Preparation | Natural Gas | Oven | Codes & Standards Forecast | Consumption Savings (MMtherm)
F2_Commercial_Other Health_New_Food Preparation_Natural Gas_Oven_Codes & Standards Forecast | F2 | Commercial | Other Health | New | Food Preparation | Natural Gas | Oven | Codes & Standards Forecast | Summer Demand Savings (MW)
F3_Commercial_Other Health_New_Food Preparation_Natural Gas_Oven_Codes & Standards Forecast | F3 | Commercial | Other Health | New | Food Preparation | Natural Gas | Oven | Codes & Standards Forecast | Winter Demand Savings (MW)
F4_Commercial_Other Health_New_Food Preparation_Natural Gas_Oven_Codes & Standards Forecast | F4 | Commercial | Other Health | New | Food Preparation | Natural Gas | Oven | Codes & Standards Forecast | Incremental Savings (MMtherm)
F1_Commercial_Other Health_New_Food Preparation_Natural Gas_Conveyor Oven_Codes & Standards Forecast | F1 | Commercial | Other Health | New | Food Preparation | Natural Gas | Conveyor Oven | Codes & Standards Forecast | Consumption Savings (MMtherm)
F2_Commercial_Other Health_New_Food Preparation_Natural Gas_Conveyor Oven_Codes & Standards Forecast | F2 | Commercial | Other Health | New | Food Preparation | Natural Gas | Conveyor Oven | Codes & Standards Forecast | Summer Demand Savings (MW)
F3_Commercial_Other Health_New_Food Preparation_Natural Gas_Conveyor Oven_Codes & Standards Forecast | F3 | Commercial | Other Health | New | Food Preparation | Natural Gas | Conveyor Oven | Codes & Standards Forecast | Winter Demand Savings (MW)
F4_Commercial_Other Health_New_Food Preparation_Natural Gas_Conveyor Oven_Codes & Standards Forecast | F4 | Commercial | Other Health | New | Food Preparation | Natural Gas | Conveyor Oven | Codes & Standards Forecast | Incremental Savings (MMtherm)
F1_Commercial_Other Health_New_Food Preparation_Natural Gas_Double Rack Oven_Codes & Standards Forecast | F1 | Commercial | Other Health | New | Food Preparation | Natural Gas | Double Rack Oven | Codes & Standards Forecast | Consumption Savings (MMtherm)
F2_Commercial_Other Health_New_Food Preparation_Natural Gas_Double Rack Oven_Codes & Standards Forecast | F2 | Commercial | Other Health | New | Food Preparation | Natural Gas | Double Rack Oven | Codes & Standards Forecast | Summer Demand Savings (MW)
F3_Commercial_Other Health_New_Food Preparation_Natural Gas_Double Rack Oven_Codes & Standards Forecast | F3 | Commercial | Other Health | New | Food Preparation | Natural Gas | Double Rack Oven | Codes & Standards Forecast | Winter Demand Savings (MW)
F4_Commercial_Other Health_New_Food Preparation_Natural Gas_Double Rack Oven_Codes & Standards Forecast | F4 | Commercial | Other Health | New | Food Preparation | Natural Gas | Double Rack Oven | Codes & Standards Forecast | Incremental Savings (MMtherm)
F1_Commercial_Other Health_New_Food Preparation_Natural Gas_Fryer_Codes & Standards Forecast | F1 | Commercial | Other Health | New | Food Preparation | Natural Gas | Fryer | Codes & Standards Forecast | Consumption Savings (MMtherm)
F2_Commercial_Other Health_New_Food Preparation_Natural Gas_Fryer_Codes & Standards Forecast | F2 | Commercial | Other Health | New | Food Preparation | Natural Gas | Fryer | Codes & Standards Forecast | Summer Demand Savings (MW)
F3_Commercial_Other Health_New_Food Preparation_Natural Gas_Fryer_Codes & Standards Forecast | F3 | Commercial | Other Health | New | Food Preparation | Natural Gas | Fryer | Codes & Standards Forecast | Winter Demand Savings (MW)
F4_Commercial_Other Health_New_Food Preparation_Natural Gas_Fryer_Codes & Standards Forecast | F4 | Commercial | Other Health | New | Food Preparation | Natural Gas | Fryer | Codes & Standards Forecast | Incremental Savings (MMtherm)
F1_Commercial_Other Health_New_Food Preparation_Natural Gas_Broiler_Codes & Standards Forecast | F1 | Commercial | Other Health | New | Food Preparation | Natural Gas | Broiler | Codes & Standards Forecast | Consumption Savings (MMtherm)
F2_Commercial_Other Health_New_Food Preparation_Natural Gas_Broiler_Codes & Standards Forecast | F2 | Commercial | Other Health | New | Food Preparation | Natural Gas | Broiler | Codes & Standards Forecast | Summer Demand Savings (MW)
F3_Commercial_Other Health_New_Food Preparation_Natural Gas_Broiler_Codes & Standards Forecast | F3 | Commercial | Other Health | New | Food Preparation | Natural Gas | Broiler | Codes & Standards Forecast | Winter Demand Savings (MW)
F4_Commercial_Other Health_New_Food Preparation_Natural Gas_Broiler_Codes & Standards Forecast | F4 | Commercial | Other Health | New | Food Preparation | Natural Gas | Broiler | Codes & Standards Forecast | Incremental Savings (MMtherm)
F1_Commercial_Other Health_New_Food Preparation_Natural Gas_Griddle_Codes & Standards Forecast | F1 | Commercial | Other Health | New | Food Preparation | Natural Gas | Griddle | Codes & Standards Forecast | Consumption Savings (MMtherm)
F2_Commercial_Other Health_New_Food Preparation_Natural Gas_Griddle_Codes & Standards Forecast | F2 | Commercial | Other Health | New | Food Preparation | Natural Gas | Griddle | Codes & Standards Forecast | Summer Demand Savings (MW)
F3_Commercial_Other Health_New_Food Preparation_Natural Gas_Griddle_Codes & Standards Forecast | F3 | Commercial | Other Health | New | Food Preparation | Natural Gas | Griddle | Codes & Standards Forecast | Winter Demand Savings (MW)
F4_Commercial_Other Health_New_Food Preparation_Natural Gas_Griddle_Codes & Standards Forecast | F4 | Commercial | Other Health | New | Food Preparation | Natural Gas | Griddle | Codes & Standards Forecast | Incremental Savings (MMtherm)
F1_Commercial_Other Health_New_Food Preparation_Natural Gas_Range_Codes & Standards Forecast | F1 | Commercial | Other Health | New | Food Preparation | Natural Gas | Range | Codes & Standards Forecast | Consumption Savings (MMtherm)
F2_Commercial_Other Health_New_Food Preparation_Natural Gas_Range_Codes & Standards Forecast | F2 | Commercial | Other Health | New | Food Preparation | Natural Gas | Range | Codes & Standards Forecast | Summer Demand Savings (MW)
F3_Commercial_Other Health_New_Food Preparation_Natural Gas_Range_Codes & Standards Forecast | F3 | Commercial | Other Health | New | Food Preparation | Natural Gas | Range | Codes & Standards Forecast | Winter Demand Savings (MW)
F4_Commercial_Other Health_New_Food Preparation_Natural Gas_Range_Codes & Standards Forecast | F4 | Commercial | Other Health | New | Food Preparation | Natural Gas | Range | Codes & Standards Forecast | Incremental Savings (MMtherm)
F1_Commercial_Other Health_New_Food Preparation_Natural Gas_Steamer_Codes & Standards Forecast | F1 | Commercial | Other Health | New | Food Preparation | Natural Gas | Steamer | Codes & Standards Forecast | Consumption Savings (MMtherm)
F2_Commercial_Other Health_New_Food Preparation_Natural Gas_Steamer_Codes & Standards Forecast | F2 | Commercial | Other Health | New | Food Preparation | Natural Gas | Steamer | Codes & Standards Forecast | Summer Demand Savings (MW)
F3_Commercial_Other Health_New_Food Preparation_Natural Gas_Steamer_Codes & Standards Forecast | F3 | Commercial | Other Health | New | Food Preparation | Natural Gas | Steamer | Codes & Standards Forecast | Winter Demand Savings (MW)
F4_Commercial_Other Health_New_Food Preparation_Natural Gas_Steamer_Codes & Standards Forecast | F4 | Commercial | Other Health | New | Food Preparation | Natural Gas | Steamer | Codes & Standards Forecast | Incremental Savings (MMtherm)
F1_Commercial_Other Health_New_Food Preparation_Natural Gas_Food Prep Other_Codes & Standards Forecast | F1 | Commercial | Other Health | New | Food Preparation | Natural Gas | Food Prep Other | Codes & Standards Forecast | Consumption Savings (MMtherm)
F2_Commercial_Other Health_New_Food Preparation_Natural Gas_Food Prep Other_Codes & Standards Forecast | F2 | Commercial | Other Health | New | Food Preparation | Natural Gas | Food Prep Other | Codes & Standards Forecast | Summer Demand Savings (MW)
F3_Commercial_Other Health_New_Food Preparation_Natural Gas_Food Prep Other_Codes & Standards Forecast | F3 | Commercial | Other Health | New | Food Preparation | Natural Gas | Food Prep Other | Codes & Standards Forecast | Winter Demand Savings (MW)
F4_Commercial_Other Health_New_Food Preparation_Natural Gas_Food Prep Other_Codes & Standards Forecast | F4 | Commercial | Other Health | New | Food Preparation | Natural Gas | Food Prep Other | Codes & Standards Forecast | Incremental Savings (MMtherm)
F1_Commercial_Other Health_New_Miscellaneous_Natural Gas_Pool Heater_Codes & Standards Forecast | F1 | Commercial | Other Health | New | Miscellaneous | Natural Gas | Pool Heater | Codes & Standards Forecast | Consumption Savings (MMtherm)
F2_Commercial_Other Health_New_Miscellaneous_Natural Gas_Pool Heater_Codes & Standards Forecast | F2 | Commercial | Other Health | New | Miscellaneous | Natural Gas | Pool Heater | Codes & Standards Forecast | Summer Demand Savings (MW)
F3_Commercial_Other Health_New_Miscellaneous_Natural Gas_Pool Heater_Codes & Standards Forecast | F3 | Commercial | Other Health | New | Miscellaneous | Natural Gas | Pool Heater | Codes & Standards Forecast | Winter Demand Savings (MW)
F4_Commercial_Other Health_New_Miscellaneous_Natural Gas_Pool Heater_Codes & Standards Forecast | F4 | Commercial | Other Health | New | Miscellaneous | Natural Gas | Pool Heater | Codes & Standards Forecast | Incremental Savings (MMtherm)
F1_Commercial_Other Health_New_Miscellaneous_Natural Gas_Miscellaneous_Codes & Standards Forecast | F1 | Commercial | Other Health | New | Miscellaneous | Natural Gas | Miscellaneous | Codes & Standards Forecast | Consumption Savings (MMtherm)
F2_Commercial_Other Health_New_Miscellaneous_Natural Gas_Miscellaneous_Codes & Standards Forecast | F2 | Commercial | Other Health | New | Miscellaneous | Natural Gas | Miscellaneous | Codes & Standards Forecast | Summer Demand Savings (MW)
F3_Commercial_Other Health_New_Miscellaneous_Natural Gas_Miscellaneous_Codes & Standards Forecast | F3 | Commercial | Other Health | New | Miscellaneous | Natural Gas | Miscellaneous | Codes & Standards Forecast | Winter Demand Savings (MW)
F4_Commercial_Other Health_New_Miscellaneous_Natural Gas_Miscellaneous_Codes & Standards Forecast | F4 | Commercial | Other Health | New | Miscellaneous | Natural Gas | Miscellaneous | Codes & Standards Forecast | Incremental Savings (MMtherm)
F1_Commercial_Lodging_Existing_Space Heating_Natural Gas_Furnace_Codes & Standards Forecast | F1 | Commercial | Lodging | Existing | Space Heating | Natural Gas | Furnace | Codes & Standards Forecast | Consumption Savings (MMtherm)
F2_Commercial_Lodging_Existing_Space Heating_Natural Gas_Furnace_Codes & Standards Forecast | F2 | Commercial | Lodging | Existing | Space Heating | Natural Gas | Furnace | Codes & Standards Forecast | Summer Demand Savings (MW)
F3_Commercial_Lodging_Existing_Space Heating_Natural Gas_Furnace_Codes & Standards Forecast | F3 | Commercial | Lodging | Existing | Space Heating | Natural Gas | Furnace | Codes & Standards Forecast | Winter Demand Savings (MW)
F4_Commercial_Lodging_Existing_Space Heating_Natural Gas_Furnace_Codes & Standards Forecast | F4 | Commercial | Lodging | Existing | Space Heating | Natural Gas | Furnace | Codes & Standards Forecast | Incremental Savings (MMtherm)
F1_Commercial_Lodging_Existing_Space Heating_Natural Gas_Boiler_Codes & Standards Forecast | F1 | Commercial | Lodging | Existing | Space Heating | Natural Gas | Boiler | Codes & Standards Forecast | Consumption Savings (MMtherm)
F2_Commercial_Lodging_Existing_Space Heating_Natural Gas_Boiler_Codes & Standards Forecast | F2 | Commercial | Lodging | Existing | Space Heating | Natural Gas | Boiler | Codes & Standards Forecast | Summer Demand Savings (MW)
F3_Commercial_Lodging_Existing_Space Heating_Natural Gas_Boiler_Codes & Standards Forecast | F3 | Commercial | Lodging | Existing | Space Heating | Natural Gas | Boiler | Codes & Standards Forecast | Winter Demand Savings (MW)
F4_Commercial_Lodging_Existing_Space Heating_Natural Gas_Boiler_Codes & Standards Forecast | F4 | Commercial | Lodging | Existing | Space Heating | Natural Gas | Boiler | Codes & Standards Forecast | Incremental Savings (MMtherm)
F1_Commercial_Lodging_Existing_Space Heating_Natural Gas_Unit Heater_Codes & Standards Forecast | F1 | Commercial | Lodging | Existing | Space Heating | Natural Gas | Unit Heater | Codes & Standards Forecast | Consumption Savings (MMtherm)
F2_Commercial_Lodging_Existing_Space Heating_Natural Gas_Unit Heater_Codes & Standards Forecast | F2 | Commercial | Lodging | Existing | Space Heating | Natural Gas | Unit Heater | Codes & Standards Forecast | Summer Demand Savings (MW)
F3_Commercial_Lodging_Existing_Space Heating_Natural Gas_Unit Heater_Codes & Standards Forecast | F3 | Commercial | Lodging | Existing | Space Heating | Natural Gas | Unit Heater | Codes & Standards Forecast | Winter Demand Savings (MW)
F4_Commercial_Lodging_Existing_Space Heating_Natural Gas_Unit Heater_Codes & Standards Forecast | F4 | Commercial | Lodging | Existing | Space Heating | Natural Gas | Unit Heater | Codes & Standards Forecast | Incremental Savings (MMtherm)
F1_Commercial_Lodging_Existing_Water Heating_Natural Gas_Water Heater_Codes & Standards Forecast | F1 | Commercial | Lodging | Existing | Water Heating | Natural Gas | Water Heater | Codes & Standards Forecast | Consumption Savings (MMtherm)
F2_Commercial_Lodging_Existing_Water Heating_Natural Gas_Water Heater_Codes & Standards Forecast | F2 | Commercial | Lodging | Existing | Water Heating | Natural Gas | Water Heater | Codes & Standards Forecast | Summer Demand Savings (MW)
F3_Commercial_Lodging_Existing_Water Heating_Natural Gas_Water Heater_Codes & Standards Forecast | F3 | Commercial | Lodging | Existing | Water Heating | Natural Gas | Water Heater | Codes & Standards Forecast | Winter Demand Savings (MW)
F4_Commercial_Lodging_Existing_Water Heating_Natural Gas_Water Heater_Codes & Standards Forecast | F4 | Commercial | Lodging | Existing | Water Heating | Natural Gas | Water Heater | Codes & Standards Forecast | Incremental Savings (MMtherm)
F1_Commercial_Lodging_Existing_Food Preparation_Natural Gas_Oven_Codes & Standards Forecast | F1 | Commercial | Lodging | Existing | Food Preparation | Natural Gas | Oven | Codes & Standards Forecast | Consumption Savings (MMtherm)
F2_Commercial_Lodging_Existing_Food Preparation_Natural Gas_Oven_Codes & Standards Forecast | F2 | Commercial | Lodging | Existing | Food Preparation | Natural Gas | Oven | Codes & Standards Forecast | Summer Demand Savings (MW)
F3_Commercial_Lodging_Existing_Food Preparation_Natural Gas_Oven_Codes & Standards Forecast | F3 | Commercial | Lodging | Existing | Food Preparation | Natural Gas | Oven | Codes & Standards Forecast | Winter Demand Savings (MW)
F4_Commercial_Lodging_Existing_Food Preparation_Natural Gas_Oven_Codes & Standards Forecast | F4 | Commercial | Lodging | Existing | Food Preparation | Natural Gas | Oven | Codes & Standards Forecast | Incremental Savings (MMtherm)
F1_Commercial_Lodging_Existing_Food Preparation_Natural Gas_Conveyor Oven_Codes & Standards Forecast | F1 | Commercial | Lodging | Existing | Food Preparation | Natural Gas | Conveyor Oven | Codes & Standards Forecast | Consumption Savings (MMtherm)
F2_Commercial_Lodging_Existing_Food Preparation_Natural Gas_Conveyor Oven_Codes & Standards Forecast | F2 | Commercial | Lodging | Existing | Food Preparation | Natural Gas | Conveyor Oven | Codes & Standards Forecast | Summer Demand Savings (MW)
F3_Commercial_Lodging_Existing_Food Preparation_Natural Gas_Conveyor Oven_Codes & Standards Forecast | F3 | Commercial | Lodging | Existing | Food Preparation | Natural Gas | Conveyor Oven | Codes & Standards Forecast | Winter Demand Savings (MW)
F4_Commercial_Lodging_Existing_Food Preparation_Natural Gas_Conveyor Oven_Codes & Standards Forecast | F4 | Commercial | Lodging | Existing | Food Preparation | Natural Gas | Conveyor Oven | Codes & Standards Forecast | Incremental Savings (MMtherm)
F1_Commercial_Lodging_Existing_Food Preparation_Natural Gas_Double Rack Oven_Codes & Standards Forecast | F1 | Commercial | Lodging | Existing | Food Preparation | Natural Gas | Double Rack Oven | Codes & Standards Forecast | Consumption Savings (MMtherm)
F2_Commercial_Lodging_Existing_Food Preparation_Natural Gas_Double Rack Oven_Codes & Standards Forecast | F2 | Commercial | Lodging | Existing | Food Preparation | Natural Gas | Double Rack Oven | Codes & Standards Forecast | Summer Demand Savings (MW)
F3_Commercial_Lodging_Existing_Food Preparation_Natural Gas_Double Rack Oven_Codes & Standards Forecast | F3 | Commercial | Lodging | Existing | Food Preparation | Natural Gas | Double Rack Oven | Codes & Standards Forecast | Winter Demand Savings (MW)
F4_Commercial_Lodging_Existing_Food Preparation_Natural Gas_Double Rack Oven_Codes & Standards Forecast | F4 | Commercial | Lodging | Existing | Food Preparation | Natural Gas | Double Rack Oven | Codes & Standards Forecast | Incremental Savings (MMtherm)
F1_Commercial_Lodging_Existing_Food Preparation_Natural Gas_Fryer_Codes & Standards Forecast | F1 | Commercial | Lodging | Existing | Food Preparation | Natural Gas | Fryer | Codes & Standards Forecast | Consumption Savings (MMtherm)
F2_Commercial_Lodging_Existing_Food Preparation_Natural Gas_Fryer_Codes & Standards Forecast | F2 | Commercial | Lodging | Existing | Food Preparation | Natural Gas | Fryer | Codes & Standards Forecast | Summer Demand Savings (MW)
F3_Commercial_Lodging_Existing_Food Preparation_Natural Gas_Fryer_Codes & Standards Forecast | F3 | Commercial | Lodging | Existing | Food Preparation | Natural Gas | Fryer | Codes & Standards Forecast | Winter Demand Savings (MW)
F4_Commercial_Lodging_Existing_Food Preparation_Natural Gas_Fryer_Codes & Standards Forecast | F4 | Commercial | Lodging | Existing | Food Preparation | Natural Gas | Fryer | Codes & Standards Forecast | Incremental Savings (MMtherm)
F1_Commercial_Lodging_Existing_Food Preparation_Natural Gas_Broiler_Codes & Standards Forecast | F1 | Commercial | Lodging | Existing | Food Preparation | Natural Gas | Broiler | Codes & Standards Forecast | Consumption Savings (MMtherm)
F2_Commercial_Lodging_Existing_Food Preparation_Natural Gas_Broiler_Codes & Standards Forecast | F2 | Commercial | Lodging | Existing | Food Preparation | Natural Gas | Broiler | Codes & Standards Forecast | Summer Demand Savings (MW)
F3_Commercial_Lodging_Existing_Food Preparation_Natural Gas_Broiler_Codes & Standards Forecast | F3 | Commercial | Lodging | Existing | Food Preparation | Natural Gas | Broiler | Codes & Standards Forecast | Winter Demand Savings (MW)
F4_Commercial_Lodging_Existing_Food Preparation_Natural Gas_Broiler_Codes & Standards Forecast | F4 | Commercial | Lodging | Existing | Food Preparation | Natural Gas | Broiler | Codes & Standards Forecast | Incremental Savings (MMtherm)
F1_Commercial_Lodging_Existing_Food Preparation_Natural Gas_Griddle_Codes & Standards Forecast | F1 | Commercial | Lodging | Existing | Food Preparation | Natural Gas | Griddle | Codes & Standards Forecast | Consumption Savings (MMtherm)
F2_Commercial_Lodging_Existing_Food Preparation_Natural Gas_Griddle_Codes & Standards Forecast | F2 | Commercial | Lodging | Existing | Food Preparation | Natural Gas | Griddle | Codes & Standards Forecast | Summer Demand Savings (MW)
F3_Commercial_Lodging_Existing_Food Preparation_Natural Gas_Griddle_Codes & Standards Forecast | F3 | Commercial | Lodging | Existing | Food Preparation | Natural Gas | Griddle | Codes & Standards Forecast | Winter Demand Savings (MW)
F4_Commercial_Lodging_Existing_Food Preparation_Natural Gas_Griddle_Codes & Standards Forecast | F4 | Commercial | Lodging | Existing | Food Preparation | Natural Gas | Griddle | Codes & Standards Forecast | Incremental Savings (MMtherm)
F1_Commercial_Lodging_Existing_Food Preparation_Natural Gas_Range_Codes & Standards Forecast | F1 | Commercial | Lodging | Existing | Food Preparation | Natural Gas | Range | Codes & Standards Forecast | Consumption Savings (MMtherm)
F2_Commercial_Lodging_Existing_Food Preparation_Natural Gas_Range_Codes & Standards Forecast | F2 | Commercial | Lodging | Existing | Food Preparation | Natural Gas | Range | Codes & Standards Forecast | Summer Demand Savings (MW)
F3_Commercial_Lodging_Existing_Food Preparation_Natural Gas_Range_Codes & Standards Forecast | F3 | Commercial | Lodging | Existing | Food Preparation | Natural Gas | Range | Codes & Standards Forecast | Winter Demand Savings (MW)
F4_Commercial_Lodging_Existing_Food Preparation_Natural Gas_Range_Codes & Standards Forecast | F4 | Commercial | Lodging | Existing | Food Preparation | Natural Gas | Range | Codes & Standards Forecast | Incremental Savings (MMtherm)
F1_Commercial_Lodging_Existing_Food Preparation_Natural Gas_Steamer_Codes & Standards Forecast | F1 | Commercial | Lodging | Existing | Food Preparation | Natural Gas | Steamer | Codes & Standards Forecast | Consumption Savings (MMtherm)
F2_Commercial_Lodging_Existing_Food Preparation_Natural Gas_Steamer_Codes & Standards Forecast | F2 | Commercial | Lodging | Existing | Food Preparation | Natural Gas | Steamer | Codes & Standards Forecast | Summer Demand Savings (MW)
F3_Commercial_Lodging_Existing_Food Preparation_Natural Gas_Steamer_Codes & Standards Forecast | F3 | Commercial | Lodging | Existing | Food Preparation | Natural Gas | Steamer | Codes & Standards Forecast | Winter Demand Savings (MW)
F4_Commercial_Lodging_Existing_Food Preparation_Natural Gas_Steamer_Codes & Standards Forecast | F4 | Commercial | Lodging | Existing | Food Preparation | Natural Gas | Steamer | Codes & Standards Forecast | Incremental Savings (MMtherm)
F1_Commercial_Lodging_Existing_Food Preparation_Natural Gas_Food Prep Other_Codes & Standards Forecast | F1 | Commercial | Lodging | Existing | Food Preparation | Natural Gas | Food Prep Other | Codes & Standards Forecast | Consumption Savings (MMtherm)
F2_Commercial_Lodging_Existing_Food Preparation_Natural Gas_Food Prep Other_Codes & Standards Forecast | F2 | Commercial | Lodging | Existing | Food Preparation | Natural Gas | Food Prep Other | Codes & Standards Forecast | Summer Demand Savings (MW)
F3_Commercial_Lodging_Existing_Food Preparation_Natural Gas_Food Prep Other_Codes & Standards Forecast | F3 | Commercial | Lodging | Existing | Food Preparation | Natural Gas | Food Prep Other | Codes & Standards Forecast | Winter Demand Savings (MW)
F4_Commercial_Lodging_Existing_Food Preparation_Natural Gas_Food Prep Other_Codes & Standards Forecast | F4 | Commercial | Lodging | Existing | Food Preparation | Natural Gas | Food Prep Other | Codes & Standards Forecast | Incremental Savings (MMtherm)
F1_Commercial_Lodging_Existing_Miscellaneous_Natural Gas_Pool Heater_Codes & Standards Forecast | F1 | Commercial | Lodging | Existing | Miscellaneous | Natural Gas | Pool Heater | Codes & Standards Forecast | Consumption Savings (MMtherm)
F2_Commercial_Lodging_Existing_Miscellaneous_Natural Gas_Pool Heater_Codes & Standards Forecast | F2 | Commercial | Lodging | Existing | Miscellaneous | Natural Gas | Pool Heater | Codes & Standards Forecast | Summer Demand Savings (MW)
F3_Commercial_Lodging_Existing_Miscellaneous_Natural Gas_Pool Heater_Codes & Standards Forecast | F3 | Commercial | Lodging | Existing | Miscellaneous | Natural Gas | Pool Heater | Codes & Standards Forecast | Winter Demand Savings (MW)
F4_Commercial_Lodging_Existing_Miscellaneous_Natural Gas_Pool Heater_Codes & Standards Forecast | F4 | Commercial | Lodging | Existing | Miscellaneous | Natural Gas | Pool Heater | Codes & Standards Forecast | Incremental Savings (MMtherm)
F1_Commercial_Lodging_Existing_Miscellaneous_Natural Gas_Miscellaneous_Codes & Standards Forecast | F1 | Commercial | Lodging | Existing | Miscellaneous | Natural Gas | Miscellaneous | Codes & Standards Forecast | Consumption Savings (MMtherm)
F2_Commercial_Lodging_Existing_Miscellaneous_Natural Gas_Miscellaneous_Codes & Standards Forecast | F2 | Commercial | Lodging | Existing | Miscellaneous | Natural Gas | Miscellaneous | Codes & Standards Forecast | Summer Demand Savings (MW)
F3_Commercial_Lodging_Existing_Miscellaneous_Natural Gas_Miscellaneous_Codes & Standards Forecast | F3 | Commercial | Lodging | Existing | Miscellaneous | Natural Gas | Miscellaneous | Codes & Standards Forecast | Winter Demand Savings (MW)
F4_Commercial_Lodging_Existing_Miscellaneous_Natural Gas_Miscellaneous_Codes & Standards Forecast | F4 | Commercial | Lodging | Existing | Miscellaneous | Natural Gas | Miscellaneous | Codes & Standards Forecast | Incremental Savings (MMtherm)
F1_Commercial_Lodging_New_Space Heating_Natural Gas_Furnace_Codes & Standards Forecast | F1 | Commercial | Lodging | New | Space Heating | Natural Gas | Furnace | Codes & Standards Forecast | Consumption Savings (MMtherm)
F2_Commercial_Lodging_New_Space Heating_Natural Gas_Furnace_Codes & Standards Forecast | F2 | Commercial | Lodging | New | Space Heating | Natural Gas | Furnace | Codes & Standards Forecast | Summer Demand Savings (MW)
F3_Commercial_Lodging_New_Space Heating_Natural Gas_Furnace_Codes & Standards Forecast | F3 | Commercial | Lodging | New | Space Heating | Natural Gas | Furnace | Codes & Standards Forecast | Winter Demand Savings (MW)
F4_Commercial_Lodging_New_Space Heating_Natural Gas_Furnace_Codes & Standards Forecast | F4 | Commercial | Lodging | New | Space Heating | Natural Gas | Furnace | Codes & Standards Forecast | Incremental Savings (MMtherm)
F1_Commercial_Lodging_New_Space Heating_Natural Gas_Boiler_Codes & Standards Forecast | F1 | Commercial | Lodging | New | Space Heating | Natural Gas | Boiler | Codes & Standards Forecast | Consumption Savings (MMtherm)
F2_Commercial_Lodging_New_Space Heating_Natural Gas_Boiler_Codes & Standards Forecast | F2 | Commercial | Lodging | New | Space Heating | Natural Gas | Boiler | Codes & Standards Forecast | Summer Demand Savings (MW)
F3_Commercial_Lodging_New_Space Heating_Natural Gas_Boiler_Codes & Standards Forecast | F3 | Commercial | Lodging | New | Space Heating | Natural Gas | Boiler | Codes & Standards Forecast | Winter Demand Savings (MW)
F4_Commercial_Lodging_New_Space Heating_Natural Gas_Boiler_Codes & Standards Forecast | F4 | Commercial | Lodging | New | Space Heating | Natural Gas | Boiler | Codes & Standards Forecast | Incremental Savings (MMtherm)
F1_Commercial_Lodging_New_Space Heating_Natural Gas_Unit Heater_Codes & Standards Forecast | F1 | Commercial | Lodging | New | Space Heating | Natural Gas | Unit Heater | Codes & Standards Forecast | Consumption Savings (MMtherm)
F2_Commercial_Lodging_New_Space Heating_Natural Gas_Unit Heater_Codes & Standards Forecast | F2 | Commercial | Lodging | New | Space Heating | Natural Gas | Unit Heater | Codes & Standards Forecast | Summer Demand Savings (MW)
F3_Commercial_Lodging_New_Space Heating_Natural Gas_Unit Heater_Codes & Standards Forecast | F3 | Commercial | Lodging | New | Space Heating | Natural Gas | Unit Heater | Codes & Standards Forecast | Winter Demand Savings (MW)
F4_Commercial_Lodging_New_Space Heating_Natural Gas_Unit Heater_Codes & Standards Forecast | F4 | Commercial | Lodging | New | Space Heating | Natural Gas | Unit Heater | Codes & Standards Forecast | Incremental Savings (MMtherm)
F1_Commercial_Lodging_New_Water Heating_Natural Gas_Water Heater_Codes & Standards Forecast | F1 | Commercial | Lodging | New | Water Heating | Natural Gas | Water Heater | Codes & Standards Forecast | Consumption Savings (MMtherm)
F2_Commercial_Lodging_New_Water Heating_Natural Gas_Water Heater_Codes & Standards Forecast | F2 | Commercial | Lodging | New | Water Heating | Natural Gas | Water Heater | Codes & Standards Forecast | Summer Demand Savings (MW)
F3_Commercial_Lodging_New_Water Heating_Natural Gas_Water Heater_Codes & Standards Forecast | F3 | Commercial | Lodging | New | Water Heating | Natural Gas | Water Heater | Codes & Standards Forecast | Winter Demand Savings (MW)
F4_Commercial_Lodging_New_Water Heating_Natural Gas_Water Heater_Codes & Standards Forecast | F4 | Commercial | Lodging | New | Water Heating | Natural Gas | Water Heater | Codes & Standards Forecast | Incremental Savings (MMtherm)
F1_Commercial_Lodging_New_Food Preparation_Natural Gas_Oven_Codes & Standards Forecast | F1 | Commercial | Lodging | New | Food Preparation | Natural Gas | Oven | Codes & Standards Forecast | Consumption Savings (MMtherm)
F2_Commercial_Lodging_New_Food Preparation_Natural Gas_Oven_Codes & Standards Forecast | F2 | Commercial | Lodging | New | Food Preparation | Natural Gas | Oven | Codes & Standards Forecast | Summer Demand Savings (MW)
F3_Commercial_Lodging_New_Food Preparation_Natural Gas_Oven_Codes & Standards Forecast | F3 | Commercial | Lodging | New | Food Preparation | Natural Gas | Oven | Codes & Standards Forecast | Winter Demand Savings (MW)
F4_Commercial_Lodging_New_Food Preparation_Natural Gas_Oven_Codes & Standards Forecast | F4 | Commercial | Lodging | New | Food Preparation | Natural Gas | Oven | Codes & Standards Forecast | Incremental Savings (MMtherm)
F1_Commercial_Lodging_New_Food Preparation_Natural Gas_Conveyor Oven_Codes & Standards Forecast | F1 | Commercial | Lodging | New | Food Preparation | Natural Gas | Conveyor Oven | Codes & Standards Forecast | Consumption Savings (MMtherm)
F2_Commercial_Lodging_New_Food Preparation_Natural Gas_Conveyor Oven_Codes & Standards Forecast | F2 | Commercial | Lodging | New | Food Preparation | Natural Gas | Conveyor Oven | Codes & Standards Forecast | Summer Demand Savings (MW)
F3_Commercial_Lodging_New_Food Preparation_Natural Gas_Conveyor Oven_Codes & Standards Forecast | F3 | Commercial | Lodging | New | Food Preparation | Natural Gas | Conveyor Oven | Codes & Standards Forecast | Winter Demand Savings (MW)
F4_Commercial_Lodging_New_Food Preparation_Natural Gas_Conveyor Oven_Codes & Standards Forecast | F4 | Commercial | Lodging | New | Food Preparation | Natural Gas | Conveyor Oven | Codes & Standards Forecast | Incremental Savings (MMtherm)
F1_Commercial_Lodging_New_Food Preparation_Natural Gas_Double Rack Oven_Codes & Standards Forecast | F1 | Commercial | Lodging | New | Food Preparation | Natural Gas | Double Rack Oven | Codes & Standards Forecast | Consumption Savings (MMtherm)
F2_Commercial_Lodging_New_Food Preparation_Natural Gas_Double Rack Oven_Codes & Standards Forecast | F2 | Commercial | Lodging | New | Food Preparation | Natural Gas | Double Rack Oven | Codes & Standards Forecast | Summer Demand Savings (MW)
F3_Commercial_Lodging_New_Food Preparation_Natural Gas_Double Rack Oven_Codes & Standards Forecast | F3 | Commercial | Lodging | New | Food Preparation | Natural Gas | Double Rack Oven | Codes & Standards Forecast | Winter Demand Savings (MW)
F4_Commercial_Lodging_New_Food Preparation_Natural Gas_Double Rack Oven_Codes & Standards Forecast | F4 | Commercial | Lodging | New | Food Preparation | Natural Gas | Double Rack Oven | Codes & Standards Forecast | Incremental Savings (MMtherm)
F1_Commercial_Lodging_New_Food Preparation_Natural Gas_Fryer_Codes & Standards Forecast | F1 | Commercial | Lodging | New | Food Preparation | Natural Gas | Fryer | Codes & Standards Forecast | Consumption Savings (MMtherm)
F2_Commercial_Lodging_New_Food Preparation_Natural Gas_Fryer_Codes & Standards Forecast | F2 | Commercial | Lodging | New | Food Preparation | Natural Gas | Fryer | Codes & Standards Forecast | Summer Demand Savings (MW)
F3_Commercial_Lodging_New_Food Preparation_Natural Gas_Fryer_Codes & Standards Forecast | F3 | Commercial | Lodging | New | Food Preparation | Natural Gas | Fryer | Codes & Standards Forecast | Winter Demand Savings (MW)
F4_Commercial_Lodging_New_Food Preparation_Natural Gas_Fryer_Codes & Standards Forecast | F4 | Commercial | Lodging | New | Food Preparation | Natural Gas | Fryer | Codes & Standards Forecast | Incremental Savings (MMtherm)
F1_Commercial_Lodging_New_Food Preparation_Natural Gas_Broiler_Codes & Standards Forecast | F1 | Commercial | Lodging | New | Food Preparation | Natural Gas | Broiler | Codes & Standards Forecast | Consumption Savings (MMtherm)
F2_Commercial_Lodging_New_Food Preparation_Natural Gas_Broiler_Codes & Standards Forecast | F2 | Commercial | Lodging | New | Food Preparation | Natural Gas | Broiler | Codes & Standards Forecast | Summer Demand Savings (MW)
F3_Commercial_Lodging_New_Food Preparation_Natural Gas_Broiler_Codes & Standards Forecast | F3 | Commercial | Lodging | New | Food Preparation | Natural Gas | Broiler | Codes & Standards Forecast | Winter Demand Savings (MW)
F4_Commercial_Lodging_New_Food Preparation_Natural Gas_Broiler_Codes & Standards Forecast | F4 | Commercial | Lodging | New | Food Preparation | Natural Gas | Broiler | Codes & Standards Forecast | Incremental Savings (MMtherm)
F1_Commercial_Lodging_New_Food Preparation_Natural Gas_Griddle_Codes & Standards Forecast | F1 | Commercial | Lodging | New | Food Preparation | Natural Gas | Griddle | Codes & Standards Forecast | Consumption Savings (MMtherm)
F2_Commercial_Lodging_New_Food Preparation_Natural Gas_Griddle_Codes & Standards Forecast | F2 | Commercial | Lodging | New | Food Preparation | Natural Gas | Griddle | Codes & Standards Forecast | Summer Demand Savings (MW)
F3_Commercial_Lodging_New_Food Preparation_Natural Gas_Griddle_Codes & Standards Forecast | F3 | Commercial | Lodging | New | Food Preparation | Natural Gas | Griddle | Codes & Standards Forecast | Winter Demand Savings (MW)
F4_Commercial_Lodging_New_Food Preparation_Natural Gas_Griddle_Codes & Standards Forecast | F4 | Commercial | Lodging | New | Food Preparation | Natural Gas | Griddle | Codes & Standards Forecast | Incremental Savings (MMtherm)
F1_Commercial_Lodging_New_Food Preparation_Natural Gas_Range_Codes & Standards Forecast | F1 | Commercial | Lodging | New | Food Preparation | Natural Gas | Range | Codes & Standards Forecast | Consumption Savings (MMtherm)
F2_Commercial_Lodging_New_Food Preparation_Natural Gas_Range_Codes & Standards Forecast | F2 | Commercial | Lodging | New | Food Preparation | Natural Gas | Range | Codes & Standards Forecast | Summer Demand Savings (MW)
F3_Commercial_Lodging_New_Food Preparation_Natural Gas_Range_Codes & Standards Forecast | F3 | Commercial | Lodging | New | Food Preparation | Natural Gas | Range | Codes & Standards Forecast | Winter Demand Savings (MW)
F4_Commercial_Lodging_New_Food Preparation_Natural Gas_Range_Codes & Standards Forecast | F4 | Commercial | Lodging | New | Food Preparation | Natural Gas | Range | Codes & Standards Forecast | Incremental Savings (MMtherm)
F1_Commercial_Lodging_New_Food Preparation_Natural Gas_Steamer_Codes & Standards Forecast | F1 | Commercial | Lodging | New | Food Preparation | Natural Gas | Steamer | Codes & Standards Forecast | Consumption Savings (MMtherm)
F2_Commercial_Lodging_New_Food Preparation_Natural Gas_Steamer_Codes & Standards Forecast | F2 | Commercial | Lodging | New | Food Preparation | Natural Gas | Steamer | Codes & Standards Forecast | Summer Demand Savings (MW)
F3_Commercial_Lodging_New_Food Preparation_Natural Gas_Steamer_Codes & Standards Forecast | F3 | Commercial | Lodging | New | Food Preparation | Natural Gas | Steamer | Codes & Standards Forecast | Winter Demand Savings (MW)
F4_Commercial_Lodging_New_Food Preparation_Natural Gas_Steamer_Codes & Standards Forecast | F4 | Commercial | Lodging | New | Food Preparation | Natural Gas | Steamer | Codes & Standards Forecast | Incremental Savings (MMtherm)
F1_Commercial_Lodging_New_Food Preparation_Natural Gas_Food Prep Other_Codes & Standards Forecast | F1 | Commercial | Lodging | New | Food Preparation | Natural Gas | Food Prep Other | Codes & Standards Forecast | Consumption Savings (MMtherm)
F2_Commercial_Lodging_New_Food Preparation_Natural Gas_Food Prep Other_Codes & Standards Forecast | F2 | Commercial | Lodging | New | Food Preparation | Natural Gas | Food Prep Other | Codes & Standards Forecast | Summer Demand Savings (MW)
F3_Commercial_Lodging_New_Food Preparation_Natural Gas_Food Prep Other_Codes & Standards Forecast | F3 | Commercial | Lodging | New | Food Preparation | Natural Gas | Food Prep Other | Codes & Standards Forecast | Winter Demand Savings (MW)
F4_Commercial_Lodging_New_Food Preparation_Natural Gas_Food Prep Other_Codes & Standards Forecast | F4 | Commercial | Lodging | New | Food Preparation | Natural Gas | Food Prep Other | Codes & Standards Forecast | Incremental Savings (MMtherm)
F1_Commercial_Lodging_New_Miscellaneous_Natural Gas_Pool Heater_Codes & Standards Forecast | F1 | Commercial | Lodging | New | Miscellaneous | Natural Gas | Pool Heater | Codes & Standards Forecast | Consumption Savings (MMtherm)
F2_Commercial_Lodging_New_Miscellaneous_Natural Gas_Pool Heater_Codes & Standards Forecast | F2 | Commercial | Lodging | New | Miscellaneous | Natural Gas | Pool Heater | Codes & Standards Forecast | Summer Demand Savings (MW)
F3_Commercial_Lodging_New_Miscellaneous_Natural Gas_Pool Heater_Codes & Standards Forecast | F3 | Commercial | Lodging | New | Miscellaneous | Natural Gas | Pool Heater | Codes & Standards Forecast | Winter Demand Savings (MW)
F4_Commercial_Lodging_New_Miscellaneous_Natural Gas_Pool Heater_Codes & Standards Forecast | F4 | Commercial | Lodging | New | Miscellaneous | Natural Gas | Pool Heater | Codes & Standards Forecast | Incremental Savings (MMtherm)
F1_Commercial_Lodging_New_Miscellaneous_Natural Gas_Miscellaneous_Codes & Standards Forecast | F1 | Commercial | Lodging | New | Miscellaneous | Natural Gas | Miscellaneous | Codes & Standards Forecast | Consumption Savings (MMtherm)
F2_Commercial_Lodging_New_Miscellaneous_Natural Gas_Miscellaneous_Codes & Standards Forecast | F2 | Commercial | Lodging | New | Miscellaneous | Natural Gas | Miscellaneous | Codes & Standards Forecast | Summer Demand Savings (MW)
F3_Commercial_Lodging_New_Miscellaneous_Natural Gas_Miscellaneous_Codes & Standards Forecast | F3 | Commercial | Lodging | New | Miscellaneous | Natural Gas | Miscellaneous | Codes & Standards Forecast | Winter Demand Savings (MW)
F4_Commercial_Lodging_New_Miscellaneous_Natural Gas_Miscellaneous_Codes & Standards Forecast | F4 | Commercial | Lodging | New | Miscellaneous | Natural Gas | Miscellaneous | Codes & Standards Forecast | Incremental Savings (MMtherm)
F1_Commercial_Warehouse_Existing_Space Heating_Natural Gas_Furnace_Codes & Standards Forecast | F1 | Commercial | Warehouse | Existing | Space Heating | Natural Gas | Furnace | Codes & Standards Forecast | Consumption Savings (MMtherm)
F2_Commercial_Warehouse_Existing_Space Heating_Natural Gas_Furnace_Codes & Standards Forecast | F2 | Commercial | Warehouse | Existing | Space Heating | Natural Gas | Furnace | Codes & Standards Forecast | Summer Demand Savings (MW)
F3_Commercial_Warehouse_Existing_Space Heating_Natural Gas_Furnace_Codes & Standards Forecast | F3 | Commercial | Warehouse | Existing | Space Heating | Natural Gas | Furnace | Codes & Standards Forecast | Winter Demand Savings (MW)
F4_Commercial_Warehouse_Existing_Space Heating_Natural Gas_Furnace_Codes & Standards Forecast | F4 | Commercial | Warehouse | Existing | Space Heating | Natural Gas | Furnace | Codes & Standards Forecast | Incremental Savings (MMtherm)
F1_Commercial_Warehouse_Existing_Space Heating_Natural Gas_Boiler_Codes & Standards Forecast | F1 | Commercial | Warehouse | Existing | Space Heating | Natural Gas | Boiler | Codes & Standards Forecast | Consumption Savings (MMtherm)
F2_Commercial_Warehouse_Existing_Space Heating_Natural Gas_Boiler_Codes & Standards Forecast | F2 | Commercial | Warehouse | Existing | Space Heating | Natural Gas | Boiler | Codes & Standards Forecast | Summer Demand Savings (MW)
F3_Commercial_Warehouse_Existing_Space Heating_Natural Gas_Boiler_Codes & Standards Forecast | F3 | Commercial | Warehouse | Existing | Space Heating | Natural Gas | Boiler | Codes & Standards Forecast | Winter Demand Savings (MW)
F4_Commercial_Warehouse_Existing_Space Heating_Natural Gas_Boiler_Codes & Standards Forecast | F4 | Commercial | Warehouse | Existing | Space Heating | Natural Gas | Boiler | Codes & Standards Forecast | Incremental Savings (MMtherm)
F1_Commercial_Warehouse_Existing_Space Heating_Natural Gas_Unit Heater_Codes & Standards Forecast | F1 | Commercial | Warehouse | Existing | Space Heating | Natural Gas | Unit Heater | Codes & Standards Forecast | Consumption Savings (MMtherm)
F2_Commercial_Warehouse_Existing_Space Heating_Natural Gas_Unit Heater_Codes & Standards Forecast | F2 | Commercial | Warehouse | Existing | Space Heating | Natural Gas | Unit Heater | Codes & Standards Forecast | Summer Demand Savings (MW)
F3_Commercial_Warehouse_Existing_Space Heating_Natural Gas_Unit Heater_Codes & Standards Forecast | F3 | Commercial | Warehouse | Existing | Space Heating | Natural Gas | Unit Heater | Codes & Standards Forecast | Winter Demand Savings (MW)
F4_Commercial_Warehouse_Existing_Space Heating_Natural Gas_Unit Heater_Codes & Standards Forecast | F4 | Commercial | Warehouse | Existing | Space Heating | Natural Gas | Unit Heater | Codes & Standards Forecast | Incremental Savings (MMtherm)
F1_Commercial_Warehouse_Existing_Water Heating_Natural Gas_Water Heater_Codes & Standards Forecast | F1 | Commercial | Warehouse | Existing | Water Heating | Natural Gas | Water Heater | Codes & Standards Forecast | Consumption Savings (MMtherm)
F2_Commercial_Warehouse_Existing_Water Heating_Natural Gas_Water Heater_Codes & Standards Forecast | F2 | Commercial | Warehouse | Existing | Water Heating | Natural Gas | Water Heater | Codes & Standards Forecast | Summer Demand Savings (MW)
F3_Commercial_Warehouse_Existing_Water Heating_Natural Gas_Water Heater_Codes & Standards Forecast | F3 | Commercial | Warehouse | Existing | Water Heating | Natural Gas | Water Heater | Codes & Standards Forecast | Winter Demand Savings (MW)
F4_Commercial_Warehouse_Existing_Water Heating_Natural Gas_Water Heater_Codes & Standards Forecast | F4 | Commercial | Warehouse | Existing | Water Heating | Natural Gas | Water Heater | Codes & Standards Forecast | Incremental Savings (MMtherm)
F1_Commercial_Warehouse_Existing_Food Preparation_Natural Gas_Oven_Codes & Standards Forecast | F1 | Commercial | Warehouse | Existing | Food Preparation | Natural Gas | Oven | Codes & Standards Forecast | Consumption Savings (MMtherm)
F2_Commercial_Warehouse_Existing_Food Preparation_Natural Gas_Oven_Codes & Standards Forecast | F2 | Commercial | Warehouse | Existing | Food Preparation | Natural Gas | Oven | Codes & Standards Forecast | Summer Demand Savings (MW)
F3_Commercial_Warehouse_Existing_Food Preparation_Natural Gas_Oven_Codes & Standards Forecast | F3 | Commercial | Warehouse | Existing | Food Preparation | Natural Gas | Oven | Codes & Standards Forecast | Winter Demand Savings (MW)
F4_Commercial_Warehouse_Existing_Food Preparation_Natural Gas_Oven_Codes & Standards Forecast | F4 | Commercial | Warehouse | Existing | Food Preparation | Natural Gas | Oven | Codes & Standards Forecast | Incremental Savings (MMtherm)
F1_Commercial_Warehouse_Existing_Food Preparation_Natural Gas_Conveyor Oven_Codes & Standards Forecast | F1 | Commercial | Warehouse | Existing | Food Preparation | Natural Gas | Conveyor Oven | Codes & Standards Forecast | Consumption Savings (MMtherm)
F2_Commercial_Warehouse_Existing_Food Preparation_Natural Gas_Conveyor Oven_Codes & Standards Forecast | F2 | Commercial | Warehouse | Existing | Food Preparation | Natural Gas | Conveyor Oven | Codes & Standards Forecast | Summer Demand Savings (MW)
F3_Commercial_Warehouse_Existing_Food Preparation_Natural Gas_Conveyor Oven_Codes & Standards Forecast | F3 | Commercial | Warehouse | Existing | Food Preparation | Natural Gas | Conveyor Oven | Codes & Standards Forecast | Winter Demand Savings (MW)
F4_Commercial_Warehouse_Existing_Food Preparation_Natural Gas_Conveyor Oven_Codes & Standards Forecast | F4 | Commercial | Warehouse | Existing | Food Preparation | Natural Gas | Conveyor Oven | Codes & Standards Forecast | Incremental Savings (MMtherm)
F1_Commercial_Warehouse_Existing_Food Preparation_Natural Gas_Double Rack Oven_Codes & Standards Forecast | F1 | Commercial | Warehouse | Existing | Food Preparation | Natural Gas | Double Rack Oven | Codes & Standards Forecast | Consumption Savings (MMtherm)
F2_Commercial_Warehouse_Existing_Food Preparation_Natural Gas_Double Rack Oven_Codes & Standards Forecast | F2 | Commercial | Warehouse | Existing | Food Preparation | Natural Gas | Double Rack Oven | Codes & Standards Forecast | Summer Demand Savings (MW)
F3_Commercial_Warehouse_Existing_Food Preparation_Natural Gas_Double Rack Oven_Codes & Standards Forecast | F3 | Commercial | Warehouse | Existing | Food Preparation | Natural Gas | Double Rack Oven | Codes & Standards Forecast | Winter Demand Savings (MW)
F4_Commercial_Warehouse_Existing_Food Preparation_Natural Gas_Double Rack Oven_Codes & Standards Forecast | F4 | Commercial | Warehouse | Existing | Food Preparation | Natural Gas | Double Rack Oven | Codes & Standards Forecast | Incremental Savings (MMtherm)
F1_Commercial_Warehouse_Existing_Food Preparation_Natural Gas_Fryer_Codes & Standards Forecast | F1 | Commercial | Warehouse | Existing | Food Preparation | Natural Gas | Fryer | Codes & Standards Forecast | Consumption Savings (MMtherm)
F2_Commercial_Warehouse_Existing_Food Preparation_Natural Gas_Fryer_Codes & Standards Forecast | F2 | Commercial | Warehouse | Existing | Food Preparation | Natural Gas | Fryer | Codes & Standards Forecast | Summer Demand Savings (MW)
F3_Commercial_Warehouse_Existing_Food Preparation_Natural Gas_Fryer_Codes & Standards Forecast | F3 | Commercial | Warehouse | Existing | Food Preparation | Natural Gas | Fryer | Codes & Standards Forecast | Winter Demand Savings (MW)
F4_Commercial_Warehouse_Existing_Food Preparation_Natural Gas_Fryer_Codes & Standards Forecast | F4 | Commercial | Warehouse | Existing | Food Preparation | Natural Gas | Fryer | Codes & Standards Forecast | Incremental Savings (MMtherm)
F1_Commercial_Warehouse_Existing_Food Preparation_Natural Gas_Broiler_Codes & Standards Forecast | F1 | Commercial | Warehouse | Existing | Food Preparation | Natural Gas | Broiler | Codes & Standards Forecast | Consumption Savings (MMtherm)
F2_Commercial_Warehouse_Existing_Food Preparation_Natural Gas_Broiler_Codes & Standards Forecast | F2 | Commercial | Warehouse | Existing | Food Preparation | Natural Gas | Broiler | Codes & Standards Forecast | Summer Demand Savings (MW)
F3_Commercial_Warehouse_Existing_Food Preparation_Natural Gas_Broiler_Codes & Standards Forecast | F3 | Commercial | Warehouse | Existing | Food Preparation | Natural Gas | Broiler | Codes & Standards Forecast | Winter Demand Savings (MW)
F4_Commercial_Warehouse_Existing_Food Preparation_Natural Gas_Broiler_Codes & Standards Forecast | F4 | Commercial | Warehouse | Existing | Food Preparation | Natural Gas | Broiler | Codes & Standards Forecast | Incremental Savings (MMtherm)
F1_Commercial_Warehouse_Existing_Food Preparation_Natural Gas_Griddle_Codes & Standards Forecast | F1 | Commercial | Warehouse | Existing | Food Preparation | Natural Gas | Griddle | Codes & Standards Forecast | Consumption Savings (MMtherm)
F2_Commercial_Warehouse_Existing_Food Preparation_Natural Gas_Griddle_Codes & Standards Forecast | F2 | Commercial | Warehouse | Existing | Food Preparation | Natural Gas | Griddle | Codes & Standards Forecast | Summer Demand Savings (MW)
F3_Commercial_Warehouse_Existing_Food Preparation_Natural Gas_Griddle_Codes & Standards Forecast | F3 | Commercial | Warehouse | Existing | Food Preparation | Natural Gas | Griddle | Codes & Standards Forecast | Winter Demand Savings (MW)
F4_Commercial_Warehouse_Existing_Food Preparation_Natural Gas_Griddle_Codes & Standards Forecast | F4 | Commercial | Warehouse | Existing | Food Preparation | Natural Gas | Griddle | Codes & Standards Forecast | Incremental Savings (MMtherm)
F1_Commercial_Warehouse_Existing_Food Preparation_Natural Gas_Range_Codes & Standards Forecast | F1 | Commercial | Warehouse | Existing | Food Preparation | Natural Gas | Range | Codes & Standards Forecast | Consumption Savings (MMtherm)
F2_Commercial_Warehouse_Existing_Food Preparation_Natural Gas_Range_Codes & Standards Forecast | F2 | Commercial | Warehouse | Existing | Food Preparation | Natural Gas | Range | Codes & Standards Forecast | Summer Demand Savings (MW)
F3_Commercial_Warehouse_Existing_Food Preparation_Natural Gas_Range_Codes & Standards Forecast | F3 | Commercial | Warehouse | Existing | Food Preparation | Natural Gas | Range | Codes & Standards Forecast | Winter Demand Savings (MW)
F4_Commercial_Warehouse_Existing_Food Preparation_Natural Gas_Range_Codes & Standards Forecast | F4 | Commercial | Warehouse | Existing | Food Preparation | Natural Gas | Range | Codes & Standards Forecast | Incremental Savings (MMtherm)
F1_Commercial_Warehouse_Existing_Food Preparation_Natural Gas_Steamer_Codes & Standards Forecast | F1 | Commercial | Warehouse | Existing | Food Preparation | Natural Gas | Steamer | Codes & Standards Forecast | Consumption Savings (MMtherm)
F2_Commercial_Warehouse_Existing_Food Preparation_Natural Gas_Steamer_Codes & Standards Forecast | F2 | Commercial | Warehouse | Existing | Food Preparation | Natural Gas | Steamer | Codes & Standards Forecast | Summer Demand Savings (MW)
F3_Commercial_Warehouse_Existing_Food Preparation_Natural Gas_Steamer_Codes & Standards Forecast | F3 | Commercial | Warehouse | Existing | Food Preparation | Natural Gas | Steamer | Codes & Standards Forecast | Winter Demand Savings (MW)
F4_Commercial_Warehouse_Existing_Food Preparation_Natural Gas_Steamer_Codes & Standards Forecast | F4 | Commercial | Warehouse | Existing | Food Preparation | Natural Gas | Steamer | Codes & Standards Forecast | Incremental Savings (MMtherm)
F1_Commercial_Warehouse_Existing_Food Preparation_Natural Gas_Food Prep Other_Codes & Standards Forecast | F1 | Commercial | Warehouse | Existing | Food Preparation | Natural Gas | Food Prep Other | Codes & Standards Forecast | Consumption Savings (MMtherm)
F2_Commercial_Warehouse_Existing_Food Preparation_Natural Gas_Food Prep Other_Codes & Standards Forecast | F2 | Commercial | Warehouse | Existing | Food Preparation | Natural Gas | Food Prep Other | Codes & Standards Forecast | Summer Demand Savings (MW)
F3_Commercial_Warehouse_Existing_Food Preparation_Natural Gas_Food Prep Other_Codes & Standards Forecast | F3 | Commercial | Warehouse | Existing | Food Preparation | Natural Gas | Food Prep Other | Codes & Standards Forecast | Winter Demand Savings (MW)
F4_Commercial_Warehouse_Existing_Food Preparation_Natural Gas_Food Prep Other_Codes & Standards Forecast | F4 | Commercial | Warehouse | Existing | Food Preparation | Natural Gas | Food Prep Other | Codes & Standards Forecast | Incremental Savings (MMtherm)
F1_Commercial_Warehouse_Existing_Miscellaneous_Natural Gas_Pool Heater_Codes & Standards Forecast | F1 | Commercial | Warehouse | Existing | Miscellaneous | Natural Gas | Pool Heater | Codes & Standards Forecast | Consumption Savings (MMtherm)
F2_Commercial_Warehouse_Existing_Miscellaneous_Natural Gas_Pool Heater_Codes & Standards Forecast | F2 | Commercial | Warehouse | Existing | Miscellaneous | Natural Gas | Pool Heater | Codes & Standards Forecast | Summer Demand Savings (MW)
F3_Commercial_Warehouse_Existing_Miscellaneous_Natural Gas_Pool Heater_Codes & Standards Forecast | F3 | Commercial | Warehouse | Existing | Miscellaneous | Natural Gas | Pool Heater | Codes & Standards Forecast | Winter Demand Savings (MW)
F4_Commercial_Warehouse_Existing_Miscellaneous_Natural Gas_Pool Heater_Codes & Standards Forecast | F4 | Commercial | Warehouse | Existing | Miscellaneous | Natural Gas | Pool Heater | Codes & Standards Forecast | Incremental Savings (MMtherm)
F1_Commercial_Warehouse_Existing_Miscellaneous_Natural Gas_Miscellaneous_Codes & Standards Forecast | F1 | Commercial | Warehouse | Existing | Miscellaneous | Natural Gas | Miscellaneous | Codes & Standards Forecast | Consumption Savings (MMtherm)
F2_Commercial_Warehouse_Existing_Miscellaneous_Natural Gas_Miscellaneous_Codes & Standards Forecast | F2 | Commercial | Warehouse | Existing | Miscellaneous | Natural Gas | Miscellaneous | Codes & Standards Forecast | Summer Demand Savings (MW)
F3_Commercial_Warehouse_Existing_Miscellaneous_Natural Gas_Miscellaneous_Codes & Standards Forecast | F3 | Commercial | Warehouse | Existing | Miscellaneous | Natural Gas | Miscellaneous | Codes & Standards Forecast | Winter Demand Savings (MW)
F4_Commercial_Warehouse_Existing_Miscellaneous_Natural Gas_Miscellaneous_Codes & Standards Forecast | F4 | Commercial | Warehouse | Existing | Miscellaneous | Natural Gas | Miscellaneous | Codes & Standards Forecast | Incremental Savings (MMtherm)
F1_Commercial_Warehouse_New_Space Heating_Natural Gas_Furnace_Codes & Standards Forecast | F1 | Commercial | Warehouse | New | Space Heating | Natural Gas | Furnace | Codes & Standards Forecast | Consumption Savings (MMtherm)
F2_Commercial_Warehouse_New_Space Heating_Natural Gas_Furnace_Codes & Standards Forecast | F2 | Commercial | Warehouse | New | Space Heating | Natural Gas | Furnace | Codes & Standards Forecast | Summer Demand Savings (MW)
F3_Commercial_Warehouse_New_Space Heating_Natural Gas_Furnace_Codes & Standards Forecast | F3 | Commercial | Warehouse | New | Space Heating | Natural Gas | Furnace | Codes & Standards Forecast | Winter Demand Savings (MW)
F4_Commercial_Warehouse_New_Space Heating_Natural Gas_Furnace_Codes & Standards Forecast | F4 | Commercial | Warehouse | New | Space Heating | Natural Gas | Furnace | Codes & Standards Forecast | Incremental Savings (MMtherm)
F1_Commercial_Warehouse_New_Space Heating_Natural Gas_Boiler_Codes & Standards Forecast | F1 | Commercial | Warehouse | New | Space Heating | Natural Gas | Boiler | Codes & Standards Forecast | Consumption Savings (MMtherm)
F2_Commercial_Warehouse_New_Space Heating_Natural Gas_Boiler_Codes & Standards Forecast | F2 | Commercial | Warehouse | New | Space Heating | Natural Gas | Boiler | Codes & Standards Forecast | Summer Demand Savings (MW)
F3_Commercial_Warehouse_New_Space Heating_Natural Gas_Boiler_Codes & Standards Forecast | F3 | Commercial | Warehouse | New | Space Heating | Natural Gas | Boiler | Codes & Standards Forecast | Winter Demand Savings (MW)
F4_Commercial_Warehouse_New_Space Heating_Natural Gas_Boiler_Codes & Standards Forecast | F4 | Commercial | Warehouse | New | Space Heating | Natural Gas | Boiler | Codes & Standards Forecast | Incremental Savings (MMtherm)
F1_Commercial_Warehouse_New_Space Heating_Natural Gas_Unit Heater_Codes & Standards Forecast | F1 | Commercial | Warehouse | New | Space Heating | Natural Gas | Unit Heater | Codes & Standards Forecast | Consumption Savings (MMtherm)
F2_Commercial_Warehouse_New_Space Heating_Natural Gas_Unit Heater_Codes & Standards Forecast | F2 | Commercial | Warehouse | New | Space Heating | Natural Gas | Unit Heater | Codes & Standards Forecast | Summer Demand Savings (MW)
F3_Commercial_Warehouse_New_Space Heating_Natural Gas_Unit Heater_Codes & Standards Forecast | F3 | Commercial | Warehouse | New | Space Heating | Natural Gas | Unit Heater | Codes & Standards Forecast | Winter Demand Savings (MW)
F4_Commercial_Warehouse_New_Space Heating_Natural Gas_Unit Heater_Codes & Standards Forecast | F4 | Commercial | Warehouse | New | Space Heating | Natural Gas | Unit Heater | Codes & Standards Forecast | Incremental Savings (MMtherm)
F1_Commercial_Warehouse_New_Water Heating_Natural Gas_Water Heater_Codes & Standards Forecast | F1 | Commercial | Warehouse | New | Water Heating | Natural Gas | Water Heater | Codes & Standards Forecast | Consumption Savings (MMtherm)
F2_Commercial_Warehouse_New_Water Heating_Natural Gas_Water Heater_Codes & Standards Forecast | F2 | Commercial | Warehouse | New | Water Heating | Natural Gas | Water Heater | Codes & Standards Forecast | Summer Demand Savings (MW)
F3_Commercial_Warehouse_New_Water Heating_Natural Gas_Water Heater_Codes & Standards Forecast | F3 | Commercial | Warehouse | New | Water Heating | Natural Gas | Water Heater | Codes & Standards Forecast | Winter Demand Savings (MW)
F4_Commercial_Warehouse_New_Water Heating_Natural Gas_Water Heater_Codes & Standards Forecast | F4 | Commercial | Warehouse | New | Water Heating | Natural Gas | Water Heater | Codes & Standards Forecast | Incremental Savings (MMtherm)
F1_Commercial_Warehouse_New_Food Preparation_Natural Gas_Oven_Codes & Standards Forecast | F1 | Commercial | Warehouse | New | Food Preparation | Natural Gas | Oven | Codes & Standards Forecast | Consumption Savings (MMtherm)
F2_Commercial_Warehouse_New_Food Preparation_Natural Gas_Oven_Codes & Standards Forecast | F2 | Commercial | Warehouse | New | Food Preparation | Natural Gas | Oven | Codes & Standards Forecast | Summer Demand Savings (MW)
F3_Commercial_Warehouse_New_Food Preparation_Natural Gas_Oven_Codes & Standards Forecast | F3 | Commercial | Warehouse | New | Food Preparation | Natural Gas | Oven | Codes & Standards Forecast | Winter Demand Savings (MW)
F4_Commercial_Warehouse_New_Food Preparation_Natural Gas_Oven_Codes & Standards Forecast | F4 | Commercial | Warehouse | New | Food Preparation | Natural Gas | Oven | Codes & Standards Forecast | Incremental Savings (MMtherm)
F1_Commercial_Warehouse_New_Food Preparation_Natural Gas_Conveyor Oven_Codes & Standards Forecast | F1 | Commercial | Warehouse | New | Food Preparation | Natural Gas | Conveyor Oven | Codes & Standards Forecast | Consumption Savings (MMtherm)
F2_Commercial_Warehouse_New_Food Preparation_Natural Gas_Conveyor Oven_Codes & Standards Forecast | F2 | Commercial | Warehouse | New | Food Preparation | Natural Gas | Conveyor Oven | Codes & Standards Forecast | Summer Demand Savings (MW)
F3_Commercial_Warehouse_New_Food Preparation_Natural Gas_Conveyor Oven_Codes & Standards Forecast | F3 | Commercial | Warehouse | New | Food Preparation | Natural Gas | Conveyor Oven | Codes & Standards Forecast | Winter Demand Savings (MW)
F4_Commercial_Warehouse_New_Food Preparation_Natural Gas_Conveyor Oven_Codes & Standards Forecast | F4 | Commercial | Warehouse | New | Food Preparation | Natural Gas | Conveyor Oven | Codes & Standards Forecast | Incremental Savings (MMtherm)
F1_Commercial_Warehouse_New_Food Preparation_Natural Gas_Double Rack Oven_Codes & Standards Forecast | F1 | Commercial | Warehouse | New | Food Preparation | Natural Gas | Double Rack Oven | Codes & Standards Forecast | Consumption Savings (MMtherm)
F2_Commercial_Warehouse_New_Food Preparation_Natural Gas_Double Rack Oven_Codes & Standards Forecast | F2 | Commercial | Warehouse | New | Food Preparation | Natural Gas | Double Rack Oven | Codes & Standards Forecast | Summer Demand Savings (MW)
F3_Commercial_Warehouse_New_Food Preparation_Natural Gas_Double Rack Oven_Codes & Standards Forecast | F3 | Commercial | Warehouse | New | Food Preparation | Natural Gas | Double Rack Oven | Codes & Standards Forecast | Winter Demand Savings (MW)
F4_Commercial_Warehouse_New_Food Preparation_Natural Gas_Double Rack Oven_Codes & Standards Forecast | F4 | Commercial | Warehouse | New | Food Preparation | Natural Gas | Double Rack Oven | Codes & Standards Forecast | Incremental Savings (MMtherm)
F1_Commercial_Warehouse_New_Food Preparation_Natural Gas_Fryer_Codes & Standards Forecast | F1 | Commercial | Warehouse | New | Food Preparation | Natural Gas | Fryer | Codes & Standards Forecast | Consumption Savings (MMtherm)
F2_Commercial_Warehouse_New_Food Preparation_Natural Gas_Fryer_Codes & Standards Forecast | F2 | Commercial | Warehouse | New | Food Preparation | Natural Gas | Fryer | Codes & Standards Forecast | Summer Demand Savings (MW)
F3_Commercial_Warehouse_New_Food Preparation_Natural Gas_Fryer_Codes & Standards Forecast | F3 | Commercial | Warehouse | New | Food Preparation | Natural Gas | Fryer | Codes & Standards Forecast | Winter Demand Savings (MW)
F4_Commercial_Warehouse_New_Food Preparation_Natural Gas_Fryer_Codes & Standards Forecast | F4 | Commercial | Warehouse | New | Food Preparation | Natural Gas | Fryer | Codes & Standards Forecast | Incremental Savings (MMtherm)
F1_Commercial_Warehouse_New_Food Preparation_Natural Gas_Broiler_Codes & Standards Forecast | F1 | Commercial | Warehouse | New | Food Preparation | Natural Gas | Broiler | Codes & Standards Forecast | Consumption Savings (MMtherm)
F2_Commercial_Warehouse_New_Food Preparation_Natural Gas_Broiler_Codes & Standards Forecast | F2 | Commercial | Warehouse | New | Food Preparation | Natural Gas | Broiler | Codes & Standards Forecast | Summer Demand Savings (MW)
F3_Commercial_Warehouse_New_Food Preparation_Natural Gas_Broiler_Codes & Standards Forecast | F3 | Commercial | Warehouse | New | Food Preparation | Natural Gas | Broiler | Codes & Standards Forecast | Winter Demand Savings (MW)
F4_Commercial_Warehouse_New_Food Preparation_Natural Gas_Broiler_Codes & Standards Forecast | F4 | Commercial | Warehouse | New | Food Preparation | Natural Gas | Broiler | Codes & Standards Forecast | Incremental Savings (MMtherm)
F1_Commercial_Warehouse_New_Food Preparation_Natural Gas_Griddle_Codes & Standards Forecast | F1 | Commercial | Warehouse | New | Food Preparation | Natural Gas | Griddle | Codes & Standards Forecast | Consumption Savings (MMtherm)
F2_Commercial_Warehouse_New_Food Preparation_Natural Gas_Griddle_Codes & Standards Forecast | F2 | Commercial | Warehouse | New | Food Preparation | Natural Gas | Griddle | Codes & Standards Forecast | Summer Demand Savings (MW)
F3_Commercial_Warehouse_New_Food Preparation_Natural Gas_Griddle_Codes & Standards Forecast | F3 | Commercial | Warehouse | New | Food Preparation | Natural Gas | Griddle | Codes & Standards Forecast | Winter Demand Savings (MW)
F4_Commercial_Warehouse_New_Food Preparation_Natural Gas_Griddle_Codes & Standards Forecast | F4 | Commercial | Warehouse | New | Food Preparation | Natural Gas | Griddle | Codes & Standards Forecast | Incremental Savings (MMtherm)
F1_Commercial_Warehouse_New_Food Preparation_Natural Gas_Range_Codes & Standards Forecast | F1 | Commercial | Warehouse | New | Food Preparation | Natural Gas | Range | Codes & Standards Forecast | Consumption Savings (MMtherm)
F2_Commercial_Warehouse_New_Food Preparation_Natural Gas_Range_Codes & Standards Forecast | F2 | Commercial | Warehouse | New | Food Preparation | Natural Gas | Range | Codes & Standards Forecast | Summer Demand Savings (MW)
F3_Commercial_Warehouse_New_Food Preparation_Natural Gas_Range_Codes & Standards Forecast | F3 | Commercial | Warehouse | New | Food Preparation | Natural Gas | Range | Codes & Standards Forecast | Winter Demand Savings (MW)
F4_Commercial_Warehouse_New_Food Preparation_Natural Gas_Range_Codes & Standards Forecast | F4 | Commercial | Warehouse | New | Food Preparation | Natural Gas | Range | Codes & Standards Forecast | Incremental Savings (MMtherm)
F1_Commercial_Warehouse_New_Food Preparation_Natural Gas_Steamer_Codes & Standards Forecast | F1 | Commercial | Warehouse | New | Food Preparation | Natural Gas | Steamer | Codes & Standards Forecast | Consumption Savings (MMtherm)
F2_Commercial_Warehouse_New_Food Preparation_Natural Gas_Steamer_Codes & Standards Forecast | F2 | Commercial | Warehouse | New | Food Preparation | Natural Gas | Steamer | Codes & Standards Forecast | Summer Demand Savings (MW)
F3_Commercial_Warehouse_New_Food Preparation_Natural Gas_Steamer_Codes & Standards Forecast | F3 | Commercial | Warehouse | New | Food Preparation | Natural Gas | Steamer | Codes & Standards Forecast | Winter Demand Savings (MW)
F4_Commercial_Warehouse_New_Food Preparation_Natural Gas_Steamer_Codes & Standards Forecast | F4 | Commercial | Warehouse | New | Food Preparation | Natural Gas | Steamer | Codes & Standards Forecast | Incremental Savings (MMtherm)
F1_Commercial_Warehouse_New_Food Preparation_Natural Gas_Food Prep Other_Codes & Standards Forecast | F1 | Commercial | Warehouse | New | Food Preparation | Natural Gas | Food Prep Other | Codes & Standards Forecast | Consumption Savings (MMtherm)
F2_Commercial_Warehouse_New_Food Preparation_Natural Gas_Food Prep Other_Codes & Standards Forecast | F2 | Commercial | Warehouse | New | Food Preparation | Natural Gas | Food Prep Other | Codes & Standards Forecast | Summer Demand Savings (MW)
F3_Commercial_Warehouse_New_Food Preparation_Natural Gas_Food Prep Other_Codes & Standards Forecast | F3 | Commercial | Warehouse | New | Food Preparation | Natural Gas | Food Prep Other | Codes & Standards Forecast | Winter Demand Savings (MW)
F4_Commercial_Warehouse_New_Food Preparation_Natural Gas_Food Prep Other_Codes & Standards Forecast | F4 | Commercial | Warehouse | New | Food Preparation | Natural Gas | Food Prep Other | Codes & Standards Forecast | Incremental Savings (MMtherm)
F1_Commercial_Warehouse_New_Miscellaneous_Natural Gas_Pool Heater_Codes & Standards Forecast | F1 | Commercial | Warehouse | New | Miscellaneous | Natural Gas | Pool Heater | Codes & Standards Forecast | Consumption Savings (MMtherm)
F2_Commercial_Warehouse_New_Miscellaneous_Natural Gas_Pool Heater_Codes & Standards Forecast | F2 | Commercial | Warehouse | New | Miscellaneous | Natural Gas | Pool Heater | Codes & Standards Forecast | Summer Demand Savings (MW)
F3_Commercial_Warehouse_New_Miscellaneous_Natural Gas_Pool Heater_Codes & Standards Forecast | F3 | Commercial | Warehouse | New | Miscellaneous | Natural Gas | Pool Heater | Codes & Standards Forecast | Winter Demand Savings (MW)
F4_Commercial_Warehouse_New_Miscellaneous_Natural Gas_Pool Heater_Codes & Standards Forecast | F4 | Commercial | Warehouse | New | Miscellaneous | Natural Gas | Pool Heater | Codes & Standards Forecast | Incremental Savings (MMtherm)
F1_Commercial_Warehouse_New_Miscellaneous_Natural Gas_Miscellaneous_Codes & Standards Forecast | F1 | Commercial | Warehouse | New | Miscellaneous | Natural Gas | Miscellaneous | Codes & Standards Forecast | Consumption Savings (MMtherm)
F2_Commercial_Warehouse_New_Miscellaneous_Natural Gas_Miscellaneous_Codes & Standards Forecast | F2 | Commercial | Warehouse | New | Miscellaneous | Natural Gas | Miscellaneous | Codes & Standards Forecast | Summer Demand Savings (MW)
F3_Commercial_Warehouse_New_Miscellaneous_Natural Gas_Miscellaneous_Codes & Standards Forecast | F3 | Commercial | Warehouse | New | Miscellaneous | Natural Gas | Miscellaneous | Codes & Standards Forecast | Winter Demand Savings (MW)
F4_Commercial_Warehouse_New_Miscellaneous_Natural Gas_Miscellaneous_Codes & Standards Forecast | F4 | Commercial | Warehouse | New | Miscellaneous | Natural Gas | Miscellaneous | Codes & Standards Forecast | Incremental Savings (MMtherm)
F1_Commercial_Miscellaneous_Existing_Space Heating_Natural Gas_Furnace_Codes & Standards Forecast | F1 | Commercial | Miscellaneous | Existing | Space Heating | Natural Gas | Furnace | Codes & Standards Forecast | Consumption Savings (MMtherm)
F2_Commercial_Miscellaneous_Existing_Space Heating_Natural Gas_Furnace_Codes & Standards Forecast | F2 | Commercial | Miscellaneous | Existing | Space Heating | Natural Gas | Furnace | Codes & Standards Forecast | Summer Demand Savings (MW)
F3_Commercial_Miscellaneous_Existing_Space Heating_Natural Gas_Furnace_Codes & Standards Forecast | F3 | Commercial | Miscellaneous | Existing | Space Heating | Natural Gas | Furnace | Codes & Standards Forecast | Winter Demand Savings (MW)
F4_Commercial_Miscellaneous_Existing_Space Heating_Natural Gas_Furnace_Codes & Standards Forecast | F4 | Commercial | Miscellaneous | Existing | Space Heating | Natural Gas | Furnace | Codes & Standards Forecast | Incremental Savings (MMtherm)
F1_Commercial_Miscellaneous_Existing_Space Heating_Natural Gas_Boiler_Codes & Standards Forecast | F1 | Commercial | Miscellaneous | Existing | Space Heating | Natural Gas | Boiler | Codes & Standards Forecast | Consumption Savings (MMtherm)
F2_Commercial_Miscellaneous_Existing_Space Heating_Natural Gas_Boiler_Codes & Standards Forecast | F2 | Commercial | Miscellaneous | Existing | Space Heating | Natural Gas | Boiler | Codes & Standards Forecast | Summer Demand Savings (MW)
F3_Commercial_Miscellaneous_Existing_Space Heating_Natural Gas_Boiler_Codes & Standards Forecast | F3 | Commercial | Miscellaneous | Existing | Space Heating | Natural Gas | Boiler | Codes & Standards Forecast | Winter Demand Savings (MW)
F4_Commercial_Miscellaneous_Existing_Space Heating_Natural Gas_Boiler_Codes & Standards Forecast | F4 | Commercial | Miscellaneous | Existing | Space Heating | Natural Gas | Boiler | Codes & Standards Forecast | Incremental Savings (MMtherm)
F1_Commercial_Miscellaneous_Existing_Space Heating_Natural Gas_Unit Heater_Codes & Standards Forecast | F1 | Commercial | Miscellaneous | Existing | Space Heating | Natural Gas | Unit Heater | Codes & Standards Forecast | Consumption Savings (MMtherm)
F2_Commercial_Miscellaneous_Existing_Space Heating_Natural Gas_Unit Heater_Codes & Standards Forecast | F2 | Commercial | Miscellaneous | Existing | Space Heating | Natural Gas | Unit Heater | Codes & Standards Forecast | Summer Demand Savings (MW)
F3_Commercial_Miscellaneous_Existing_Space Heating_Natural Gas_Unit Heater_Codes & Standards Forecast | F3 | Commercial | Miscellaneous | Existing | Space Heating | Natural Gas | Unit Heater | Codes & Standards Forecast | Winter Demand Savings (MW)
F4_Commercial_Miscellaneous_Existing_Space Heating_Natural Gas_Unit Heater_Codes & Standards Forecast | F4 | Commercial | Miscellaneous | Existing | Space Heating | Natural Gas | Unit Heater | Codes & Standards Forecast | Incremental Savings (MMtherm)
F1_Commercial_Miscellaneous_Existing_Water Heating_Natural Gas_Water Heater_Codes & Standards Forecast | F1 | Commercial | Miscellaneous | Existing | Water Heating | Natural Gas | Water Heater | Codes & Standards Forecast | Consumption Savings (MMtherm)
F2_Commercial_Miscellaneous_Existing_Water Heating_Natural Gas_Water Heater_Codes & Standards Forecast | F2 | Commercial | Miscellaneous | Existing | Water Heating | Natural Gas | Water Heater | Codes & Standards Forecast | Summer Demand Savings (MW)
F3_Commercial_Miscellaneous_Existing_Water Heating_Natural Gas_Water Heater_Codes & Standards Forecast | F3 | Commercial | Miscellaneous | Existing | Water Heating | Natural Gas | Water Heater | Codes & Standards Forecast | Winter Demand Savings (MW)
F4_Commercial_Miscellaneous_Existing_Water Heating_Natural Gas_Water Heater_Codes & Standards Forecast | F4 | Commercial | Miscellaneous | Existing | Water Heating | Natural Gas | Water Heater | Codes & Standards Forecast | Incremental Savings (MMtherm)
F1_Commercial_Miscellaneous_Existing_Food Preparation_Natural Gas_Oven_Codes & Standards Forecast | F1 | Commercial | Miscellaneous | Existing | Food Preparation | Natural Gas | Oven | Codes & Standards Forecast | Consumption Savings (MMtherm)
F2_Commercial_Miscellaneous_Existing_Food Preparation_Natural Gas_Oven_Codes & Standards Forecast | F2 | Commercial | Miscellaneous | Existing | Food Preparation | Natural Gas | Oven | Codes & Standards Forecast | Summer Demand Savings (MW)
F3_Commercial_Miscellaneous_Existing_Food Preparation_Natural Gas_Oven_Codes & Standards Forecast | F3 | Commercial | Miscellaneous | Existing | Food Preparation | Natural Gas | Oven | Codes & Standards Forecast | Winter Demand Savings (MW)
F4_Commercial_Miscellaneous_Existing_Food Preparation_Natural Gas_Oven_Codes & Standards Forecast | F4 | Commercial | Miscellaneous | Existing | Food Preparation | Natural Gas | Oven | Codes & Standards Forecast | Incremental Savings (MMtherm)
F1_Commercial_Miscellaneous_Existing_Food Preparation_Natural Gas_Conveyor Oven_Codes & Standards Forecast | F1 | Commercial | Miscellaneous | Existing | Food Preparation | Natural Gas | Conveyor Oven | Codes & Standards Forecast | Consumption Savings (MMtherm)
F2_Commercial_Miscellaneous_Existing_Food Preparation_Natural Gas_Conveyor Oven_Codes & Standards Forecast | F2 | Commercial | Miscellaneous | Existing | Food Preparation | Natural Gas | Conveyor Oven | Codes & Standards Forecast | Summer Demand Savings (MW)
F3_Commercial_Miscellaneous_Existing_Food Preparation_Natural Gas_Conveyor Oven_Codes & Standards Forecast | F3 | Commercial | Miscellaneous | Existing | Food Preparation | Natural Gas | Conveyor Oven | Codes & Standards Forecast | Winter Demand Savings (MW)
F4_Commercial_Miscellaneous_Existing_Food Preparation_Natural Gas_Conveyor Oven_Codes & Standards Forecast | F4 | Commercial | Miscellaneous | Existing | Food Preparation | Natural Gas | Conveyor Oven | Codes & Standards Forecast | Incremental Savings (MMtherm)
F1_Commercial_Miscellaneous_Existing_Food Preparation_Natural Gas_Double Rack Oven_Codes & Standards Forecast | F1 | Commercial | Miscellaneous | Existing | Food Preparation | Natural Gas | Double Rack Oven | Codes & Standards Forecast | Consumption Savings (MMtherm)
F2_Commercial_Miscellaneous_Existing_Food Preparation_Natural Gas_Double Rack Oven_Codes & Standards Forecast | F2 | Commercial | Miscellaneous | Existing | Food Preparation | Natural Gas | Double Rack Oven | Codes & Standards Forecast | Summer Demand Savings (MW)
F3_Commercial_Miscellaneous_Existing_Food Preparation_Natural Gas_Double Rack Oven_Codes & Standards Forecast | F3 | Commercial | Miscellaneous | Existing | Food Preparation | Natural Gas | Double Rack Oven | Codes & Standards Forecast | Winter Demand Savings (MW)
F4_Commercial_Miscellaneous_Existing_Food Preparation_Natural Gas_Double Rack Oven_Codes & Standards Forecast | F4 | Commercial | Miscellaneous | Existing | Food Preparation | Natural Gas | Double Rack Oven | Codes & Standards Forecast | Incremental Savings (MMtherm)
F1_Commercial_Miscellaneous_Existing_Food Preparation_Natural Gas_Fryer_Codes & Standards Forecast | F1 | Commercial | Miscellaneous | Existing | Food Preparation | Natural Gas | Fryer | Codes & Standards Forecast | Consumption Savings (MMtherm)
F2_Commercial_Miscellaneous_Existing_Food Preparation_Natural Gas_Fryer_Codes & Standards Forecast | F2 | Commercial | Miscellaneous | Existing | Food Preparation | Natural Gas | Fryer | Codes & Standards Forecast | Summer Demand Savings (MW)
F3_Commercial_Miscellaneous_Existing_Food Preparation_Natural Gas_Fryer_Codes & Standards Forecast | F3 | Commercial | Miscellaneous | Existing | Food Preparation | Natural Gas | Fryer | Codes & Standards Forecast | Winter Demand Savings (MW)
F4_Commercial_Miscellaneous_Existing_Food Preparation_Natural Gas_Fryer_Codes & Standards Forecast | F4 | Commercial | Miscellaneous | Existing | Food Preparation | Natural Gas | Fryer | Codes & Standards Forecast | Incremental Savings (MMtherm)
F1_Commercial_Miscellaneous_Existing_Food Preparation_Natural Gas_Broiler_Codes & Standards Forecast | F1 | Commercial | Miscellaneous | Existing | Food Preparation | Natural Gas | Broiler | Codes & Standards Forecast | Consumption Savings (MMtherm)
F2_Commercial_Miscellaneous_Existing_Food Preparation_Natural Gas_Broiler_Codes & Standards Forecast | F2 | Commercial | Miscellaneous | Existing | Food Preparation | Natural Gas | Broiler | Codes & Standards Forecast | Summer Demand Savings (MW)
F3_Commercial_Miscellaneous_Existing_Food Preparation_Natural Gas_Broiler_Codes & Standards Forecast | F3 | Commercial | Miscellaneous | Existing | Food Preparation | Natural Gas | Broiler | Codes & Standards Forecast | Winter Demand Savings (MW)
F4_Commercial_Miscellaneous_Existing_Food Preparation_Natural Gas_Broiler_Codes & Standards Forecast | F4 | Commercial | Miscellaneous | Existing | Food Preparation | Natural Gas | Broiler | Codes & Standards Forecast | Incremental Savings (MMtherm)
F1_Commercial_Miscellaneous_Existing_Food Preparation_Natural Gas_Griddle_Codes & Standards Forecast | F1 | Commercial | Miscellaneous | Existing | Food Preparation | Natural Gas | Griddle | Codes & Standards Forecast | Consumption Savings (MMtherm)
F2_Commercial_Miscellaneous_Existing_Food Preparation_Natural Gas_Griddle_Codes & Standards Forecast | F2 | Commercial | Miscellaneous | Existing | Food Preparation | Natural Gas | Griddle | Codes & Standards Forecast | Summer Demand Savings (MW)
F3_Commercial_Miscellaneous_Existing_Food Preparation_Natural Gas_Griddle_Codes & Standards Forecast | F3 | Commercial | Miscellaneous | Existing | Food Preparation | Natural Gas | Griddle | Codes & Standards Forecast | Winter Demand Savings (MW)
F4_Commercial_Miscellaneous_Existing_Food Preparation_Natural Gas_Griddle_Codes & Standards Forecast | F4 | Commercial | Miscellaneous | Existing | Food Preparation | Natural Gas | Griddle | Codes & Standards Forecast | Incremental Savings (MMtherm)
F1_Commercial_Miscellaneous_Existing_Food Preparation_Natural Gas_Range_Codes & Standards Forecast | F1 | Commercial | Miscellaneous | Existing | Food Preparation | Natural Gas | Range | Codes & Standards Forecast | Consumption Savings (MMtherm)
F2_Commercial_Miscellaneous_Existing_Food Preparation_Natural Gas_Range_Codes & Standards Forecast | F2 | Commercial | Miscellaneous | Existing | Food Preparation | Natural Gas | Range | Codes & Standards Forecast | Summer Demand Savings (MW)
F3_Commercial_Miscellaneous_Existing_Food Preparation_Natural Gas_Range_Codes & Standards Forecast | F3 | Commercial | Miscellaneous | Existing | Food Preparation | Natural Gas | Range | Codes & Standards Forecast | Winter Demand Savings (MW)
F4_Commercial_Miscellaneous_Existing_Food Preparation_Natural Gas_Range_Codes & Standards Forecast | F4 | Commercial | Miscellaneous | Existing | Food Preparation | Natural Gas | Range | Codes & Standards Forecast | Incremental Savings (MMtherm)
F1_Commercial_Miscellaneous_Existing_Food Preparation_Natural Gas_Steamer_Codes & Standards Forecast | F1 | Commercial | Miscellaneous | Existing | Food Preparation | Natural Gas | Steamer | Codes & Standards Forecast | Consumption Savings (MMtherm)
F2_Commercial_Miscellaneous_Existing_Food Preparation_Natural Gas_Steamer_Codes & Standards Forecast | F2 | Commercial | Miscellaneous | Existing | Food Preparation | Natural Gas | Steamer | Codes & Standards Forecast | Summer Demand Savings (MW)
F3_Commercial_Miscellaneous_Existing_Food Preparation_Natural Gas_Steamer_Codes & Standards Forecast | F3 | Commercial | Miscellaneous | Existing | Food Preparation | Natural Gas | Steamer | Codes & Standards Forecast | Winter Demand Savings (MW)
F4_Commercial_Miscellaneous_Existing_Food Preparation_Natural Gas_Steamer_Codes & Standards Forecast | F4 | Commercial | Miscellaneous | Existing | Food Preparation | Natural Gas | Steamer | Codes & Standards Forecast | Incremental Savings (MMtherm)
F1_Commercial_Miscellaneous_Existing_Food Preparation_Natural Gas_Food Prep Other_Codes & Standards Forecast | F1 | Commercial | Miscellaneous | Existing | Food Preparation | Natural Gas | Food Prep Other | Codes & Standards Forecast | Consumption Savings (MMtherm)
F2_Commercial_Miscellaneous_Existing_Food Preparation_Natural Gas_Food Prep Other_Codes & Standards Forecast | F2 | Commercial | Miscellaneous | Existing | Food Preparation | Natural Gas | Food Prep Other | Codes & Standards Forecast | Summer Demand Savings (MW)
F3_Commercial_Miscellaneous_Existing_Food Preparation_Natural Gas_Food Prep Other_Codes & Standards Forecast | F3 | Commercial | Miscellaneous | Existing | Food Preparation | Natural Gas | Food Prep Other | Codes & Standards Forecast | Winter Demand Savings (MW)
F4_Commercial_Miscellaneous_Existing_Food Preparation_Natural Gas_Food Prep Other_Codes & Standards Forecast | F4 | Commercial | Miscellaneous | Existing | Food Preparation | Natural Gas | Food Prep Other | Codes & Standards Forecast | Incremental Savings (MMtherm)
F1_Commercial_Miscellaneous_Existing_Miscellaneous_Natural Gas_Pool Heater_Codes & Standards Forecast | F1 | Commercial | Miscellaneous | Existing | Miscellaneous | Natural Gas | Pool Heater | Codes & Standards Forecast | Consumption Savings (MMtherm)
F2_Commercial_Miscellaneous_Existing_Miscellaneous_Natural Gas_Pool Heater_Codes & Standards Forecast | F2 | Commercial | Miscellaneous | Existing | Miscellaneous | Natural Gas | Pool Heater | Codes & Standards Forecast | Summer Demand Savings (MW)
F3_Commercial_Miscellaneous_Existing_Miscellaneous_Natural Gas_Pool Heater_Codes & Standards Forecast | F3 | Commercial | Miscellaneous | Existing | Miscellaneous | Natural Gas | Pool Heater | Codes & Standards Forecast | Winter Demand Savings (MW)
F4_Commercial_Miscellaneous_Existing_Miscellaneous_Natural Gas_Pool Heater_Codes & Standards Forecast | F4 | Commercial | Miscellaneous | Existing | Miscellaneous | Natural Gas | Pool Heater | Codes & Standards Forecast | Incremental Savings (MMtherm)
F1_Commercial_Miscellaneous_Existing_Miscellaneous_Natural Gas_Miscellaneous_Codes & Standards Forecast | F1 | Commercial | Miscellaneous | Existing | Miscellaneous | Natural Gas | Miscellaneous | Codes & Standards Forecast | Consumption Savings (MMtherm)
F2_Commercial_Miscellaneous_Existing_Miscellaneous_Natural Gas_Miscellaneous_Codes & Standards Forecast | F2 | Commercial | Miscellaneous | Existing | Miscellaneous | Natural Gas | Miscellaneous | Codes & Standards Forecast | Summer Demand Savings (MW)
F3_Commercial_Miscellaneous_Existing_Miscellaneous_Natural Gas_Miscellaneous_Codes & Standards Forecast | F3 | Commercial | Miscellaneous | Existing | Miscellaneous | Natural Gas | Miscellaneous | Codes & Standards Forecast | Winter Demand Savings (MW)
F4_Commercial_Miscellaneous_Existing_Miscellaneous_Natural Gas_Miscellaneous_Codes & Standards Forecast | F4 | Commercial | Miscellaneous | Existing | Miscellaneous | Natural Gas | Miscellaneous | Codes & Standards Forecast | Incremental Savings (MMtherm)
F1_Commercial_Miscellaneous_New_Space Heating_Natural Gas_Furnace_Codes & Standards Forecast | F1 | Commercial | Miscellaneous | New | Space Heating | Natural Gas | Furnace | Codes & Standards Forecast | Consumption Savings (MMtherm)
F2_Commercial_Miscellaneous_New_Space Heating_Natural Gas_Furnace_Codes & Standards Forecast | F2 | Commercial | Miscellaneous | New | Space Heating | Natural Gas | Furnace | Codes & Standards Forecast | Summer Demand Savings (MW)
F3_Commercial_Miscellaneous_New_Space Heating_Natural Gas_Furnace_Codes & Standards Forecast | F3 | Commercial | Miscellaneous | New | Space Heating | Natural Gas | Furnace | Codes & Standards Forecast | Winter Demand Savings (MW)
F4_Commercial_Miscellaneous_New_Space Heating_Natural Gas_Furnace_Codes & Standards Forecast | F4 | Commercial | Miscellaneous | New | Space Heating | Natural Gas | Furnace | Codes & Standards Forecast | Incremental Savings (MMtherm)
F1_Commercial_Miscellaneous_New_Space Heating_Natural Gas_Boiler_Codes & Standards Forecast | F1 | Commercial | Miscellaneous | New | Space Heating | Natural Gas | Boiler | Codes & Standards Forecast | Consumption Savings (MMtherm)
F2_Commercial_Miscellaneous_New_Space Heating_Natural Gas_Boiler_Codes & Standards Forecast | F2 | Commercial | Miscellaneous | New | Space Heating | Natural Gas | Boiler | Codes & Standards Forecast | Summer Demand Savings (MW)
F3_Commercial_Miscellaneous_New_Space Heating_Natural Gas_Boiler_Codes & Standards Forecast | F3 | Commercial | Miscellaneous | New | Space Heating | Natural Gas | Boiler | Codes & Standards Forecast | Winter Demand Savings (MW)
F4_Commercial_Miscellaneous_New_Space Heating_Natural Gas_Boiler_Codes & Standards Forecast | F4 | Commercial | Miscellaneous | New | Space Heating | Natural Gas | Boiler | Codes & Standards Forecast | Incremental Savings (MMtherm)
F1_Commercial_Miscellaneous_New_Space Heating_Natural Gas_Unit Heater_Codes & Standards Forecast | F1 | Commercial | Miscellaneous | New | Space Heating | Natural Gas | Unit Heater | Codes & Standards Forecast | Consumption Savings (MMtherm)
F2_Commercial_Miscellaneous_New_Space Heating_Natural Gas_Unit Heater_Codes & Standards Forecast | F2 | Commercial | Miscellaneous | New | Space Heating | Natural Gas | Unit Heater | Codes & Standards Forecast | Summer Demand Savings (MW)
F3_Commercial_Miscellaneous_New_Space Heating_Natural Gas_Unit Heater_Codes & Standards Forecast | F3 | Commercial | Miscellaneous | New | Space Heating | Natural Gas | Unit Heater | Codes & Standards Forecast | Winter Demand Savings (MW)
F4_Commercial_Miscellaneous_New_Space Heating_Natural Gas_Unit Heater_Codes & Standards Forecast | F4 | Commercial | Miscellaneous | New | Space Heating | Natural Gas | Unit Heater | Codes & Standards Forecast | Incremental Savings (MMtherm)
F1_Commercial_Miscellaneous_New_Water Heating_Natural Gas_Water Heater_Codes & Standards Forecast | F1 | Commercial | Miscellaneous | New | Water Heating | Natural Gas | Water Heater | Codes & Standards Forecast | Consumption Savings (MMtherm)
F2_Commercial_Miscellaneous_New_Water Heating_Natural Gas_Water Heater_Codes & Standards Forecast | F2 | Commercial | Miscellaneous | New | Water Heating | Natural Gas | Water Heater | Codes & Standards Forecast | Summer Demand Savings (MW)
F3_Commercial_Miscellaneous_New_Water Heating_Natural Gas_Water Heater_Codes & Standards Forecast | F3 | Commercial | Miscellaneous | New | Water Heating | Natural Gas | Water Heater | Codes & Standards Forecast | Winter Demand Savings (MW)
F4_Commercial_Miscellaneous_New_Water Heating_Natural Gas_Water Heater_Codes & Standards Forecast | F4 | Commercial | Miscellaneous | New | Water Heating | Natural Gas | Water Heater | Codes & Standards Forecast | Incremental Savings (MMtherm)
F1_Commercial_Miscellaneous_New_Food Preparation_Natural Gas_Oven_Codes & Standards Forecast | F1 | Commercial | Miscellaneous | New | Food Preparation | Natural Gas | Oven | Codes & Standards Forecast | Consumption Savings (MMtherm)
F2_Commercial_Miscellaneous_New_Food Preparation_Natural Gas_Oven_Codes & Standards Forecast | F2 | Commercial | Miscellaneous | New | Food Preparation | Natural Gas | Oven | Codes & Standards Forecast | Summer Demand Savings (MW)
F3_Commercial_Miscellaneous_New_Food Preparation_Natural Gas_Oven_Codes & Standards Forecast | F3 | Commercial | Miscellaneous | New | Food Preparation | Natural Gas | Oven | Codes & Standards Forecast | Winter Demand Savings (MW)
F4_Commercial_Miscellaneous_New_Food Preparation_Natural Gas_Oven_Codes & Standards Forecast | F4 | Commercial | Miscellaneous | New | Food Preparation | Natural Gas | Oven | Codes & Standards Forecast | Incremental Savings (MMtherm)
F1_Commercial_Miscellaneous_New_Food Preparation_Natural Gas_Conveyor Oven_Codes & Standards Forecast | F1 | Commercial | Miscellaneous | New | Food Preparation | Natural Gas | Conveyor Oven | Codes & Standards Forecast | Consumption Savings (MMtherm)
F2_Commercial_Miscellaneous_New_Food Preparation_Natural Gas_Conveyor Oven_Codes & Standards Forecast | F2 | Commercial | Miscellaneous | New | Food Preparation | Natural Gas | Conveyor Oven | Codes & Standards Forecast | Summer Demand Savings (MW)
F3_Commercial_Miscellaneous_New_Food Preparation_Natural Gas_Conveyor Oven_Codes & Standards Forecast | F3 | Commercial | Miscellaneous | New | Food Preparation | Natural Gas | Conveyor Oven | Codes & Standards Forecast | Winter Demand Savings (MW)
F4_Commercial_Miscellaneous_New_Food Preparation_Natural Gas_Conveyor Oven_Codes & Standards Forecast | F4 | Commercial | Miscellaneous | New | Food Preparation | Natural Gas | Conveyor Oven | Codes & Standards Forecast | Incremental Savings (MMtherm)
F1_Commercial_Miscellaneous_New_Food Preparation_Natural Gas_Double Rack Oven_Codes & Standards Forecast | F1 | Commercial | Miscellaneous | New | Food Preparation | Natural Gas | Double Rack Oven | Codes & Standards Forecast | Consumption Savings (MMtherm)
F2_Commercial_Miscellaneous_New_Food Preparation_Natural Gas_Double Rack Oven_Codes & Standards Forecast | F2 | Commercial | Miscellaneous | New | Food Preparation | Natural Gas | Double Rack Oven | Codes & Standards Forecast | Summer Demand Savings (MW)
F3_Commercial_Miscellaneous_New_Food Preparation_Natural Gas_Double Rack Oven_Codes & Standards Forecast | F3 | Commercial | Miscellaneous | New | Food Preparation | Natural Gas | Double Rack Oven | Codes & Standards Forecast | Winter Demand Savings (MW)
F4_Commercial_Miscellaneous_New_Food Preparation_Natural Gas_Double Rack Oven_Codes & Standards Forecast | F4 | Commercial | Miscellaneous | New | Food Preparation | Natural Gas | Double Rack Oven | Codes & Standards Forecast | Incremental Savings (MMtherm)
F1_Commercial_Miscellaneous_New_Food Preparation_Natural Gas_Fryer_Codes & Standards Forecast | F1 | Commercial | Miscellaneous | New | Food Preparation | Natural Gas | Fryer | Codes & Standards Forecast | Consumption Savings (MMtherm)
F2_Commercial_Miscellaneous_New_Food Preparation_Natural Gas_Fryer_Codes & Standards Forecast | F2 | Commercial | Miscellaneous | New | Food Preparation | Natural Gas | Fryer | Codes & Standards Forecast | Summer Demand Savings (MW)
F3_Commercial_Miscellaneous_New_Food Preparation_Natural Gas_Fryer_Codes & Standards Forecast | F3 | Commercial | Miscellaneous | New | Food Preparation | Natural Gas | Fryer | Codes & Standards Forecast | Winter Demand Savings (MW)
F4_Commercial_Miscellaneous_New_Food Preparation_Natural Gas_Fryer_Codes & Standards Forecast | F4 | Commercial | Miscellaneous | New | Food Preparation | Natural Gas | Fryer | Codes & Standards Forecast | Incremental Savings (MMtherm)
F1_Commercial_Miscellaneous_New_Food Preparation_Natural Gas_Broiler_Codes & Standards Forecast | F1 | Commercial | Miscellaneous | New | Food Preparation | Natural Gas | Broiler | Codes & Standards Forecast | Consumption Savings (MMtherm)
F2_Commercial_Miscellaneous_New_Food Preparation_Natural Gas_Broiler_Codes & Standards Forecast | F2 | Commercial | Miscellaneous | New | Food Preparation | Natural Gas | Broiler | Codes & Standards Forecast | Summer Demand Savings (MW)
F3_Commercial_Miscellaneous_New_Food Preparation_Natural Gas_Broiler_Codes & Standards Forecast | F3 | Commercial | Miscellaneous | New | Food Preparation | Natural Gas | Broiler | Codes & Standards Forecast | Winter Demand Savings (MW)
F4_Commercial_Miscellaneous_New_Food Preparation_Natural Gas_Broiler_Codes & Standards Forecast | F4 | Commercial | Miscellaneous | New | Food Preparation | Natural Gas | Broiler | Codes & Standards Forecast | Incremental Savings (MMtherm)
F1_Commercial_Miscellaneous_New_Food Preparation_Natural Gas_Griddle_Codes & Standards Forecast | F1 | Commercial | Miscellaneous | New | Food Preparation | Natural Gas | Griddle | Codes & Standards Forecast | Consumption Savings (MMtherm)
F2_Commercial_Miscellaneous_New_Food Preparation_Natural Gas_Griddle_Codes & Standards Forecast | F2 | Commercial | Miscellaneous | New | Food Preparation | Natural Gas | Griddle | Codes & Standards Forecast | Summer Demand Savings (MW)
F3_Commercial_Miscellaneous_New_Food Preparation_Natural Gas_Griddle_Codes & Standards Forecast | F3 | Commercial | Miscellaneous | New | Food Preparation | Natural Gas | Griddle | Codes & Standards Forecast | Winter Demand Savings (MW)
F4_Commercial_Miscellaneous_New_Food Preparation_Natural Gas_Griddle_Codes & Standards Forecast | F4 | Commercial | Miscellaneous | New | Food Preparation | Natural Gas | Griddle | Codes & Standards Forecast | Incremental Savings (MMtherm)
F1_Commercial_Miscellaneous_New_Food Preparation_Natural Gas_Range_Codes & Standards Forecast | F1 | Commercial | Miscellaneous | New | Food Preparation | Natural Gas | Range | Codes & Standards Forecast | Consumption Savings (MMtherm)
F2_Commercial_Miscellaneous_New_Food Preparation_Natural Gas_Range_Codes & Standards Forecast | F2 | Commercial | Miscellaneous | New | Food Preparation | Natural Gas | Range | Codes & Standards Forecast | Summer Demand Savings (MW)
F3_Commercial_Miscellaneous_New_Food Preparation_Natural Gas_Range_Codes & Standards Forecast | F3 | Commercial | Miscellaneous | New | Food Preparation | Natural Gas | Range | Codes & Standards Forecast | Winter Demand Savings (MW)
F4_Commercial_Miscellaneous_New_Food Preparation_Natural Gas_Range_Codes & Standards Forecast | F4 | Commercial | Miscellaneous | New | Food Preparation | Natural Gas | Range | Codes & Standards Forecast | Incremental Savings (MMtherm)
F1_Commercial_Miscellaneous_New_Food Preparation_Natural Gas_Steamer_Codes & Standards Forecast | F1 | Commercial | Miscellaneous | New | Food Preparation | Natural Gas | Steamer | Codes & Standards Forecast | Consumption Savings (MMtherm)
F2_Commercial_Miscellaneous_New_Food Preparation_Natural Gas_Steamer_Codes & Standards Forecast | F2 | Commercial | Miscellaneous | New | Food Preparation | Natural Gas | Steamer | Codes & Standards Forecast | Summer Demand Savings (MW)
F3_Commercial_Miscellaneous_New_Food Preparation_Natural Gas_Steamer_Codes & Standards Forecast | F3 | Commercial | Miscellaneous | New | Food Preparation | Natural Gas | Steamer | Codes & Standards Forecast | Winter Demand Savings (MW)
F4_Commercial_Miscellaneous_New_Food Preparation_Natural Gas_Steamer_Codes & Standards Forecast | F4 | Commercial | Miscellaneous | New | Food Preparation | Natural Gas | Steamer | Codes & Standards Forecast | Incremental Savings (MMtherm)
F1_Commercial_Miscellaneous_New_Food Preparation_Natural Gas_Food Prep Other_Codes & Standards Forecast | F1 | Commercial | Miscellaneous | New | Food Preparation | Natural Gas | Food Prep Other | Codes & Standards Forecast | Consumption Savings (MMtherm)
F2_Commercial_Miscellaneous_New_Food Preparation_Natural Gas_Food Prep Other_Codes & Standards Forecast | F2 | Commercial | Miscellaneous | New | Food Preparation | Natural Gas | Food Prep Other | Codes & Standards Forecast | Summer Demand Savings (MW)
F3_Commercial_Miscellaneous_New_Food Preparation_Natural Gas_Food Prep Other_Codes & Standards Forecast | F3 | Commercial | Miscellaneous | New | Food Preparation | Natural Gas | Food Prep Other | Codes & Standards Forecast | Winter Demand Savings (MW)
F4_Commercial_Miscellaneous_New_Food Preparation_Natural Gas_Food Prep Other_Codes & Standards Forecast | F4 | Commercial | Miscellaneous | New | Food Preparation | Natural Gas | Food Prep Other | Codes & Standards Forecast | Incremental Savings (MMtherm)
F1_Commercial_Miscellaneous_New_Miscellaneous_Natural Gas_Pool Heater_Codes & Standards Forecast | F1 | Commercial | Miscellaneous | New | Miscellaneous | Natural Gas | Pool Heater | Codes & Standards Forecast | Consumption Savings (MMtherm)
F2_Commercial_Miscellaneous_New_Miscellaneous_Natural Gas_Pool Heater_Codes & Standards Forecast | F2 | Commercial | Miscellaneous | New | Miscellaneous | Natural Gas | Pool Heater | Codes & Standards Forecast | Summer Demand Savings (MW)
F3_Commercial_Miscellaneous_New_Miscellaneous_Natural Gas_Pool Heater_Codes & Standards Forecast | F3 | Commercial | Miscellaneous | New | Miscellaneous | Natural Gas | Pool Heater | Codes & Standards Forecast | Winter Demand Savings (MW)
F4_Commercial_Miscellaneous_New_Miscellaneous_Natural Gas_Pool Heater_Codes & Standards Forecast | F4 | Commercial | Miscellaneous | New | Miscellaneous | Natural Gas | Pool Heater | Codes & Standards Forecast | Incremental Savings (MMtherm)
F1_Commercial_Miscellaneous_New_Miscellaneous_Natural Gas_Miscellaneous_Codes & Standards Forecast | F1 | Commercial | Miscellaneous | New | Miscellaneous | Natural Gas | Miscellaneous | Codes & Standards Forecast | Consumption Savings (MMtherm)
F2_Commercial_Miscellaneous_New_Miscellaneous_Natural Gas_Miscellaneous_Codes & Standards Forecast | F2 | Commercial | Miscellaneous | New | Miscellaneous | Natural Gas | Miscellaneous | Codes & Standards Forecast | Summer Demand Savings (MW)
F3_Commercial_Miscellaneous_New_Miscellaneous_Natural Gas_Miscellaneous_Codes & Standards Forecast | F3 | Commercial | Miscellaneous | New | Miscellaneous | Natural Gas | Miscellaneous | Codes & Standards Forecast | Winter Demand Savings (MW)
F4_Commercial_Miscellaneous_New_Miscellaneous_Natural Gas_Miscellaneous_Codes & Standards Forecast | F4 | Commercial | Miscellaneous | New | Miscellaneous | Natural Gas | Miscellaneous | Codes & Standards Forecast | Incremental Savings (MMtherm)

## Potential Factors (hidden)
Key | Sector | Segment | Vintage | End Use | Fuel | Technology | Type | 2019 | 2020 | 2021 | 2022 | 2023 | 2024 | 2025 | 2026 | 2027 | 2028 | 2029 | 2030 | 2031 | 2032 | 2033 | 2034 | 2035 | 2036 | 2037 | 2038 | 2039 | 2040 | 2041 | 2042 | 2043 | 2044 | 2045 | 2046 | 2047 | 2048
Commercial_Office_Existing_Space Heating_Natural Gas_Furnace_RAP | Commercial | Office | Existing | Space Heating | Natural Gas | Furnace | RAP
Commercial_Office_Existing_Space Heating_Natural Gas_Boiler_RAP | Commercial | Office | Existing | Space Heating | Natural Gas | Boiler | RAP
Commercial_Office_Existing_Space Heating_Natural Gas_Unit Heater_RAP | Commercial | Office | Existing | Space Heating | Natural Gas | Unit Heater | RAP
Commercial_Office_Existing_Water Heating_Natural Gas_Water Heater_RAP | Commercial | Office | Existing | Water Heating | Natural Gas | Water Heater | RAP
Commercial_Office_Existing_Food Preparation_Natural Gas_Oven_RAP | Commercial | Office | Existing | Food Preparation | Natural Gas | Oven | RAP
Commercial_Office_Existing_Food Preparation_Natural Gas_Conveyor Oven_RAP | Commercial | Office | Existing | Food Preparation | Natural Gas | Conveyor Oven | RAP
Commercial_Office_Existing_Food Preparation_Natural Gas_Double Rack Oven_RAP | Commercial | Office | Existing | Food Preparation | Natural Gas | Double Rack Oven | RAP
Commercial_Office_Existing_Food Preparation_Natural Gas_Fryer_RAP | Commercial | Office | Existing | Food Preparation | Natural Gas | Fryer | RAP
Commercial_Office_Existing_Food Preparation_Natural Gas_Broiler_RAP | Commercial | Office | Existing | Food Preparation | Natural Gas | Broiler | RAP
Commercial_Office_Existing_Food Preparation_Natural Gas_Griddle_RAP | Commercial | Office | Existing | Food Preparation | Natural Gas | Griddle | RAP
Commercial_Office_Existing_Food Preparation_Natural Gas_Range_RAP | Commercial | Office | Existing | Food Preparation | Natural Gas | Range | RAP
Commercial_Office_Existing_Food Preparation_Natural Gas_Steamer_RAP | Commercial | Office | Existing | Food Preparation | Natural Gas | Steamer | RAP
Commercial_Office_Existing_Food Preparation_Natural Gas_Food Prep Other_RAP | Commercial | Office | Existing | Food Preparation | Natural Gas | Food Prep Other | RAP
Commercial_Office_Existing_Miscellaneous_Natural Gas_Pool Heater_RAP | Commercial | Office | Existing | Miscellaneous | Natural Gas | Pool Heater | RAP
Commercial_Office_Existing_Miscellaneous_Natural Gas_Miscellaneous_RAP | Commercial | Office | Existing | Miscellaneous | Natural Gas | Miscellaneous | RAP
Commercial_Office_New_Space Heating_Natural Gas_Furnace_RAP | Commercial | Office | New | Space Heating | Natural Gas | Furnace | RAP
Commercial_Office_New_Space Heating_Natural Gas_Boiler_RAP | Commercial | Office | New | Space Heating | Natural Gas | Boiler | RAP
Commercial_Office_New_Space Heating_Natural Gas_Unit Heater_RAP | Commercial | Office | New | Space Heating | Natural Gas | Unit Heater | RAP
Commercial_Office_New_Water Heating_Natural Gas_Water Heater_RAP | Commercial | Office | New | Water Heating | Natural Gas | Water Heater | RAP
Commercial_Office_New_Food Preparation_Natural Gas_Oven_RAP | Commercial | Office | New | Food Preparation | Natural Gas | Oven | RAP
Commercial_Office_New_Food Preparation_Natural Gas_Conveyor Oven_RAP | Commercial | Office | New | Food Preparation | Natural Gas | Conveyor Oven | RAP
Commercial_Office_New_Food Preparation_Natural Gas_Double Rack Oven_RAP | Commercial | Office | New | Food Preparation | Natural Gas | Double Rack Oven | RAP
Commercial_Office_New_Food Preparation_Natural Gas_Fryer_RAP | Commercial | Office | New | Food Preparation | Natural Gas | Fryer | RAP
Commercial_Office_New_Food Preparation_Natural Gas_Broiler_RAP | Commercial | Office | New | Food Preparation | Natural Gas | Broiler | RAP
Commercial_Office_New_Food Preparation_Natural Gas_Griddle_RAP | Commercial | Office | New | Food Preparation | Natural Gas | Griddle | RAP
Commercial_Office_New_Food Preparation_Natural Gas_Range_RAP | Commercial | Office | New | Food Preparation | Natural Gas | Range | RAP
Commercial_Office_New_Food Preparation_Natural Gas_Steamer_RAP | Commercial | Office | New | Food Preparation | Natural Gas | Steamer | RAP
Commercial_Office_New_Food Preparation_Natural Gas_Food Prep Other_RAP | Commercial | Office | New | Food Preparation | Natural Gas | Food Prep Other | RAP
Commercial_Office_New_Miscellaneous_Natural Gas_Pool Heater_RAP | Commercial | Office | New | Miscellaneous | Natural Gas | Pool Heater | RAP
Commercial_Office_New_Miscellaneous_Natural Gas_Miscellaneous_RAP | Commercial | Office | New | Miscellaneous | Natural Gas | Miscellaneous | RAP
Commercial_Restaurant_Existing_Space Heating_Natural Gas_Furnace_RAP | Commercial | Restaurant | Existing | Space Heating | Natural Gas | Furnace | RAP
Commercial_Restaurant_Existing_Space Heating_Natural Gas_Boiler_RAP | Commercial | Restaurant | Existing | Space Heating | Natural Gas | Boiler | RAP
Commercial_Restaurant_Existing_Space Heating_Natural Gas_Unit Heater_RAP | Commercial | Restaurant | Existing | Space Heating | Natural Gas | Unit Heater | RAP
Commercial_Restaurant_Existing_Water Heating_Natural Gas_Water Heater_RAP | Commercial | Restaurant | Existing | Water Heating | Natural Gas | Water Heater | RAP
Commercial_Restaurant_Existing_Food Preparation_Natural Gas_Oven_RAP | Commercial | Restaurant | Existing | Food Preparation | Natural Gas | Oven | RAP
Commercial_Restaurant_Existing_Food Preparation_Natural Gas_Conveyor Oven_RAP | Commercial | Restaurant | Existing | Food Preparation | Natural Gas | Conveyor Oven | RAP
Commercial_Restaurant_Existing_Food Preparation_Natural Gas_Double Rack Oven_RAP | Commercial | Restaurant | Existing | Food Preparation | Natural Gas | Double Rack Oven | RAP
Commercial_Restaurant_Existing_Food Preparation_Natural Gas_Fryer_RAP | Commercial | Restaurant | Existing | Food Preparation | Natural Gas | Fryer | RAP
Commercial_Restaurant_Existing_Food Preparation_Natural Gas_Broiler_RAP | Commercial | Restaurant | Existing | Food Preparation | Natural Gas | Broiler | RAP
Commercial_Restaurant_Existing_Food Preparation_Natural Gas_Griddle_RAP | Commercial | Restaurant | Existing | Food Preparation | Natural Gas | Griddle | RAP
Commercial_Restaurant_Existing_Food Preparation_Natural Gas_Range_RAP | Commercial | Restaurant | Existing | Food Preparation | Natural Gas | Range | RAP
Commercial_Restaurant_Existing_Food Preparation_Natural Gas_Steamer_RAP | Commercial | Restaurant | Existing | Food Preparation | Natural Gas | Steamer | RAP
Commercial_Restaurant_Existing_Food Preparation_Natural Gas_Food Prep Other_RAP | Commercial | Restaurant | Existing | Food Preparation | Natural Gas | Food Prep Other | RAP
Commercial_Restaurant_Existing_Miscellaneous_Natural Gas_Pool Heater_RAP | Commercial | Restaurant | Existing | Miscellaneous | Natural Gas | Pool Heater | RAP
Commercial_Restaurant_Existing_Miscellaneous_Natural Gas_Miscellaneous_RAP | Commercial | Restaurant | Existing | Miscellaneous | Natural Gas | Miscellaneous | RAP
Commercial_Restaurant_New_Space Heating_Natural Gas_Furnace_RAP | Commercial | Restaurant | New | Space Heating | Natural Gas | Furnace | RAP
Commercial_Restaurant_New_Space Heating_Natural Gas_Boiler_RAP | Commercial | Restaurant | New | Space Heating | Natural Gas | Boiler | RAP
Commercial_Restaurant_New_Space Heating_Natural Gas_Unit Heater_RAP | Commercial | Restaurant | New | Space Heating | Natural Gas | Unit Heater | RAP
Commercial_Restaurant_New_Water Heating_Natural Gas_Water Heater_RAP | Commercial | Restaurant | New | Water Heating | Natural Gas | Water Heater | RAP
Commercial_Restaurant_New_Food Preparation_Natural Gas_Oven_RAP | Commercial | Restaurant | New | Food Preparation | Natural Gas | Oven | RAP
Commercial_Restaurant_New_Food Preparation_Natural Gas_Conveyor Oven_RAP | Commercial | Restaurant | New | Food Preparation | Natural Gas | Conveyor Oven | RAP
Commercial_Restaurant_New_Food Preparation_Natural Gas_Double Rack Oven_RAP | Commercial | Restaurant | New | Food Preparation | Natural Gas | Double Rack Oven | RAP
Commercial_Restaurant_New_Food Preparation_Natural Gas_Fryer_RAP | Commercial | Restaurant | New | Food Preparation | Natural Gas | Fryer | RAP
Commercial_Restaurant_New_Food Preparation_Natural Gas_Broiler_RAP | Commercial | Restaurant | New | Food Preparation | Natural Gas | Broiler | RAP
Commercial_Restaurant_New_Food Preparation_Natural Gas_Griddle_RAP | Commercial | Restaurant | New | Food Preparation | Natural Gas | Griddle | RAP
Commercial_Restaurant_New_Food Preparation_Natural Gas_Range_RAP | Commercial | Restaurant | New | Food Preparation | Natural Gas | Range | RAP
Commercial_Restaurant_New_Food Preparation_Natural Gas_Steamer_RAP | Commercial | Restaurant | New | Food Preparation | Natural Gas | Steamer | RAP
Commercial_Restaurant_New_Food Preparation_Natural Gas_Food Prep Other_RAP | Commercial | Restaurant | New | Food Preparation | Natural Gas | Food Prep Other | RAP
Commercial_Restaurant_New_Miscellaneous_Natural Gas_Pool Heater_RAP | Commercial | Restaurant | New | Miscellaneous | Natural Gas | Pool Heater | RAP
Commercial_Restaurant_New_Miscellaneous_Natural Gas_Miscellaneous_RAP | Commercial | Restaurant | New | Miscellaneous | Natural Gas | Miscellaneous | RAP
Commercial_Retail_Existing_Space Heating_Natural Gas_Furnace_RAP | Commercial | Retail | Existing | Space Heating | Natural Gas | Furnace | RAP
Commercial_Retail_Existing_Space Heating_Natural Gas_Boiler_RAP | Commercial | Retail | Existing | Space Heating | Natural Gas | Boiler | RAP
Commercial_Retail_Existing_Space Heating_Natural Gas_Unit Heater_RAP | Commercial | Retail | Existing | Space Heating | Natural Gas | Unit Heater | RAP
Commercial_Retail_Existing_Water Heating_Natural Gas_Water Heater_RAP | Commercial | Retail | Existing | Water Heating | Natural Gas | Water Heater | RAP
Commercial_Retail_Existing_Food Preparation_Natural Gas_Oven_RAP | Commercial | Retail | Existing | Food Preparation | Natural Gas | Oven | RAP
Commercial_Retail_Existing_Food Preparation_Natural Gas_Conveyor Oven_RAP | Commercial | Retail | Existing | Food Preparation | Natural Gas | Conveyor Oven | RAP
Commercial_Retail_Existing_Food Preparation_Natural Gas_Double Rack Oven_RAP | Commercial | Retail | Existing | Food Preparation | Natural Gas | Double Rack Oven | RAP
Commercial_Retail_Existing_Food Preparation_Natural Gas_Fryer_RAP | Commercial | Retail | Existing | Food Preparation | Natural Gas | Fryer | RAP
Commercial_Retail_Existing_Food Preparation_Natural Gas_Broiler_RAP | Commercial | Retail | Existing | Food Preparation | Natural Gas | Broiler | RAP
Commercial_Retail_Existing_Food Preparation_Natural Gas_Griddle_RAP | Commercial | Retail | Existing | Food Preparation | Natural Gas | Griddle | RAP
Commercial_Retail_Existing_Food Preparation_Natural Gas_Range_RAP | Commercial | Retail | Existing | Food Preparation | Natural Gas | Range | RAP
Commercial_Retail_Existing_Food Preparation_Natural Gas_Steamer_RAP | Commercial | Retail | Existing | Food Preparation | Natural Gas | Steamer | RAP
Commercial_Retail_Existing_Food Preparation_Natural Gas_Food Prep Other_RAP | Commercial | Retail | Existing | Food Preparation | Natural Gas | Food Prep Other | RAP
Commercial_Retail_Existing_Miscellaneous_Natural Gas_Pool Heater_RAP | Commercial | Retail | Existing | Miscellaneous | Natural Gas | Pool Heater | RAP
Commercial_Retail_Existing_Miscellaneous_Natural Gas_Miscellaneous_RAP | Commercial | Retail | Existing | Miscellaneous | Natural Gas | Miscellaneous | RAP
Commercial_Retail_New_Space Heating_Natural Gas_Furnace_RAP | Commercial | Retail | New | Space Heating | Natural Gas | Furnace | RAP
Commercial_Retail_New_Space Heating_Natural Gas_Boiler_RAP | Commercial | Retail | New | Space Heating | Natural Gas | Boiler | RAP
Commercial_Retail_New_Space Heating_Natural Gas_Unit Heater_RAP | Commercial | Retail | New | Space Heating | Natural Gas | Unit Heater | RAP
Commercial_Retail_New_Water Heating_Natural Gas_Water Heater_RAP | Commercial | Retail | New | Water Heating | Natural Gas | Water Heater | RAP
Commercial_Retail_New_Food Preparation_Natural Gas_Oven_RAP | Commercial | Retail | New | Food Preparation | Natural Gas | Oven | RAP
Commercial_Retail_New_Food Preparation_Natural Gas_Conveyor Oven_RAP | Commercial | Retail | New | Food Preparation | Natural Gas | Conveyor Oven | RAP
Commercial_Retail_New_Food Preparation_Natural Gas_Double Rack Oven_RAP | Commercial | Retail | New | Food Preparation | Natural Gas | Double Rack Oven | RAP
Commercial_Retail_New_Food Preparation_Natural Gas_Fryer_RAP | Commercial | Retail | New | Food Preparation | Natural Gas | Fryer | RAP
Commercial_Retail_New_Food Preparation_Natural Gas_Broiler_RAP | Commercial | Retail | New | Food Preparation | Natural Gas | Broiler | RAP
Commercial_Retail_New_Food Preparation_Natural Gas_Griddle_RAP | Commercial | Retail | New | Food Preparation | Natural Gas | Griddle | RAP
Commercial_Retail_New_Food Preparation_Natural Gas_Range_RAP | Commercial | Retail | New | Food Preparation | Natural Gas | Range | RAP
Commercial_Retail_New_Food Preparation_Natural Gas_Steamer_RAP | Commercial | Retail | New | Food Preparation | Natural Gas | Steamer | RAP
Commercial_Retail_New_Food Preparation_Natural Gas_Food Prep Other_RAP | Commercial | Retail | New | Food Preparation | Natural Gas | Food Prep Other | RAP
Commercial_Retail_New_Miscellaneous_Natural Gas_Pool Heater_RAP | Commercial | Retail | New | Miscellaneous | Natural Gas | Pool Heater | RAP
Commercial_Retail_New_Miscellaneous_Natural Gas_Miscellaneous_RAP | Commercial | Retail | New | Miscellaneous | Natural Gas | Miscellaneous | RAP
Commercial_Grocery_Existing_Space Heating_Natural Gas_Furnace_RAP | Commercial | Grocery | Existing | Space Heating | Natural Gas | Furnace | RAP
Commercial_Grocery_Existing_Space Heating_Natural Gas_Boiler_RAP | Commercial | Grocery | Existing | Space Heating | Natural Gas | Boiler | RAP
Commercial_Grocery_Existing_Space Heating_Natural Gas_Unit Heater_RAP | Commercial | Grocery | Existing | Space Heating | Natural Gas | Unit Heater | RAP
Commercial_Grocery_Existing_Water Heating_Natural Gas_Water Heater_RAP | Commercial | Grocery | Existing | Water Heating | Natural Gas | Water Heater | RAP
Commercial_Grocery_Existing_Food Preparation_Natural Gas_Oven_RAP | Commercial | Grocery | Existing | Food Preparation | Natural Gas | Oven | RAP
Commercial_Grocery_Existing_Food Preparation_Natural Gas_Conveyor Oven_RAP | Commercial | Grocery | Existing | Food Preparation | Natural Gas | Conveyor Oven | RAP
Commercial_Grocery_Existing_Food Preparation_Natural Gas_Double Rack Oven_RAP | Commercial | Grocery | Existing | Food Preparation | Natural Gas | Double Rack Oven | RAP
Commercial_Grocery_Existing_Food Preparation_Natural Gas_Fryer_RAP | Commercial | Grocery | Existing | Food Preparation | Natural Gas | Fryer | RAP
Commercial_Grocery_Existing_Food Preparation_Natural Gas_Broiler_RAP | Commercial | Grocery | Existing | Food Preparation | Natural Gas | Broiler | RAP
Commercial_Grocery_Existing_Food Preparation_Natural Gas_Griddle_RAP | Commercial | Grocery | Existing | Food Preparation | Natural Gas | Griddle | RAP
Commercial_Grocery_Existing_Food Preparation_Natural Gas_Range_RAP | Commercial | Grocery | Existing | Food Preparation | Natural Gas | Range | RAP
Commercial_Grocery_Existing_Food Preparation_Natural Gas_Steamer_RAP | Commercial | Grocery | Existing | Food Preparation | Natural Gas | Steamer | RAP
Commercial_Grocery_Existing_Food Preparation_Natural Gas_Food Prep Other_RAP | Commercial | Grocery | Existing | Food Preparation | Natural Gas | Food Prep Other | RAP
Commercial_Grocery_Existing_Miscellaneous_Natural Gas_Pool Heater_RAP | Commercial | Grocery | Existing | Miscellaneous | Natural Gas | Pool Heater | RAP
Commercial_Grocery_Existing_Miscellaneous_Natural Gas_Miscellaneous_RAP | Commercial | Grocery | Existing | Miscellaneous | Natural Gas | Miscellaneous | RAP
Commercial_Grocery_New_Space Heating_Natural Gas_Furnace_RAP | Commercial | Grocery | New | Space Heating | Natural Gas | Furnace | RAP
Commercial_Grocery_New_Space Heating_Natural Gas_Boiler_RAP | Commercial | Grocery | New | Space Heating | Natural Gas | Boiler | RAP
Commercial_Grocery_New_Space Heating_Natural Gas_Unit Heater_RAP | Commercial | Grocery | New | Space Heating | Natural Gas | Unit Heater | RAP
Commercial_Grocery_New_Water Heating_Natural Gas_Water Heater_RAP | Commercial | Grocery | New | Water Heating | Natural Gas | Water Heater | RAP
Commercial_Grocery_New_Food Preparation_Natural Gas_Oven_RAP | Commercial | Grocery | New | Food Preparation | Natural Gas | Oven | RAP
Commercial_Grocery_New_Food Preparation_Natural Gas_Conveyor Oven_RAP | Commercial | Grocery | New | Food Preparation | Natural Gas | Conveyor Oven | RAP
Commercial_Grocery_New_Food Preparation_Natural Gas_Double Rack Oven_RAP | Commercial | Grocery | New | Food Preparation | Natural Gas | Double Rack Oven | RAP
Commercial_Grocery_New_Food Preparation_Natural Gas_Fryer_RAP | Commercial | Grocery | New | Food Preparation | Natural Gas | Fryer | RAP
Commercial_Grocery_New_Food Preparation_Natural Gas_Broiler_RAP | Commercial | Grocery | New | Food Preparation | Natural Gas | Broiler | RAP
Commercial_Grocery_New_Food Preparation_Natural Gas_Griddle_RAP | Commercial | Grocery | New | Food Preparation | Natural Gas | Griddle | RAP
Commercial_Grocery_New_Food Preparation_Natural Gas_Range_RAP | Commercial | Grocery | New | Food Preparation | Natural Gas | Range | RAP
Commercial_Grocery_New_Food Preparation_Natural Gas_Steamer_RAP | Commercial | Grocery | New | Food Preparation | Natural Gas | Steamer | RAP
Commercial_Grocery_New_Food Preparation_Natural Gas_Food Prep Other_RAP | Commercial | Grocery | New | Food Preparation | Natural Gas | Food Prep Other | RAP
Commercial_Grocery_New_Miscellaneous_Natural Gas_Pool Heater_RAP | Commercial | Grocery | New | Miscellaneous | Natural Gas | Pool Heater | RAP
Commercial_Grocery_New_Miscellaneous_Natural Gas_Miscellaneous_RAP | Commercial | Grocery | New | Miscellaneous | Natural Gas | Miscellaneous | RAP
Commercial_School_Existing_Space Heating_Natural Gas_Furnace_RAP | Commercial | School | Existing | Space Heating | Natural Gas | Furnace | RAP
Commercial_School_Existing_Space Heating_Natural Gas_Boiler_RAP | Commercial | School | Existing | Space Heating | Natural Gas | Boiler | RAP
Commercial_School_Existing_Space Heating_Natural Gas_Unit Heater_RAP | Commercial | School | Existing | Space Heating | Natural Gas | Unit Heater | RAP
Commercial_School_Existing_Water Heating_Natural Gas_Water Heater_RAP | Commercial | School | Existing | Water Heating | Natural Gas | Water Heater | RAP
Commercial_School_Existing_Food Preparation_Natural Gas_Oven_RAP | Commercial | School | Existing | Food Preparation | Natural Gas | Oven | RAP
Commercial_School_Existing_Food Preparation_Natural Gas_Conveyor Oven_RAP | Commercial | School | Existing | Food Preparation | Natural Gas | Conveyor Oven | RAP
Commercial_School_Existing_Food Preparation_Natural Gas_Double Rack Oven_RAP | Commercial | School | Existing | Food Preparation | Natural Gas | Double Rack Oven | RAP
Commercial_School_Existing_Food Preparation_Natural Gas_Fryer_RAP | Commercial | School | Existing | Food Preparation | Natural Gas | Fryer | RAP
Commercial_School_Existing_Food Preparation_Natural Gas_Broiler_RAP | Commercial | School | Existing | Food Preparation | Natural Gas | Broiler | RAP
Commercial_School_Existing_Food Preparation_Natural Gas_Griddle_RAP | Commercial | School | Existing | Food Preparation | Natural Gas | Griddle | RAP
Commercial_School_Existing_Food Preparation_Natural Gas_Range_RAP | Commercial | School | Existing | Food Preparation | Natural Gas | Range | RAP
Commercial_School_Existing_Food Preparation_Natural Gas_Steamer_RAP | Commercial | School | Existing | Food Preparation | Natural Gas | Steamer | RAP
Commercial_School_Existing_Food Preparation_Natural Gas_Food Prep Other_RAP | Commercial | School | Existing | Food Preparation | Natural Gas | Food Prep Other | RAP
Commercial_School_Existing_Miscellaneous_Natural Gas_Pool Heater_RAP | Commercial | School | Existing | Miscellaneous | Natural Gas | Pool Heater | RAP
Commercial_School_Existing_Miscellaneous_Natural Gas_Miscellaneous_RAP | Commercial | School | Existing | Miscellaneous | Natural Gas | Miscellaneous | RAP
Commercial_School_New_Space Heating_Natural Gas_Furnace_RAP | Commercial | School | New | Space Heating | Natural Gas | Furnace | RAP
Commercial_School_New_Space Heating_Natural Gas_Boiler_RAP | Commercial | School | New | Space Heating | Natural Gas | Boiler | RAP
Commercial_School_New_Space Heating_Natural Gas_Unit Heater_RAP | Commercial | School | New | Space Heating | Natural Gas | Unit Heater | RAP
Commercial_School_New_Water Heating_Natural Gas_Water Heater_RAP | Commercial | School | New | Water Heating | Natural Gas | Water Heater | RAP
Commercial_School_New_Food Preparation_Natural Gas_Oven_RAP | Commercial | School | New | Food Preparation | Natural Gas | Oven | RAP
Commercial_School_New_Food Preparation_Natural Gas_Conveyor Oven_RAP | Commercial | School | New | Food Preparation | Natural Gas | Conveyor Oven | RAP
Commercial_School_New_Food Preparation_Natural Gas_Double Rack Oven_RAP | Commercial | School | New | Food Preparation | Natural Gas | Double Rack Oven | RAP
Commercial_School_New_Food Preparation_Natural Gas_Fryer_RAP | Commercial | School | New | Food Preparation | Natural Gas | Fryer | RAP
Commercial_School_New_Food Preparation_Natural Gas_Broiler_RAP | Commercial | School | New | Food Preparation | Natural Gas | Broiler | RAP
Commercial_School_New_Food Preparation_Natural Gas_Griddle_RAP | Commercial | School | New | Food Preparation | Natural Gas | Griddle | RAP
Commercial_School_New_Food Preparation_Natural Gas_Range_RAP | Commercial | School | New | Food Preparation | Natural Gas | Range | RAP
Commercial_School_New_Food Preparation_Natural Gas_Steamer_RAP | Commercial | School | New | Food Preparation | Natural Gas | Steamer | RAP
Commercial_School_New_Food Preparation_Natural Gas_Food Prep Other_RAP | Commercial | School | New | Food Preparation | Natural Gas | Food Prep Other | RAP
Commercial_School_New_Miscellaneous_Natural Gas_Pool Heater_RAP | Commercial | School | New | Miscellaneous | Natural Gas | Pool Heater | RAP
Commercial_School_New_Miscellaneous_Natural Gas_Miscellaneous_RAP | Commercial | School | New | Miscellaneous | Natural Gas | Miscellaneous | RAP
Commercial_College_Existing_Space Heating_Natural Gas_Furnace_RAP | Commercial | College | Existing | Space Heating | Natural Gas | Furnace | RAP
Commercial_College_Existing_Space Heating_Natural Gas_Boiler_RAP | Commercial | College | Existing | Space Heating | Natural Gas | Boiler | RAP
Commercial_College_Existing_Space Heating_Natural Gas_Unit Heater_RAP | Commercial | College | Existing | Space Heating | Natural Gas | Unit Heater | RAP
Commercial_College_Existing_Water Heating_Natural Gas_Water Heater_RAP | Commercial | College | Existing | Water Heating | Natural Gas | Water Heater | RAP
Commercial_College_Existing_Food Preparation_Natural Gas_Oven_RAP | Commercial | College | Existing | Food Preparation | Natural Gas | Oven | RAP
Commercial_College_Existing_Food Preparation_Natural Gas_Conveyor Oven_RAP | Commercial | College | Existing | Food Preparation | Natural Gas | Conveyor Oven | RAP
Commercial_College_Existing_Food Preparation_Natural Gas_Double Rack Oven_RAP | Commercial | College | Existing | Food Preparation | Natural Gas | Double Rack Oven | RAP
Commercial_College_Existing_Food Preparation_Natural Gas_Fryer_RAP | Commercial | College | Existing | Food Preparation | Natural Gas | Fryer | RAP
Commercial_College_Existing_Food Preparation_Natural Gas_Broiler_RAP | Commercial | College | Existing | Food Preparation | Natural Gas | Broiler | RAP
Commercial_College_Existing_Food Preparation_Natural Gas_Griddle_RAP | Commercial | College | Existing | Food Preparation | Natural Gas | Griddle | RAP
Commercial_College_Existing_Food Preparation_Natural Gas_Range_RAP | Commercial | College | Existing | Food Preparation | Natural Gas | Range | RAP
Commercial_College_Existing_Food Preparation_Natural Gas_Steamer_RAP | Commercial | College | Existing | Food Preparation | Natural Gas | Steamer | RAP
Commercial_College_Existing_Food Preparation_Natural Gas_Food Prep Other_RAP | Commercial | College | Existing | Food Preparation | Natural Gas | Food Prep Other | RAP
Commercial_College_Existing_Miscellaneous_Natural Gas_Pool Heater_RAP | Commercial | College | Existing | Miscellaneous | Natural Gas | Pool Heater | RAP
Commercial_College_Existing_Miscellaneous_Natural Gas_Miscellaneous_RAP | Commercial | College | Existing | Miscellaneous | Natural Gas | Miscellaneous | RAP
Commercial_College_New_Space Heating_Natural Gas_Furnace_RAP | Commercial | College | New | Space Heating | Natural Gas | Furnace | RAP
Commercial_College_New_Space Heating_Natural Gas_Boiler_RAP | Commercial | College | New | Space Heating | Natural Gas | Boiler | RAP
Commercial_College_New_Space Heating_Natural Gas_Unit Heater_RAP | Commercial | College | New | Space Heating | Natural Gas | Unit Heater | RAP
Commercial_College_New_Water Heating_Natural Gas_Water Heater_RAP | Commercial | College | New | Water Heating | Natural Gas | Water Heater | RAP
Commercial_College_New_Food Preparation_Natural Gas_Oven_RAP | Commercial | College | New | Food Preparation | Natural Gas | Oven | RAP
Commercial_College_New_Food Preparation_Natural Gas_Conveyor Oven_RAP | Commercial | College | New | Food Preparation | Natural Gas | Conveyor Oven | RAP
Commercial_College_New_Food Preparation_Natural Gas_Double Rack Oven_RAP | Commercial | College | New | Food Preparation | Natural Gas | Double Rack Oven | RAP
Commercial_College_New_Food Preparation_Natural Gas_Fryer_RAP | Commercial | College | New | Food Preparation | Natural Gas | Fryer | RAP
Commercial_College_New_Food Preparation_Natural Gas_Broiler_RAP | Commercial | College | New | Food Preparation | Natural Gas | Broiler | RAP
Commercial_College_New_Food Preparation_Natural Gas_Griddle_RAP | Commercial | College | New | Food Preparation | Natural Gas | Griddle | RAP
Commercial_College_New_Food Preparation_Natural Gas_Range_RAP | Commercial | College | New | Food Preparation | Natural Gas | Range | RAP
Commercial_College_New_Food Preparation_Natural Gas_Steamer_RAP | Commercial | College | New | Food Preparation | Natural Gas | Steamer | RAP
Commercial_College_New_Food Preparation_Natural Gas_Food Prep Other_RAP | Commercial | College | New | Food Preparation | Natural Gas | Food Prep Other | RAP
Commercial_College_New_Miscellaneous_Natural Gas_Pool Heater_RAP | Commercial | College | New | Miscellaneous | Natural Gas | Pool Heater | RAP
Commercial_College_New_Miscellaneous_Natural Gas_Miscellaneous_RAP | Commercial | College | New | Miscellaneous | Natural Gas | Miscellaneous | RAP
Commercial_Hospital_Existing_Space Heating_Natural Gas_Furnace_RAP | Commercial | Hospital | Existing | Space Heating | Natural Gas | Furnace | RAP
Commercial_Hospital_Existing_Space Heating_Natural Gas_Boiler_RAP | Commercial | Hospital | Existing | Space Heating | Natural Gas | Boiler | RAP
Commercial_Hospital_Existing_Space Heating_Natural Gas_Unit Heater_RAP | Commercial | Hospital | Existing | Space Heating | Natural Gas | Unit Heater | RAP
Commercial_Hospital_Existing_Water Heating_Natural Gas_Water Heater_RAP | Commercial | Hospital | Existing | Water Heating | Natural Gas | Water Heater | RAP
Commercial_Hospital_Existing_Food Preparation_Natural Gas_Oven_RAP | Commercial | Hospital | Existing | Food Preparation | Natural Gas | Oven | RAP
Commercial_Hospital_Existing_Food Preparation_Natural Gas_Conveyor Oven_RAP | Commercial | Hospital | Existing | Food Preparation | Natural Gas | Conveyor Oven | RAP
Commercial_Hospital_Existing_Food Preparation_Natural Gas_Double Rack Oven_RAP | Commercial | Hospital | Existing | Food Preparation | Natural Gas | Double Rack Oven | RAP
Commercial_Hospital_Existing_Food Preparation_Natural Gas_Fryer_RAP | Commercial | Hospital | Existing | Food Preparation | Natural Gas | Fryer | RAP
Commercial_Hospital_Existing_Food Preparation_Natural Gas_Broiler_RAP | Commercial | Hospital | Existing | Food Preparation | Natural Gas | Broiler | RAP
Commercial_Hospital_Existing_Food Preparation_Natural Gas_Griddle_RAP | Commercial | Hospital | Existing | Food Preparation | Natural Gas | Griddle | RAP
Commercial_Hospital_Existing_Food Preparation_Natural Gas_Range_RAP | Commercial | Hospital | Existing | Food Preparation | Natural Gas | Range | RAP
Commercial_Hospital_Existing_Food Preparation_Natural Gas_Steamer_RAP | Commercial | Hospital | Existing | Food Preparation | Natural Gas | Steamer | RAP
Commercial_Hospital_Existing_Food Preparation_Natural Gas_Food Prep Other_RAP | Commercial | Hospital | Existing | Food Preparation | Natural Gas | Food Prep Other | RAP
Commercial_Hospital_Existing_Miscellaneous_Natural Gas_Pool Heater_RAP | Commercial | Hospital | Existing | Miscellaneous | Natural Gas | Pool Heater | RAP
Commercial_Hospital_Existing_Miscellaneous_Natural Gas_Miscellaneous_RAP | Commercial | Hospital | Existing | Miscellaneous | Natural Gas | Miscellaneous | RAP
Commercial_Hospital_New_Space Heating_Natural Gas_Furnace_RAP | Commercial | Hospital | New | Space Heating | Natural Gas | Furnace | RAP
Commercial_Hospital_New_Space Heating_Natural Gas_Boiler_RAP | Commercial | Hospital | New | Space Heating | Natural Gas | Boiler | RAP
Commercial_Hospital_New_Space Heating_Natural Gas_Unit Heater_RAP | Commercial | Hospital | New | Space Heating | Natural Gas | Unit Heater | RAP
Commercial_Hospital_New_Water Heating_Natural Gas_Water Heater_RAP | Commercial | Hospital | New | Water Heating | Natural Gas | Water Heater | RAP
Commercial_Hospital_New_Food Preparation_Natural Gas_Oven_RAP | Commercial | Hospital | New | Food Preparation | Natural Gas | Oven | RAP
Commercial_Hospital_New_Food Preparation_Natural Gas_Conveyor Oven_RAP | Commercial | Hospital | New | Food Preparation | Natural Gas | Conveyor Oven | RAP
Commercial_Hospital_New_Food Preparation_Natural Gas_Double Rack Oven_RAP | Commercial | Hospital | New | Food Preparation | Natural Gas | Double Rack Oven | RAP
Commercial_Hospital_New_Food Preparation_Natural Gas_Fryer_RAP | Commercial | Hospital | New | Food Preparation | Natural Gas | Fryer | RAP
Commercial_Hospital_New_Food Preparation_Natural Gas_Broiler_RAP | Commercial | Hospital | New | Food Preparation | Natural Gas | Broiler | RAP
Commercial_Hospital_New_Food Preparation_Natural Gas_Griddle_RAP | Commercial | Hospital | New | Food Preparation | Natural Gas | Griddle | RAP
Commercial_Hospital_New_Food Preparation_Natural Gas_Range_RAP | Commercial | Hospital | New | Food Preparation | Natural Gas | Range | RAP
Commercial_Hospital_New_Food Preparation_Natural Gas_Steamer_RAP | Commercial | Hospital | New | Food Preparation | Natural Gas | Steamer | RAP
Commercial_Hospital_New_Food Preparation_Natural Gas_Food Prep Other_RAP | Commercial | Hospital | New | Food Preparation | Natural Gas | Food Prep Other | RAP
Commercial_Hospital_New_Miscellaneous_Natural Gas_Pool Heater_RAP | Commercial | Hospital | New | Miscellaneous | Natural Gas | Pool Heater | RAP
Commercial_Hospital_New_Miscellaneous_Natural Gas_Miscellaneous_RAP | Commercial | Hospital | New | Miscellaneous | Natural Gas | Miscellaneous | RAP
Commercial_Other Health_Existing_Space Heating_Natural Gas_Furnace_RAP | Commercial | Other Health | Existing | Space Heating | Natural Gas | Furnace | RAP
Commercial_Other Health_Existing_Space Heating_Natural Gas_Boiler_RAP | Commercial | Other Health | Existing | Space Heating | Natural Gas | Boiler | RAP
Commercial_Other Health_Existing_Space Heating_Natural Gas_Unit Heater_RAP | Commercial | Other Health | Existing | Space Heating | Natural Gas | Unit Heater | RAP
Commercial_Other Health_Existing_Water Heating_Natural Gas_Water Heater_RAP | Commercial | Other Health | Existing | Water Heating | Natural Gas | Water Heater | RAP
Commercial_Other Health_Existing_Food Preparation_Natural Gas_Oven_RAP | Commercial | Other Health | Existing | Food Preparation | Natural Gas | Oven | RAP
Commercial_Other Health_Existing_Food Preparation_Natural Gas_Conveyor Oven_RAP | Commercial | Other Health | Existing | Food Preparation | Natural Gas | Conveyor Oven | RAP
Commercial_Other Health_Existing_Food Preparation_Natural Gas_Double Rack Oven_RAP | Commercial | Other Health | Existing | Food Preparation | Natural Gas | Double Rack Oven | RAP
Commercial_Other Health_Existing_Food Preparation_Natural Gas_Fryer_RAP | Commercial | Other Health | Existing | Food Preparation | Natural Gas | Fryer | RAP
Commercial_Other Health_Existing_Food Preparation_Natural Gas_Broiler_RAP | Commercial | Other Health | Existing | Food Preparation | Natural Gas | Broiler | RAP
Commercial_Other Health_Existing_Food Preparation_Natural Gas_Griddle_RAP | Commercial | Other Health | Existing | Food Preparation | Natural Gas | Griddle | RAP
Commercial_Other Health_Existing_Food Preparation_Natural Gas_Range_RAP | Commercial | Other Health | Existing | Food Preparation | Natural Gas | Range | RAP
Commercial_Other Health_Existing_Food Preparation_Natural Gas_Steamer_RAP | Commercial | Other Health | Existing | Food Preparation | Natural Gas | Steamer | RAP
Commercial_Other Health_Existing_Food Preparation_Natural Gas_Food Prep Other_RAP | Commercial | Other Health | Existing | Food Preparation | Natural Gas | Food Prep Other | RAP
Commercial_Other Health_Existing_Miscellaneous_Natural Gas_Pool Heater_RAP | Commercial | Other Health | Existing | Miscellaneous | Natural Gas | Pool Heater | RAP
Commercial_Other Health_Existing_Miscellaneous_Natural Gas_Miscellaneous_RAP | Commercial | Other Health | Existing | Miscellaneous | Natural Gas | Miscellaneous | RAP
Commercial_Other Health_New_Space Heating_Natural Gas_Furnace_RAP | Commercial | Other Health | New | Space Heating | Natural Gas | Furnace | RAP
Commercial_Other Health_New_Space Heating_Natural Gas_Boiler_RAP | Commercial | Other Health | New | Space Heating | Natural Gas | Boiler | RAP
Commercial_Other Health_New_Space Heating_Natural Gas_Unit Heater_RAP | Commercial | Other Health | New | Space Heating | Natural Gas | Unit Heater | RAP
Commercial_Other Health_New_Water Heating_Natural Gas_Water Heater_RAP | Commercial | Other Health | New | Water Heating | Natural Gas | Water Heater | RAP
Commercial_Other Health_New_Food Preparation_Natural Gas_Oven_RAP | Commercial | Other Health | New | Food Preparation | Natural Gas | Oven | RAP
Commercial_Other Health_New_Food Preparation_Natural Gas_Conveyor Oven_RAP | Commercial | Other Health | New | Food Preparation | Natural Gas | Conveyor Oven | RAP
Commercial_Other Health_New_Food Preparation_Natural Gas_Double Rack Oven_RAP | Commercial | Other Health | New | Food Preparation | Natural Gas | Double Rack Oven | RAP
Commercial_Other Health_New_Food Preparation_Natural Gas_Fryer_RAP | Commercial | Other Health | New | Food Preparation | Natural Gas | Fryer | RAP
Commercial_Other Health_New_Food Preparation_Natural Gas_Broiler_RAP | Commercial | Other Health | New | Food Preparation | Natural Gas | Broiler | RAP
Commercial_Other Health_New_Food Preparation_Natural Gas_Griddle_RAP | Commercial | Other Health | New | Food Preparation | Natural Gas | Griddle | RAP
Commercial_Other Health_New_Food Preparation_Natural Gas_Range_RAP | Commercial | Other Health | New | Food Preparation | Natural Gas | Range | RAP
Commercial_Other Health_New_Food Preparation_Natural Gas_Steamer_RAP | Commercial | Other Health | New | Food Preparation | Natural Gas | Steamer | RAP
Commercial_Other Health_New_Food Preparation_Natural Gas_Food Prep Other_RAP | Commercial | Other Health | New | Food Preparation | Natural Gas | Food Prep Other | RAP
Commercial_Other Health_New_Miscellaneous_Natural Gas_Pool Heater_RAP | Commercial | Other Health | New | Miscellaneous | Natural Gas | Pool Heater | RAP
Commercial_Other Health_New_Miscellaneous_Natural Gas_Miscellaneous_RAP | Commercial | Other Health | New | Miscellaneous | Natural Gas | Miscellaneous | RAP
Commercial_Lodging_Existing_Space Heating_Natural Gas_Furnace_RAP | Commercial | Lodging | Existing | Space Heating | Natural Gas | Furnace | RAP
Commercial_Lodging_Existing_Space Heating_Natural Gas_Boiler_RAP | Commercial | Lodging | Existing | Space Heating | Natural Gas | Boiler | RAP
Commercial_Lodging_Existing_Space Heating_Natural Gas_Unit Heater_RAP | Commercial | Lodging | Existing | Space Heating | Natural Gas | Unit Heater | RAP
Commercial_Lodging_Existing_Water Heating_Natural Gas_Water Heater_RAP | Commercial | Lodging | Existing | Water Heating | Natural Gas | Water Heater | RAP
Commercial_Lodging_Existing_Food Preparation_Natural Gas_Oven_RAP | Commercial | Lodging | Existing | Food Preparation | Natural Gas | Oven | RAP
Commercial_Lodging_Existing_Food Preparation_Natural Gas_Conveyor Oven_RAP | Commercial | Lodging | Existing | Food Preparation | Natural Gas | Conveyor Oven | RAP
Commercial_Lodging_Existing_Food Preparation_Natural Gas_Double Rack Oven_RAP | Commercial | Lodging | Existing | Food Preparation | Natural Gas | Double Rack Oven | RAP
Commercial_Lodging_Existing_Food Preparation_Natural Gas_Fryer_RAP | Commercial | Lodging | Existing | Food Preparation | Natural Gas | Fryer | RAP
Commercial_Lodging_Existing_Food Preparation_Natural Gas_Broiler_RAP | Commercial | Lodging | Existing | Food Preparation | Natural Gas | Broiler | RAP
Commercial_Lodging_Existing_Food Preparation_Natural Gas_Griddle_RAP | Commercial | Lodging | Existing | Food Preparation | Natural Gas | Griddle | RAP
Commercial_Lodging_Existing_Food Preparation_Natural Gas_Range_RAP | Commercial | Lodging | Existing | Food Preparation | Natural Gas | Range | RAP
Commercial_Lodging_Existing_Food Preparation_Natural Gas_Steamer_RAP | Commercial | Lodging | Existing | Food Preparation | Natural Gas | Steamer | RAP
Commercial_Lodging_Existing_Food Preparation_Natural Gas_Food Prep Other_RAP | Commercial | Lodging | Existing | Food Preparation | Natural Gas | Food Prep Other | RAP
Commercial_Lodging_Existing_Miscellaneous_Natural Gas_Pool Heater_RAP | Commercial | Lodging | Existing | Miscellaneous | Natural Gas | Pool Heater | RAP
Commercial_Lodging_Existing_Miscellaneous_Natural Gas_Miscellaneous_RAP | Commercial | Lodging | Existing | Miscellaneous | Natural Gas | Miscellaneous | RAP
Commercial_Lodging_New_Space Heating_Natural Gas_Furnace_RAP | Commercial | Lodging | New | Space Heating | Natural Gas | Furnace | RAP
Commercial_Lodging_New_Space Heating_Natural Gas_Boiler_RAP | Commercial | Lodging | New | Space Heating | Natural Gas | Boiler | RAP
Commercial_Lodging_New_Space Heating_Natural Gas_Unit Heater_RAP | Commercial | Lodging | New | Space Heating | Natural Gas | Unit Heater | RAP
Commercial_Lodging_New_Water Heating_Natural Gas_Water Heater_RAP | Commercial | Lodging | New | Water Heating | Natural Gas | Water Heater | RAP
Commercial_Lodging_New_Food Preparation_Natural Gas_Oven_RAP | Commercial | Lodging | New | Food Preparation | Natural Gas | Oven | RAP
Commercial_Lodging_New_Food Preparation_Natural Gas_Conveyor Oven_RAP | Commercial | Lodging | New | Food Preparation | Natural Gas | Conveyor Oven | RAP
Commercial_Lodging_New_Food Preparation_Natural Gas_Double Rack Oven_RAP | Commercial | Lodging | New | Food Preparation | Natural Gas | Double Rack Oven | RAP
Commercial_Lodging_New_Food Preparation_Natural Gas_Fryer_RAP | Commercial | Lodging | New | Food Preparation | Natural Gas | Fryer | RAP
Commercial_Lodging_New_Food Preparation_Natural Gas_Broiler_RAP | Commercial | Lodging | New | Food Preparation | Natural Gas | Broiler | RAP
Commercial_Lodging_New_Food Preparation_Natural Gas_Griddle_RAP | Commercial | Lodging | New | Food Preparation | Natural Gas | Griddle | RAP
Commercial_Lodging_New_Food Preparation_Natural Gas_Range_RAP | Commercial | Lodging | New | Food Preparation | Natural Gas | Range | RAP
Commercial_Lodging_New_Food Preparation_Natural Gas_Steamer_RAP | Commercial | Lodging | New | Food Preparation | Natural Gas | Steamer | RAP
Commercial_Lodging_New_Food Preparation_Natural Gas_Food Prep Other_RAP | Commercial | Lodging | New | Food Preparation | Natural Gas | Food Prep Other | RAP
Commercial_Lodging_New_Miscellaneous_Natural Gas_Pool Heater_RAP | Commercial | Lodging | New | Miscellaneous | Natural Gas | Pool Heater | RAP
Commercial_Lodging_New_Miscellaneous_Natural Gas_Miscellaneous_RAP | Commercial | Lodging | New | Miscellaneous | Natural Gas | Miscellaneous | RAP
Commercial_Warehouse_Existing_Space Heating_Natural Gas_Furnace_RAP | Commercial | Warehouse | Existing | Space Heating | Natural Gas | Furnace | RAP
Commercial_Warehouse_Existing_Space Heating_Natural Gas_Boiler_RAP | Commercial | Warehouse | Existing | Space Heating | Natural Gas | Boiler | RAP
Commercial_Warehouse_Existing_Space Heating_Natural Gas_Unit Heater_RAP | Commercial | Warehouse | Existing | Space Heating | Natural Gas | Unit Heater | RAP
Commercial_Warehouse_Existing_Water Heating_Natural Gas_Water Heater_RAP | Commercial | Warehouse | Existing | Water Heating | Natural Gas | Water Heater | RAP
Commercial_Warehouse_Existing_Food Preparation_Natural Gas_Oven_RAP | Commercial | Warehouse | Existing | Food Preparation | Natural Gas | Oven | RAP
Commercial_Warehouse_Existing_Food Preparation_Natural Gas_Conveyor Oven_RAP | Commercial | Warehouse | Existing | Food Preparation | Natural Gas | Conveyor Oven | RAP
Commercial_Warehouse_Existing_Food Preparation_Natural Gas_Double Rack Oven_RAP | Commercial | Warehouse | Existing | Food Preparation | Natural Gas | Double Rack Oven | RAP
Commercial_Warehouse_Existing_Food Preparation_Natural Gas_Fryer_RAP | Commercial | Warehouse | Existing | Food Preparation | Natural Gas | Fryer | RAP
Commercial_Warehouse_Existing_Food Preparation_Natural Gas_Broiler_RAP | Commercial | Warehouse | Existing | Food Preparation | Natural Gas | Broiler | RAP
Commercial_Warehouse_Existing_Food Preparation_Natural Gas_Griddle_RAP | Commercial | Warehouse | Existing | Food Preparation | Natural Gas | Griddle | RAP
Commercial_Warehouse_Existing_Food Preparation_Natural Gas_Range_RAP | Commercial | Warehouse | Existing | Food Preparation | Natural Gas | Range | RAP
Commercial_Warehouse_Existing_Food Preparation_Natural Gas_Steamer_RAP | Commercial | Warehouse | Existing | Food Preparation | Natural Gas | Steamer | RAP
Commercial_Warehouse_Existing_Food Preparation_Natural Gas_Food Prep Other_RAP | Commercial | Warehouse | Existing | Food Preparation | Natural Gas | Food Prep Other | RAP
Commercial_Warehouse_Existing_Miscellaneous_Natural Gas_Pool Heater_RAP | Commercial | Warehouse | Existing | Miscellaneous | Natural Gas | Pool Heater | RAP
Commercial_Warehouse_Existing_Miscellaneous_Natural Gas_Miscellaneous_RAP | Commercial | Warehouse | Existing | Miscellaneous | Natural Gas | Miscellaneous | RAP
Commercial_Warehouse_New_Space Heating_Natural Gas_Furnace_RAP | Commercial | Warehouse | New | Space Heating | Natural Gas | Furnace | RAP
Commercial_Warehouse_New_Space Heating_Natural Gas_Boiler_RAP | Commercial | Warehouse | New | Space Heating | Natural Gas | Boiler | RAP
Commercial_Warehouse_New_Space Heating_Natural Gas_Unit Heater_RAP | Commercial | Warehouse | New | Space Heating | Natural Gas | Unit Heater | RAP
Commercial_Warehouse_New_Water Heating_Natural Gas_Water Heater_RAP | Commercial | Warehouse | New | Water Heating | Natural Gas | Water Heater | RAP
Commercial_Warehouse_New_Food Preparation_Natural Gas_Oven_RAP | Commercial | Warehouse | New | Food Preparation | Natural Gas | Oven | RAP
Commercial_Warehouse_New_Food Preparation_Natural Gas_Conveyor Oven_RAP | Commercial | Warehouse | New | Food Preparation | Natural Gas | Conveyor Oven | RAP
Commercial_Warehouse_New_Food Preparation_Natural Gas_Double Rack Oven_RAP | Commercial | Warehouse | New | Food Preparation | Natural Gas | Double Rack Oven | RAP
Commercial_Warehouse_New_Food Preparation_Natural Gas_Fryer_RAP | Commercial | Warehouse | New | Food Preparation | Natural Gas | Fryer | RAP
Commercial_Warehouse_New_Food Preparation_Natural Gas_Broiler_RAP | Commercial | Warehouse | New | Food Preparation | Natural Gas | Broiler | RAP
Commercial_Warehouse_New_Food Preparation_Natural Gas_Griddle_RAP | Commercial | Warehouse | New | Food Preparation | Natural Gas | Griddle | RAP
Commercial_Warehouse_New_Food Preparation_Natural Gas_Range_RAP | Commercial | Warehouse | New | Food Preparation | Natural Gas | Range | RAP
Commercial_Warehouse_New_Food Preparation_Natural Gas_Steamer_RAP | Commercial | Warehouse | New | Food Preparation | Natural Gas | Steamer | RAP
Commercial_Warehouse_New_Food Preparation_Natural Gas_Food Prep Other_RAP | Commercial | Warehouse | New | Food Preparation | Natural Gas | Food Prep Other | RAP
Commercial_Warehouse_New_Miscellaneous_Natural Gas_Pool Heater_RAP | Commercial | Warehouse | New | Miscellaneous | Natural Gas | Pool Heater | RAP
Commercial_Warehouse_New_Miscellaneous_Natural Gas_Miscellaneous_RAP | Commercial | Warehouse | New | Miscellaneous | Natural Gas | Miscellaneous | RAP
Commercial_Miscellaneous_Existing_Space Heating_Natural Gas_Furnace_RAP | Commercial | Miscellaneous | Existing | Space Heating | Natural Gas | Furnace | RAP
Commercial_Miscellaneous_Existing_Space Heating_Natural Gas_Boiler_RAP | Commercial | Miscellaneous | Existing | Space Heating | Natural Gas | Boiler | RAP
Commercial_Miscellaneous_Existing_Space Heating_Natural Gas_Unit Heater_RAP | Commercial | Miscellaneous | Existing | Space Heating | Natural Gas | Unit Heater | RAP
Commercial_Miscellaneous_Existing_Water Heating_Natural Gas_Water Heater_RAP | Commercial | Miscellaneous | Existing | Water Heating | Natural Gas | Water Heater | RAP
Commercial_Miscellaneous_Existing_Food Preparation_Natural Gas_Oven_RAP | Commercial | Miscellaneous | Existing | Food Preparation | Natural Gas | Oven | RAP
Commercial_Miscellaneous_Existing_Food Preparation_Natural Gas_Conveyor Oven_RAP | Commercial | Miscellaneous | Existing | Food Preparation | Natural Gas | Conveyor Oven | RAP
Commercial_Miscellaneous_Existing_Food Preparation_Natural Gas_Double Rack Oven_RAP | Commercial | Miscellaneous | Existing | Food Preparation | Natural Gas | Double Rack Oven | RAP
Commercial_Miscellaneous_Existing_Food Preparation_Natural Gas_Fryer_RAP | Commercial | Miscellaneous | Existing | Food Preparation | Natural Gas | Fryer | RAP
Commercial_Miscellaneous_Existing_Food Preparation_Natural Gas_Broiler_RAP | Commercial | Miscellaneous | Existing | Food Preparation | Natural Gas | Broiler | RAP
Commercial_Miscellaneous_Existing_Food Preparation_Natural Gas_Griddle_RAP | Commercial | Miscellaneous | Existing | Food Preparation | Natural Gas | Griddle | RAP
Commercial_Miscellaneous_Existing_Food Preparation_Natural Gas_Range_RAP | Commercial | Miscellaneous | Existing | Food Preparation | Natural Gas | Range | RAP
Commercial_Miscellaneous_Existing_Food Preparation_Natural Gas_Steamer_RAP | Commercial | Miscellaneous | Existing | Food Preparation | Natural Gas | Steamer | RAP
Commercial_Miscellaneous_Existing_Food Preparation_Natural Gas_Food Prep Other_RAP | Commercial | Miscellaneous | Existing | Food Preparation | Natural Gas | Food Prep Other | RAP
Commercial_Miscellaneous_Existing_Miscellaneous_Natural Gas_Pool Heater_RAP | Commercial | Miscellaneous | Existing | Miscellaneous | Natural Gas | Pool Heater | RAP
Commercial_Miscellaneous_Existing_Miscellaneous_Natural Gas_Miscellaneous_RAP | Commercial | Miscellaneous | Existing | Miscellaneous | Natural Gas | Miscellaneous | RAP
Commercial_Miscellaneous_New_Space Heating_Natural Gas_Furnace_RAP | Commercial | Miscellaneous | New | Space Heating | Natural Gas | Furnace | RAP
Commercial_Miscellaneous_New_Space Heating_Natural Gas_Boiler_RAP | Commercial | Miscellaneous | New | Space Heating | Natural Gas | Boiler | RAP
Commercial_Miscellaneous_New_Space Heating_Natural Gas_Unit Heater_RAP | Commercial | Miscellaneous | New | Space Heating | Natural Gas | Unit Heater | RAP
Commercial_Miscellaneous_New_Water Heating_Natural Gas_Water Heater_RAP | Commercial | Miscellaneous | New | Water Heating | Natural Gas | Water Heater | RAP
Commercial_Miscellaneous_New_Food Preparation_Natural Gas_Oven_RAP | Commercial | Miscellaneous | New | Food Preparation | Natural Gas | Oven | RAP
Commercial_Miscellaneous_New_Food Preparation_Natural Gas_Conveyor Oven_RAP | Commercial | Miscellaneous | New | Food Preparation | Natural Gas | Conveyor Oven | RAP
Commercial_Miscellaneous_New_Food Preparation_Natural Gas_Double Rack Oven_RAP | Commercial | Miscellaneous | New | Food Preparation | Natural Gas | Double Rack Oven | RAP
Commercial_Miscellaneous_New_Food Preparation_Natural Gas_Fryer_RAP | Commercial | Miscellaneous | New | Food Preparation | Natural Gas | Fryer | RAP
Commercial_Miscellaneous_New_Food Preparation_Natural Gas_Broiler_RAP | Commercial | Miscellaneous | New | Food Preparation | Natural Gas | Broiler | RAP
Commercial_Miscellaneous_New_Food Preparation_Natural Gas_Griddle_RAP | Commercial | Miscellaneous | New | Food Preparation | Natural Gas | Griddle | RAP
Commercial_Miscellaneous_New_Food Preparation_Natural Gas_Range_RAP | Commercial | Miscellaneous | New | Food Preparation | Natural Gas | Range | RAP
Commercial_Miscellaneous_New_Food Preparation_Natural Gas_Steamer_RAP | Commercial | Miscellaneous | New | Food Preparation | Natural Gas | Steamer | RAP
Commercial_Miscellaneous_New_Food Preparation_Natural Gas_Food Prep Other_RAP | Commercial | Miscellaneous | New | Food Preparation | Natural Gas | Food Prep Other | RAP
Commercial_Miscellaneous_New_Miscellaneous_Natural Gas_Pool Heater_RAP | Commercial | Miscellaneous | New | Miscellaneous | Natural Gas | Pool Heater | RAP
Commercial_Miscellaneous_New_Miscellaneous_Natural Gas_Miscellaneous_RAP | Commercial | Miscellaneous | New | Miscellaneous | Natural Gas | Miscellaneous | RAP
Commercial_Office_Existing_Space Heating_Natural Gas_Furnace_MAP | Commercial | Office | Existing | Space Heating | Natural Gas | Furnace | MAP
Commercial_Office_Existing_Space Heating_Natural Gas_Boiler_MAP | Commercial | Office | Existing | Space Heating | Natural Gas | Boiler | MAP
Commercial_Office_Existing_Space Heating_Natural Gas_Unit Heater_MAP | Commercial | Office | Existing | Space Heating | Natural Gas | Unit Heater | MAP
Commercial_Office_Existing_Water Heating_Natural Gas_Water Heater_MAP | Commercial | Office | Existing | Water Heating | Natural Gas | Water Heater | MAP
Commercial_Office_Existing_Food Preparation_Natural Gas_Oven_MAP | Commercial | Office | Existing | Food Preparation | Natural Gas | Oven | MAP
Commercial_Office_Existing_Food Preparation_Natural Gas_Conveyor Oven_MAP | Commercial | Office | Existing | Food Preparation | Natural Gas | Conveyor Oven | MAP
Commercial_Office_Existing_Food Preparation_Natural Gas_Double Rack Oven_MAP | Commercial | Office | Existing | Food Preparation | Natural Gas | Double Rack Oven | MAP
Commercial_Office_Existing_Food Preparation_Natural Gas_Fryer_MAP | Commercial | Office | Existing | Food Preparation | Natural Gas | Fryer | MAP
Commercial_Office_Existing_Food Preparation_Natural Gas_Broiler_MAP | Commercial | Office | Existing | Food Preparation | Natural Gas | Broiler | MAP
Commercial_Office_Existing_Food Preparation_Natural Gas_Griddle_MAP | Commercial | Office | Existing | Food Preparation | Natural Gas | Griddle | MAP
Commercial_Office_Existing_Food Preparation_Natural Gas_Range_MAP | Commercial | Office | Existing | Food Preparation | Natural Gas | Range | MAP
Commercial_Office_Existing_Food Preparation_Natural Gas_Steamer_MAP | Commercial | Office | Existing | Food Preparation | Natural Gas | Steamer | MAP
Commercial_Office_Existing_Food Preparation_Natural Gas_Food Prep Other_MAP | Commercial | Office | Existing | Food Preparation | Natural Gas | Food Prep Other | MAP
Commercial_Office_Existing_Miscellaneous_Natural Gas_Pool Heater_MAP | Commercial | Office | Existing | Miscellaneous | Natural Gas | Pool Heater | MAP
Commercial_Office_Existing_Miscellaneous_Natural Gas_Miscellaneous_MAP | Commercial | Office | Existing | Miscellaneous | Natural Gas | Miscellaneous | MAP
Commercial_Office_New_Space Heating_Natural Gas_Furnace_MAP | Commercial | Office | New | Space Heating | Natural Gas | Furnace | MAP
Commercial_Office_New_Space Heating_Natural Gas_Boiler_MAP | Commercial | Office | New | Space Heating | Natural Gas | Boiler | MAP
Commercial_Office_New_Space Heating_Natural Gas_Unit Heater_MAP | Commercial | Office | New | Space Heating | Natural Gas | Unit Heater | MAP
Commercial_Office_New_Water Heating_Natural Gas_Water Heater_MAP | Commercial | Office | New | Water Heating | Natural Gas | Water Heater | MAP
Commercial_Office_New_Food Preparation_Natural Gas_Oven_MAP | Commercial | Office | New | Food Preparation | Natural Gas | Oven | MAP
Commercial_Office_New_Food Preparation_Natural Gas_Conveyor Oven_MAP | Commercial | Office | New | Food Preparation | Natural Gas | Conveyor Oven | MAP
Commercial_Office_New_Food Preparation_Natural Gas_Double Rack Oven_MAP | Commercial | Office | New | Food Preparation | Natural Gas | Double Rack Oven | MAP
Commercial_Office_New_Food Preparation_Natural Gas_Fryer_MAP | Commercial | Office | New | Food Preparation | Natural Gas | Fryer | MAP
Commercial_Office_New_Food Preparation_Natural Gas_Broiler_MAP | Commercial | Office | New | Food Preparation | Natural Gas | Broiler | MAP
Commercial_Office_New_Food Preparation_Natural Gas_Griddle_MAP | Commercial | Office | New | Food Preparation | Natural Gas | Griddle | MAP
Commercial_Office_New_Food Preparation_Natural Gas_Range_MAP | Commercial | Office | New | Food Preparation | Natural Gas | Range | MAP
Commercial_Office_New_Food Preparation_Natural Gas_Steamer_MAP | Commercial | Office | New | Food Preparation | Natural Gas | Steamer | MAP
Commercial_Office_New_Food Preparation_Natural Gas_Food Prep Other_MAP | Commercial | Office | New | Food Preparation | Natural Gas | Food Prep Other | MAP
Commercial_Office_New_Miscellaneous_Natural Gas_Pool Heater_MAP | Commercial | Office | New | Miscellaneous | Natural Gas | Pool Heater | MAP
Commercial_Office_New_Miscellaneous_Natural Gas_Miscellaneous_MAP | Commercial | Office | New | Miscellaneous | Natural Gas | Miscellaneous | MAP
Commercial_Restaurant_Existing_Space Heating_Natural Gas_Furnace_MAP | Commercial | Restaurant | Existing | Space Heating | Natural Gas | Furnace | MAP
Commercial_Restaurant_Existing_Space Heating_Natural Gas_Boiler_MAP | Commercial | Restaurant | Existing | Space Heating | Natural Gas | Boiler | MAP
Commercial_Restaurant_Existing_Space Heating_Natural Gas_Unit Heater_MAP | Commercial | Restaurant | Existing | Space Heating | Natural Gas | Unit Heater | MAP
Commercial_Restaurant_Existing_Water Heating_Natural Gas_Water Heater_MAP | Commercial | Restaurant | Existing | Water Heating | Natural Gas | Water Heater | MAP
Commercial_Restaurant_Existing_Food Preparation_Natural Gas_Oven_MAP | Commercial | Restaurant | Existing | Food Preparation | Natural Gas | Oven | MAP
Commercial_Restaurant_Existing_Food Preparation_Natural Gas_Conveyor Oven_MAP | Commercial | Restaurant | Existing | Food Preparation | Natural Gas | Conveyor Oven | MAP
Commercial_Restaurant_Existing_Food Preparation_Natural Gas_Double Rack Oven_MAP | Commercial | Restaurant | Existing | Food Preparation | Natural Gas | Double Rack Oven | MAP
Commercial_Restaurant_Existing_Food Preparation_Natural Gas_Fryer_MAP | Commercial | Restaurant | Existing | Food Preparation | Natural Gas | Fryer | MAP
Commercial_Restaurant_Existing_Food Preparation_Natural Gas_Broiler_MAP | Commercial | Restaurant | Existing | Food Preparation | Natural Gas | Broiler | MAP
Commercial_Restaurant_Existing_Food Preparation_Natural Gas_Griddle_MAP | Commercial | Restaurant | Existing | Food Preparation | Natural Gas | Griddle | MAP
Commercial_Restaurant_Existing_Food Preparation_Natural Gas_Range_MAP | Commercial | Restaurant | Existing | Food Preparation | Natural Gas | Range | MAP
Commercial_Restaurant_Existing_Food Preparation_Natural Gas_Steamer_MAP | Commercial | Restaurant | Existing | Food Preparation | Natural Gas | Steamer | MAP
Commercial_Restaurant_Existing_Food Preparation_Natural Gas_Food Prep Other_MAP | Commercial | Restaurant | Existing | Food Preparation | Natural Gas | Food Prep Other | MAP
Commercial_Restaurant_Existing_Miscellaneous_Natural Gas_Pool Heater_MAP | Commercial | Restaurant | Existing | Miscellaneous | Natural Gas | Pool Heater | MAP
Commercial_Restaurant_Existing_Miscellaneous_Natural Gas_Miscellaneous_MAP | Commercial | Restaurant | Existing | Miscellaneous | Natural Gas | Miscellaneous | MAP
Commercial_Restaurant_New_Space Heating_Natural Gas_Furnace_MAP | Commercial | Restaurant | New | Space Heating | Natural Gas | Furnace | MAP
Commercial_Restaurant_New_Space Heating_Natural Gas_Boiler_MAP | Commercial | Restaurant | New | Space Heating | Natural Gas | Boiler | MAP
Commercial_Restaurant_New_Space Heating_Natural Gas_Unit Heater_MAP | Commercial | Restaurant | New | Space Heating | Natural Gas | Unit Heater | MAP
Commercial_Restaurant_New_Water Heating_Natural Gas_Water Heater_MAP | Commercial | Restaurant | New | Water Heating | Natural Gas | Water Heater | MAP
Commercial_Restaurant_New_Food Preparation_Natural Gas_Oven_MAP | Commercial | Restaurant | New | Food Preparation | Natural Gas | Oven | MAP
Commercial_Restaurant_New_Food Preparation_Natural Gas_Conveyor Oven_MAP | Commercial | Restaurant | New | Food Preparation | Natural Gas | Conveyor Oven | MAP
Commercial_Restaurant_New_Food Preparation_Natural Gas_Double Rack Oven_MAP | Commercial | Restaurant | New | Food Preparation | Natural Gas | Double Rack Oven | MAP
Commercial_Restaurant_New_Food Preparation_Natural Gas_Fryer_MAP | Commercial | Restaurant | New | Food Preparation | Natural Gas | Fryer | MAP
Commercial_Restaurant_New_Food Preparation_Natural Gas_Broiler_MAP | Commercial | Restaurant | New | Food Preparation | Natural Gas | Broiler | MAP
Commercial_Restaurant_New_Food Preparation_Natural Gas_Griddle_MAP | Commercial | Restaurant | New | Food Preparation | Natural Gas | Griddle | MAP
Commercial_Restaurant_New_Food Preparation_Natural Gas_Range_MAP | Commercial | Restaurant | New | Food Preparation | Natural Gas | Range | MAP
Commercial_Restaurant_New_Food Preparation_Natural Gas_Steamer_MAP | Commercial | Restaurant | New | Food Preparation | Natural Gas | Steamer | MAP
Commercial_Restaurant_New_Food Preparation_Natural Gas_Food Prep Other_MAP | Commercial | Restaurant | New | Food Preparation | Natural Gas | Food Prep Other | MAP
Commercial_Restaurant_New_Miscellaneous_Natural Gas_Pool Heater_MAP | Commercial | Restaurant | New | Miscellaneous | Natural Gas | Pool Heater | MAP
Commercial_Restaurant_New_Miscellaneous_Natural Gas_Miscellaneous_MAP | Commercial | Restaurant | New | Miscellaneous | Natural Gas | Miscellaneous | MAP
Commercial_Retail_Existing_Space Heating_Natural Gas_Furnace_MAP | Commercial | Retail | Existing | Space Heating | Natural Gas | Furnace | MAP
Commercial_Retail_Existing_Space Heating_Natural Gas_Boiler_MAP | Commercial | Retail | Existing | Space Heating | Natural Gas | Boiler | MAP
Commercial_Retail_Existing_Space Heating_Natural Gas_Unit Heater_MAP | Commercial | Retail | Existing | Space Heating | Natural Gas | Unit Heater | MAP
Commercial_Retail_Existing_Water Heating_Natural Gas_Water Heater_MAP | Commercial | Retail | Existing | Water Heating | Natural Gas | Water Heater | MAP
Commercial_Retail_Existing_Food Preparation_Natural Gas_Oven_MAP | Commercial | Retail | Existing | Food Preparation | Natural Gas | Oven | MAP
Commercial_Retail_Existing_Food Preparation_Natural Gas_Conveyor Oven_MAP | Commercial | Retail | Existing | Food Preparation | Natural Gas | Conveyor Oven | MAP
Commercial_Retail_Existing_Food Preparation_Natural Gas_Double Rack Oven_MAP | Commercial | Retail | Existing | Food Preparation | Natural Gas | Double Rack Oven | MAP
Commercial_Retail_Existing_Food Preparation_Natural Gas_Fryer_MAP | Commercial | Retail | Existing | Food Preparation | Natural Gas | Fryer | MAP
Commercial_Retail_Existing_Food Preparation_Natural Gas_Broiler_MAP | Commercial | Retail | Existing | Food Preparation | Natural Gas | Broiler | MAP
Commercial_Retail_Existing_Food Preparation_Natural Gas_Griddle_MAP | Commercial | Retail | Existing | Food Preparation | Natural Gas | Griddle | MAP
Commercial_Retail_Existing_Food Preparation_Natural Gas_Range_MAP | Commercial | Retail | Existing | Food Preparation | Natural Gas | Range | MAP
Commercial_Retail_Existing_Food Preparation_Natural Gas_Steamer_MAP | Commercial | Retail | Existing | Food Preparation | Natural Gas | Steamer | MAP
Commercial_Retail_Existing_Food Preparation_Natural Gas_Food Prep Other_MAP | Commercial | Retail | Existing | Food Preparation | Natural Gas | Food Prep Other | MAP
Commercial_Retail_Existing_Miscellaneous_Natural Gas_Pool Heater_MAP | Commercial | Retail | Existing | Miscellaneous | Natural Gas | Pool Heater | MAP
Commercial_Retail_Existing_Miscellaneous_Natural Gas_Miscellaneous_MAP | Commercial | Retail | Existing | Miscellaneous | Natural Gas | Miscellaneous | MAP
Commercial_Retail_New_Space Heating_Natural Gas_Furnace_MAP | Commercial | Retail | New | Space Heating | Natural Gas | Furnace | MAP
Commercial_Retail_New_Space Heating_Natural Gas_Boiler_MAP | Commercial | Retail | New | Space Heating | Natural Gas | Boiler | MAP
Commercial_Retail_New_Space Heating_Natural Gas_Unit Heater_MAP | Commercial | Retail | New | Space Heating | Natural Gas | Unit Heater | MAP
Commercial_Retail_New_Water Heating_Natural Gas_Water Heater_MAP | Commercial | Retail | New | Water Heating | Natural Gas | Water Heater | MAP
Commercial_Retail_New_Food Preparation_Natural Gas_Oven_MAP | Commercial | Retail | New | Food Preparation | Natural Gas | Oven | MAP
Commercial_Retail_New_Food Preparation_Natural Gas_Conveyor Oven_MAP | Commercial | Retail | New | Food Preparation | Natural Gas | Conveyor Oven | MAP
Commercial_Retail_New_Food Preparation_Natural Gas_Double Rack Oven_MAP | Commercial | Retail | New | Food Preparation | Natural Gas | Double Rack Oven | MAP
Commercial_Retail_New_Food Preparation_Natural Gas_Fryer_MAP | Commercial | Retail | New | Food Preparation | Natural Gas | Fryer | MAP
Commercial_Retail_New_Food Preparation_Natural Gas_Broiler_MAP | Commercial | Retail | New | Food Preparation | Natural Gas | Broiler | MAP
Commercial_Retail_New_Food Preparation_Natural Gas_Griddle_MAP | Commercial | Retail | New | Food Preparation | Natural Gas | Griddle | MAP
Commercial_Retail_New_Food Preparation_Natural Gas_Range_MAP | Commercial | Retail | New | Food Preparation | Natural Gas | Range | MAP
Commercial_Retail_New_Food Preparation_Natural Gas_Steamer_MAP | Commercial | Retail | New | Food Preparation | Natural Gas | Steamer | MAP
Commercial_Retail_New_Food Preparation_Natural Gas_Food Prep Other_MAP | Commercial | Retail | New | Food Preparation | Natural Gas | Food Prep Other | MAP
Commercial_Retail_New_Miscellaneous_Natural Gas_Pool Heater_MAP | Commercial | Retail | New | Miscellaneous | Natural Gas | Pool Heater | MAP
Commercial_Retail_New_Miscellaneous_Natural Gas_Miscellaneous_MAP | Commercial | Retail | New | Miscellaneous | Natural Gas | Miscellaneous | MAP
Commercial_Grocery_Existing_Space Heating_Natural Gas_Furnace_MAP | Commercial | Grocery | Existing | Space Heating | Natural Gas | Furnace | MAP
Commercial_Grocery_Existing_Space Heating_Natural Gas_Boiler_MAP | Commercial | Grocery | Existing | Space Heating | Natural Gas | Boiler | MAP
Commercial_Grocery_Existing_Space Heating_Natural Gas_Unit Heater_MAP | Commercial | Grocery | Existing | Space Heating | Natural Gas | Unit Heater | MAP
Commercial_Grocery_Existing_Water Heating_Natural Gas_Water Heater_MAP | Commercial | Grocery | Existing | Water Heating | Natural Gas | Water Heater | MAP
Commercial_Grocery_Existing_Food Preparation_Natural Gas_Oven_MAP | Commercial | Grocery | Existing | Food Preparation | Natural Gas | Oven | MAP
Commercial_Grocery_Existing_Food Preparation_Natural Gas_Conveyor Oven_MAP | Commercial | Grocery | Existing | Food Preparation | Natural Gas | Conveyor Oven | MAP
Commercial_Grocery_Existing_Food Preparation_Natural Gas_Double Rack Oven_MAP | Commercial | Grocery | Existing | Food Preparation | Natural Gas | Double Rack Oven | MAP
Commercial_Grocery_Existing_Food Preparation_Natural Gas_Fryer_MAP | Commercial | Grocery | Existing | Food Preparation | Natural Gas | Fryer | MAP
Commercial_Grocery_Existing_Food Preparation_Natural Gas_Broiler_MAP | Commercial | Grocery | Existing | Food Preparation | Natural Gas | Broiler | MAP
Commercial_Grocery_Existing_Food Preparation_Natural Gas_Griddle_MAP | Commercial | Grocery | Existing | Food Preparation | Natural Gas | Griddle | MAP
Commercial_Grocery_Existing_Food Preparation_Natural Gas_Range_MAP | Commercial | Grocery | Existing | Food Preparation | Natural Gas | Range | MAP
Commercial_Grocery_Existing_Food Preparation_Natural Gas_Steamer_MAP | Commercial | Grocery | Existing | Food Preparation | Natural Gas | Steamer | MAP
Commercial_Grocery_Existing_Food Preparation_Natural Gas_Food Prep Other_MAP | Commercial | Grocery | Existing | Food Preparation | Natural Gas | Food Prep Other | MAP
Commercial_Grocery_Existing_Miscellaneous_Natural Gas_Pool Heater_MAP | Commercial | Grocery | Existing | Miscellaneous | Natural Gas | Pool Heater | MAP
Commercial_Grocery_Existing_Miscellaneous_Natural Gas_Miscellaneous_MAP | Commercial | Grocery | Existing | Miscellaneous | Natural Gas | Miscellaneous | MAP
Commercial_Grocery_New_Space Heating_Natural Gas_Furnace_MAP | Commercial | Grocery | New | Space Heating | Natural Gas | Furnace | MAP
Commercial_Grocery_New_Space Heating_Natural Gas_Boiler_MAP | Commercial | Grocery | New | Space Heating | Natural Gas | Boiler | MAP
Commercial_Grocery_New_Space Heating_Natural Gas_Unit Heater_MAP | Commercial | Grocery | New | Space Heating | Natural Gas | Unit Heater | MAP
Commercial_Grocery_New_Water Heating_Natural Gas_Water Heater_MAP | Commercial | Grocery | New | Water Heating | Natural Gas | Water Heater | MAP
Commercial_Grocery_New_Food Preparation_Natural Gas_Oven_MAP | Commercial | Grocery | New | Food Preparation | Natural Gas | Oven | MAP
Commercial_Grocery_New_Food Preparation_Natural Gas_Conveyor Oven_MAP | Commercial | Grocery | New | Food Preparation | Natural Gas | Conveyor Oven | MAP
Commercial_Grocery_New_Food Preparation_Natural Gas_Double Rack Oven_MAP | Commercial | Grocery | New | Food Preparation | Natural Gas | Double Rack Oven | MAP
Commercial_Grocery_New_Food Preparation_Natural Gas_Fryer_MAP | Commercial | Grocery | New | Food Preparation | Natural Gas | Fryer | MAP
Commercial_Grocery_New_Food Preparation_Natural Gas_Broiler_MAP | Commercial | Grocery | New | Food Preparation | Natural Gas | Broiler | MAP
Commercial_Grocery_New_Food Preparation_Natural Gas_Griddle_MAP | Commercial | Grocery | New | Food Preparation | Natural Gas | Griddle | MAP
Commercial_Grocery_New_Food Preparation_Natural Gas_Range_MAP | Commercial | Grocery | New | Food Preparation | Natural Gas | Range | MAP
Commercial_Grocery_New_Food Preparation_Natural Gas_Steamer_MAP | Commercial | Grocery | New | Food Preparation | Natural Gas | Steamer | MAP
Commercial_Grocery_New_Food Preparation_Natural Gas_Food Prep Other_MAP | Commercial | Grocery | New | Food Preparation | Natural Gas | Food Prep Other | MAP
Commercial_Grocery_New_Miscellaneous_Natural Gas_Pool Heater_MAP | Commercial | Grocery | New | Miscellaneous | Natural Gas | Pool Heater | MAP
Commercial_Grocery_New_Miscellaneous_Natural Gas_Miscellaneous_MAP | Commercial | Grocery | New | Miscellaneous | Natural Gas | Miscellaneous | MAP
Commercial_School_Existing_Space Heating_Natural Gas_Furnace_MAP | Commercial | School | Existing | Space Heating | Natural Gas | Furnace | MAP
Commercial_School_Existing_Space Heating_Natural Gas_Boiler_MAP | Commercial | School | Existing | Space Heating | Natural Gas | Boiler | MAP
Commercial_School_Existing_Space Heating_Natural Gas_Unit Heater_MAP | Commercial | School | Existing | Space Heating | Natural Gas | Unit Heater | MAP
Commercial_School_Existing_Water Heating_Natural Gas_Water Heater_MAP | Commercial | School | Existing | Water Heating | Natural Gas | Water Heater | MAP
Commercial_School_Existing_Food Preparation_Natural Gas_Oven_MAP | Commercial | School | Existing | Food Preparation | Natural Gas | Oven | MAP
Commercial_School_Existing_Food Preparation_Natural Gas_Conveyor Oven_MAP | Commercial | School | Existing | Food Preparation | Natural Gas | Conveyor Oven | MAP
Commercial_School_Existing_Food Preparation_Natural Gas_Double Rack Oven_MAP | Commercial | School | Existing | Food Preparation | Natural Gas | Double Rack Oven | MAP
Commercial_School_Existing_Food Preparation_Natural Gas_Fryer_MAP | Commercial | School | Existing | Food Preparation | Natural Gas | Fryer | MAP
Commercial_School_Existing_Food Preparation_Natural Gas_Broiler_MAP | Commercial | School | Existing | Food Preparation | Natural Gas | Broiler | MAP
Commercial_School_Existing_Food Preparation_Natural Gas_Griddle_MAP | Commercial | School | Existing | Food Preparation | Natural Gas | Griddle | MAP
Commercial_School_Existing_Food Preparation_Natural Gas_Range_MAP | Commercial | School | Existing | Food Preparation | Natural Gas | Range | MAP
Commercial_School_Existing_Food Preparation_Natural Gas_Steamer_MAP | Commercial | School | Existing | Food Preparation | Natural Gas | Steamer | MAP
Commercial_School_Existing_Food Preparation_Natural Gas_Food Prep Other_MAP | Commercial | School | Existing | Food Preparation | Natural Gas | Food Prep Other | MAP
Commercial_School_Existing_Miscellaneous_Natural Gas_Pool Heater_MAP | Commercial | School | Existing | Miscellaneous | Natural Gas | Pool Heater | MAP
Commercial_School_Existing_Miscellaneous_Natural Gas_Miscellaneous_MAP | Commercial | School | Existing | Miscellaneous | Natural Gas | Miscellaneous | MAP
Commercial_School_New_Space Heating_Natural Gas_Furnace_MAP | Commercial | School | New | Space Heating | Natural Gas | Furnace | MAP
Commercial_School_New_Space Heating_Natural Gas_Boiler_MAP | Commercial | School | New | Space Heating | Natural Gas | Boiler | MAP
Commercial_School_New_Space Heating_Natural Gas_Unit Heater_MAP | Commercial | School | New | Space Heating | Natural Gas | Unit Heater | MAP
Commercial_School_New_Water Heating_Natural Gas_Water Heater_MAP | Commercial | School | New | Water Heating | Natural Gas | Water Heater | MAP
Commercial_School_New_Food Preparation_Natural Gas_Oven_MAP | Commercial | School | New | Food Preparation | Natural Gas | Oven | MAP
Commercial_School_New_Food Preparation_Natural Gas_Conveyor Oven_MAP | Commercial | School | New | Food Preparation | Natural Gas | Conveyor Oven | MAP
Commercial_School_New_Food Preparation_Natural Gas_Double Rack Oven_MAP | Commercial | School | New | Food Preparation | Natural Gas | Double Rack Oven | MAP
Commercial_School_New_Food Preparation_Natural Gas_Fryer_MAP | Commercial | School | New | Food Preparation | Natural Gas | Fryer | MAP
Commercial_School_New_Food Preparation_Natural Gas_Broiler_MAP | Commercial | School | New | Food Preparation | Natural Gas | Broiler | MAP
Commercial_School_New_Food Preparation_Natural Gas_Griddle_MAP | Commercial | School | New | Food Preparation | Natural Gas | Griddle | MAP
Commercial_School_New_Food Preparation_Natural Gas_Range_MAP | Commercial | School | New | Food Preparation | Natural Gas | Range | MAP
Commercial_School_New_Food Preparation_Natural Gas_Steamer_MAP | Commercial | School | New | Food Preparation | Natural Gas | Steamer | MAP
Commercial_School_New_Food Preparation_Natural Gas_Food Prep Other_MAP | Commercial | School | New | Food Preparation | Natural Gas | Food Prep Other | MAP
Commercial_School_New_Miscellaneous_Natural Gas_Pool Heater_MAP | Commercial | School | New | Miscellaneous | Natural Gas | Pool Heater | MAP
Commercial_School_New_Miscellaneous_Natural Gas_Miscellaneous_MAP | Commercial | School | New | Miscellaneous | Natural Gas | Miscellaneous | MAP
Commercial_College_Existing_Space Heating_Natural Gas_Furnace_MAP | Commercial | College | Existing | Space Heating | Natural Gas | Furnace | MAP
Commercial_College_Existing_Space Heating_Natural Gas_Boiler_MAP | Commercial | College | Existing | Space Heating | Natural Gas | Boiler | MAP
Commercial_College_Existing_Space Heating_Natural Gas_Unit Heater_MAP | Commercial | College | Existing | Space Heating | Natural Gas | Unit Heater | MAP
Commercial_College_Existing_Water Heating_Natural Gas_Water Heater_MAP | Commercial | College | Existing | Water Heating | Natural Gas | Water Heater | MAP
Commercial_College_Existing_Food Preparation_Natural Gas_Oven_MAP | Commercial | College | Existing | Food Preparation | Natural Gas | Oven | MAP
Commercial_College_Existing_Food Preparation_Natural Gas_Conveyor Oven_MAP | Commercial | College | Existing | Food Preparation | Natural Gas | Conveyor Oven | MAP
Commercial_College_Existing_Food Preparation_Natural Gas_Double Rack Oven_MAP | Commercial | College | Existing | Food Preparation | Natural Gas | Double Rack Oven | MAP
Commercial_College_Existing_Food Preparation_Natural Gas_Fryer_MAP | Commercial | College | Existing | Food Preparation | Natural Gas | Fryer | MAP
Commercial_College_Existing_Food Preparation_Natural Gas_Broiler_MAP | Commercial | College | Existing | Food Preparation | Natural Gas | Broiler | MAP
Commercial_College_Existing_Food Preparation_Natural Gas_Griddle_MAP | Commercial | College | Existing | Food Preparation | Natural Gas | Griddle | MAP
Commercial_College_Existing_Food Preparation_Natural Gas_Range_MAP | Commercial | College | Existing | Food Preparation | Natural Gas | Range | MAP
Commercial_College_Existing_Food Preparation_Natural Gas_Steamer_MAP | Commercial | College | Existing | Food Preparation | Natural Gas | Steamer | MAP
Commercial_College_Existing_Food Preparation_Natural Gas_Food Prep Other_MAP | Commercial | College | Existing | Food Preparation | Natural Gas | Food Prep Other | MAP
Commercial_College_Existing_Miscellaneous_Natural Gas_Pool Heater_MAP | Commercial | College | Existing | Miscellaneous | Natural Gas | Pool Heater | MAP
Commercial_College_Existing_Miscellaneous_Natural Gas_Miscellaneous_MAP | Commercial | College | Existing | Miscellaneous | Natural Gas | Miscellaneous | MAP
Commercial_College_New_Space Heating_Natural Gas_Furnace_MAP | Commercial | College | New | Space Heating | Natural Gas | Furnace | MAP
Commercial_College_New_Space Heating_Natural Gas_Boiler_MAP | Commercial | College | New | Space Heating | Natural Gas | Boiler | MAP
Commercial_College_New_Space Heating_Natural Gas_Unit Heater_MAP | Commercial | College | New | Space Heating | Natural Gas | Unit Heater | MAP
Commercial_College_New_Water Heating_Natural Gas_Water Heater_MAP | Commercial | College | New | Water Heating | Natural Gas | Water Heater | MAP
Commercial_College_New_Food Preparation_Natural Gas_Oven_MAP | Commercial | College | New | Food Preparation | Natural Gas | Oven | MAP
Commercial_College_New_Food Preparation_Natural Gas_Conveyor Oven_MAP | Commercial | College | New | Food Preparation | Natural Gas | Conveyor Oven | MAP
Commercial_College_New_Food Preparation_Natural Gas_Double Rack Oven_MAP | Commercial | College | New | Food Preparation | Natural Gas | Double Rack Oven | MAP
Commercial_College_New_Food Preparation_Natural Gas_Fryer_MAP | Commercial | College | New | Food Preparation | Natural Gas | Fryer | MAP
Commercial_College_New_Food Preparation_Natural Gas_Broiler_MAP | Commercial | College | New | Food Preparation | Natural Gas | Broiler | MAP
Commercial_College_New_Food Preparation_Natural Gas_Griddle_MAP | Commercial | College | New | Food Preparation | Natural Gas | Griddle | MAP
Commercial_College_New_Food Preparation_Natural Gas_Range_MAP | Commercial | College | New | Food Preparation | Natural Gas | Range | MAP
Commercial_College_New_Food Preparation_Natural Gas_Steamer_MAP | Commercial | College | New | Food Preparation | Natural Gas | Steamer | MAP
Commercial_College_New_Food Preparation_Natural Gas_Food Prep Other_MAP | Commercial | College | New | Food Preparation | Natural Gas | Food Prep Other | MAP
Commercial_College_New_Miscellaneous_Natural Gas_Pool Heater_MAP | Commercial | College | New | Miscellaneous | Natural Gas | Pool Heater | MAP
Commercial_College_New_Miscellaneous_Natural Gas_Miscellaneous_MAP | Commercial | College | New | Miscellaneous | Natural Gas | Miscellaneous | MAP
Commercial_Hospital_Existing_Space Heating_Natural Gas_Furnace_MAP | Commercial | Hospital | Existing | Space Heating | Natural Gas | Furnace | MAP
Commercial_Hospital_Existing_Space Heating_Natural Gas_Boiler_MAP | Commercial | Hospital | Existing | Space Heating | Natural Gas | Boiler | MAP
Commercial_Hospital_Existing_Space Heating_Natural Gas_Unit Heater_MAP | Commercial | Hospital | Existing | Space Heating | Natural Gas | Unit Heater | MAP
Commercial_Hospital_Existing_Water Heating_Natural Gas_Water Heater_MAP | Commercial | Hospital | Existing | Water Heating | Natural Gas | Water Heater | MAP
Commercial_Hospital_Existing_Food Preparation_Natural Gas_Oven_MAP | Commercial | Hospital | Existing | Food Preparation | Natural Gas | Oven | MAP
Commercial_Hospital_Existing_Food Preparation_Natural Gas_Conveyor Oven_MAP | Commercial | Hospital | Existing | Food Preparation | Natural Gas | Conveyor Oven | MAP
Commercial_Hospital_Existing_Food Preparation_Natural Gas_Double Rack Oven_MAP | Commercial | Hospital | Existing | Food Preparation | Natural Gas | Double Rack Oven | MAP
Commercial_Hospital_Existing_Food Preparation_Natural Gas_Fryer_MAP | Commercial | Hospital | Existing | Food Preparation | Natural Gas | Fryer | MAP
Commercial_Hospital_Existing_Food Preparation_Natural Gas_Broiler_MAP | Commercial | Hospital | Existing | Food Preparation | Natural Gas | Broiler | MAP
Commercial_Hospital_Existing_Food Preparation_Natural Gas_Griddle_MAP | Commercial | Hospital | Existing | Food Preparation | Natural Gas | Griddle | MAP
Commercial_Hospital_Existing_Food Preparation_Natural Gas_Range_MAP | Commercial | Hospital | Existing | Food Preparation | Natural Gas | Range | MAP
Commercial_Hospital_Existing_Food Preparation_Natural Gas_Steamer_MAP | Commercial | Hospital | Existing | Food Preparation | Natural Gas | Steamer | MAP
Commercial_Hospital_Existing_Food Preparation_Natural Gas_Food Prep Other_MAP | Commercial | Hospital | Existing | Food Preparation | Natural Gas | Food Prep Other | MAP
Commercial_Hospital_Existing_Miscellaneous_Natural Gas_Pool Heater_MAP | Commercial | Hospital | Existing | Miscellaneous | Natural Gas | Pool Heater | MAP
Commercial_Hospital_Existing_Miscellaneous_Natural Gas_Miscellaneous_MAP | Commercial | Hospital | Existing | Miscellaneous | Natural Gas | Miscellaneous | MAP
Commercial_Hospital_New_Space Heating_Natural Gas_Furnace_MAP | Commercial | Hospital | New | Space Heating | Natural Gas | Furnace | MAP
Commercial_Hospital_New_Space Heating_Natural Gas_Boiler_MAP | Commercial | Hospital | New | Space Heating | Natural Gas | Boiler | MAP
Commercial_Hospital_New_Space Heating_Natural Gas_Unit Heater_MAP | Commercial | Hospital | New | Space Heating | Natural Gas | Unit Heater | MAP
Commercial_Hospital_New_Water Heating_Natural Gas_Water Heater_MAP | Commercial | Hospital | New | Water Heating | Natural Gas | Water Heater | MAP
Commercial_Hospital_New_Food Preparation_Natural Gas_Oven_MAP | Commercial | Hospital | New | Food Preparation | Natural Gas | Oven | MAP
Commercial_Hospital_New_Food Preparation_Natural Gas_Conveyor Oven_MAP | Commercial | Hospital | New | Food Preparation | Natural Gas | Conveyor Oven | MAP
Commercial_Hospital_New_Food Preparation_Natural Gas_Double Rack Oven_MAP | Commercial | Hospital | New | Food Preparation | Natural Gas | Double Rack Oven | MAP
Commercial_Hospital_New_Food Preparation_Natural Gas_Fryer_MAP | Commercial | Hospital | New | Food Preparation | Natural Gas | Fryer | MAP
Commercial_Hospital_New_Food Preparation_Natural Gas_Broiler_MAP | Commercial | Hospital | New | Food Preparation | Natural Gas | Broiler | MAP
Commercial_Hospital_New_Food Preparation_Natural Gas_Griddle_MAP | Commercial | Hospital | New | Food Preparation | Natural Gas | Griddle | MAP
Commercial_Hospital_New_Food Preparation_Natural Gas_Range_MAP | Commercial | Hospital | New | Food Preparation | Natural Gas | Range | MAP
Commercial_Hospital_New_Food Preparation_Natural Gas_Steamer_MAP | Commercial | Hospital | New | Food Preparation | Natural Gas | Steamer | MAP
Commercial_Hospital_New_Food Preparation_Natural Gas_Food Prep Other_MAP | Commercial | Hospital | New | Food Preparation | Natural Gas | Food Prep Other | MAP
Commercial_Hospital_New_Miscellaneous_Natural Gas_Pool Heater_MAP | Commercial | Hospital | New | Miscellaneous | Natural Gas | Pool Heater | MAP
Commercial_Hospital_New_Miscellaneous_Natural Gas_Miscellaneous_MAP | Commercial | Hospital | New | Miscellaneous | Natural Gas | Miscellaneous | MAP
Commercial_Other Health_Existing_Space Heating_Natural Gas_Furnace_MAP | Commercial | Other Health | Existing | Space Heating | Natural Gas | Furnace | MAP
Commercial_Other Health_Existing_Space Heating_Natural Gas_Boiler_MAP | Commercial | Other Health | Existing | Space Heating | Natural Gas | Boiler | MAP
Commercial_Other Health_Existing_Space Heating_Natural Gas_Unit Heater_MAP | Commercial | Other Health | Existing | Space Heating | Natural Gas | Unit Heater | MAP
Commercial_Other Health_Existing_Water Heating_Natural Gas_Water Heater_MAP | Commercial | Other Health | Existing | Water Heating | Natural Gas | Water Heater | MAP
Commercial_Other Health_Existing_Food Preparation_Natural Gas_Oven_MAP | Commercial | Other Health | Existing | Food Preparation | Natural Gas | Oven | MAP
Commercial_Other Health_Existing_Food Preparation_Natural Gas_Conveyor Oven_MAP | Commercial | Other Health | Existing | Food Preparation | Natural Gas | Conveyor Oven | MAP
Commercial_Other Health_Existing_Food Preparation_Natural Gas_Double Rack Oven_MAP | Commercial | Other Health | Existing | Food Preparation | Natural Gas | Double Rack Oven | MAP
Commercial_Other Health_Existing_Food Preparation_Natural Gas_Fryer_MAP | Commercial | Other Health | Existing | Food Preparation | Natural Gas | Fryer | MAP
Commercial_Other Health_Existing_Food Preparation_Natural Gas_Broiler_MAP | Commercial | Other Health | Existing | Food Preparation | Natural Gas | Broiler | MAP
Commercial_Other Health_Existing_Food Preparation_Natural Gas_Griddle_MAP | Commercial | Other Health | Existing | Food Preparation | Natural Gas | Griddle | MAP
Commercial_Other Health_Existing_Food Preparation_Natural Gas_Range_MAP | Commercial | Other Health | Existing | Food Preparation | Natural Gas | Range | MAP
Commercial_Other Health_Existing_Food Preparation_Natural Gas_Steamer_MAP | Commercial | Other Health | Existing | Food Preparation | Natural Gas | Steamer | MAP
Commercial_Other Health_Existing_Food Preparation_Natural Gas_Food Prep Other_MAP | Commercial | Other Health | Existing | Food Preparation | Natural Gas | Food Prep Other | MAP
Commercial_Other Health_Existing_Miscellaneous_Natural Gas_Pool Heater_MAP | Commercial | Other Health | Existing | Miscellaneous | Natural Gas | Pool Heater | MAP
Commercial_Other Health_Existing_Miscellaneous_Natural Gas_Miscellaneous_MAP | Commercial | Other Health | Existing | Miscellaneous | Natural Gas | Miscellaneous | MAP
Commercial_Other Health_New_Space Heating_Natural Gas_Furnace_MAP | Commercial | Other Health | New | Space Heating | Natural Gas | Furnace | MAP
Commercial_Other Health_New_Space Heating_Natural Gas_Boiler_MAP | Commercial | Other Health | New | Space Heating | Natural Gas | Boiler | MAP
Commercial_Other Health_New_Space Heating_Natural Gas_Unit Heater_MAP | Commercial | Other Health | New | Space Heating | Natural Gas | Unit Heater | MAP
Commercial_Other Health_New_Water Heating_Natural Gas_Water Heater_MAP | Commercial | Other Health | New | Water Heating | Natural Gas | Water Heater | MAP
Commercial_Other Health_New_Food Preparation_Natural Gas_Oven_MAP | Commercial | Other Health | New | Food Preparation | Natural Gas | Oven | MAP
Commercial_Other Health_New_Food Preparation_Natural Gas_Conveyor Oven_MAP | Commercial | Other Health | New | Food Preparation | Natural Gas | Conveyor Oven | MAP
Commercial_Other Health_New_Food Preparation_Natural Gas_Double Rack Oven_MAP | Commercial | Other Health | New | Food Preparation | Natural Gas | Double Rack Oven | MAP
Commercial_Other Health_New_Food Preparation_Natural Gas_Fryer_MAP | Commercial | Other Health | New | Food Preparation | Natural Gas | Fryer | MAP
Commercial_Other Health_New_Food Preparation_Natural Gas_Broiler_MAP | Commercial | Other Health | New | Food Preparation | Natural Gas | Broiler | MAP
Commercial_Other Health_New_Food Preparation_Natural Gas_Griddle_MAP | Commercial | Other Health | New | Food Preparation | Natural Gas | Griddle | MAP
Commercial_Other Health_New_Food Preparation_Natural Gas_Range_MAP | Commercial | Other Health | New | Food Preparation | Natural Gas | Range | MAP
Commercial_Other Health_New_Food Preparation_Natural Gas_Steamer_MAP | Commercial | Other Health | New | Food Preparation | Natural Gas | Steamer | MAP
Commercial_Other Health_New_Food Preparation_Natural Gas_Food Prep Other_MAP | Commercial | Other Health | New | Food Preparation | Natural Gas | Food Prep Other | MAP
Commercial_Other Health_New_Miscellaneous_Natural Gas_Pool Heater_MAP | Commercial | Other Health | New | Miscellaneous | Natural Gas | Pool Heater | MAP
Commercial_Other Health_New_Miscellaneous_Natural Gas_Miscellaneous_MAP | Commercial | Other Health | New | Miscellaneous | Natural Gas | Miscellaneous | MAP
Commercial_Lodging_Existing_Space Heating_Natural Gas_Furnace_MAP | Commercial | Lodging | Existing | Space Heating | Natural Gas | Furnace | MAP
Commercial_Lodging_Existing_Space Heating_Natural Gas_Boiler_MAP | Commercial | Lodging | Existing | Space Heating | Natural Gas | Boiler | MAP
Commercial_Lodging_Existing_Space Heating_Natural Gas_Unit Heater_MAP | Commercial | Lodging | Existing | Space Heating | Natural Gas | Unit Heater | MAP
Commercial_Lodging_Existing_Water Heating_Natural Gas_Water Heater_MAP | Commercial | Lodging | Existing | Water Heating | Natural Gas | Water Heater | MAP
Commercial_Lodging_Existing_Food Preparation_Natural Gas_Oven_MAP | Commercial | Lodging | Existing | Food Preparation | Natural Gas | Oven | MAP
Commercial_Lodging_Existing_Food Preparation_Natural Gas_Conveyor Oven_MAP | Commercial | Lodging | Existing | Food Preparation | Natural Gas | Conveyor Oven | MAP
Commercial_Lodging_Existing_Food Preparation_Natural Gas_Double Rack Oven_MAP | Commercial | Lodging | Existing | Food Preparation | Natural Gas | Double Rack Oven | MAP
Commercial_Lodging_Existing_Food Preparation_Natural Gas_Fryer_MAP | Commercial | Lodging | Existing | Food Preparation | Natural Gas | Fryer | MAP
Commercial_Lodging_Existing_Food Preparation_Natural Gas_Broiler_MAP | Commercial | Lodging | Existing | Food Preparation | Natural Gas | Broiler | MAP
Commercial_Lodging_Existing_Food Preparation_Natural Gas_Griddle_MAP | Commercial | Lodging | Existing | Food Preparation | Natural Gas | Griddle | MAP
Commercial_Lodging_Existing_Food Preparation_Natural Gas_Range_MAP | Commercial | Lodging | Existing | Food Preparation | Natural Gas | Range | MAP
Commercial_Lodging_Existing_Food Preparation_Natural Gas_Steamer_MAP | Commercial | Lodging | Existing | Food Preparation | Natural Gas | Steamer | MAP
Commercial_Lodging_Existing_Food Preparation_Natural Gas_Food Prep Other_MAP | Commercial | Lodging | Existing | Food Preparation | Natural Gas | Food Prep Other | MAP
Commercial_Lodging_Existing_Miscellaneous_Natural Gas_Pool Heater_MAP | Commercial | Lodging | Existing | Miscellaneous | Natural Gas | Pool Heater | MAP
Commercial_Lodging_Existing_Miscellaneous_Natural Gas_Miscellaneous_MAP | Commercial | Lodging | Existing | Miscellaneous | Natural Gas | Miscellaneous | MAP
Commercial_Lodging_New_Space Heating_Natural Gas_Furnace_MAP | Commercial | Lodging | New | Space Heating | Natural Gas | Furnace | MAP
Commercial_Lodging_New_Space Heating_Natural Gas_Boiler_MAP | Commercial | Lodging | New | Space Heating | Natural Gas | Boiler | MAP
Commercial_Lodging_New_Space Heating_Natural Gas_Unit Heater_MAP | Commercial | Lodging | New | Space Heating | Natural Gas | Unit Heater | MAP
Commercial_Lodging_New_Water Heating_Natural Gas_Water Heater_MAP | Commercial | Lodging | New | Water Heating | Natural Gas | Water Heater | MAP
Commercial_Lodging_New_Food Preparation_Natural Gas_Oven_MAP | Commercial | Lodging | New | Food Preparation | Natural Gas | Oven | MAP
Commercial_Lodging_New_Food Preparation_Natural Gas_Conveyor Oven_MAP | Commercial | Lodging | New | Food Preparation | Natural Gas | Conveyor Oven | MAP
Commercial_Lodging_New_Food Preparation_Natural Gas_Double Rack Oven_MAP | Commercial | Lodging | New | Food Preparation | Natural Gas | Double Rack Oven | MAP
Commercial_Lodging_New_Food Preparation_Natural Gas_Fryer_MAP | Commercial | Lodging | New | Food Preparation | Natural Gas | Fryer | MAP
Commercial_Lodging_New_Food Preparation_Natural Gas_Broiler_MAP | Commercial | Lodging | New | Food Preparation | Natural Gas | Broiler | MAP
Commercial_Lodging_New_Food Preparation_Natural Gas_Griddle_MAP | Commercial | Lodging | New | Food Preparation | Natural Gas | Griddle | MAP
Commercial_Lodging_New_Food Preparation_Natural Gas_Range_MAP | Commercial | Lodging | New | Food Preparation | Natural Gas | Range | MAP
Commercial_Lodging_New_Food Preparation_Natural Gas_Steamer_MAP | Commercial | Lodging | New | Food Preparation | Natural Gas | Steamer | MAP
Commercial_Lodging_New_Food Preparation_Natural Gas_Food Prep Other_MAP | Commercial | Lodging | New | Food Preparation | Natural Gas | Food Prep Other | MAP
Commercial_Lodging_New_Miscellaneous_Natural Gas_Pool Heater_MAP | Commercial | Lodging | New | Miscellaneous | Natural Gas | Pool Heater | MAP
Commercial_Lodging_New_Miscellaneous_Natural Gas_Miscellaneous_MAP | Commercial | Lodging | New | Miscellaneous | Natural Gas | Miscellaneous | MAP
Commercial_Warehouse_Existing_Space Heating_Natural Gas_Furnace_MAP | Commercial | Warehouse | Existing | Space Heating | Natural Gas | Furnace | MAP
Commercial_Warehouse_Existing_Space Heating_Natural Gas_Boiler_MAP | Commercial | Warehouse | Existing | Space Heating | Natural Gas | Boiler | MAP
Commercial_Warehouse_Existing_Space Heating_Natural Gas_Unit Heater_MAP | Commercial | Warehouse | Existing | Space Heating | Natural Gas | Unit Heater | MAP
Commercial_Warehouse_Existing_Water Heating_Natural Gas_Water Heater_MAP | Commercial | Warehouse | Existing | Water Heating | Natural Gas | Water Heater | MAP
Commercial_Warehouse_Existing_Food Preparation_Natural Gas_Oven_MAP | Commercial | Warehouse | Existing | Food Preparation | Natural Gas | Oven | MAP
Commercial_Warehouse_Existing_Food Preparation_Natural Gas_Conveyor Oven_MAP | Commercial | Warehouse | Existing | Food Preparation | Natural Gas | Conveyor Oven | MAP
Commercial_Warehouse_Existing_Food Preparation_Natural Gas_Double Rack Oven_MAP | Commercial | Warehouse | Existing | Food Preparation | Natural Gas | Double Rack Oven | MAP
Commercial_Warehouse_Existing_Food Preparation_Natural Gas_Fryer_MAP | Commercial | Warehouse | Existing | Food Preparation | Natural Gas | Fryer | MAP
Commercial_Warehouse_Existing_Food Preparation_Natural Gas_Broiler_MAP | Commercial | Warehouse | Existing | Food Preparation | Natural Gas | Broiler | MAP
Commercial_Warehouse_Existing_Food Preparation_Natural Gas_Griddle_MAP | Commercial | Warehouse | Existing | Food Preparation | Natural Gas | Griddle | MAP
Commercial_Warehouse_Existing_Food Preparation_Natural Gas_Range_MAP | Commercial | Warehouse | Existing | Food Preparation | Natural Gas | Range | MAP
Commercial_Warehouse_Existing_Food Preparation_Natural Gas_Steamer_MAP | Commercial | Warehouse | Existing | Food Preparation | Natural Gas | Steamer | MAP
Commercial_Warehouse_Existing_Food Preparation_Natural Gas_Food Prep Other_MAP | Commercial | Warehouse | Existing | Food Preparation | Natural Gas | Food Prep Other | MAP
Commercial_Warehouse_Existing_Miscellaneous_Natural Gas_Pool Heater_MAP | Commercial | Warehouse | Existing | Miscellaneous | Natural Gas | Pool Heater | MAP
Commercial_Warehouse_Existing_Miscellaneous_Natural Gas_Miscellaneous_MAP | Commercial | Warehouse | Existing | Miscellaneous | Natural Gas | Miscellaneous | MAP
Commercial_Warehouse_New_Space Heating_Natural Gas_Furnace_MAP | Commercial | Warehouse | New | Space Heating | Natural Gas | Furnace | MAP
Commercial_Warehouse_New_Space Heating_Natural Gas_Boiler_MAP | Commercial | Warehouse | New | Space Heating | Natural Gas | Boiler | MAP
Commercial_Warehouse_New_Space Heating_Natural Gas_Unit Heater_MAP | Commercial | Warehouse | New | Space Heating | Natural Gas | Unit Heater | MAP
Commercial_Warehouse_New_Water Heating_Natural Gas_Water Heater_MAP | Commercial | Warehouse | New | Water Heating | Natural Gas | Water Heater | MAP
Commercial_Warehouse_New_Food Preparation_Natural Gas_Oven_MAP | Commercial | Warehouse | New | Food Preparation | Natural Gas | Oven | MAP
Commercial_Warehouse_New_Food Preparation_Natural Gas_Conveyor Oven_MAP | Commercial | Warehouse | New | Food Preparation | Natural Gas | Conveyor Oven | MAP
Commercial_Warehouse_New_Food Preparation_Natural Gas_Double Rack Oven_MAP | Commercial | Warehouse | New | Food Preparation | Natural Gas | Double Rack Oven | MAP
Commercial_Warehouse_New_Food Preparation_Natural Gas_Fryer_MAP | Commercial | Warehouse | New | Food Preparation | Natural Gas | Fryer | MAP
Commercial_Warehouse_New_Food Preparation_Natural Gas_Broiler_MAP | Commercial | Warehouse | New | Food Preparation | Natural Gas | Broiler | MAP
Commercial_Warehouse_New_Food Preparation_Natural Gas_Griddle_MAP | Commercial | Warehouse | New | Food Preparation | Natural Gas | Griddle | MAP
Commercial_Warehouse_New_Food Preparation_Natural Gas_Range_MAP | Commercial | Warehouse | New | Food Preparation | Natural Gas | Range | MAP
Commercial_Warehouse_New_Food Preparation_Natural Gas_Steamer_MAP | Commercial | Warehouse | New | Food Preparation | Natural Gas | Steamer | MAP
Commercial_Warehouse_New_Food Preparation_Natural Gas_Food Prep Other_MAP | Commercial | Warehouse | New | Food Preparation | Natural Gas | Food Prep Other | MAP
Commercial_Warehouse_New_Miscellaneous_Natural Gas_Pool Heater_MAP | Commercial | Warehouse | New | Miscellaneous | Natural Gas | Pool Heater | MAP
Commercial_Warehouse_New_Miscellaneous_Natural Gas_Miscellaneous_MAP | Commercial | Warehouse | New | Miscellaneous | Natural Gas | Miscellaneous | MAP
Commercial_Miscellaneous_Existing_Space Heating_Natural Gas_Furnace_MAP | Commercial | Miscellaneous | Existing | Space Heating | Natural Gas | Furnace | MAP
Commercial_Miscellaneous_Existing_Space Heating_Natural Gas_Boiler_MAP | Commercial | Miscellaneous | Existing | Space Heating | Natural Gas | Boiler | MAP
Commercial_Miscellaneous_Existing_Space Heating_Natural Gas_Unit Heater_MAP | Commercial | Miscellaneous | Existing | Space Heating | Natural Gas | Unit Heater | MAP
Commercial_Miscellaneous_Existing_Water Heating_Natural Gas_Water Heater_MAP | Commercial | Miscellaneous | Existing | Water Heating | Natural Gas | Water Heater | MAP
Commercial_Miscellaneous_Existing_Food Preparation_Natural Gas_Oven_MAP | Commercial | Miscellaneous | Existing | Food Preparation | Natural Gas | Oven | MAP
Commercial_Miscellaneous_Existing_Food Preparation_Natural Gas_Conveyor Oven_MAP | Commercial | Miscellaneous | Existing | Food Preparation | Natural Gas | Conveyor Oven | MAP
Commercial_Miscellaneous_Existing_Food Preparation_Natural Gas_Double Rack Oven_MAP | Commercial | Miscellaneous | Existing | Food Preparation | Natural Gas | Double Rack Oven | MAP
Commercial_Miscellaneous_Existing_Food Preparation_Natural Gas_Fryer_MAP | Commercial | Miscellaneous | Existing | Food Preparation | Natural Gas | Fryer | MAP
Commercial_Miscellaneous_Existing_Food Preparation_Natural Gas_Broiler_MAP | Commercial | Miscellaneous | Existing | Food Preparation | Natural Gas | Broiler | MAP
Commercial_Miscellaneous_Existing_Food Preparation_Natural Gas_Griddle_MAP | Commercial | Miscellaneous | Existing | Food Preparation | Natural Gas | Griddle | MAP
Commercial_Miscellaneous_Existing_Food Preparation_Natural Gas_Range_MAP | Commercial | Miscellaneous | Existing | Food Preparation | Natural Gas | Range | MAP
Commercial_Miscellaneous_Existing_Food Preparation_Natural Gas_Steamer_MAP | Commercial | Miscellaneous | Existing | Food Preparation | Natural Gas | Steamer | MAP
Commercial_Miscellaneous_Existing_Food Preparation_Natural Gas_Food Prep Other_MAP | Commercial | Miscellaneous | Existing | Food Preparation | Natural Gas | Food Prep Other | MAP
Commercial_Miscellaneous_Existing_Miscellaneous_Natural Gas_Pool Heater_MAP | Commercial | Miscellaneous | Existing | Miscellaneous | Natural Gas | Pool Heater | MAP
Commercial_Miscellaneous_Existing_Miscellaneous_Natural Gas_Miscellaneous_MAP | Commercial | Miscellaneous | Existing | Miscellaneous | Natural Gas | Miscellaneous | MAP
Commercial_Miscellaneous_New_Space Heating_Natural Gas_Furnace_MAP | Commercial | Miscellaneous | New | Space Heating | Natural Gas | Furnace | MAP
Commercial_Miscellaneous_New_Space Heating_Natural Gas_Boiler_MAP | Commercial | Miscellaneous | New | Space Heating | Natural Gas | Boiler | MAP
Commercial_Miscellaneous_New_Space Heating_Natural Gas_Unit Heater_MAP | Commercial | Miscellaneous | New | Space Heating | Natural Gas | Unit Heater | MAP
Commercial_Miscellaneous_New_Water Heating_Natural Gas_Water Heater_MAP | Commercial | Miscellaneous | New | Water Heating | Natural Gas | Water Heater | MAP
Commercial_Miscellaneous_New_Food Preparation_Natural Gas_Oven_MAP | Commercial | Miscellaneous | New | Food Preparation | Natural Gas | Oven | MAP
Commercial_Miscellaneous_New_Food Preparation_Natural Gas_Conveyor Oven_MAP | Commercial | Miscellaneous | New | Food Preparation | Natural Gas | Conveyor Oven | MAP
Commercial_Miscellaneous_New_Food Preparation_Natural Gas_Double Rack Oven_MAP | Commercial | Miscellaneous | New | Food Preparation | Natural Gas | Double Rack Oven | MAP
Commercial_Miscellaneous_New_Food Preparation_Natural Gas_Fryer_MAP | Commercial | Miscellaneous | New | Food Preparation | Natural Gas | Fryer | MAP
Commercial_Miscellaneous_New_Food Preparation_Natural Gas_Broiler_MAP | Commercial | Miscellaneous | New | Food Preparation | Natural Gas | Broiler | MAP
Commercial_Miscellaneous_New_Food Preparation_Natural Gas_Griddle_MAP | Commercial | Miscellaneous | New | Food Preparation | Natural Gas | Griddle | MAP
Commercial_Miscellaneous_New_Food Preparation_Natural Gas_Range_MAP | Commercial | Miscellaneous | New | Food Preparation | Natural Gas | Range | MAP
Commercial_Miscellaneous_New_Food Preparation_Natural Gas_Steamer_MAP | Commercial | Miscellaneous | New | Food Preparation | Natural Gas | Steamer | MAP
Commercial_Miscellaneous_New_Food Preparation_Natural Gas_Food Prep Other_MAP | Commercial | Miscellaneous | New | Food Preparation | Natural Gas | Food Prep Other | MAP
Commercial_Miscellaneous_New_Miscellaneous_Natural Gas_Pool Heater_MAP | Commercial | Miscellaneous | New | Miscellaneous | Natural Gas | Pool Heater | MAP
Commercial_Miscellaneous_New_Miscellaneous_Natural Gas_Miscellaneous_MAP | Commercial | Miscellaneous | New | Miscellaneous | Natural Gas | Miscellaneous | MAP

## Special Markets
Key | Field | Sector | Market | Segment | Vintage | End Use | Fuel | Label | 2019 | 2020 | 2021 | 2022 | 2023 | 2024 | 2025 | 2026 | 2027 | 2028 | 2029 | 2030 | 2031 | 2032 | 2033 | 2034 | 2035 | 2036 | 2037 | 2038 | 2039 | 2040 | 2041 | 2042 | 2043 | 2044 | 2045 | 2046 | 2047 | 2048 | 2049 | 2050 | 2051
F1_Commercial_Office_Existing_Space Heating_Natural Gas_All | F1 | Commercial | All | Office | Existing | Space Heating | Natural Gas | Units | 7936803.0522 | 7896422.3898 | 7856041.7274 | 7807276.7 | 7757244.2457 | 7702389.8748 | 7651143.4389 | 7605765.9214 | 7564992.2468 | 7525636.559 | 7486799.1491 | 7448351.3182 | 7409956.6807 | 7371451.1072 | 7332706.3717 | 7293889.5639 | 7255062.0447 | 7216285.3126 | 7177560.1732 | 7138887.441 | 7100206.3587 | 7061516.8701 | 7022873.9884 | 6984278.3486 | 6945730.5918 | 6907176.2956 | 6868615.4218 | 6830047.9319 | 6791473.7873 | 6752892.9491 | 6714305.378 | 6675711.0348 | 6637338.5349
F2_Commercial_Office_Existing_Space Heating_Natural Gas_All | F2 | Commercial | All | Office | Existing | Space Heating | Natural Gas | Usage (GWh) | 2.7512 | 2.7299 | 2.6938 | 2.6547 | 2.6151 | 2.573 | 2.5323 | 2.4939 | 2.4573 | 2.4215 | 2.3863 | 2.353 | 2.3202 | 2.288 | 2.2562 | 2.2249 | 2.1942 | 2.1642 | 2.1348 | 2.1061 | 2.0779 | 2.0505 | 2.0235 | 1.9972 | 1.9713 | 1.9459 | 1.921 | 1.8965 | 1.8725 | 1.8489 | 1.8256 | 1.8027 | 1.7914
F3_Commercial_Office_Existing_Space Heating_Natural Gas_All | F3 | Commercial | All | Office | Existing | Space Heating | Natural Gas | Summer Peak Demand (MW) | 0 | 0 | 0 | 0 | 0 | 0 | 0 | 0 | 0 | 0 | 0 | 0 | 0 | 0 | 0 | 0 | 0 | 0 | 0 | 0 | 0 | 0 | 0 | 0 | 0 | 0 | 0 | 0 | 0 | 0 | 0 | 0 | 0
F4_Commercial_Office_Existing_Space Heating_Natural Gas_All | F4 | Commercial | All | Office | Existing | Space Heating | Natural Gas | Winter Peak Demand (MW) | 0 | 0 | 0 | 0 | 0 | 0 | 0 | 0 | 0 | 0 | 0 | 0 | 0 | 0 | 0 | 0 | 0 | 0 | 0 | 0 | 0 | 0 | 0 | 0 | 0 | 0 | 0 | 0 | 0 | 0 | 0 | 0 | 0
F1_Commercial_Office_Existing_Water Heating_Natural Gas_All | F1 | Commercial | All | Office | Existing | Water Heating | Natural Gas | Units | 5613090.0249 | 5584531.8898 | 5555973.7548 | 5521486.0036 | 5486101.8989 | 5447307.6237 | 5411064.9632 | 5378972.9371 | 5350136.8548 | 5322303.6054 | 5294836.8941 | 5267645.702 | 5240492.1296 | 5213260.1007 | 5185858.9308 | 5158406.7898 | 5130947.0734 | 5103523.2748 | 5076135.9638 | 5048785.7164 | 5021429.5635 | 4994067.4656 | 4966738.3291 | 4939442.6032 | 4912180.7413 | 4884914.2545 | 4857643.1159 | 4830367.2983 | 4803086.7743 | 4775801.5163 | 4748511.4968 | 4721216.6879 | 4694078.7716
F2_Commercial_Office_Existing_Water Heating_Natural Gas_All | F2 | Commercial | All | Office | Existing | Water Heating | Natural Gas | Usage (GWh) | 1.0263 | 1.0078 | 0.98658 | 0.96307 | 0.93924 | 0.91552 | 0.89358 | 0.87417 | 0.85751 | 0.84352 | 0.83158 | 0.82127 | 0.81223 | 0.80419 | 0.79692 | 0.79028 | 0.78414 | 0.77842 | 0.77302 | 0.76789 | 0.76295 | 0.75818 | 0.75354 | 0.74901 | 0.74457 | 0.74019 | 0.73586 | 0.73157 | 0.72732 | 0.72309 | 0.71888 | 0.71468 | 0.71053
F3_Commercial_Office_Existing_Water Heating_Natural Gas_All | F3 | Commercial | All | Office | Existing | Water Heating | Natural Gas | Summer Peak Demand (MW) | 0 | 0 | 0 | 0 | 0 | 0 | 0 | 0 | 0 | 0 | 0 | 0 | 0 | 0 | 0 | 0 | 0 | 0 | 0 | 0 | 0 | 0 | 0 | 0 | 0 | 0 | 0 | 0 | 0 | 0 | 0 | 0 | 0
F4_Commercial_Office_Existing_Water Heating_Natural Gas_All | F4 | Commercial | All | Office | Existing | Water Heating | Natural Gas | Winter Peak Demand (MW) | 0 | 0 | 0 | 0 | 0 | 0 | 0 | 0 | 0 | 0 | 0 | 0 | 0 | 0 | 0 | 0 | 0 | 0 | 0 | 0 | 0 | 0 | 0 | 0 | 0 | 0 | 0 | 0 | 0 | 0 | 0 | 0 | 0
F1_Commercial_Office_Existing_Food Preparation_Natural Gas_All | F1 | Commercial | All | Office | Existing | Food Preparation | Natural Gas | Units | 607936.0735 | 604843.032 | 601749.9904 | 598014.7309 | 594182.3901 | 589980.7046 | 586055.3764 | 582579.5902 | 579456.4451 | 576441.9137 | 573467.0808 | 570522.0886 | 567581.1708 | 564631.7557 | 561664.0214 | 558690.7666 | 555716.6914 | 552746.5063 | 549780.273 | 546818.054 | 543855.1954 | 540891.6929 | 537931.7603 | 534975.4463 | 532022.8001 | 529069.6529 | 526116.0019 | 523161.8441 | 520207.1766 | 517251.9964 | 514296.3005 | 511340.0859 | 508400.8638
F2_Commercial_Office_Existing_Food Preparation_Natural Gas_All | F2 | Commercial | All | Office | Existing | Food Preparation | Natural Gas | Usage (GWh) | 0.09465 | 0.094169 | 0.093687 | 0.092096 | 0.090366 | 0.088495 | 0.086845 | 0.085337 | 0.084139 | 0.083149 | 0.082175 | 0.081291 | 0.080714 | 0.080176 | 0.079667 | 0.079179 | 0.078709 | 0.078252 | 0.077804 | 0.077365 | 0.07693 | 0.0765 | 0.076073 | 0.075648 | 0.075226 | 0.074805 | 0.074385 | 0.073965 | 0.073546 | 0.073127 | 0.072709 | 0.07229 | 0.071874
F3_Commercial_Office_Existing_Food Preparation_Natural Gas_All | F3 | Commercial | All | Office | Existing | Food Preparation | Natural Gas | Summer Peak Demand (MW) | 0 | 0 | 0 | 0 | 0 | 0 | 0 | 0 | 0 | 0 | 0 | 0 | 0 | 0 | 0 | 0 | 0 | 0 | 0 | 0 | 0 | 0 | 0 | 0 | 0 | 0 | 0 | 0 | 0 | 0 | 0 | 0 | 0
F4_Commercial_Office_Existing_Food Preparation_Natural Gas_All | F4 | Commercial | All | Office | Existing | Food Preparation | Natural Gas | Winter Peak Demand (MW) | 0 | 0 | 0 | 0 | 0 | 0 | 0 | 0 | 0 | 0 | 0 | 0 | 0 | 0 | 0 | 0 | 0 | 0 | 0 | 0 | 0 | 0 | 0 | 0 | 0 | 0 | 0 | 0 | 0 | 0 | 0 | 0 | 0
F1_Commercial_Office_Existing_Miscellaneous_Natural Gas_All | F1 | Commercial | All | Office | Existing | Miscellaneous | Natural Gas | Units | 9592724.626 | 9543919.0084 | 9495113.3908 | 9436174.1081 | 9375702.9645 | 9309403.8677 | 9247465.4594 | 9192620.4511 | 9143339.8239 | 9095773.0299 | 9048832.6465 | 9002363.1232 | 8955957.8916 | 8909418.5784 | 8862590.2048 | 8815674.7218 | 8768746.2927 | 8721879.2468 | 8675074.5577 | 8628333.2102 | 8581581.7702 | 8534820.1702 | 8488114.901 | 8441466.7303 | 8394876.4327 | 8348278.2314 | 8301672.0801 | 8255057.9324 | 8208435.7415 | 8161805.4604 | 8115167.0418 | 8068520.4382 | 8022141.9627
F2_Commercial_Office_Existing_Miscellaneous_Natural Gas_All | F2 | Commercial | All | Office | Existing | Miscellaneous | Natural Gas | Usage (GWh) | 0.0058701 | 0.0058402 | 0.0058103 | 0.0057743 | 0.0057373 | 0.0056967 | 0.0056588 | 0.0056252 | 0.0055951 | 0.005566 | 0.0055372 | 0.0055088 | 0.0054804 | 0.0054519 | 0.0054233 | 0.0053946 | 0.0053658 | 0.0053372 | 0.0053085 | 0.0052799 | 0.0052513 | 0.0052227 | 0.0051941 | 0.0051656 | 0.0051371 | 0.0051085 | 0.00508 | 0.0050515 | 0.005023 | 0.0049944 | 0.0049659 | 0.0049374 | 0.004909
F3_Commercial_Office_Existing_Miscellaneous_Natural Gas_All | F3 | Commercial | All | Office | Existing | Miscellaneous | Natural Gas | Summer Peak Demand (MW) | 0 | 0 | 0 | 0 | 0 | 0 | 0 | 0 | 0 | 0 | 0 | 0 | 0 | 0 | 0 | 0 | 0 | 0 | 0 | 0 | 0 | 0 | 0 | 0 | 0 | 0 | 0 | 0 | 0 | 0 | 0 | 0 | 0
F4_Commercial_Office_Existing_Miscellaneous_Natural Gas_All | F4 | Commercial | All | Office | Existing | Miscellaneous | Natural Gas | Winter Peak Demand (MW) | 0 | 0 | 0 | 0 | 0 | 0 | 0 | 0 | 0 | 0 | 0 | 0 | 0 | 0 | 0 | 0 | 0 | 0 | 0 | 0 | 0 | 0 | 0 | 0 | 0 | 0 | 0 | 0 | 0 | 0 | 0 | 0 | 0
F1_Commercial_Office_Existing_Space Heating_Natural Gas_Market | F1 | Commercial | Market | Office | Existing | Space Heating | Natural Gas | Units | 9592724.626 | 9543919.0084 | 9495113.3908 | 9436174.1081 | 9375702.9645 | 9309403.8677 | 9247465.4594 | 9192620.4511 | 9143339.8239 | 9095773.0299 | 9048832.6465 | 9002363.1232 | 8955957.8916 | 8909418.5784 | 8862590.2048 | 8815674.7218 | 8768746.2927 | 8721879.2468 | 8675074.5577 | 8628333.2102 | 8581581.7702 | 8534820.1702 | 8488114.901 | 8441466.7303 | 8394876.4327 | 8348278.2314 | 8301672.0801 | 8255057.9324 | 8208435.7415 | 8161805.4604 | 8115167.0418 | 8068520.4382 | 8022141.9627
F2_Commercial_Office_Existing_Space Heating_Natural Gas_Market | F2 | Commercial | Market | Office | Existing | Space Heating | Natural Gas | Usage (GWh) | 2.7512 | 2.7299 | 2.6938 | 2.6547 | 2.6151 | 2.573 | 2.5323 | 2.4939 | 2.4573 | 2.4215 | 2.3863 | 2.353 | 2.3202 | 2.288 | 2.2562 | 2.2249 | 2.1942 | 2.1642 | 2.1348 | 2.1061 | 2.0779 | 2.0505 | 2.0235 | 1.9972 | 1.9713 | 1.9459 | 1.921 | 1.8965 | 1.8725 | 1.8489 | 1.8256 | 1.8027 | 1.7914
F3_Commercial_Office_Existing_Space Heating_Natural Gas_Market | F3 | Commercial | Market | Office | Existing | Space Heating | Natural Gas | Summer Peak Demand (MW) | 0 | 0 | 0 | 0 | 0 | 0 | 0 | 0 | 0 | 0 | 0 | 0 | 0 | 0 | 0 | 0 | 0 | 0 | 0 | 0 | 0 | 0 | 0 | 0 | 0 | 0 | 0 | 0 | 0 | 0 | 0 | 0 | 0
F4_Commercial_Office_Existing_Space Heating_Natural Gas_Market | F4 | Commercial | Market | Office | Existing | Space Heating | Natural Gas | Winter Peak Demand (MW) | 0 | 0 | 0 | 0 | 0 | 0 | 0 | 0 | 0 | 0 | 0 | 0 | 0 | 0 | 0 | 0 | 0 | 0 | 0 | 0 | 0 | 0 | 0 | 0 | 0 | 0 | 0 | 0 | 0 | 0 | 0 | 0 | 0
F1_Commercial_Office_Existing_Water Heating_Natural Gas_Market | F1 | Commercial | Market | Office | Existing | Water Heating | Natural Gas | Units | 9592724.626 | 9543919.0084 | 9495113.3908 | 9436174.1081 | 9375702.9645 | 9309403.8677 | 9247465.4594 | 9192620.4511 | 9143339.8239 | 9095773.0299 | 9048832.6465 | 9002363.1232 | 8955957.8916 | 8909418.5784 | 8862590.2048 | 8815674.7218 | 8768746.2927 | 8721879.2468 | 8675074.5577 | 8628333.2102 | 8581581.7702 | 8534820.1702 | 8488114.901 | 8441466.7303 | 8394876.4327 | 8348278.2314 | 8301672.0801 | 8255057.9324 | 8208435.7415 | 8161805.4604 | 8115167.0418 | 8068520.4382 | 8022141.9627
F2_Commercial_Office_Existing_Water Heating_Natural Gas_Market | F2 | Commercial | Market | Office | Existing | Water Heating | Natural Gas | Usage (GWh) | 1.0263 | 1.0078 | 0.98658 | 0.96307 | 0.93924 | 0.91552 | 0.89358 | 0.87417 | 0.85751 | 0.84352 | 0.83158 | 0.82127 | 0.81223 | 0.80419 | 0.79692 | 0.79028 | 0.78414 | 0.77842 | 0.77302 | 0.76789 | 0.76295 | 0.75818 | 0.75354 | 0.74901 | 0.74457 | 0.74019 | 0.73586 | 0.73157 | 0.72732 | 0.72309 | 0.71888 | 0.71468 | 0.71053
F3_Commercial_Office_Existing_Water Heating_Natural Gas_Market | F3 | Commercial | Market | Office | Existing | Water Heating | Natural Gas | Summer Peak Demand (MW) | 0 | 0 | 0 | 0 | 0 | 0 | 0 | 0 | 0 | 0 | 0 | 0 | 0 | 0 | 0 | 0 | 0 | 0 | 0 | 0 | 0 | 0 | 0 | 0 | 0 | 0 | 0 | 0 | 0 | 0 | 0 | 0 | 0
F4_Commercial_Office_Existing_Water Heating_Natural Gas_Market | F4 | Commercial | Market | Office | Existing | Water Heating | Natural Gas | Winter Peak Demand (MW) | 0 | 0 | 0 | 0 | 0 | 0 | 0 | 0 | 0 | 0 | 0 | 0 | 0 | 0 | 0 | 0 | 0 | 0 | 0 | 0 | 0 | 0 | 0 | 0 | 0 | 0 | 0 | 0 | 0 | 0 | 0 | 0 | 0
F1_Commercial_Office_Existing_Food Preparation_Natural Gas_Market | F1 | Commercial | Market | Office | Existing | Food Preparation | Natural Gas | Units | 9592724.626 | 9543919.0084 | 9495113.3908 | 9436174.1081 | 9375702.9645 | 9309403.8677 | 9247465.4594 | 9192620.4511 | 9143339.8239 | 9095773.0299 | 9048832.6465 | 9002363.1232 | 8955957.8916 | 8909418.5784 | 8862590.2048 | 8815674.7218 | 8768746.2927 | 8721879.2468 | 8675074.5577 | 8628333.2102 | 8581581.7702 | 8534820.1702 | 8488114.901 | 8441466.7303 | 8394876.4327 | 8348278.2314 | 8301672.0801 | 8255057.9324 | 8208435.7415 | 8161805.4604 | 8115167.0418 | 8068520.4382 | 8022141.9627
F2_Commercial_Office_Existing_Food Preparation_Natural Gas_Market | F2 | Commercial | Market | Office | Existing | Food Preparation | Natural Gas | Usage (GWh) | 0.09465 | 0.094169 | 0.093687 | 0.092096 | 0.090366 | 0.088495 | 0.086845 | 0.085337 | 0.084139 | 0.083149 | 0.082175 | 0.081291 | 0.080714 | 0.080176 | 0.079667 | 0.079179 | 0.078709 | 0.078252 | 0.077804 | 0.077365 | 0.07693 | 0.0765 | 0.076073 | 0.075648 | 0.075226 | 0.074805 | 0.074385 | 0.073965 | 0.073546 | 0.073127 | 0.072709 | 0.07229 | 0.071874
F3_Commercial_Office_Existing_Food Preparation_Natural Gas_Market | F3 | Commercial | Market | Office | Existing | Food Preparation | Natural Gas | Summer Peak Demand (MW) | 0 | 0 | 0 | 0 | 0 | 0 | 0 | 0 | 0 | 0 | 0 | 0 | 0 | 0 | 0 | 0 | 0 | 0 | 0 | 0 | 0 | 0 | 0 | 0 | 0 | 0 | 0 | 0 | 0 | 0 | 0 | 0 | 0
F4_Commercial_Office_Existing_Food Preparation_Natural Gas_Market | F4 | Commercial | Market | Office | Existing | Food Preparation | Natural Gas | Winter Peak Demand (MW) | 0 | 0 | 0 | 0 | 0 | 0 | 0 | 0 | 0 | 0 | 0 | 0 | 0 | 0 | 0 | 0 | 0 | 0 | 0 | 0 | 0 | 0 | 0 | 0 | 0 | 0 | 0 | 0 | 0 | 0 | 0 | 0 | 0
F1_Commercial_Office_Existing_Miscellaneous_Natural Gas_Market | F1 | Commercial | Market | Office | Existing | Miscellaneous | Natural Gas | Units | 9592724.626 | 9543919.0084 | 9495113.3908 | 9436174.1081 | 9375702.9645 | 9309403.8677 | 9247465.4594 | 9192620.4511 | 9143339.8239 | 9095773.0299 | 9048832.6465 | 9002363.1232 | 8955957.8916 | 8909418.5784 | 8862590.2048 | 8815674.7218 | 8768746.2927 | 8721879.2468 | 8675074.5577 | 8628333.2102 | 8581581.7702 | 8534820.1702 | 8488114.901 | 8441466.7303 | 8394876.4327 | 8348278.2314 | 8301672.0801 | 8255057.9324 | 8208435.7415 | 8161805.4604 | 8115167.0418 | 8068520.4382 | 8022141.9627
F2_Commercial_Office_Existing_Miscellaneous_Natural Gas_Market | F2 | Commercial | Market | Office | Existing | Miscellaneous | Natural Gas | Usage (GWh) | 0.0058701 | 0.0058402 | 0.0058103 | 0.0057743 | 0.0057373 | 0.0056967 | 0.0056588 | 0.0056252 | 0.0055951 | 0.005566 | 0.0055372 | 0.0055088 | 0.0054804 | 0.0054519 | 0.0054233 | 0.0053946 | 0.0053658 | 0.0053372 | 0.0053085 | 0.0052799 | 0.0052513 | 0.0052227 | 0.0051941 | 0.0051656 | 0.0051371 | 0.0051085 | 0.00508 | 0.0050515 | 0.005023 | 0.0049944 | 0.0049659 | 0.0049374 | 0.004909
F3_Commercial_Office_Existing_Miscellaneous_Natural Gas_Market | F3 | Commercial | Market | Office | Existing | Miscellaneous | Natural Gas | Summer Peak Demand (MW) | 0 | 0 | 0 | 0 | 0 | 0 | 0 | 0 | 0 | 0 | 0 | 0 | 0 | 0 | 0 | 0 | 0 | 0 | 0 | 0 | 0 | 0 | 0 | 0 | 0 | 0 | 0 | 0 | 0 | 0 | 0 | 0 | 0
F4_Commercial_Office_Existing_Miscellaneous_Natural Gas_Market | F4 | Commercial | Market | Office | Existing | Miscellaneous | Natural Gas | Winter Peak Demand (MW) | 0 | 0 | 0 | 0 | 0 | 0 | 0 | 0 | 0 | 0 | 0 | 0 | 0 | 0 | 0 | 0 | 0 | 0 | 0 | 0 | 0 | 0 | 0 | 0 | 0 | 0 | 0 | 0 | 0 | 0 | 0 | 0 | 0
F1_Commercial_Office_New_Space Heating_Natural Gas_All | F1 | Commercial | All | Office | New | Space Heating | Natural Gas | Units | 0 | 62845.6387 | 365973.4932 | 559693.4228 | 809534.2617 | 1148595.6747 | 1465507.9108 | 1746390.7531 | 1999010.5218 | 2242925.2452 | 2483658.2511 | 2721999.6248 | 2960014.4427 | 3198710.299 | 3438874.3751 | 3679480.9046 | 3920153.1914 | 4160513.6953 | 4400557.4708 | 4640279.5171 | 4880052.8253 | 5119877.7398 | 5359416.5335 | 5598665.3084 | 5837620.1289 | 6076615.0947 | 6315650.4405 | 6554726.4025 | 6793843.2181 | 7033001.1262 | 7272200.3669 | 7511441.1821 | 7619198.2016
F2_Commercial_Office_New_Space Heating_Natural Gas_All | F2 | Commercial | All | Office | New | Space Heating | Natural Gas | Usage (GWh) | 0 | 0.020439 | 0.1184 | 0.1801 | 0.2591 | 0.36565 | 0.46401 | 0.54994 | 0.62605 | 0.69858 | 0.76928 | 0.83842 | 0.90664 | 0.97425 | 1.0415 | 1.108 | 1.1737 | 1.2386 | 1.3024 | 1.3654 | 1.4275 | 1.4889 | 1.5493 | 1.6089 | 1.6675 | 1.7253 | 1.7823 | 1.8385 | 1.8939 | 1.9485 | 2.0022 | 2.0552 | 2.0847
F3_Commercial_Office_New_Space Heating_Natural Gas_All | F3 | Commercial | All | Office | New | Space Heating | Natural Gas | Summer Peak Demand (MW) | 0 | 0 | 0 | 0 | 0 | 0 | 0 | 0 | 0 | 0 | 0 | 0 | 0 | 0 | 0 | 0 | 0 | 0 | 0 | 0 | 0 | 0 | 0 | 0 | 0 | 0 | 0 | 0 | 0 | 0 | 0 | 0 | 0
F4_Commercial_Office_New_Space Heating_Natural Gas_All | F4 | Commercial | All | Office | New | Space Heating | Natural Gas | Winter Peak Demand (MW) | 0 | 0 | 0 | 0 | 0 | 0 | 0 | 0 | 0 | 0 | 0 | 0 | 0 | 0 | 0 | 0 | 0 | 0 | 0 | 0 | 0 | 0 | 0 | 0 | 0 | 0 | 0 | 0 | 0 | 0 | 0 | 0 | 0
F1_Commercial_Office_New_Water Heating_Natural Gas_All | F1 | Commercial | All | Office | New | Water Heating | Natural Gas | Units | 0 | 44445.884 | 258824.8884 | 395828.0869 | 572521.2859 | 812313.3309 | 1036440.9677 | 1235087.7867 | 1413746.3089 | 1586248.4224 | 1756500.3519 | 1925060.8641 | 2093390.4284 | 2262201.6388 | 2432051.2081 | 2602213.6906 | 2772422.6782 | 2942411.1658 | 3112175.6557 | 3281712.6113 | 3451285.8206 | 3620895.5269 | 3790302.8821 | 3959505.1293 | 4128499.4851 | 4297522.2326 | 4466573.5379 | 4635653.5678 | 4804762.4903 | 4973900.4743 | 5143067.6898 | 5312264.3077 | 5388472.5552
F2_Commercial_Office_New_Water Heating_Natural Gas_All | F2 | Commercial | All | Office | New | Water Heating | Natural Gas | Usage (GWh) | 0 | 0.0067257 | 0.039166 | 0.059898 | 0.086636 | 0.12292 | 0.15684 | 0.1869 | 0.21393 | 0.24004 | 0.2658 | 0.29131 | 0.31678 | 0.34233 | 0.36803 | 0.39378 | 0.41953 | 0.44526 | 0.47095 | 0.4966 | 0.52226 | 0.54793 | 0.57356 | 0.59917 | 0.62474 | 0.65032 | 0.6759 | 0.70149 | 0.72708 | 0.75267 | 0.77827 | 0.80387 | 0.81541
F3_Commercial_Office_New_Water Heating_Natural Gas_All | F3 | Commercial | All | Office | New | Water Heating | Natural Gas | Summer Peak Demand (MW) | 0 | 0 | 0 | 0 | 0 | 0 | 0 | 0 | 0 | 0 | 0 | 0 | 0 | 0 | 0 | 0 | 0 | 0 | 0 | 0 | 0 | 0 | 0 | 0 | 0 | 0 | 0 | 0 | 0 | 0 | 0 | 0 | 0
F4_Commercial_Office_New_Water Heating_Natural Gas_All | F4 | Commercial | All | Office | New | Water Heating | Natural Gas | Winter Peak Demand (MW) | 0 | 0 | 0 | 0 | 0 | 0 | 0 | 0 | 0 | 0 | 0 | 0 | 0 | 0 | 0 | 0 | 0 | 0 | 0 | 0 | 0 | 0 | 0 | 0 | 0 | 0 | 0 | 0 | 0 | 0 | 0 | 0 | 0
F1_Commercial_Office_New_Food Preparation_Natural Gas_All | F1 | Commercial | All | Office | New | Food Preparation | Natural Gas | Units | 0 | 4813.7935 | 28032.5072 | 42870.8914 | 62007.9744 | 87979.0943 | 112253.6516 | 133768.462 | 153118.4029 | 171801.5626 | 190241.012 | 208497.2694 | 226728.5135 | 245011.9231 | 263407.7942 | 281837.5559 | 300272.3544 | 318683.2712 | 337069.9276 | 355431.9404 | 373797.8798 | 392167.772 | 410515.7482 | 428841.5099 | 447144.7554 | 465451.076 | 483760.4896 | 502073.0142 | 520388.6682 | 538707.4697 | 557029.4371 | 575354.589 | 583608.4639
F2_Commercial_Office_New_Food Preparation_Natural Gas_All | F2 | Commercial | All | Office | New | Food Preparation | Natural Gas | Usage (GWh) | 0 | 0.00074946 | 0.0043644 | 0.0064621 | 0.0091675 | 0.012839 | 0.016254 | 0.019199 | 0.021862 | 0.02445 | 0.027 | 0.029475 | 0.032053 | 0.034637 | 0.037238 | 0.039843 | 0.04245 | 0.045052 | 0.047652 | 0.050247 | 0.052844 | 0.055441 | 0.058035 | 0.060625 | 0.063213 | 0.065801 | 0.068389 | 0.070978 | 0.073567 | 0.076157 | 0.078747 | 0.081338 | 0.082505
F3_Commercial_Office_New_Food Preparation_Natural Gas_All | F3 | Commercial | All | Office | New | Food Preparation | Natural Gas | Summer Peak Demand (MW) | 0 | 0 | 0 | 0 | 0 | 0 | 0 | 0 | 0 | 0 | 0 | 0 | 0 | 0 | 0 | 0 | 0 | 0 | 0 | 0 | 0 | 0 | 0 | 0 | 0 | 0 | 0 | 0 | 0 | 0 | 0 | 0 | 0
F4_Commercial_Office_New_Food Preparation_Natural Gas_All | F4 | Commercial | All | Office | New | Food Preparation | Natural Gas | Winter Peak Demand (MW) | 0 | 0 | 0 | 0 | 0 | 0 | 0 | 0 | 0 | 0 | 0 | 0 | 0 | 0 | 0 | 0 | 0 | 0 | 0 | 0 | 0 | 0 | 0 | 0 | 0 | 0 | 0 | 0 | 0 | 0 | 0 | 0 | 0
F1_Commercial_Office_New_Miscellaneous_Natural Gas_All | F1 | Commercial | All | Office | New | Miscellaneous | Natural Gas | Units | 0 | 75957.6497 | 442329.6027 | 676466.9408 | 978434.1626 | 1388236.7927 | 1771269.0782 | 2110754.856 | 2416080.7991 | 2710885.4903 | 3001844.6358 | 3289913.1629 | 3577587.0021 | 3866083.9704 | 4156355.4856 | 4447161.7669 | 4738047.5249 | 5028556.4501 | 5318682.5653 | 5608419.8263 | 5898219.0444 | 6188080.6357 | 6477596.4105 | 6766761.6575 | 7055571.6199 | 7344430.1035 | 7633337.3919 | 7922293.7705 | 8211299.5264 | 8500354.9482 | 8789460.3264 | 9078615.9528 | 9208855.2202
F2_Commercial_Office_New_Miscellaneous_Natural Gas_All | F2 | Commercial | All | Office | New | Miscellaneous | Natural Gas | Usage (GWh) | 0 | 4.6481e-05 | 0.00027067 | 0.00041395 | 0.00059873 | 0.0008495 | 0.0010839 | 0.0012916 | 0.0014785 | 0.0016589 | 0.0018369 | 0.0020132 | 0.0021892 | 0.0023658 | 0.0025434 | 0.0027213 | 0.0028993 | 0.0030771 | 0.0032547 | 0.003432 | 0.0036093 | 0.0037867 | 0.0039638 | 0.0041408 | 0.0043175 | 0.0044943 | 0.0046711 | 0.0048479 | 0.0050247 | 0.0052016 | 0.0053785 | 0.0055555 | 0.0056352
F3_Commercial_Office_New_Miscellaneous_Natural Gas_All | F3 | Commercial | All | Office | New | Miscellaneous | Natural Gas | Summer Peak Demand (MW) | 0 | 0 | 0 | 0 | 0 | 0 | 0 | 0 | 0 | 0 | 0 | 0 | 0 | 0 | 0 | 0 | 0 | 0 | 0 | 0 | 0 | 0 | 0 | 0 | 0 | 0 | 0 | 0 | 0 | 0 | 0 | 0 | 0
F4_Commercial_Office_New_Miscellaneous_Natural Gas_All | F4 | Commercial | All | Office | New | Miscellaneous | Natural Gas | Winter Peak Demand (MW) | 0 | 0 | 0 | 0 | 0 | 0 | 0 | 0 | 0 | 0 | 0 | 0 | 0 | 0 | 0 | 0 | 0 | 0 | 0 | 0 | 0 | 0 | 0 | 0 | 0 | 0 | 0 | 0 | 0 | 0 | 0 | 0 | 0
F1_Commercial_Office_New_Space Heating_Natural Gas_Market | F1 | Commercial | Market | Office | New | Space Heating | Natural Gas | Units | 0 | 75957.6497 | 442329.6027 | 676466.9408 | 978434.1626 | 1388236.7927 | 1771269.0782 | 2110754.856 | 2416080.7991 | 2710885.4903 | 3001844.6358 | 3289913.1629 | 3577587.0021 | 3866083.9704 | 4156355.4856 | 4447161.7669 | 4738047.5249 | 5028556.4501 | 5318682.5653 | 5608419.8263 | 5898219.0444 | 6188080.6357 | 6477596.4105 | 6766761.6575 | 7055571.6199 | 7344430.1035 | 7633337.3919 | 7922293.7705 | 8211299.5264 | 8500354.9482 | 8789460.3264 | 9078615.9528 | 9208855.2202
F2_Commercial_Office_New_Space Heating_Natural Gas_Market | F2 | Commercial | Market | Office | New | Space Heating | Natural Gas | Usage (GWh) | 0 | 0.020439 | 0.1184 | 0.1801 | 0.2591 | 0.36565 | 0.46401 | 0.54994 | 0.62605 | 0.69858 | 0.76928 | 0.83842 | 0.90664 | 0.97425 | 1.0415 | 1.108 | 1.1737 | 1.2386 | 1.3024 | 1.3654 | 1.4275 | 1.4889 | 1.5493 | 1.6089 | 1.6675 | 1.7253 | 1.7823 | 1.8385 | 1.8939 | 1.9485 | 2.0022 | 2.0552 | 2.0847
F3_Commercial_Office_New_Space Heating_Natural Gas_Market | F3 | Commercial | Market | Office | New | Space Heating | Natural Gas | Summer Peak Demand (MW) | 0 | 0 | 0 | 0 | 0 | 0 | 0 | 0 | 0 | 0 | 0 | 0 | 0 | 0 | 0 | 0 | 0 | 0 | 0 | 0 | 0 | 0 | 0 | 0 | 0 | 0 | 0 | 0 | 0 | 0 | 0 | 0 | 0
F4_Commercial_Office_New_Space Heating_Natural Gas_Market | F4 | Commercial | Market | Office | New | Space Heating | Natural Gas | Winter Peak Demand (MW) | 0 | 0 | 0 | 0 | 0 | 0 | 0 | 0 | 0 | 0 | 0 | 0 | 0 | 0 | 0 | 0 | 0 | 0 | 0 | 0 | 0 | 0 | 0 | 0 | 0 | 0 | 0 | 0 | 0 | 0 | 0 | 0 | 0
F1_Commercial_Office_New_Water Heating_Natural Gas_Market | F1 | Commercial | Market | Office | New | Water Heating | Natural Gas | Units | 0 | 75957.6497 | 442329.6027 | 676466.9408 | 978434.1626 | 1388236.7927 | 1771269.0782 | 2110754.856 | 2416080.7991 | 2710885.4903 | 3001844.6358 | 3289913.1629 | 3577587.0021 | 3866083.9704 | 4156355.4856 | 4447161.7669 | 4738047.5249 | 5028556.4501 | 5318682.5653 | 5608419.8263 | 5898219.0444 | 6188080.6357 | 6477596.4105 | 6766761.6575 | 7055571.6199 | 7344430.1035 | 7633337.3919 | 7922293.7705 | 8211299.5264 | 8500354.9482 | 8789460.3264 | 9078615.9528 | 9208855.2202
F2_Commercial_Office_New_Water Heating_Natural Gas_Market | F2 | Commercial | Market | Office | New | Water Heating | Natural Gas | Usage (GWh) | 0 | 0.0067257 | 0.039166 | 0.059898 | 0.086636 | 0.12292 | 0.15684 | 0.1869 | 0.21393 | 0.24004 | 0.2658 | 0.29131 | 0.31678 | 0.34233 | 0.36803 | 0.39378 | 0.41953 | 0.44526 | 0.47095 | 0.4966 | 0.52226 | 0.54793 | 0.57356 | 0.59917 | 0.62474 | 0.65032 | 0.6759 | 0.70149 | 0.72708 | 0.75267 | 0.77827 | 0.80387 | 0.81541
F3_Commercial_Office_New_Water Heating_Natural Gas_Market | F3 | Commercial | Market | Office | New | Water Heating | Natural Gas | Summer Peak Demand (MW) | 0 | 0 | 0 | 0 | 0 | 0 | 0 | 0 | 0 | 0 | 0 | 0 | 0 | 0 | 0 | 0 | 0 | 0 | 0 | 0 | 0 | 0 | 0 | 0 | 0 | 0 | 0 | 0 | 0 | 0 | 0 | 0 | 0
F4_Commercial_Office_New_Water Heating_Natural Gas_Market | F4 | Commercial | Market | Office | New | Water Heating | Natural Gas | Winter Peak Demand (MW) | 0 | 0 | 0 | 0 | 0 | 0 | 0 | 0 | 0 | 0 | 0 | 0 | 0 | 0 | 0 | 0 | 0 | 0 | 0 | 0 | 0 | 0 | 0 | 0 | 0 | 0 | 0 | 0 | 0 | 0 | 0 | 0 | 0
F1_Commercial_Office_New_Food Preparation_Natural Gas_Market | F1 | Commercial | Market | Office | New | Food Preparation | Natural Gas | Units | 0 | 75957.6497 | 442329.6027 | 676466.9408 | 978434.1626 | 1388236.7927 | 1771269.0782 | 2110754.856 | 2416080.7991 | 2710885.4903 | 3001844.6358 | 3289913.1629 | 3577587.0021 | 3866083.9704 | 4156355.4856 | 4447161.7669 | 4738047.5249 | 5028556.4501 | 5318682.5653 | 5608419.8263 | 5898219.0444 | 6188080.6357 | 6477596.4105 | 6766761.6575 | 7055571.6199 | 7344430.1035 | 7633337.3919 | 7922293.7705 | 8211299.5264 | 8500354.9482 | 8789460.3264 | 9078615.9528 | 9208855.2202
F2_Commercial_Office_New_Food Preparation_Natural Gas_Market | F2 | Commercial | Market | Office | New | Food Preparation | Natural Gas | Usage (GWh) | 0 | 0.00074946 | 0.0043644 | 0.0064621 | 0.0091675 | 0.012839 | 0.016254 | 0.019199 | 0.021862 | 0.02445 | 0.027 | 0.029475 | 0.032053 | 0.034637 | 0.037238 | 0.039843 | 0.04245 | 0.045052 | 0.047652 | 0.050247 | 0.052844 | 0.055441 | 0.058035 | 0.060625 | 0.063213 | 0.065801 | 0.068389 | 0.070978 | 0.073567 | 0.076157 | 0.078747 | 0.081338 | 0.082505
F3_Commercial_Office_New_Food Preparation_Natural Gas_Market | F3 | Commercial | Market | Office | New | Food Preparation | Natural Gas | Summer Peak Demand (MW) | 0 | 0 | 0 | 0 | 0 | 0 | 0 | 0 | 0 | 0 | 0 | 0 | 0 | 0 | 0 | 0 | 0 | 0 | 0 | 0 | 0 | 0 | 0 | 0 | 0 | 0 | 0 | 0 | 0 | 0 | 0 | 0 | 0
F4_Commercial_Office_New_Food Preparation_Natural Gas_Market | F4 | Commercial | Market | Office | New | Food Preparation | Natural Gas | Winter Peak Demand (MW) | 0 | 0 | 0 | 0 | 0 | 0 | 0 | 0 | 0 | 0 | 0 | 0 | 0 | 0 | 0 | 0 | 0 | 0 | 0 | 0 | 0 | 0 | 0 | 0 | 0 | 0 | 0 | 0 | 0 | 0 | 0 | 0 | 0
F1_Commercial_Office_New_Miscellaneous_Natural Gas_Market | F1 | Commercial | Market | Office | New | Miscellaneous | Natural Gas | Units | 0 | 75957.6497 | 442329.6027 | 676466.9408 | 978434.1626 | 1388236.7927 | 1771269.0782 | 2110754.856 | 2416080.7991 | 2710885.4903 | 3001844.6358 | 3289913.1629 | 3577587.0021 | 3866083.9704 | 4156355.4856 | 4447161.7669 | 4738047.5249 | 5028556.4501 | 5318682.5653 | 5608419.8263 | 5898219.0444 | 6188080.6357 | 6477596.4105 | 6766761.6575 | 7055571.6199 | 7344430.1035 | 7633337.3919 | 7922293.7705 | 8211299.5264 | 8500354.9482 | 8789460.3264 | 9078615.9528 | 9208855.2202
F2_Commercial_Office_New_Miscellaneous_Natural Gas_Market | F2 | Commercial | Market | Office | New | Miscellaneous | Natural Gas | Usage (GWh) | 0 | 4.6481e-05 | 0.00027067 | 0.00041395 | 0.00059873 | 0.0008495 | 0.0010839 | 0.0012916 | 0.0014785 | 0.0016589 | 0.0018369 | 0.0020132 | 0.0021892 | 0.0023658 | 0.0025434 | 0.0027213 | 0.0028993 | 0.0030771 | 0.0032547 | 0.003432 | 0.0036093 | 0.0037867 | 0.0039638 | 0.0041408 | 0.0043175 | 0.0044943 | 0.0046711 | 0.0048479 | 0.0050247 | 0.0052016 | 0.0053785 | 0.0055555 | 0.0056352
F3_Commercial_Office_New_Miscellaneous_Natural Gas_Market | F3 | Commercial | Market | Office | New | Miscellaneous | Natural Gas | Summer Peak Demand (MW) | 0 | 0 | 0 | 0 | 0 | 0 | 0 | 0 | 0 | 0 | 0 | 0 | 0 | 0 | 0 | 0 | 0 | 0 | 0 | 0 | 0 | 0 | 0 | 0 | 0 | 0 | 0 | 0 | 0 | 0 | 0 | 0 | 0
F4_Commercial_Office_New_Miscellaneous_Natural Gas_Market | F4 | Commercial | Market | Office | New | Miscellaneous | Natural Gas | Winter Peak Demand (MW) | 0 | 0 | 0 | 0 | 0 | 0 | 0 | 0 | 0 | 0 | 0 | 0 | 0 | 0 | 0 | 0 | 0 | 0 | 0 | 0 | 0 | 0 | 0 | 0 | 0 | 0 | 0 | 0 | 0 | 0 | 0 | 0 | 0
F1_Commercial_Restaurant_Existing_Space Heating_Natural Gas_All | F1 | Commercial | All | Restaurant | Existing | Space Heating | Natural Gas | Units | 659623.6118 | 656267.5958 | 652911.5797 | 648858.7434 | 644700.5719 | 640141.6534 | 635882.5885 | 632111.2864 | 628722.6074 | 625451.7764 | 622224.0193 | 619028.6399 | 615837.6814 | 612637.503 | 609417.448 | 606191.4031 | 602964.468 | 599741.7538 | 596523.3274 | 593309.2565 | 590094.4917 | 586879.0282 | 583667.4383 | 580459.7745 | 577256.0903 | 574051.8626 | 570847.0883 | 567641.7641 | 564435.8868 | 561229.4532 | 558022.4601 | 554814.9041 | 551625.7854
F2_Commercial_Restaurant_Existing_Space Heating_Natural Gas_All | F2 | Commercial | All | Restaurant | Existing | Space Heating | Natural Gas | Usage (GWh) | 0.44884 | 0.4446 | 0.43793 | 0.43078 | 0.42356 | 0.41613 | 0.40894 | 0.40214 | 0.39567 | 0.38937 | 0.38319 | 0.37715 | 0.37124 | 0.36545 | 0.35979 | 0.35426 | 0.34889 | 0.34367 | 0.3386 | 0.33368 | 0.3289 | 0.32424 | 0.31969 | 0.31525 | 0.31091 | 0.30668 | 0.30251 | 0.29844 | 0.29443 | 0.2905 | 0.28663 | 0.28283 | 0.28085
F3_Commercial_Restaurant_Existing_Space Heating_Natural Gas_All | F3 | Commercial | All | Restaurant | Existing | Space Heating | Natural Gas | Summer Peak Demand (MW) | 0 | 0 | 0 | 0 | 0 | 0 | 0 | 0 | 0 | 0 | 0 | 0 | 0 | 0 | 0 | 0 | 0 | 0 | 0 | 0 | 0 | 0 | 0 | 0 | 0 | 0 | 0 | 0 | 0 | 0 | 0 | 0 | 0
F4_Commercial_Restaurant_Existing_Space Heating_Natural Gas_All | F4 | Commercial | All | Restaurant | Existing | Space Heating | Natural Gas | Winter Peak Demand (MW) | 0 | 0 | 0 | 0 | 0 | 0 | 0 | 0 | 0 | 0 | 0 | 0 | 0 | 0 | 0 | 0 | 0 | 0 | 0 | 0 | 0 | 0 | 0 | 0 | 0 | 0 | 0 | 0 | 0 | 0 | 0 | 0 | 0
F1_Commercial_Restaurant_Existing_Water Heating_Natural Gas_All | F1 | Commercial | All | Restaurant | Existing | Water Heating | Natural Gas | Units | 572053.928 | 569143.4468 | 566232.9655 | 562718.1718 | 559112.0269 | 555158.3369 | 551464.6929 | 548194.0578 | 545255.2497 | 542418.6447 | 539619.395 | 536848.2248 | 534080.8885 | 531305.5563 | 528512.9863 | 525715.2216 | 522916.6849 | 520121.8087 | 517330.6511 | 514543.2708 | 511755.2887 | 508966.7007 | 506181.4719 | 503399.6481 | 500621.2756 | 497842.4317 | 495063.1137 | 492283.3189 | 489503.0444 | 486722.2875 | 483941.0453 | 481159.315 | 478393.5743
F2_Commercial_Restaurant_Existing_Water Heating_Natural Gas_All | F2 | Commercial | All | Restaurant | Existing | Water Heating | Natural Gas | Usage (GWh) | 0.81547 | 0.80072 | 0.78384 | 0.76511 | 0.74612 | 0.72722 | 0.70974 | 0.69428 | 0.68101 | 0.66986 | 0.66036 | 0.65215 | 0.64496 | 0.63856 | 0.63277 | 0.62749 | 0.62261 | 0.61806 | 0.61377 | 0.60969 | 0.60577 | 0.60198 | 0.5983 | 0.5947 | 0.59117 | 0.58769 | 0.58425 | 0.58085 | 0.57747 | 0.57411 | 0.57077 | 0.56744 | 0.56414
F3_Commercial_Restaurant_Existing_Water Heating_Natural Gas_All | F3 | Commercial | All | Restaurant | Existing | Water Heating | Natural Gas | Summer Peak Demand (MW) | 0 | 0 | 0 | 0 | 0 | 0 | 0 | 0 | 0 | 0 | 0 | 0 | 0 | 0 | 0 | 0 | 0 | 0 | 0 | 0 | 0 | 0 | 0 | 0 | 0 | 0 | 0 | 0 | 0 | 0 | 0 | 0 | 0
F4_Commercial_Restaurant_Existing_Water Heating_Natural Gas_All | F4 | Commercial | All | Restaurant | Existing | Water Heating | Natural Gas | Winter Peak Demand (MW) | 0 | 0 | 0 | 0 | 0 | 0 | 0 | 0 | 0 | 0 | 0 | 0 | 0 | 0 | 0 | 0 | 0 | 0 | 0 | 0 | 0 | 0 | 0 | 0 | 0 | 0 | 0 | 0 | 0 | 0 | 0 | 0 | 0
F1_Commercial_Restaurant_Existing_Food Preparation_Natural Gas_All | F1 | Commercial | All | Restaurant | Existing | Food Preparation | Natural Gas | Units | 3164525.9888 | 3148425.5949 | 3132325.201 | 3112881.8312 | 3092933.1187 | 3071061.8336 | 3050629.088 | 3032536.3707 | 3016279.2768 | 3000587.5561 | 2985102.4808 | 2969772.7366 | 2954464.2015 | 2939111.4345 | 2923663.3099 | 2908186.449 | 2892705.3172 | 2877244.4351 | 2861804.1238 | 2846384.708 | 2830961.9629 | 2815535.8661 | 2800128.3522 | 2784739.6744 | 2769370.0882 | 2753997.8948 | 2738623.0787 | 2723245.6246 | 2707865.5173 | 2692482.741 | 2677097.2804 | 2661709.1195 | 2646409.411
F2_Commercial_Restaurant_Existing_Food Preparation_Natural Gas_All | F2 | Commercial | All | Restaurant | Existing | Food Preparation | Natural Gas | Usage (GWh) | 2.9309 | 2.916 | 2.9011 | 2.8527 | 2.8001 | 2.7433 | 2.6929 | 2.6467 | 2.6095 | 2.5783 | 2.5477 | 2.5198 | 2.501 | 2.4834 | 2.4668 | 2.4509 | 2.4357 | 2.4209 | 2.4065 | 2.3921 | 2.3779 | 2.3643 | 2.3508 | 2.3374 | 2.3241 | 2.3109 | 2.2977 | 2.2846 | 2.2715 | 2.2584 | 2.2453 | 2.2323 | 2.2194
F3_Commercial_Restaurant_Existing_Food Preparation_Natural Gas_All | F3 | Commercial | All | Restaurant | Existing | Food Preparation | Natural Gas | Summer Peak Demand (MW) | 0 | 0 | 0 | 0 | 0 | 0 | 0 | 0 | 0 | 0 | 0 | 0 | 0 | 0 | 0 | 0 | 0 | 0 | 0 | 0 | 0 | 0 | 0 | 0 | 0 | 0 | 0 | 0 | 0 | 0 | 0 | 0 | 0
F4_Commercial_Restaurant_Existing_Food Preparation_Natural Gas_All | F4 | Commercial | All | Restaurant | Existing | Food Preparation | Natural Gas | Winter Peak Demand (MW) | 0 | 0 | 0 | 0 | 0 | 0 | 0 | 0 | 0 | 0 | 0 | 0 | 0 | 0 | 0 | 0 | 0 | 0 | 0 | 0 | 0 | 0 | 0 | 0 | 0 | 0 | 0 | 0 | 0 | 0 | 0 | 0 | 0
F1_Commercial_Restaurant_Existing_Miscellaneous_Natural Gas_All | F1 | Commercial | All | Restaurant | Existing | Miscellaneous | Natural Gas | Units | 903699.796 | 899101.9755 | 894504.1549 | 888951.6742 | 883254.8819 | 877009.0568 | 871174.0382 | 866007.266 | 861364.6963 | 856883.5813 | 852461.4784 | 848083.7338 | 843712.0459 | 839327.7266 | 834916.1758 | 830496.4188 | 826075.4421 | 821660.2481 | 817250.9286 | 812847.5763 | 808443.2732 | 804038.0129 | 799638.0595 | 795243.485 | 790854.3626 | 786464.4957 | 782073.8797 | 777682.5105 | 773290.3836 | 768897.4944 | 764503.8387 | 760109.4119 | 755740.2446
F2_Commercial_Restaurant_Existing_Miscellaneous_Natural Gas_All | F2 | Commercial | All | Restaurant | Existing | Miscellaneous | Natural Gas | Usage (GWh) | 0.071733 | 0.071368 | 0.071003 | 0.070563 | 0.07011 | 0.069615 | 0.069151 | 0.068741 | 0.068373 | 0.068017 | 0.067666 | 0.067319 | 0.066972 | 0.066624 | 0.066273 | 0.065923 | 0.065572 | 0.065221 | 0.064871 | 0.064522 | 0.064172 | 0.063822 | 0.063473 | 0.063124 | 0.062776 | 0.062427 | 0.062079 | 0.06173 | 0.061382 | 0.061033 | 0.060684 | 0.060335 | 0.059989
F3_Commercial_Restaurant_Existing_Miscellaneous_Natural Gas_All | F3 | Commercial | All | Restaurant | Existing | Miscellaneous | Natural Gas | Summer Peak Demand (MW) | 0 | 0 | 0 | 0 | 0 | 0 | 0 | 0 | 0 | 0 | 0 | 0 | 0 | 0 | 0 | 0 | 0 | 0 | 0 | 0 | 0 | 0 | 0 | 0 | 0 | 0 | 0 | 0 | 0 | 0 | 0 | 0 | 0
F4_Commercial_Restaurant_Existing_Miscellaneous_Natural Gas_All | F4 | Commercial | All | Restaurant | Existing | Miscellaneous | Natural Gas | Winter Peak Demand (MW) | 0 | 0 | 0 | 0 | 0 | 0 | 0 | 0 | 0 | 0 | 0 | 0 | 0 | 0 | 0 | 0 | 0 | 0 | 0 | 0 | 0 | 0 | 0 | 0 | 0 | 0 | 0 | 0 | 0 | 0 | 0 | 0 | 0
F1_Commercial_Restaurant_Existing_Space Heating_Natural Gas_Market | F1 | Commercial | Market | Restaurant | Existing | Space Heating | Natural Gas | Units | 903699.796 | 899101.9755 | 894504.1549 | 888951.6742 | 883254.8819 | 877009.0568 | 871174.0382 | 866007.266 | 861364.6963 | 856883.5813 | 852461.4784 | 848083.7338 | 843712.0459 | 839327.7266 | 834916.1758 | 830496.4188 | 826075.4421 | 821660.2481 | 817250.9286 | 812847.5763 | 808443.2732 | 804038.0129 | 799638.0595 | 795243.485 | 790854.3626 | 786464.4957 | 782073.8797 | 777682.5105 | 773290.3836 | 768897.4944 | 764503.8387 | 760109.4119 | 755740.2446
F2_Commercial_Restaurant_Existing_Space Heating_Natural Gas_Market | F2 | Commercial | Market | Restaurant | Existing | Space Heating | Natural Gas | Usage (GWh) | 0.44884 | 0.4446 | 0.43793 | 0.43078 | 0.42356 | 0.41613 | 0.40894 | 0.40214 | 0.39567 | 0.38937 | 0.38319 | 0.37715 | 0.37124 | 0.36545 | 0.35979 | 0.35426 | 0.34889 | 0.34367 | 0.3386 | 0.33368 | 0.3289 | 0.32424 | 0.31969 | 0.31525 | 0.31091 | 0.30668 | 0.30251 | 0.29844 | 0.29443 | 0.2905 | 0.28663 | 0.28283 | 0.28085
F3_Commercial_Restaurant_Existing_Space Heating_Natural Gas_Market | F3 | Commercial | Market | Restaurant | Existing | Space Heating | Natural Gas | Summer Peak Demand (MW) | 0 | 0 | 0 | 0 | 0 | 0 | 0 | 0 | 0 | 0 | 0 | 0 | 0 | 0 | 0 | 0 | 0 | 0 | 0 | 0 | 0 | 0 | 0 | 0 | 0 | 0 | 0 | 0 | 0 | 0 | 0 | 0 | 0
F4_Commercial_Restaurant_Existing_Space Heating_Natural Gas_Market | F4 | Commercial | Market | Restaurant | Existing | Space Heating | Natural Gas | Winter Peak Demand (MW) | 0 | 0 | 0 | 0 | 0 | 0 | 0 | 0 | 0 | 0 | 0 | 0 | 0 | 0 | 0 | 0 | 0 | 0 | 0 | 0 | 0 | 0 | 0 | 0 | 0 | 0 | 0 | 0 | 0 | 0 | 0 | 0 | 0
F1_Commercial_Restaurant_Existing_Water Heating_Natural Gas_Market | F1 | Commercial | Market | Restaurant | Existing | Water Heating | Natural Gas | Units | 903699.796 | 899101.9755 | 894504.1549 | 888951.6742 | 883254.8819 | 877009.0568 | 871174.0382 | 866007.266 | 861364.6963 | 856883.5813 | 852461.4784 | 848083.7338 | 843712.0459 | 839327.7266 | 834916.1758 | 830496.4188 | 826075.4421 | 821660.2481 | 817250.9286 | 812847.5763 | 808443.2732 | 804038.0129 | 799638.0595 | 795243.485 | 790854.3626 | 786464.4957 | 782073.8797 | 777682.5105 | 773290.3836 | 768897.4944 | 764503.8387 | 760109.4119 | 755740.2446
F2_Commercial_Restaurant_Existing_Water Heating_Natural Gas_Market | F2 | Commercial | Market | Restaurant | Existing | Water Heating | Natural Gas | Usage (GWh) | 0.81547 | 0.80072 | 0.78384 | 0.76511 | 0.74612 | 0.72722 | 0.70974 | 0.69428 | 0.68101 | 0.66986 | 0.66036 | 0.65215 | 0.64496 | 0.63856 | 0.63277 | 0.62749 | 0.62261 | 0.61806 | 0.61377 | 0.60969 | 0.60577 | 0.60198 | 0.5983 | 0.5947 | 0.59117 | 0.58769 | 0.58425 | 0.58085 | 0.57747 | 0.57411 | 0.57077 | 0.56744 | 0.56414
F3_Commercial_Restaurant_Existing_Water Heating_Natural Gas_Market | F3 | Commercial | Market | Restaurant | Existing | Water Heating | Natural Gas | Summer Peak Demand (MW) | 0 | 0 | 0 | 0 | 0 | 0 | 0 | 0 | 0 | 0 | 0 | 0 | 0 | 0 | 0 | 0 | 0 | 0 | 0 | 0 | 0 | 0 | 0 | 0 | 0 | 0 | 0 | 0 | 0 | 0 | 0 | 0 | 0
F4_Commercial_Restaurant_Existing_Water Heating_Natural Gas_Market | F4 | Commercial | Market | Restaurant | Existing | Water Heating | Natural Gas | Winter Peak Demand (MW) | 0 | 0 | 0 | 0 | 0 | 0 | 0 | 0 | 0 | 0 | 0 | 0 | 0 | 0 | 0 | 0 | 0 | 0 | 0 | 0 | 0 | 0 | 0 | 0 | 0 | 0 | 0 | 0 | 0 | 0 | 0 | 0 | 0
F1_Commercial_Restaurant_Existing_Food Preparation_Natural Gas_Market | F1 | Commercial | Market | Restaurant | Existing | Food Preparation | Natural Gas | Units | 903699.796 | 899101.9755 | 894504.1549 | 888951.6742 | 883254.8819 | 877009.0568 | 871174.0382 | 866007.266 | 861364.6963 | 856883.5813 | 852461.4784 | 848083.7338 | 843712.0459 | 839327.7266 | 834916.1758 | 830496.4188 | 826075.4421 | 821660.2481 | 817250.9286 | 812847.5763 | 808443.2732 | 804038.0129 | 799638.0595 | 795243.485 | 790854.3626 | 786464.4957 | 782073.8797 | 777682.5105 | 773290.3836 | 768897.4944 | 764503.8387 | 760109.4119 | 755740.2446
F2_Commercial_Restaurant_Existing_Food Preparation_Natural Gas_Market | F2 | Commercial | Market | Restaurant | Existing | Food Preparation | Natural Gas | Usage (GWh) | 2.9309 | 2.916 | 2.9011 | 2.8527 | 2.8001 | 2.7433 | 2.6929 | 2.6467 | 2.6095 | 2.5783 | 2.5477 | 2.5198 | 2.501 | 2.4834 | 2.4668 | 2.4509 | 2.4357 | 2.4209 | 2.4065 | 2.3921 | 2.3779 | 2.3643 | 2.3508 | 2.3374 | 2.3241 | 2.3109 | 2.2977 | 2.2846 | 2.2715 | 2.2584 | 2.2453 | 2.2323 | 2.2194
F3_Commercial_Restaurant_Existing_Food Preparation_Natural Gas_Market | F3 | Commercial | Market | Restaurant | Existing | Food Preparation | Natural Gas | Summer Peak Demand (MW) | 0 | 0 | 0 | 0 | 0 | 0 | 0 | 0 | 0 | 0 | 0 | 0 | 0 | 0 | 0 | 0 | 0 | 0 | 0 | 0 | 0 | 0 | 0 | 0 | 0 | 0 | 0 | 0 | 0 | 0 | 0 | 0 | 0
F4_Commercial_Restaurant_Existing_Food Preparation_Natural Gas_Market | F4 | Commercial | Market | Restaurant | Existing | Food Preparation | Natural Gas | Winter Peak Demand (MW) | 0 | 0 | 0 | 0 | 0 | 0 | 0 | 0 | 0 | 0 | 0 | 0 | 0 | 0 | 0 | 0 | 0 | 0 | 0 | 0 | 0 | 0 | 0 | 0 | 0 | 0 | 0 | 0 | 0 | 0 | 0 | 0 | 0
F1_Commercial_Restaurant_Existing_Miscellaneous_Natural Gas_Market | F1 | Commercial | Market | Restaurant | Existing | Miscellaneous | Natural Gas | Units | 903699.796 | 899101.9755 | 894504.1549 | 888951.6742 | 883254.8819 | 877009.0568 | 871174.0382 | 866007.266 | 861364.6963 | 856883.5813 | 852461.4784 | 848083.7338 | 843712.0459 | 839327.7266 | 834916.1758 | 830496.4188 | 826075.4421 | 821660.2481 | 817250.9286 | 812847.5763 | 808443.2732 | 804038.0129 | 799638.0595 | 795243.485 | 790854.3626 | 786464.4957 | 782073.8797 | 777682.5105 | 773290.3836 | 768897.4944 | 764503.8387 | 760109.4119 | 755740.2446
F2_Commercial_Restaurant_Existing_Miscellaneous_Natural Gas_Market | F2 | Commercial | Market | Restaurant | Existing | Miscellaneous | Natural Gas | Usage (GWh) | 0.071733 | 0.071368 | 0.071003 | 0.070563 | 0.07011 | 0.069615 | 0.069151 | 0.068741 | 0.068373 | 0.068017 | 0.067666 | 0.067319 | 0.066972 | 0.066624 | 0.066273 | 0.065923 | 0.065572 | 0.065221 | 0.064871 | 0.064522 | 0.064172 | 0.063822 | 0.063473 | 0.063124 | 0.062776 | 0.062427 | 0.062079 | 0.06173 | 0.061382 | 0.061033 | 0.060684 | 0.060335 | 0.059989
F3_Commercial_Restaurant_Existing_Miscellaneous_Natural Gas_Market | F3 | Commercial | Market | Restaurant | Existing | Miscellaneous | Natural Gas | Summer Peak Demand (MW) | 0 | 0 | 0 | 0 | 0 | 0 | 0 | 0 | 0 | 0 | 0 | 0 | 0 | 0 | 0 | 0 | 0 | 0 | 0 | 0 | 0 | 0 | 0 | 0 | 0 | 0 | 0 | 0 | 0 | 0 | 0 | 0 | 0
F4_Commercial_Restaurant_Existing_Miscellaneous_Natural Gas_Market | F4 | Commercial | Market | Restaurant | Existing | Miscellaneous | Natural Gas | Winter Peak Demand (MW) | 0 | 0 | 0 | 0 | 0 | 0 | 0 | 0 | 0 | 0 | 0 | 0 | 0 | 0 | 0 | 0 | 0 | 0 | 0 | 0 | 0 | 0 | 0 | 0 | 0 | 0 | 0 | 0 | 0 | 0 | 0 | 0 | 0
F1_Commercial_Restaurant_New_Space Heating_Natural Gas_All | F1 | Commercial | All | Restaurant | New | Space Heating | Natural Gas | Units | 0 | 5223.0686 | 30415.8684 | 46515.832 | 67279.9753 | 95459.1946 | 121797.6073 | 145141.6356 | 166136.7344 | 186408.3613 | 206415.5574 | 226223.9862 | 246005.275 | 265843.1646 | 285803.0773 | 305799.7619 | 325801.9117 | 345778.1493 | 365728.0638 | 385651.2395 | 405578.6756 | 425510.4007 | 445418.3464 | 465302.1888 | 485161.6008 | 505024.3492 | 524890.4536 | 544759.9336 | 564632.809 | 584509.0995 | 604388.8251 | 624272.006 | 633227.6363
F2_Commercial_Restaurant_New_Space Heating_Natural Gas_All | F2 | Commercial | All | Restaurant | New | Space Heating | Natural Gas | Usage (GWh) | 0 | 0.003116 | 0.018049 | 0.027456 | 0.0395 | 0.055731 | 0.070714 | 0.083804 | 0.095398 | 0.10645 | 0.11722 | 0.12775 | 0.13814 | 0.14844 | 0.15869 | 0.16883 | 0.17884 | 0.18872 | 0.19846 | 0.20805 | 0.21752 | 0.22687 | 0.23608 | 0.24515 | 0.25409 | 0.2629 | 0.27158 | 0.28015 | 0.28859 | 0.29691 | 0.3051 | 0.31317 | 0.31766
F3_Commercial_Restaurant_New_Space Heating_Natural Gas_All | F3 | Commercial | All | Restaurant | New | Space Heating | Natural Gas | Summer Peak Demand (MW) | 0 | 0 | 0 | 0 | 0 | 0 | 0 | 0 | 0 | 0 | 0 | 0 | 0 | 0 | 0 | 0 | 0 | 0 | 0 | 0 | 0 | 0 | 0 | 0 | 0 | 0 | 0 | 0 | 0 | 0 | 0 | 0 | 0
F4_Commercial_Restaurant_New_Space Heating_Natural Gas_All | F4 | Commercial | All | Restaurant | New | Space Heating | Natural Gas | Winter Peak Demand (MW) | 0 | 0 | 0 | 0 | 0 | 0 | 0 | 0 | 0 | 0 | 0 | 0 | 0 | 0 | 0 | 0 | 0 | 0 | 0 | 0 | 0 | 0 | 0 | 0 | 0 | 0 | 0 | 0 | 0 | 0 | 0 | 0 | 0
F1_Commercial_Restaurant_New_Water Heating_Natural Gas_All | F1 | Commercial | All | Restaurant | New | Water Heating | Natural Gas | Units | 0 | 4529.6695 | 26377.9475 | 40340.5274 | 58348.0844 | 82786.3137 | 105628.1164 | 125873.0604 | 144080.9119 | 161661.3375 | 179012.4373 | 196191.1575 | 213346.3408 | 230550.6108 | 247860.7043 | 265202.6881 | 282549.4115 | 299873.6628 | 317175.0855 | 334453.3192 | 351735.2477 | 369020.8958 | 386285.9214 | 403530.0436 | 420752.9786 | 437978.8072 | 455207.5463 | 472439.2127 | 489673.8238 | 506911.3966 | 524151.9486 | 541395.497 | 549162.2043
F2_Commercial_Restaurant_New_Water Heating_Natural Gas_All | F2 | Commercial | All | Restaurant | New | Water Heating | Natural Gas | Usage (GWh) | 0 | 0.00534 | 0.031097 | 0.047557 | 0.068787 | 0.097597 | 0.12452 | 0.14839 | 0.16986 | 0.19058 | 0.21104 | 0.23129 | 0.25151 | 0.2718 | 0.2922 | 0.31265 | 0.3331 | 0.35352 | 0.37392 | 0.39429 | 0.41466 | 0.43504 | 0.45539 | 0.47572 | 0.49603 | 0.51633 | 0.53664 | 0.55696 | 0.57728 | 0.5976 | 0.61792 | 0.63825 | 0.64741
F3_Commercial_Restaurant_New_Water Heating_Natural Gas_All | F3 | Commercial | All | Restaurant | New | Water Heating | Natural Gas | Summer Peak Demand (MW) | 0 | 0 | 0 | 0 | 0 | 0 | 0 | 0 | 0 | 0 | 0 | 0 | 0 | 0 | 0 | 0 | 0 | 0 | 0 | 0 | 0 | 0 | 0 | 0 | 0 | 0 | 0 | 0 | 0 | 0 | 0 | 0 | 0
F4_Commercial_Restaurant_New_Water Heating_Natural Gas_All | F4 | Commercial | All | Restaurant | New | Water Heating | Natural Gas | Winter Peak Demand (MW) | 0 | 0 | 0 | 0 | 0 | 0 | 0 | 0 | 0 | 0 | 0 | 0 | 0 | 0 | 0 | 0 | 0 | 0 | 0 | 0 | 0 | 0 | 0 | 0 | 0 | 0 | 0 | 0 | 0 | 0 | 0 | 0 | 0
F1_Commercial_Restaurant_New_Food Preparation_Natural Gas_All | F1 | Commercial | All | Restaurant | New | Food Preparation | Natural Gas | Units | 0 | 25057.527 | 145919.2855 | 223158.4141 | 322773.8163 | 457962.8396 | 584320.644 | 696312.9724 | 797036.3768 | 894288.9451 | 990272.9136 | 1085303.3013 | 1180203.4861 | 1275375.2116 | 1371132.3389 | 1467065.8792 | 1563025.638 | 1658861.0841 | 1754570.2457 | 1850151.1289 | 1945752.4511 | 2041374.3494 | 2136882.167 | 2232274.3496 | 2327549.328 | 2422840.313 | 2518147.3981 | 2613470.6776 | 2708810.2459 | 2804166.1985 | 2899538.6311 | 2994927.64 | 3037892.0283
F2_Commercial_Restaurant_New_Food Preparation_Natural Gas_All | F2 | Commercial | All | Restaurant | New | Food Preparation | Natural Gas | Usage (GWh) | 0 | 0.023208 | 0.13515 | 0.1999 | 0.28341 | 0.39674 | 0.50217 | 0.59328 | 0.67564 | 0.7556 | 0.8344 | 0.91089 | 0.99033 | 1.07 | 1.1502 | 1.2305 | 1.3109 | 1.3912 | 1.4714 | 1.5514 | 1.6312 | 1.7113 | 1.7914 | 1.8714 | 1.9513 | 2.0311 | 2.111 | 2.191 | 2.2709 | 2.3508 | 2.4308 | 2.5107 | 2.5468
F3_Commercial_Restaurant_New_Food Preparation_Natural Gas_All | F3 | Commercial | All | Restaurant | New | Food Preparation | Natural Gas | Summer Peak Demand (MW) | 0 | 0 | 0 | 0 | 0 | 0 | 0 | 0 | 0 | 0 | 0 | 0 | 0 | 0 | 0 | 0 | 0 | 0 | 0 | 0 | 0 | 0 | 0 | 0 | 0 | 0 | 0 | 0 | 0 | 0 | 0 | 0 | 0
F4_Commercial_Restaurant_New_Food Preparation_Natural Gas_All | F4 | Commercial | All | Restaurant | New | Food Preparation | Natural Gas | Winter Peak Demand (MW) | 0 | 0 | 0 | 0 | 0 | 0 | 0 | 0 | 0 | 0 | 0 | 0 | 0 | 0 | 0 | 0 | 0 | 0 | 0 | 0 | 0 | 0 | 0 | 0 | 0 | 0 | 0 | 0 | 0 | 0 | 0 | 0 | 0
F1_Commercial_Restaurant_New_Miscellaneous_Natural Gas_All | F1 | Commercial | All | Restaurant | New | Miscellaneous | Natural Gas | Units | 0 | 7155.7264 | 41670.4521 | 63727.7791 | 92175.1419 | 130781.3322 | 166865.5744 | 198847.4398 | 227611.2169 | 255383.8206 | 282794.1477 | 309932.159 | 337032.988 | 364211.3614 | 391556.9091 | 418952.8354 | 446356.249 | 473724.1624 | 501056.0124 | 528351.2298 | 555652.2839 | 582959.214 | 610233.5659 | 637474.8956 | 664682.7551 | 691895.1857 | 719112.214 | 746333.8669 | 773560.1715 | 800791.155 | 828026.8447 | 855267.2681 | 867536.6915
F2_Commercial_Restaurant_New_Miscellaneous_Natural Gas_All | F2 | Commercial | All | Restaurant | New | Miscellaneous | Natural Gas | Usage (GWh) | 0 | 0.000568 | 0.0033077 | 0.0050585 | 0.0073166 | 0.010381 | 0.013245 | 0.015784 | 0.018067 | 0.020272 | 0.022447 | 0.024602 | 0.026753 | 0.02891 | 0.031081 | 0.033255 | 0.035431 | 0.037603 | 0.039772 | 0.041939 | 0.044106 | 0.046274 | 0.048439 | 0.050601 | 0.052761 | 0.054921 | 0.057081 | 0.059242 | 0.061403 | 0.063565 | 0.065727 | 0.067889 | 0.068863
F3_Commercial_Restaurant_New_Miscellaneous_Natural Gas_All | F3 | Commercial | All | Restaurant | New | Miscellaneous | Natural Gas | Summer Peak Demand (MW) | 0 | 0 | 0 | 0 | 0 | 0 | 0 | 0 | 0 | 0 | 0 | 0 | 0 | 0 | 0 | 0 | 0 | 0 | 0 | 0 | 0 | 0 | 0 | 0 | 0 | 0 | 0 | 0 | 0 | 0 | 0 | 0 | 0
F4_Commercial_Restaurant_New_Miscellaneous_Natural Gas_All | F4 | Commercial | All | Restaurant | New | Miscellaneous | Natural Gas | Winter Peak Demand (MW) | 0 | 0 | 0 | 0 | 0 | 0 | 0 | 0 | 0 | 0 | 0 | 0 | 0 | 0 | 0 | 0 | 0 | 0 | 0 | 0 | 0 | 0 | 0 | 0 | 0 | 0 | 0 | 0 | 0 | 0 | 0 | 0 | 0
F1_Commercial_Restaurant_New_Space Heating_Natural Gas_Market | F1 | Commercial | Market | Restaurant | New | Space Heating | Natural Gas | Units | 0 | 7155.7264 | 41670.4521 | 63727.7791 | 92175.1419 | 130781.3322 | 166865.5744 | 198847.4398 | 227611.2169 | 255383.8206 | 282794.1477 | 309932.159 | 337032.988 | 364211.3614 | 391556.9091 | 418952.8354 | 446356.249 | 473724.1624 | 501056.0124 | 528351.2298 | 555652.2839 | 582959.214 | 610233.5659 | 637474.8956 | 664682.7551 | 691895.1857 | 719112.214 | 746333.8669 | 773560.1715 | 800791.155 | 828026.8447 | 855267.2681 | 867536.6915
F2_Commercial_Restaurant_New_Space Heating_Natural Gas_Market | F2 | Commercial | Market | Restaurant | New | Space Heating | Natural Gas | Usage (GWh) | 0 | 0.003116 | 0.018049 | 0.027456 | 0.0395 | 0.055731 | 0.070714 | 0.083804 | 0.095398 | 0.10645 | 0.11722 | 0.12775 | 0.13814 | 0.14844 | 0.15869 | 0.16883 | 0.17884 | 0.18872 | 0.19846 | 0.20805 | 0.21752 | 0.22687 | 0.23608 | 0.24515 | 0.25409 | 0.2629 | 0.27158 | 0.28015 | 0.28859 | 0.29691 | 0.3051 | 0.31317 | 0.31766
F3_Commercial_Restaurant_New_Space Heating_Natural Gas_Market | F3 | Commercial | Market | Restaurant | New | Space Heating | Natural Gas | Summer Peak Demand (MW) | 0 | 0 | 0 | 0 | 0 | 0 | 0 | 0 | 0 | 0 | 0 | 0 | 0 | 0 | 0 | 0 | 0 | 0 | 0 | 0 | 0 | 0 | 0 | 0 | 0 | 0 | 0 | 0 | 0 | 0 | 0 | 0 | 0
F4_Commercial_Restaurant_New_Space Heating_Natural Gas_Market | F4 | Commercial | Market | Restaurant | New | Space Heating | Natural Gas | Winter Peak Demand (MW) | 0 | 0 | 0 | 0 | 0 | 0 | 0 | 0 | 0 | 0 | 0 | 0 | 0 | 0 | 0 | 0 | 0 | 0 | 0 | 0 | 0 | 0 | 0 | 0 | 0 | 0 | 0 | 0 | 0 | 0 | 0 | 0 | 0
F1_Commercial_Restaurant_New_Water Heating_Natural Gas_Market | F1 | Commercial | Market | Restaurant | New | Water Heating | Natural Gas | Units | 0 | 7155.7264 | 41670.4521 | 63727.7791 | 92175.1419 | 130781.3322 | 166865.5744 | 198847.4398 | 227611.2169 | 255383.8206 | 282794.1477 | 309932.159 | 337032.988 | 364211.3614 | 391556.9091 | 418952.8354 | 446356.249 | 473724.1624 | 501056.0124 | 528351.2298 | 555652.2839 | 582959.214 | 610233.5659 | 637474.8956 | 664682.7551 | 691895.1857 | 719112.214 | 746333.8669 | 773560.1715 | 800791.155 | 828026.8447 | 855267.2681 | 867536.6915
F2_Commercial_Restaurant_New_Water Heating_Natural Gas_Market | F2 | Commercial | Market | Restaurant | New | Water Heating | Natural Gas | Usage (GWh) | 0 | 0.00534 | 0.031097 | 0.047557 | 0.068787 | 0.097597 | 0.12452 | 0.14839 | 0.16986 | 0.19058 | 0.21104 | 0.23129 | 0.25151 | 0.2718 | 0.2922 | 0.31265 | 0.3331 | 0.35352 | 0.37392 | 0.39429 | 0.41466 | 0.43504 | 0.45539 | 0.47572 | 0.49603 | 0.51633 | 0.53664 | 0.55696 | 0.57728 | 0.5976 | 0.61792 | 0.63825 | 0.64741
F3_Commercial_Restaurant_New_Water Heating_Natural Gas_Market | F3 | Commercial | Market | Restaurant | New | Water Heating | Natural Gas | Summer Peak Demand (MW) | 0 | 0 | 0 | 0 | 0 | 0 | 0 | 0 | 0 | 0 | 0 | 0 | 0 | 0 | 0 | 0 | 0 | 0 | 0 | 0 | 0 | 0 | 0 | 0 | 0 | 0 | 0 | 0 | 0 | 0 | 0 | 0 | 0
F4_Commercial_Restaurant_New_Water Heating_Natural Gas_Market | F4 | Commercial | Market | Restaurant | New | Water Heating | Natural Gas | Winter Peak Demand (MW) | 0 | 0 | 0 | 0 | 0 | 0 | 0 | 0 | 0 | 0 | 0 | 0 | 0 | 0 | 0 | 0 | 0 | 0 | 0 | 0 | 0 | 0 | 0 | 0 | 0 | 0 | 0 | 0 | 0 | 0 | 0 | 0 | 0
F1_Commercial_Restaurant_New_Food Preparation_Natural Gas_Market | F1 | Commercial | Market | Restaurant | New | Food Preparation | Natural Gas | Units | 0 | 7155.7264 | 41670.4521 | 63727.7791 | 92175.1419 | 130781.3322 | 166865.5744 | 198847.4398 | 227611.2169 | 255383.8206 | 282794.1477 | 309932.159 | 337032.988 | 364211.3614 | 391556.9091 | 418952.8354 | 446356.249 | 473724.1624 | 501056.0124 | 528351.2298 | 555652.2839 | 582959.214 | 610233.5659 | 637474.8956 | 664682.7551 | 691895.1857 | 719112.214 | 746333.8669 | 773560.1715 | 800791.155 | 828026.8447 | 855267.2681 | 867536.6915
F2_Commercial_Restaurant_New_Food Preparation_Natural Gas_Market | F2 | Commercial | Market | Restaurant | New | Food Preparation | Natural Gas | Usage (GWh) | 0 | 0.023208 | 0.13515 | 0.1999 | 0.28341 | 0.39674 | 0.50217 | 0.59328 | 0.67564 | 0.7556 | 0.8344 | 0.91089 | 0.99033 | 1.07 | 1.1502 | 1.2305 | 1.3109 | 1.3912 | 1.4714 | 1.5514 | 1.6312 | 1.7113 | 1.7914 | 1.8714 | 1.9513 | 2.0311 | 2.111 | 2.191 | 2.2709 | 2.3508 | 2.4308 | 2.5107 | 2.5468
F3_Commercial_Restaurant_New_Food Preparation_Natural Gas_Market | F3 | Commercial | Market | Restaurant | New | Food Preparation | Natural Gas | Summer Peak Demand (MW) | 0 | 0 | 0 | 0 | 0 | 0 | 0 | 0 | 0 | 0 | 0 | 0 | 0 | 0 | 0 | 0 | 0 | 0 | 0 | 0 | 0 | 0 | 0 | 0 | 0 | 0 | 0 | 0 | 0 | 0 | 0 | 0 | 0
F4_Commercial_Restaurant_New_Food Preparation_Natural Gas_Market | F4 | Commercial | Market | Restaurant | New | Food Preparation | Natural Gas | Winter Peak Demand (MW) | 0 | 0 | 0 | 0 | 0 | 0 | 0 | 0 | 0 | 0 | 0 | 0 | 0 | 0 | 0 | 0 | 0 | 0 | 0 | 0 | 0 | 0 | 0 | 0 | 0 | 0 | 0 | 0 | 0 | 0 | 0 | 0 | 0
F1_Commercial_Restaurant_New_Miscellaneous_Natural Gas_Market | F1 | Commercial | Market | Restaurant | New | Miscellaneous | Natural Gas | Units | 0 | 7155.7264 | 41670.4521 | 63727.7791 | 92175.1419 | 130781.3322 | 166865.5744 | 198847.4398 | 227611.2169 | 255383.8206 | 282794.1477 | 309932.159 | 337032.988 | 364211.3614 | 391556.9091 | 418952.8354 | 446356.249 | 473724.1624 | 501056.0124 | 528351.2298 | 555652.2839 | 582959.214 | 610233.5659 | 637474.8956 | 664682.7551 | 691895.1857 | 719112.214 | 746333.8669 | 773560.1715 | 800791.155 | 828026.8447 | 855267.2681 | 867536.6915
F2_Commercial_Restaurant_New_Miscellaneous_Natural Gas_Market | F2 | Commercial | Market | Restaurant | New | Miscellaneous | Natural Gas | Usage (GWh) | 0 | 0.000568 | 0.0033077 | 0.0050585 | 0.0073166 | 0.010381 | 0.013245 | 0.015784 | 0.018067 | 0.020272 | 0.022447 | 0.024602 | 0.026753 | 0.02891 | 0.031081 | 0.033255 | 0.035431 | 0.037603 | 0.039772 | 0.041939 | 0.044106 | 0.046274 | 0.048439 | 0.050601 | 0.052761 | 0.054921 | 0.057081 | 0.059242 | 0.061403 | 0.063565 | 0.065727 | 0.067889 | 0.068863
F3_Commercial_Restaurant_New_Miscellaneous_Natural Gas_Market | F3 | Commercial | Market | Restaurant | New | Miscellaneous | Natural Gas | Summer Peak Demand (MW) | 0 | 0 | 0 | 0 | 0 | 0 | 0 | 0 | 0 | 0 | 0 | 0 | 0 | 0 | 0 | 0 | 0 | 0 | 0 | 0 | 0 | 0 | 0 | 0 | 0 | 0 | 0 | 0 | 0 | 0 | 0 | 0 | 0
F4_Commercial_Restaurant_New_Miscellaneous_Natural Gas_Market | F4 | Commercial | Market | Restaurant | New | Miscellaneous | Natural Gas | Winter Peak Demand (MW) | 0 | 0 | 0 | 0 | 0 | 0 | 0 | 0 | 0 | 0 | 0 | 0 | 0 | 0 | 0 | 0 | 0 | 0 | 0 | 0 | 0 | 0 | 0 | 0 | 0 | 0 | 0 | 0 | 0 | 0 | 0 | 0 | 0
F1_Commercial_Retail_Existing_Space Heating_Natural Gas_All | F1 | Commercial | All | Retail | Existing | Space Heating | Natural Gas | Units | 17799564.8169 | 17709004.6489 | 17618444.4809 | 17509081.0181 | 17396875.1452 | 17273855.3445 | 17158926.9216 | 17057160.4977 | 16965718.9364 | 16877457.4397 | 16790358.2651 | 16704132.7843 | 16618026.5986 | 16531671.6209 | 16444780.2836 | 16357727.3124 | 16270650.3193 | 16183687.2245 | 16096839.8346 | 16010109.9764 | 15923361.3917 | 15836593.9545 | 15749931.0409 | 15663374.0749 | 15576924.4942 | 15490460.2479 | 15403981.2503 | 15317487.415 | 15230978.6554 | 15144454.8843 | 15057916.0137 | 14971361.9555 | 14885305.4167
F2_Commercial_Retail_Existing_Space Heating_Natural Gas_All | F2 | Commercial | All | Retail | Existing | Space Heating | Natural Gas | Usage (GWh) | 2.8873 | 2.861 | 2.819 | 2.7739 | 2.7284 | 2.6815 | 2.6362 | 2.5934 | 2.5526 | 2.5129 | 2.4739 | 2.4358 | 2.3985 | 2.3619 | 2.326 | 2.291 | 2.2569 | 2.2237 | 2.1915 | 2.1602 | 2.1296 | 2.0999 | 2.0708 | 2.0425 | 2.0147 | 1.9876 | 1.9609 | 1.9348 | 1.9091 | 1.8839 | 1.859 | 1.8345 | 1.8219
F3_Commercial_Retail_Existing_Space Heating_Natural Gas_All | F3 | Commercial | All | Retail | Existing | Space Heating | Natural Gas | Summer Peak Demand (MW) | 0 | 0 | 0 | 0 | 0 | 0 | 0 | 0 | 0 | 0 | 0 | 0 | 0 | 0 | 0 | 0 | 0 | 0 | 0 | 0 | 0 | 0 | 0 | 0 | 0 | 0 | 0 | 0 | 0 | 0 | 0 | 0 | 0
F4_Commercial_Retail_Existing_Space Heating_Natural Gas_All | F4 | Commercial | All | Retail | Existing | Space Heating | Natural Gas | Winter Peak Demand (MW) | 0 | 0 | 0 | 0 | 0 | 0 | 0 | 0 | 0 | 0 | 0 | 0 | 0 | 0 | 0 | 0 | 0 | 0 | 0 | 0 | 0 | 0 | 0 | 0 | 0 | 0 | 0 | 0 | 0 | 0 | 0 | 0 | 0
F1_Commercial_Retail_Existing_Water Heating_Natural Gas_All | F1 | Commercial | All | Retail | Existing | Water Heating | Natural Gas | Units | 8573279.224 | 8529660.3145 | 8486041.405 | 8433365.763 | 8379321.0553 | 8320067.747 | 8264711.7048 | 8215695.2273 | 8171651.7889 | 8129140.0498 | 8087188.1508 | 8045657.0724 | 8004183.4532 | 7962590.0017 | 7920738.209 | 7878808.5643 | 7836867.3492 | 7794980.994 | 7753150.3688 | 7711376.3537 | 7669593.3187 | 7627801.2033 | 7586059.4324 | 7544368.6919 | 7502729.6742 | 7461083.5927 | 7419430.4062 | 7377770.073 | 7336102.5514 | 7294427.7994 | 7252745.7747 | 7211056.4347 | 7169606.7283
F2_Commercial_Retail_Existing_Water Heating_Natural Gas_All | F2 | Commercial | All | Retail | Existing | Water Heating | Natural Gas | Usage (GWh) | 1.8425 | 1.8093 | 1.7712 | 1.7289 | 1.6861 | 1.6435 | 1.604 | 1.5691 | 1.5392 | 1.514 | 1.4926 | 1.4741 | 1.4578 | 1.4434 | 1.4303 | 1.4184 | 1.4074 | 1.3971 | 1.3874 | 1.3782 | 1.3693 | 1.3608 | 1.3524 | 1.3443 | 1.3363 | 1.3285 | 1.3207 | 1.313 | 1.3054 | 1.2978 | 1.2902 | 1.2827 | 1.2752
F3_Commercial_Retail_Existing_Water Heating_Natural Gas_All | F3 | Commercial | All | Retail | Existing | Water Heating | Natural Gas | Summer Peak Demand (MW) | 0 | 0 | 0 | 0 | 0 | 0 | 0 | 0 | 0 | 0 | 0 | 0 | 0 | 0 | 0 | 0 | 0 | 0 | 0 | 0 | 0 | 0 | 0 | 0 | 0 | 0 | 0 | 0 | 0 | 0 | 0 | 0 | 0
F4_Commercial_Retail_Existing_Water Heating_Natural Gas_All | F4 | Commercial | All | Retail | Existing | Water Heating | Natural Gas | Winter Peak Demand (MW) | 0 | 0 | 0 | 0 | 0 | 0 | 0 | 0 | 0 | 0 | 0 | 0 | 0 | 0 | 0 | 0 | 0 | 0 | 0 | 0 | 0 | 0 | 0 | 0 | 0 | 0 | 0 | 0 | 0 | 0 | 0 | 0 | 0
F1_Commercial_Retail_Existing_Food Preparation_Natural Gas_All | F1 | Commercial | All | Retail | Existing | Food Preparation | Natural Gas | Units | 1319761.3789 | 1313046.7309 | 1306332.0829 | 1298223.2512 | 1289903.6671 | 1280782.2765 | 1272260.827 | 1264715.2832 | 1257935.2836 | 1251391.0723 | 1244933.0421 | 1238539.7926 | 1232155.3882 | 1225752.5371 | 1219309.9171 | 1212855.3127 | 1206398.9272 | 1199950.9868 | 1193511.6254 | 1187080.9784 | 1180648.943 | 1174215.5097 | 1167789.8264 | 1161371.9987 | 1154962.1331 | 1148551.1801 | 1142139.1334 | 1135725.9865 | 1129311.7331 | 1122896.3666 | 1116479.8806 | 1110062.2684 | 1103681.5452
F2_Commercial_Retail_Existing_Food Preparation_Natural Gas_All | F2 | Commercial | All | Retail | Existing | Food Preparation | Natural Gas | Usage (GWh) | 0.70287 | 0.69929 | 0.69571 | 0.67825 | 0.65907 | 0.63837 | 0.62031 | 0.60371 | 0.59083 | 0.58057 | 0.57047 | 0.56153 | 0.55658 | 0.55215 | 0.5481 | 0.54434 | 0.54081 | 0.53744 | 0.5342 | 0.53106 | 0.52798 | 0.52496 | 0.52198 | 0.51903 | 0.5161 | 0.51319 | 0.51029 | 0.5074 | 0.50452 | 0.50163 | 0.49876 | 0.49588 | 0.49303
F3_Commercial_Retail_Existing_Food Preparation_Natural Gas_All | F3 | Commercial | All | Retail | Existing | Food Preparation | Natural Gas | Summer Peak Demand (MW) | 0 | 0 | 0 | 0 | 0 | 0 | 0 | 0 | 0 | 0 | 0 | 0 | 0 | 0 | 0 | 0 | 0 | 0 | 0 | 0 | 0 | 0 | 0 | 0 | 0 | 0 | 0 | 0 | 0 | 0 | 0 | 0 | 0
F4_Commercial_Retail_Existing_Food Preparation_Natural Gas_All | F4 | Commercial | All | Retail | Existing | Food Preparation | Natural Gas | Winter Peak Demand (MW) | 0 | 0 | 0 | 0 | 0 | 0 | 0 | 0 | 0 | 0 | 0 | 0 | 0 | 0 | 0 | 0 | 0 | 0 | 0 | 0 | 0 | 0 | 0 | 0 | 0 | 0 | 0 | 0 | 0 | 0 | 0 | 0 | 0
F1_Commercial_Retail_Existing_Miscellaneous_Natural Gas_All | F1 | Commercial | All | Retail | Existing | Miscellaneous | Natural Gas | Units | 20038376.9356 | 19936426.1968 | 19834475.4581 | 19711356.3643 | 19585037.3448 | 19446544.232 | 19317160.2228 | 19202593.7161 | 19099650.7233 | 19000287.7805 | 18902233.3556 | 18805162.517 | 18708225.9782 | 18611009.3545 | 18513188.9085 | 18415186.4985 | 18317157.045 | 18219255.8159 | 18121484.8449 | 18023846.1888 | 17926186.4506 | 17828505.4887 | 17730942.1973 | 17633498.1795 | 17536175.0538 | 17438835.4179 | 17341479.1752 | 17244106.2287 | 17146716.4807 | 17049309.8329 | 16951886.1865 | 16854445.4422 | 16757564.7949
F2_Commercial_Retail_Existing_Miscellaneous_Natural Gas_All | F2 | Commercial | All | Retail | Existing | Miscellaneous | Natural Gas | Usage (GWh) | 0.080736 | 0.080325 | 0.079915 | 0.079418 | 0.07891 | 0.078352 | 0.07783 | 0.077369 | 0.076954 | 0.076554 | 0.076158 | 0.075767 | 0.075377 | 0.074985 | 0.074591 | 0.074196 | 0.073801 | 0.073407 | 0.073013 | 0.072619 | 0.072226 | 0.071832 | 0.071439 | 0.071047 | 0.070655 | 0.070262 | 0.06987 | 0.069478 | 0.069085 | 0.068693 | 0.0683 | 0.067908 | 0.067517
F3_Commercial_Retail_Existing_Miscellaneous_Natural Gas_All | F3 | Commercial | All | Retail | Existing | Miscellaneous | Natural Gas | Summer Peak Demand (MW) | 0 | 0 | 0 | 0 | 0 | 0 | 0 | 0 | 0 | 0 | 0 | 0 | 0 | 0 | 0 | 0 | 0 | 0 | 0 | 0 | 0 | 0 | 0 | 0 | 0 | 0 | 0 | 0 | 0 | 0 | 0 | 0 | 0
F4_Commercial_Retail_Existing_Miscellaneous_Natural Gas_All | F4 | Commercial | All | Retail | Existing | Miscellaneous | Natural Gas | Winter Peak Demand (MW) | 0 | 0 | 0 | 0 | 0 | 0 | 0 | 0 | 0 | 0 | 0 | 0 | 0 | 0 | 0 | 0 | 0 | 0 | 0 | 0 | 0 | 0 | 0 | 0 | 0 | 0 | 0 | 0 | 0 | 0 | 0 | 0 | 0
F1_Commercial_Retail_Existing_Space Heating_Natural Gas_Market | F1 | Commercial | Market | Retail | Existing | Space Heating | Natural Gas | Units | 20038376.9356 | 19936426.1968 | 19834475.4581 | 19711356.3643 | 19585037.3448 | 19446544.232 | 19317160.2228 | 19202593.7161 | 19099650.7233 | 19000287.7805 | 18902233.3556 | 18805162.517 | 18708225.9782 | 18611009.3545 | 18513188.9085 | 18415186.4985 | 18317157.045 | 18219255.8159 | 18121484.8449 | 18023846.1888 | 17926186.4506 | 17828505.4887 | 17730942.1973 | 17633498.1795 | 17536175.0538 | 17438835.4179 | 17341479.1752 | 17244106.2287 | 17146716.4807 | 17049309.8329 | 16951886.1865 | 16854445.4422 | 16757564.7949
F2_Commercial_Retail_Existing_Space Heating_Natural Gas_Market | F2 | Commercial | Market | Retail | Existing | Space Heating | Natural Gas | Usage (GWh) | 2.8873 | 2.861 | 2.819 | 2.7739 | 2.7284 | 2.6815 | 2.6362 | 2.5934 | 2.5526 | 2.5129 | 2.4739 | 2.4358 | 2.3985 | 2.3619 | 2.326 | 2.291 | 2.2569 | 2.2237 | 2.1915 | 2.1602 | 2.1296 | 2.0999 | 2.0708 | 2.0425 | 2.0147 | 1.9876 | 1.9609 | 1.9348 | 1.9091 | 1.8839 | 1.859 | 1.8345 | 1.8219
F3_Commercial_Retail_Existing_Space Heating_Natural Gas_Market | F3 | Commercial | Market | Retail | Existing | Space Heating | Natural Gas | Summer Peak Demand (MW) | 0 | 0 | 0 | 0 | 0 | 0 | 0 | 0 | 0 | 0 | 0 | 0 | 0 | 0 | 0 | 0 | 0 | 0 | 0 | 0 | 0 | 0 | 0 | 0 | 0 | 0 | 0 | 0 | 0 | 0 | 0 | 0 | 0
F4_Commercial_Retail_Existing_Space Heating_Natural Gas_Market | F4 | Commercial | Market | Retail | Existing | Space Heating | Natural Gas | Winter Peak Demand (MW) | 0 | 0 | 0 | 0 | 0 | 0 | 0 | 0 | 0 | 0 | 0 | 0 | 0 | 0 | 0 | 0 | 0 | 0 | 0 | 0 | 0 | 0 | 0 | 0 | 0 | 0 | 0 | 0 | 0 | 0 | 0 | 0 | 0
F1_Commercial_Retail_Existing_Water Heating_Natural Gas_Market | F1 | Commercial | Market | Retail | Existing | Water Heating | Natural Gas | Units | 20038376.9356 | 19936426.1968 | 19834475.4581 | 19711356.3643 | 19585037.3448 | 19446544.232 | 19317160.2228 | 19202593.7161 | 19099650.7233 | 19000287.7805 | 18902233.3556 | 18805162.517 | 18708225.9782 | 18611009.3545 | 18513188.9085 | 18415186.4985 | 18317157.045 | 18219255.8159 | 18121484.8449 | 18023846.1888 | 17926186.4506 | 17828505.4887 | 17730942.1973 | 17633498.1795 | 17536175.0538 | 17438835.4179 | 17341479.1752 | 17244106.2287 | 17146716.4807 | 17049309.8329 | 16951886.1865 | 16854445.4422 | 16757564.7949
F2_Commercial_Retail_Existing_Water Heating_Natural Gas_Market | F2 | Commercial | Market | Retail | Existing | Water Heating | Natural Gas | Usage (GWh) | 1.8425 | 1.8093 | 1.7712 | 1.7289 | 1.6861 | 1.6435 | 1.604 | 1.5691 | 1.5392 | 1.514 | 1.4926 | 1.4741 | 1.4578 | 1.4434 | 1.4303 | 1.4184 | 1.4074 | 1.3971 | 1.3874 | 1.3782 | 1.3693 | 1.3608 | 1.3524 | 1.3443 | 1.3363 | 1.3285 | 1.3207 | 1.313 | 1.3054 | 1.2978 | 1.2902 | 1.2827 | 1.2752
F3_Commercial_Retail_Existing_Water Heating_Natural Gas_Market | F3 | Commercial | Market | Retail | Existing | Water Heating | Natural Gas | Summer Peak Demand (MW) | 0 | 0 | 0 | 0 | 0 | 0 | 0 | 0 | 0 | 0 | 0 | 0 | 0 | 0 | 0 | 0 | 0 | 0 | 0 | 0 | 0 | 0 | 0 | 0 | 0 | 0 | 0 | 0 | 0 | 0 | 0 | 0 | 0
F4_Commercial_Retail_Existing_Water Heating_Natural Gas_Market | F4 | Commercial | Market | Retail | Existing | Water Heating | Natural Gas | Winter Peak Demand (MW) | 0 | 0 | 0 | 0 | 0 | 0 | 0 | 0 | 0 | 0 | 0 | 0 | 0 | 0 | 0 | 0 | 0 | 0 | 0 | 0 | 0 | 0 | 0 | 0 | 0 | 0 | 0 | 0 | 0 | 0 | 0 | 0 | 0
F1_Commercial_Retail_Existing_Food Preparation_Natural Gas_Market | F1 | Commercial | Market | Retail | Existing | Food Preparation | Natural Gas | Units | 20038376.9356 | 19936426.1968 | 19834475.4581 | 19711356.3643 | 19585037.3448 | 19446544.232 | 19317160.2228 | 19202593.7161 | 19099650.7233 | 19000287.7805 | 18902233.3556 | 18805162.517 | 18708225.9782 | 18611009.3545 | 18513188.9085 | 18415186.4985 | 18317157.045 | 18219255.8159 | 18121484.8449 | 18023846.1888 | 17926186.4506 | 17828505.4887 | 17730942.1973 | 17633498.1795 | 17536175.0538 | 17438835.4179 | 17341479.1752 | 17244106.2287 | 17146716.4807 | 17049309.8329 | 16951886.1865 | 16854445.4422 | 16757564.7949
F2_Commercial_Retail_Existing_Food Preparation_Natural Gas_Market | F2 | Commercial | Market | Retail | Existing | Food Preparation | Natural Gas | Usage (GWh) | 0.70287 | 0.69929 | 0.69571 | 0.67825 | 0.65907 | 0.63837 | 0.62031 | 0.60371 | 0.59083 | 0.58057 | 0.57047 | 0.56153 | 0.55658 | 0.55215 | 0.5481 | 0.54434 | 0.54081 | 0.53744 | 0.5342 | 0.53106 | 0.52798 | 0.52496 | 0.52198 | 0.51903 | 0.5161 | 0.51319 | 0.51029 | 0.5074 | 0.50452 | 0.50163 | 0.49876 | 0.49588 | 0.49303
F3_Commercial_Retail_Existing_Food Preparation_Natural Gas_Market | F3 | Commercial | Market | Retail | Existing | Food Preparation | Natural Gas | Summer Peak Demand (MW) | 0 | 0 | 0 | 0 | 0 | 0 | 0 | 0 | 0 | 0 | 0 | 0 | 0 | 0 | 0 | 0 | 0 | 0 | 0 | 0 | 0 | 0 | 0 | 0 | 0 | 0 | 0 | 0 | 0 | 0 | 0 | 0 | 0
F4_Commercial_Retail_Existing_Food Preparation_Natural Gas_Market | F4 | Commercial | Market | Retail | Existing | Food Preparation | Natural Gas | Winter Peak Demand (MW) | 0 | 0 | 0 | 0 | 0 | 0 | 0 | 0 | 0 | 0 | 0 | 0 | 0 | 0 | 0 | 0 | 0 | 0 | 0 | 0 | 0 | 0 | 0 | 0 | 0 | 0 | 0 | 0 | 0 | 0 | 0 | 0 | 0
F1_Commercial_Retail_Existing_Miscellaneous_Natural Gas_Market | F1 | Commercial | Market | Retail | Existing | Miscellaneous | Natural Gas | Units | 20038376.9356 | 19936426.1968 | 19834475.4581 | 19711356.3643 | 19585037.3448 | 19446544.232 | 19317160.2228 | 19202593.7161 | 19099650.7233 | 19000287.7805 | 18902233.3556 | 18805162.517 | 18708225.9782 | 18611009.3545 | 18513188.9085 | 18415186.4985 | 18317157.045 | 18219255.8159 | 18121484.8449 | 18023846.1888 | 17926186.4506 | 17828505.4887 | 17730942.1973 | 17633498.1795 | 17536175.0538 | 17438835.4179 | 17341479.1752 | 17244106.2287 | 17146716.4807 | 17049309.8329 | 16951886.1865 | 16854445.4422 | 16757564.7949
F2_Commercial_Retail_Existing_Miscellaneous_Natural Gas_Market | F2 | Commercial | Market | Retail | Existing | Miscellaneous | Natural Gas | Usage (GWh) | 0.080736 | 0.080325 | 0.079915 | 0.079418 | 0.07891 | 0.078352 | 0.07783 | 0.077369 | 0.076954 | 0.076554 | 0.076158 | 0.075767 | 0.075377 | 0.074985 | 0.074591 | 0.074196 | 0.073801 | 0.073407 | 0.073013 | 0.072619 | 0.072226 | 0.071832 | 0.071439 | 0.071047 | 0.070655 | 0.070262 | 0.06987 | 0.069478 | 0.069085 | 0.068693 | 0.0683 | 0.067908 | 0.067517
F3_Commercial_Retail_Existing_Miscellaneous_Natural Gas_Market | F3 | Commercial | Market | Retail | Existing | Miscellaneous | Natural Gas | Summer Peak Demand (MW) | 0 | 0 | 0 | 0 | 0 | 0 | 0 | 0 | 0 | 0 | 0 | 0 | 0 | 0 | 0 | 0 | 0 | 0 | 0 | 0 | 0 | 0 | 0 | 0 | 0 | 0 | 0 | 0 | 0 | 0 | 0 | 0 | 0
F4_Commercial_Retail_Existing_Miscellaneous_Natural Gas_Market | F4 | Commercial | Market | Retail | Existing | Miscellaneous | Natural Gas | Winter Peak Demand (MW) | 0 | 0 | 0 | 0 | 0 | 0 | 0 | 0 | 0 | 0 | 0 | 0 | 0 | 0 | 0 | 0 | 0 | 0 | 0 | 0 | 0 | 0 | 0 | 0 | 0 | 0 | 0 | 0 | 0 | 0 | 0 | 0 | 0
F1_Commercial_Retail_New_Space Heating_Natural Gas_All | F1 | Commercial | All | Retail | New | Space Heating | Natural Gas | Units | 0 | 140941.5115 | 820754.7637 | 1255203.0448 | 1815511.544 | 2575911.6139 | 3286638.5719 | 3916563.7852 | 4483104.4841 | 5030122.7104 | 5570005.4207 | 6104524.5087 | 6638311.2425 | 7173625.3152 | 7712232.1083 | 8251831.1748 | 8791577.7125 | 9330625.0267 | 9868962.0262 | 10406577.496 | 10944307.9289 | 11482154.0972 | 12019358.5933 | 12555912.6754 | 13091807.5171 | 13627792.3912 | 14163867.8241 | 14700034.3453 | 15236292.4873 | 15772642.7857 | 16309085.7795 | 16845622.0104 | 17087284.559
F2_Commercial_Retail_New_Space Heating_Natural Gas_All | F2 | Commercial | All | Retail | New | Space Heating | Natural Gas | Usage (GWh) | 0 | 0.020301 | 0.11758 | 0.17886 | 0.25731 | 0.36311 | 0.46077 | 0.54609 | 0.62165 | 0.69366 | 0.76384 | 0.83247 | 0.90019 | 0.96736 | 1.0341 | 1.1002 | 1.1655 | 1.2299 | 1.2934 | 1.3559 | 1.4176 | 1.4786 | 1.5386 | 1.5977 | 1.656 | 1.7134 | 1.77 | 1.8259 | 1.8809 | 1.9351 | 1.9885 | 2.0411 | 2.0704
F3_Commercial_Retail_New_Space Heating_Natural Gas_All | F3 | Commercial | All | Retail | New | Space Heating | Natural Gas | Summer Peak Demand (MW) | 0 | 0 | 0 | 0 | 0 | 0 | 0 | 0 | 0 | 0 | 0 | 0 | 0 | 0 | 0 | 0 | 0 | 0 | 0 | 0 | 0 | 0 | 0 | 0 | 0 | 0 | 0 | 0 | 0 | 0 | 0 | 0 | 0
F4_Commercial_Retail_New_Space Heating_Natural Gas_All | F4 | Commercial | All | Retail | New | Space Heating | Natural Gas | Winter Peak Demand (MW) | 0 | 0 | 0 | 0 | 0 | 0 | 0 | 0 | 0 | 0 | 0 | 0 | 0 | 0 | 0 | 0 | 0 | 0 | 0 | 0 | 0 | 0 | 0 | 0 | 0 | 0 | 0 | 0 | 0 | 0 | 0 | 0 | 0
F1_Commercial_Retail_New_Water Heating_Natural Gas_All | F1 | Commercial | All | Retail | New | Water Heating | Natural Gas | Units | 0 | 67885.4199 | 395322.0113 | 604576.9263 | 874453.2555 | 1240705.0256 | 1583031.4097 | 1886439.0941 | 2159317.204 | 2422792.1846 | 2682830.2962 | 2940284.9834 | 3197386.9273 | 3455224.5242 | 3714648.0819 | 3974549.5746 | 4234522.0978 | 4494157.8354 | 4753451.4451 | 5012397.5253 | 5271398.9782 | 5530456.1758 | 5789204.3077 | 6047639.1634 | 6305756.4916 | 6563917.1844 | 6822121.4955 | 7080369.6799 | 7338661.994 | 7596998.6959 | 7855380.0452 | 8113806.3027 | 8230204.6826
F2_Commercial_Retail_New_Water Heating_Natural Gas_All | F2 | Commercial | All | Retail | New | Water Heating | Natural Gas | Usage (GWh) | 0 | 0.012071 | 0.070295 | 0.1075 | 0.15549 | 0.22062 | 0.28149 | 0.33544 | 0.38396 | 0.43081 | 0.47705 | 0.52283 | 0.56855 | 0.61439 | 0.66052 | 0.70674 | 0.75297 | 0.79913 | 0.84524 | 0.89129 | 0.93734 | 0.9834 | 1.0294 | 1.0754 | 1.1213 | 1.1672 | 1.2131 | 1.259 | 1.3049 | 1.3509 | 1.3968 | 1.4428 | 1.4635
F3_Commercial_Retail_New_Water Heating_Natural Gas_All | F3 | Commercial | All | Retail | New | Water Heating | Natural Gas | Summer Peak Demand (MW) | 0 | 0 | 0 | 0 | 0 | 0 | 0 | 0 | 0 | 0 | 0 | 0 | 0 | 0 | 0 | 0 | 0 | 0 | 0 | 0 | 0 | 0 | 0 | 0 | 0 | 0 | 0 | 0 | 0 | 0 | 0 | 0 | 0
F4_Commercial_Retail_New_Water Heating_Natural Gas_All | F4 | Commercial | All | Retail | New | Water Heating | Natural Gas | Winter Peak Demand (MW) | 0 | 0 | 0 | 0 | 0 | 0 | 0 | 0 | 0 | 0 | 0 | 0 | 0 | 0 | 0 | 0 | 0 | 0 | 0 | 0 | 0 | 0 | 0 | 0 | 0 | 0 | 0 | 0 | 0 | 0 | 0 | 0 | 0
F1_Commercial_Retail_New_Food Preparation_Natural Gas_All | F1 | Commercial | All | Retail | New | Food Preparation | Natural Gas | Units | 0 | 10450.2085 | 60855.4451 | 93067.9215 | 134612.3932 | 190992.7966 | 243690.1519 | 290396.4043 | 332402.9669 | 372962.022 | 412992.0091 | 452624.3066 | 492202.3032 | 531893.5454 | 571828.9287 | 611837.8849 | 651857.7754 | 691825.8214 | 731741.2007 | 771603.0817 | 811473.4867 | 851352.4729 | 891183.8819 | 930967.0655 | 970701.3693 | 1010442.3486 | 1050190.0424 | 1089944.49 | 1129705.7309 | 1169473.8048 | 1209248.7517 | 1249030.6117 | 1266948.8531
F2_Commercial_Retail_New_Food Preparation_Natural Gas_All | F2 | Commercial | All | Retail | New | Food Preparation | Natural Gas | Usage (GWh) | 0 | 0.0055655 | 0.03241 | 0.046799 | 0.065357 | 0.090542 | 0.11386 | 0.13347 | 0.1513 | 0.16871 | 0.18585 | 0.20219 | 0.21986 | 0.23759 | 0.25543 | 0.27331 | 0.29118 | 0.30904 | 0.32687 | 0.34467 | 0.36248 | 0.3803 | 0.39809 | 0.41586 | 0.43361 | 0.45136 | 0.46912 | 0.48687 | 0.50463 | 0.5224 | 0.54017 | 0.55794 | 0.56594
F3_Commercial_Retail_New_Food Preparation_Natural Gas_All | F3 | Commercial | All | Retail | New | Food Preparation | Natural Gas | Summer Peak Demand (MW) | 0 | 0 | 0 | 0 | 0 | 0 | 0 | 0 | 0 | 0 | 0 | 0 | 0 | 0 | 0 | 0 | 0 | 0 | 0 | 0 | 0 | 0 | 0 | 0 | 0 | 0 | 0 | 0 | 0 | 0 | 0 | 0 | 0
F4_Commercial_Retail_New_Food Preparation_Natural Gas_All | F4 | Commercial | All | Retail | New | Food Preparation | Natural Gas | Winter Peak Demand (MW) | 0 | 0 | 0 | 0 | 0 | 0 | 0 | 0 | 0 | 0 | 0 | 0 | 0 | 0 | 0 | 0 | 0 | 0 | 0 | 0 | 0 | 0 | 0 | 0 | 0 | 0 | 0 | 0 | 0 | 0 | 0 | 0 | 0
F1_Commercial_Retail_New_Miscellaneous_Natural Gas_All | F1 | Commercial | All | Retail | New | Miscellaneous | Natural Gas | Units | 0 | 158668.9991 | 923988.5074 | 1413081.2748 | 2043864.8373 | 2899907.2957 | 3700028.8058 | 4409185.4058 | 5046985.0481 | 5662806.7 | 6270595.3376 | 6872345.7217 | 7473271.6368 | 8075916.9979 | 8682269.2347 | 9289738.552 | 9897373.8894 | 10504222.0556 | 11110270.5644 | 11715506.7901 | 12320872.439 | 12926368.3802 | 13531141.9404 | 14135183.2782 | 14738482.4569 | 15341882.9923 | 15945385.4768 | 16548990.5066 | 17152698.6811 | 17756510.6035 | 18360426.8803 | 18964448.1217 | 19236506.7528
F2_Commercial_Retail_New_Miscellaneous_Natural Gas_All | F2 | Commercial | All | Retail | New | Miscellaneous | Natural Gas | Usage (GWh) | 0 | 0.00063929 | 0.0037228 | 0.0056934 | 0.0082349 | 0.011684 | 0.014908 | 0.017765 | 0.020335 | 0.022816 | 0.025265 | 0.027689 | 0.03011 | 0.032538 | 0.034981 | 0.037429 | 0.039877 | 0.042322 | 0.044764 | 0.047203 | 0.049642 | 0.052081 | 0.054518 | 0.056952 | 0.059382 | 0.061814 | 0.064245 | 0.066677 | 0.069109 | 0.071542 | 0.073975 | 0.076409 | 0.077505
F3_Commercial_Retail_New_Miscellaneous_Natural Gas_All | F3 | Commercial | All | Retail | New | Miscellaneous | Natural Gas | Summer Peak Demand (MW) | 0 | 0 | 0 | 0 | 0 | 0 | 0 | 0 | 0 | 0 | 0 | 0 | 0 | 0 | 0 | 0 | 0 | 0 | 0 | 0 | 0 | 0 | 0 | 0 | 0 | 0 | 0 | 0 | 0 | 0 | 0 | 0 | 0
F4_Commercial_Retail_New_Miscellaneous_Natural Gas_All | F4 | Commercial | All | Retail | New | Miscellaneous | Natural Gas | Winter Peak Demand (MW) | 0 | 0 | 0 | 0 | 0 | 0 | 0 | 0 | 0 | 0 | 0 | 0 | 0 | 0 | 0 | 0 | 0 | 0 | 0 | 0 | 0 | 0 | 0 | 0 | 0 | 0 | 0 | 0 | 0 | 0 | 0 | 0 | 0
F1_Commercial_Retail_New_Space Heating_Natural Gas_Market | F1 | Commercial | Market | Retail | New | Space Heating | Natural Gas | Units | 0 | 158668.9991 | 923988.5074 | 1413081.2748 | 2043864.8373 | 2899907.2957 | 3700028.8058 | 4409185.4058 | 5046985.0481 | 5662806.7 | 6270595.3376 | 6872345.7217 | 7473271.6368 | 8075916.9979 | 8682269.2347 | 9289738.552 | 9897373.8894 | 10504222.0556 | 11110270.5644 | 11715506.7901 | 12320872.439 | 12926368.3802 | 13531141.9404 | 14135183.2782 | 14738482.4569 | 15341882.9923 | 15945385.4768 | 16548990.5066 | 17152698.6811 | 17756510.6035 | 18360426.8803 | 18964448.1217 | 19236506.7528
F2_Commercial_Retail_New_Space Heating_Natural Gas_Market | F2 | Commercial | Market | Retail | New | Space Heating | Natural Gas | Usage (GWh) | 0 | 0.020301 | 0.11758 | 0.17886 | 0.25731 | 0.36311 | 0.46077 | 0.54609 | 0.62165 | 0.69366 | 0.76384 | 0.83247 | 0.90019 | 0.96736 | 1.0341 | 1.1002 | 1.1655 | 1.2299 | 1.2934 | 1.3559 | 1.4176 | 1.4786 | 1.5386 | 1.5977 | 1.656 | 1.7134 | 1.77 | 1.8259 | 1.8809 | 1.9351 | 1.9885 | 2.0411 | 2.0704
F3_Commercial_Retail_New_Space Heating_Natural Gas_Market | F3 | Commercial | Market | Retail | New | Space Heating | Natural Gas | Summer Peak Demand (MW) | 0 | 0 | 0 | 0 | 0 | 0 | 0 | 0 | 0 | 0 | 0 | 0 | 0 | 0 | 0 | 0 | 0 | 0 | 0 | 0 | 0 | 0 | 0 | 0 | 0 | 0 | 0 | 0 | 0 | 0 | 0 | 0 | 0
F4_Commercial_Retail_New_Space Heating_Natural Gas_Market | F4 | Commercial | Market | Retail | New | Space Heating | Natural Gas | Winter Peak Demand (MW) | 0 | 0 | 0 | 0 | 0 | 0 | 0 | 0 | 0 | 0 | 0 | 0 | 0 | 0 | 0 | 0 | 0 | 0 | 0 | 0 | 0 | 0 | 0 | 0 | 0 | 0 | 0 | 0 | 0 | 0 | 0 | 0 | 0
F1_Commercial_Retail_New_Water Heating_Natural Gas_Market | F1 | Commercial | Market | Retail | New | Water Heating | Natural Gas | Units | 0 | 158668.9991 | 923988.5074 | 1413081.2748 | 2043864.8373 | 2899907.2957 | 3700028.8058 | 4409185.4058 | 5046985.0481 | 5662806.7 | 6270595.3376 | 6872345.7217 | 7473271.6368 | 8075916.9979 | 8682269.2347 | 9289738.552 | 9897373.8894 | 10504222.0556 | 11110270.5644 | 11715506.7901 | 12320872.439 | 12926368.3802 | 13531141.9404 | 14135183.2782 | 14738482.4569 | 15341882.9923 | 15945385.4768 | 16548990.5066 | 17152698.6811 | 17756510.6035 | 18360426.8803 | 18964448.1217 | 19236506.7528
F2_Commercial_Retail_New_Water Heating_Natural Gas_Market | F2 | Commercial | Market | Retail | New | Water Heating | Natural Gas | Usage (GWh) | 0 | 0.012071 | 0.070295 | 0.1075 | 0.15549 | 0.22062 | 0.28149 | 0.33544 | 0.38396 | 0.43081 | 0.47705 | 0.52283 | 0.56855 | 0.61439 | 0.66052 | 0.70674 | 0.75297 | 0.79913 | 0.84524 | 0.89129 | 0.93734 | 0.9834 | 1.0294 | 1.0754 | 1.1213 | 1.1672 | 1.2131 | 1.259 | 1.3049 | 1.3509 | 1.3968 | 1.4428 | 1.4635
F3_Commercial_Retail_New_Water Heating_Natural Gas_Market | F3 | Commercial | Market | Retail | New | Water Heating | Natural Gas | Summer Peak Demand (MW) | 0 | 0 | 0 | 0 | 0 | 0 | 0 | 0 | 0 | 0 | 0 | 0 | 0 | 0 | 0 | 0 | 0 | 0 | 0 | 0 | 0 | 0 | 0 | 0 | 0 | 0 | 0 | 0 | 0 | 0 | 0 | 0 | 0
F4_Commercial_Retail_New_Water Heating_Natural Gas_Market | F4 | Commercial | Market | Retail | New | Water Heating | Natural Gas | Winter Peak Demand (MW) | 0 | 0 | 0 | 0 | 0 | 0 | 0 | 0 | 0 | 0 | 0 | 0 | 0 | 0 | 0 | 0 | 0 | 0 | 0 | 0 | 0 | 0 | 0 | 0 | 0 | 0 | 0 | 0 | 0 | 0 | 0 | 0 | 0
F1_Commercial_Retail_New_Food Preparation_Natural Gas_Market | F1 | Commercial | Market | Retail | New | Food Preparation | Natural Gas | Units | 0 | 158668.9991 | 923988.5074 | 1413081.2748 | 2043864.8373 | 2899907.2957 | 3700028.8058 | 4409185.4058 | 5046985.0481 | 5662806.7 | 6270595.3376 | 6872345.7217 | 7473271.6368 | 8075916.9979 | 8682269.2347 | 9289738.552 | 9897373.8894 | 10504222.0556 | 11110270.5644 | 11715506.7901 | 12320872.439 | 12926368.3802 | 13531141.9404 | 14135183.2782 | 14738482.4569 | 15341882.9923 | 15945385.4768 | 16548990.5066 | 17152698.6811 | 17756510.6035 | 18360426.8803 | 18964448.1217 | 19236506.7528
F2_Commercial_Retail_New_Food Preparation_Natural Gas_Market | F2 | Commercial | Market | Retail | New | Food Preparation | Natural Gas | Usage (GWh) | 0 | 0.0055655 | 0.03241 | 0.046799 | 0.065357 | 0.090542 | 0.11386 | 0.13347 | 0.1513 | 0.16871 | 0.18585 | 0.20219 | 0.21986 | 0.23759 | 0.25543 | 0.27331 | 0.29118 | 0.30904 | 0.32687 | 0.34467 | 0.36248 | 0.3803 | 0.39809 | 0.41586 | 0.43361 | 0.45136 | 0.46912 | 0.48687 | 0.50463 | 0.5224 | 0.54017 | 0.55794 | 0.56594
F3_Commercial_Retail_New_Food Preparation_Natural Gas_Market | F3 | Commercial | Market | Retail | New | Food Preparation | Natural Gas | Summer Peak Demand (MW) | 0 | 0 | 0 | 0 | 0 | 0 | 0 | 0 | 0 | 0 | 0 | 0 | 0 | 0 | 0 | 0 | 0 | 0 | 0 | 0 | 0 | 0 | 0 | 0 | 0 | 0 | 0 | 0 | 0 | 0 | 0 | 0 | 0
F4_Commercial_Retail_New_Food Preparation_Natural Gas_Market | F4 | Commercial | Market | Retail | New | Food Preparation | Natural Gas | Winter Peak Demand (MW) | 0 | 0 | 0 | 0 | 0 | 0 | 0 | 0 | 0 | 0 | 0 | 0 | 0 | 0 | 0 | 0 | 0 | 0 | 0 | 0 | 0 | 0 | 0 | 0 | 0 | 0 | 0 | 0 | 0 | 0 | 0 | 0 | 0
F1_Commercial_Retail_New_Miscellaneous_Natural Gas_Market | F1 | Commercial | Market | Retail | New | Miscellaneous | Natural Gas | Units | 0 | 158668.9991 | 923988.5074 | 1413081.2748 | 2043864.8373 | 2899907.2957 | 3700028.8058 | 4409185.4058 | 5046985.0481 | 5662806.7 | 6270595.3376 | 6872345.7217 | 7473271.6368 | 8075916.9979 | 8682269.2347 | 9289738.552 | 9897373.8894 | 10504222.0556 | 11110270.5644 | 11715506.7901 | 12320872.439 | 12926368.3802 | 13531141.9404 | 14135183.2782 | 14738482.4569 | 15341882.9923 | 15945385.4768 | 16548990.5066 | 17152698.6811 | 17756510.6035 | 18360426.8803 | 18964448.1217 | 19236506.7528
F2_Commercial_Retail_New_Miscellaneous_Natural Gas_Market | F2 | Commercial | Market | Retail | New | Miscellaneous | Natural Gas | Usage (GWh) | 0 | 0.00063929 | 0.0037228 | 0.0056934 | 0.0082349 | 0.011684 | 0.014908 | 0.017765 | 0.020335 | 0.022816 | 0.025265 | 0.027689 | 0.03011 | 0.032538 | 0.034981 | 0.037429 | 0.039877 | 0.042322 | 0.044764 | 0.047203 | 0.049642 | 0.052081 | 0.054518 | 0.056952 | 0.059382 | 0.061814 | 0.064245 | 0.066677 | 0.069109 | 0.071542 | 0.073975 | 0.076409 | 0.077505
F3_Commercial_Retail_New_Miscellaneous_Natural Gas_Market | F3 | Commercial | Market | Retail | New | Miscellaneous | Natural Gas | Summer Peak Demand (MW) | 0 | 0 | 0 | 0 | 0 | 0 | 0 | 0 | 0 | 0 | 0 | 0 | 0 | 0 | 0 | 0 | 0 | 0 | 0 | 0 | 0 | 0 | 0 | 0 | 0 | 0 | 0 | 0 | 0 | 0 | 0 | 0 | 0
F4_Commercial_Retail_New_Miscellaneous_Natural Gas_Market | F4 | Commercial | Market | Retail | New | Miscellaneous | Natural Gas | Winter Peak Demand (MW) | 0 | 0 | 0 | 0 | 0 | 0 | 0 | 0 | 0 | 0 | 0 | 0 | 0 | 0 | 0 | 0 | 0 | 0 | 0 | 0 | 0 | 0 | 0 | 0 | 0 | 0 | 0 | 0 | 0 | 0 | 0 | 0 | 0
F1_Commercial_Grocery_Existing_Space Heating_Natural Gas_All | F1 | Commercial | All | Grocery | Existing | Space Heating | Natural Gas | Units | 1842584.091 | 1833209.4391 | 1823834.7872 | 1812513.6465 | 1800898.2639 | 1788163.4397 | 1776266.2228 | 1765731.5162 | 1756265.6237 | 1747128.9268 | 1738112.5517 | 1729186.62 | 1720273.0376 | 1711333.7006 | 1702338.8405 | 1693327.2483 | 1684313.1693 | 1675310.881 | 1666320.5702 | 1657342.4262 | 1648362.3436 | 1639380.3094 | 1630409.0954 | 1621448.8489 | 1612499.7187 | 1603549.0704 | 1594596.8951 | 1585643.1838 | 1576687.9275 | 1567731.1173 | 1558772.744 | 1549812.7985 | 1540904.3554
F2_Commercial_Grocery_Existing_Space Heating_Natural Gas_All | F2 | Commercial | All | Grocery | Existing | Space Heating | Natural Gas | Usage (GWh) | 0.35783 | 0.35442 | 0.34908 | 0.34334 | 0.33757 | 0.33161 | 0.32586 | 0.32042 | 0.31504 | 0.30981 | 0.30467 | 0.29964 | 0.29471 | 0.28989 | 0.28516 | 0.28055 | 0.27606 | 0.2717 | 0.26746 | 0.26335 | 0.25936 | 0.25549 | 0.25171 | 0.24802 | 0.24443 | 0.24092 | 0.23748 | 0.23413 | 0.23085 | 0.22765 | 0.2245 | 0.22141 | 0.21974
F3_Commercial_Grocery_Existing_Space Heating_Natural Gas_All | F3 | Commercial | All | Grocery | Existing | Space Heating | Natural Gas | Summer Peak Demand (MW) | 0 | 0 | 0 | 0 | 0 | 0 | 0 | 0 | 0 | 0 | 0 | 0 | 0 | 0 | 0 | 0 | 0 | 0 | 0 | 0 | 0 | 0 | 0 | 0 | 0 | 0 | 0 | 0 | 0 | 0 | 0 | 0 | 0
F4_Commercial_Grocery_Existing_Space Heating_Natural Gas_All | F4 | Commercial | All | Grocery | Existing | Space Heating | Natural Gas | Winter Peak Demand (MW) | 0 | 0 | 0 | 0 | 0 | 0 | 0 | 0 | 0 | 0 | 0 | 0 | 0 | 0 | 0 | 0 | 0 | 0 | 0 | 0 | 0 | 0 | 0 | 0 | 0 | 0 | 0 | 0 | 0 | 0 | 0 | 0 | 0
F1_Commercial_Grocery_Existing_Water Heating_Natural Gas_All | F1 | Commercial | All | Grocery | Existing | Water Heating | Natural Gas | Units | 1389198.4354 | 1382130.5074 | 1375062.5793 | 1366527.1149 | 1357769.8096 | 1348168.5123 | 1339198.7208 | 1331256.1807 | 1324119.4627 | 1317230.9385 | 1310433.1298 | 1303703.51 | 1296983.2009 | 1290243.4743 | 1283461.8866 | 1276667.6839 | 1269871.6064 | 1263084.4182 | 1256306.2605 | 1249537.2757 | 1242766.8294 | 1235994.9117 | 1229231.1517 | 1222475.6606 | 1215728.5506 | 1208980.296 | 1202230.89 | 1195480.3261 | 1188728.5973 | 1181975.697 | 1175221.6182 | 1168466.354 | 1161749.9196
F2_Commercial_Grocery_Existing_Water Heating_Natural Gas_All | F2 | Commercial | All | Grocery | Existing | Water Heating | Natural Gas | Usage (GWh) | 0.50412 | 0.495 | 0.48458 | 0.47301 | 0.46128 | 0.44961 | 0.43881 | 0.42926 | 0.42106 | 0.41418 | 0.4083 | 0.40323 | 0.39879 | 0.39483 | 0.39126 | 0.38799 | 0.38498 | 0.38217 | 0.37952 | 0.37699 | 0.37457 | 0.37223 | 0.36995 | 0.36772 | 0.36554 | 0.36339 | 0.36127 | 0.35916 | 0.35707 | 0.35499 | 0.35293 | 0.35087 | 0.34883
F3_Commercial_Grocery_Existing_Water Heating_Natural Gas_All | F3 | Commercial | All | Grocery | Existing | Water Heating | Natural Gas | Summer Peak Demand (MW) | 0 | 0 | 0 | 0 | 0 | 0 | 0 | 0 | 0 | 0 | 0 | 0 | 0 | 0 | 0 | 0 | 0 | 0 | 0 | 0 | 0 | 0 | 0 | 0 | 0 | 0 | 0 | 0 | 0 | 0 | 0 | 0 | 0
F4_Commercial_Grocery_Existing_Water Heating_Natural Gas_All | F4 | Commercial | All | Grocery | Existing | Water Heating | Natural Gas | Winter Peak Demand (MW) | 0 | 0 | 0 | 0 | 0 | 0 | 0 | 0 | 0 | 0 | 0 | 0 | 0 | 0 | 0 | 0 | 0 | 0 | 0 | 0 | 0 | 0 | 0 | 0 | 0 | 0 | 0 | 0 | 0 | 0 | 0 | 0 | 0
F1_Commercial_Grocery_Existing_Food Preparation_Natural Gas_All | F1 | Commercial | All | Grocery | Existing | Food Preparation | Natural Gas | Units | 2579181.2167 | 2566058.9248 | 2552936.633 | 2537089.7181 | 2520830.934 | 2503005.1971 | 2486351.9119 | 2471605.8183 | 2458355.8114 | 2445566.6001 | 2432945.811 | 2420451.6212 | 2407974.7175 | 2395461.7634 | 2382871.0901 | 2370256.9959 | 2357639.4208 | 2345038.3498 | 2332454.0446 | 2319886.7698 | 2307316.7816 | 2294744.0616 | 2282186.4873 | 2269644.2648 | 2257117.6027 | 2244588.8155 | 2232057.8908 | 2219524.8161 | 2206989.5789 | 2194452.1664 | 2181912.5661 | 2169370.765 | 2156901.0551
F2_Commercial_Grocery_Existing_Food Preparation_Natural Gas_All | F2 | Commercial | All | Grocery | Existing | Food Preparation | Natural Gas | Usage (GWh) | 0.16536 | 0.16452 | 0.16368 | 0.16088 | 0.15783 | 0.15454 | 0.15163 | 0.14896 | 0.14682 | 0.14503 | 0.14328 | 0.14169 | 0.14063 | 0.13965 | 0.13872 | 0.13783 | 0.13698 | 0.13615 | 0.13535 | 0.13455 | 0.13376 | 0.13299 | 0.13224 | 0.13149 | 0.13074 | 0.13 | 0.12926 | 0.12852 | 0.12779 | 0.12705 | 0.12632 | 0.12559 | 0.12486
F3_Commercial_Grocery_Existing_Food Preparation_Natural Gas_All | F3 | Commercial | All | Grocery | Existing | Food Preparation | Natural Gas | Summer Peak Demand (MW) | 0 | 0 | 0 | 0 | 0 | 0 | 0 | 0 | 0 | 0 | 0 | 0 | 0 | 0 | 0 | 0 | 0 | 0 | 0 | 0 | 0 | 0 | 0 | 0 | 0 | 0 | 0 | 0 | 0 | 0 | 0 | 0 | 0
F4_Commercial_Grocery_Existing_Food Preparation_Natural Gas_All | F4 | Commercial | All | Grocery | Existing | Food Preparation | Natural Gas | Winter Peak Demand (MW) | 0 | 0 | 0 | 0 | 0 | 0 | 0 | 0 | 0 | 0 | 0 | 0 | 0 | 0 | 0 | 0 | 0 | 0 | 0 | 0 | 0 | 0 | 0 | 0 | 0 | 0 | 0 | 0 | 0 | 0 | 0 | 0 | 0
F1_Commercial_Grocery_Existing_Miscellaneous_Natural Gas_All | F1 | Commercial | All | Grocery | Existing | Miscellaneous | Natural Gas | Units | 2223808.3857 | 2212494.1506 | 2201179.9155 | 2187516.4699 | 2173497.9047 | 2158128.2893 | 2143769.5793 | 2131055.2781 | 2119630.9252 | 2108603.8771 | 2097722.0451 | 2086949.369 | 2076191.5971 | 2065402.7421 | 2054546.8764 | 2043670.8169 | 2032791.7561 | 2021926.9253 | 2011076.5503 | 2000240.8592 | 1989402.8285 | 1978562.4424 | 1967735.1151 | 1956921.0245 | 1946120.3502 | 1935317.8436 | 1924513.494 | 1913707.2907 | 1902899.2228 | 1892089.2795 | 1881277.4496 | 1870463.7223 | 1859712.1531
F2_Commercial_Grocery_Existing_Miscellaneous_Natural Gas_All | F2 | Commercial | All | Grocery | Existing | Miscellaneous | Natural Gas | Usage (GWh) | 0.0067762 | 0.0067417 | 0.0067072 | 0.0066656 | 0.0066229 | 0.006576 | 0.0065323 | 0.0064935 | 0.0064587 | 0.0064251 | 0.006392 | 0.0063591 | 0.0063263 | 0.0062935 | 0.0062604 | 0.0062273 | 0.0061941 | 0.006161 | 0.0061279 | 0.0060949 | 0.0060619 | 0.0060289 | 0.0059959 | 0.0059629 | 0.00593 | 0.0058971 | 0.0058642 | 0.0058312 | 0.0057983 | 0.0057654 | 0.0057324 | 0.0056995 | 0.0056667
F3_Commercial_Grocery_Existing_Miscellaneous_Natural Gas_All | F3 | Commercial | All | Grocery | Existing | Miscellaneous | Natural Gas | Summer Peak Demand (MW) | 0 | 0 | 0 | 0 | 0 | 0 | 0 | 0 | 0 | 0 | 0 | 0 | 0 | 0 | 0 | 0 | 0 | 0 | 0 | 0 | 0 | 0 | 0 | 0 | 0 | 0 | 0 | 0 | 0 | 0 | 0 | 0 | 0
F4_Commercial_Grocery_Existing_Miscellaneous_Natural Gas_All | F4 | Commercial | All | Grocery | Existing | Miscellaneous | Natural Gas | Winter Peak Demand (MW) | 0 | 0 | 0 | 0 | 0 | 0 | 0 | 0 | 0 | 0 | 0 | 0 | 0 | 0 | 0 | 0 | 0 | 0 | 0 | 0 | 0 | 0 | 0 | 0 | 0 | 0 | 0 | 0 | 0 | 0 | 0 | 0 | 0
F1_Commercial_Grocery_Existing_Space Heating_Natural Gas_Market | F1 | Commercial | Market | Grocery | Existing | Space Heating | Natural Gas | Units | 2223808.3857 | 2212494.1506 | 2201179.9155 | 2187516.4699 | 2173497.9047 | 2158128.2893 | 2143769.5793 | 2131055.2781 | 2119630.9252 | 2108603.8771 | 2097722.0451 | 2086949.369 | 2076191.5971 | 2065402.7421 | 2054546.8764 | 2043670.8169 | 2032791.7561 | 2021926.9253 | 2011076.5503 | 2000240.8592 | 1989402.8285 | 1978562.4424 | 1967735.1151 | 1956921.0245 | 1946120.3502 | 1935317.8436 | 1924513.494 | 1913707.2907 | 1902899.2228 | 1892089.2795 | 1881277.4496 | 1870463.7223 | 1859712.1531
F2_Commercial_Grocery_Existing_Space Heating_Natural Gas_Market | F2 | Commercial | Market | Grocery | Existing | Space Heating | Natural Gas | Usage (GWh) | 0.35783 | 0.35442 | 0.34908 | 0.34334 | 0.33757 | 0.33161 | 0.32586 | 0.32042 | 0.31504 | 0.30981 | 0.30467 | 0.29964 | 0.29471 | 0.28989 | 0.28516 | 0.28055 | 0.27606 | 0.2717 | 0.26746 | 0.26335 | 0.25936 | 0.25549 | 0.25171 | 0.24802 | 0.24443 | 0.24092 | 0.23748 | 0.23413 | 0.23085 | 0.22765 | 0.2245 | 0.22141 | 0.21974
F3_Commercial_Grocery_Existing_Space Heating_Natural Gas_Market | F3 | Commercial | Market | Grocery | Existing | Space Heating | Natural Gas | Summer Peak Demand (MW) | 0 | 0 | 0 | 0 | 0 | 0 | 0 | 0 | 0 | 0 | 0 | 0 | 0 | 0 | 0 | 0 | 0 | 0 | 0 | 0 | 0 | 0 | 0 | 0 | 0 | 0 | 0 | 0 | 0 | 0 | 0 | 0 | 0
F4_Commercial_Grocery_Existing_Space Heating_Natural Gas_Market | F4 | Commercial | Market | Grocery | Existing | Space Heating | Natural Gas | Winter Peak Demand (MW) | 0 | 0 | 0 | 0 | 0 | 0 | 0 | 0 | 0 | 0 | 0 | 0 | 0 | 0 | 0 | 0 | 0 | 0 | 0 | 0 | 0 | 0 | 0 | 0 | 0 | 0 | 0 | 0 | 0 | 0 | 0 | 0 | 0
F1_Commercial_Grocery_Existing_Water Heating_Natural Gas_Market | F1 | Commercial | Market | Grocery | Existing | Water Heating | Natural Gas | Units | 2223808.3857 | 2212494.1506 | 2201179.9155 | 2187516.4699 | 2173497.9047 | 2158128.2893 | 2143769.5793 | 2131055.2781 | 2119630.9252 | 2108603.8771 | 2097722.0451 | 2086949.369 | 2076191.5971 | 2065402.7421 | 2054546.8764 | 2043670.8169 | 2032791.7561 | 2021926.9253 | 2011076.5503 | 2000240.8592 | 1989402.8285 | 1978562.4424 | 1967735.1151 | 1956921.0245 | 1946120.3502 | 1935317.8436 | 1924513.494 | 1913707.2907 | 1902899.2228 | 1892089.2795 | 1881277.4496 | 1870463.7223 | 1859712.1531
F2_Commercial_Grocery_Existing_Water Heating_Natural Gas_Market | F2 | Commercial | Market | Grocery | Existing | Water Heating | Natural Gas | Usage (GWh) | 0.50412 | 0.495 | 0.48458 | 0.47301 | 0.46128 | 0.44961 | 0.43881 | 0.42926 | 0.42106 | 0.41418 | 0.4083 | 0.40323 | 0.39879 | 0.39483 | 0.39126 | 0.38799 | 0.38498 | 0.38217 | 0.37952 | 0.37699 | 0.37457 | 0.37223 | 0.36995 | 0.36772 | 0.36554 | 0.36339 | 0.36127 | 0.35916 | 0.35707 | 0.35499 | 0.35293 | 0.35087 | 0.34883
F3_Commercial_Grocery_Existing_Water Heating_Natural Gas_Market | F3 | Commercial | Market | Grocery | Existing | Water Heating | Natural Gas | Summer Peak Demand (MW) | 0 | 0 | 0 | 0 | 0 | 0 | 0 | 0 | 0 | 0 | 0 | 0 | 0 | 0 | 0 | 0 | 0 | 0 | 0 | 0 | 0 | 0 | 0 | 0 | 0 | 0 | 0 | 0 | 0 | 0 | 0 | 0 | 0
F4_Commercial_Grocery_Existing_Water Heating_Natural Gas_Market | F4 | Commercial | Market | Grocery | Existing | Water Heating | Natural Gas | Winter Peak Demand (MW) | 0 | 0 | 0 | 0 | 0 | 0 | 0 | 0 | 0 | 0 | 0 | 0 | 0 | 0 | 0 | 0 | 0 | 0 | 0 | 0 | 0 | 0 | 0 | 0 | 0 | 0 | 0 | 0 | 0 | 0 | 0 | 0 | 0
F1_Commercial_Grocery_Existing_Food Preparation_Natural Gas_Market | F1 | Commercial | Market | Grocery | Existing | Food Preparation | Natural Gas | Units | 2223808.3857 | 2212494.1506 | 2201179.9155 | 2187516.4699 | 2173497.9047 | 2158128.2893 | 2143769.5793 | 2131055.2781 | 2119630.9252 | 2108603.8771 | 2097722.0451 | 2086949.369 | 2076191.5971 | 2065402.7421 | 2054546.8764 | 2043670.8169 | 2032791.7561 | 2021926.9253 | 2011076.5503 | 2000240.8592 | 1989402.8285 | 1978562.4424 | 1967735.1151 | 1956921.0245 | 1946120.3502 | 1935317.8436 | 1924513.494 | 1913707.2907 | 1902899.2228 | 1892089.2795 | 1881277.4496 | 1870463.7223 | 1859712.1531
F2_Commercial_Grocery_Existing_Food Preparation_Natural Gas_Market | F2 | Commercial | Market | Grocery | Existing | Food Preparation | Natural Gas | Usage (GWh) | 0.16536 | 0.16452 | 0.16368 | 0.16088 | 0.15783 | 0.15454 | 0.15163 | 0.14896 | 0.14682 | 0.14503 | 0.14328 | 0.14169 | 0.14063 | 0.13965 | 0.13872 | 0.13783 | 0.13698 | 0.13615 | 0.13535 | 0.13455 | 0.13376 | 0.13299 | 0.13224 | 0.13149 | 0.13074 | 0.13 | 0.12926 | 0.12852 | 0.12779 | 0.12705 | 0.12632 | 0.12559 | 0.12486
F3_Commercial_Grocery_Existing_Food Preparation_Natural Gas_Market | F3 | Commercial | Market | Grocery | Existing | Food Preparation | Natural Gas | Summer Peak Demand (MW) | 0 | 0 | 0 | 0 | 0 | 0 | 0 | 0 | 0 | 0 | 0 | 0 | 0 | 0 | 0 | 0 | 0 | 0 | 0 | 0 | 0 | 0 | 0 | 0 | 0 | 0 | 0 | 0 | 0 | 0 | 0 | 0 | 0
F4_Commercial_Grocery_Existing_Food Preparation_Natural Gas_Market | F4 | Commercial | Market | Grocery | Existing | Food Preparation | Natural Gas | Winter Peak Demand (MW) | 0 | 0 | 0 | 0 | 0 | 0 | 0 | 0 | 0 | 0 | 0 | 0 | 0 | 0 | 0 | 0 | 0 | 0 | 0 | 0 | 0 | 0 | 0 | 0 | 0 | 0 | 0 | 0 | 0 | 0 | 0 | 0 | 0
F1_Commercial_Grocery_Existing_Miscellaneous_Natural Gas_Market | F1 | Commercial | Market | Grocery | Existing | Miscellaneous | Natural Gas | Units | 2223808.3857 | 2212494.1506 | 2201179.9155 | 2187516.4699 | 2173497.9047 | 2158128.2893 | 2143769.5793 | 2131055.2781 | 2119630.9252 | 2108603.8771 | 2097722.0451 | 2086949.369 | 2076191.5971 | 2065402.7421 | 2054546.8764 | 2043670.8169 | 2032791.7561 | 2021926.9253 | 2011076.5503 | 2000240.8592 | 1989402.8285 | 1978562.4424 | 1967735.1151 | 1956921.0245 | 1946120.3502 | 1935317.8436 | 1924513.494 | 1913707.2907 | 1902899.2228 | 1892089.2795 | 1881277.4496 | 1870463.7223 | 1859712.1531
F2_Commercial_Grocery_Existing_Miscellaneous_Natural Gas_Market | F2 | Commercial | Market | Grocery | Existing | Miscellaneous | Natural Gas | Usage (GWh) | 0.0067762 | 0.0067417 | 0.0067072 | 0.0066656 | 0.0066229 | 0.006576 | 0.0065323 | 0.0064935 | 0.0064587 | 0.0064251 | 0.006392 | 0.0063591 | 0.0063263 | 0.0062935 | 0.0062604 | 0.0062273 | 0.0061941 | 0.006161 | 0.0061279 | 0.0060949 | 0.0060619 | 0.0060289 | 0.0059959 | 0.0059629 | 0.00593 | 0.0058971 | 0.0058642 | 0.0058312 | 0.0057983 | 0.0057654 | 0.0057324 | 0.0056995 | 0.0056667
F3_Commercial_Grocery_Existing_Miscellaneous_Natural Gas_Market | F3 | Commercial | Market | Grocery | Existing | Miscellaneous | Natural Gas | Summer Peak Demand (MW) | 0 | 0 | 0 | 0 | 0 | 0 | 0 | 0 | 0 | 0 | 0 | 0 | 0 | 0 | 0 | 0 | 0 | 0 | 0 | 0 | 0 | 0 | 0 | 0 | 0 | 0 | 0 | 0 | 0 | 0 | 0 | 0 | 0
F4_Commercial_Grocery_Existing_Miscellaneous_Natural Gas_Market | F4 | Commercial | Market | Grocery | Existing | Miscellaneous | Natural Gas | Winter Peak Demand (MW) | 0 | 0 | 0 | 0 | 0 | 0 | 0 | 0 | 0 | 0 | 0 | 0 | 0 | 0 | 0 | 0 | 0 | 0 | 0 | 0 | 0 | 0 | 0 | 0 | 0 | 0 | 0 | 0 | 0 | 0 | 0 | 0 | 0
F1_Commercial_Grocery_New_Space Heating_Natural Gas_All | F1 | Commercial | All | Grocery | New | Space Heating | Natural Gas | Units | 0 | 14590.0526 | 84963.2947 | 129936.7251 | 187939.0155 | 266654.4833 | 340227.8656 | 405436.7731 | 464084.2114 | 520710.7127 | 576598.5562 | 631931.1657 | 687187.9629 | 742602.8679 | 798358.6304 | 854217.1115 | 910090.8587 | 965892.2232 | 1021620.0571 | 1077273.1993 | 1132938.2423 | 1188615.2661 | 1244225.8649 | 1299769.1338 | 1355244.1592 | 1410728.5046 | 1466222.2245 | 1521725.3737 | 1577238.0074 | 1632760.1809 | 1688291.9502 | 1743833.3712 | 1768849.9136
F2_Commercial_Grocery_New_Space Heating_Natural Gas_All | F2 | Commercial | All | Grocery | New | Space Heating | Natural Gas | Usage (GWh) | 0 | 0.0024779 | 0.014353 | 0.021834 | 0.031412 | 0.044329 | 0.056253 | 0.06667 | 0.075693 | 0.084292 | 0.092673 | 0.10087 | 0.10896 | 0.11697 | 0.12494 | 0.13283 | 0.14064 | 0.14835 | 0.15594 | 0.16342 | 0.17079 | 0.17806 | 0.1852 | 0.19222 | 0.19913 | 0.20593 | 0.21264 | 0.21926 | 0.2258 | 0.23225 | 0.2386 | 0.24486 | 0.24832
F3_Commercial_Grocery_New_Space Heating_Natural Gas_All | F3 | Commercial | All | Grocery | New | Space Heating | Natural Gas | Summer Peak Demand (MW) | 0 | 0 | 0 | 0 | 0 | 0 | 0 | 0 | 0 | 0 | 0 | 0 | 0 | 0 | 0 | 0 | 0 | 0 | 0 | 0 | 0 | 0 | 0 | 0 | 0 | 0 | 0 | 0 | 0 | 0 | 0 | 0 | 0
F4_Commercial_Grocery_New_Space Heating_Natural Gas_All | F4 | Commercial | All | Grocery | New | Space Heating | Natural Gas | Winter Peak Demand (MW) | 0 | 0 | 0 | 0 | 0 | 0 | 0 | 0 | 0 | 0 | 0 | 0 | 0 | 0 | 0 | 0 | 0 | 0 | 0 | 0 | 0 | 0 | 0 | 0 | 0 | 0 | 0 | 0 | 0 | 0 | 0 | 0 | 0
F1_Commercial_Grocery_New_Water Heating_Natural Gas_All | F1 | Commercial | All | Grocery | New | Water Heating | Natural Gas | Units | 0 | 11000.0289 | 64057.2534 | 97964.5359 | 141694.8011 | 201041.5659 | 256511.5051 | 305675.1296 | 349891.7979 | 392584.8003 | 434720.8988 | 476438.384 | 518098.7112 | 559878.2423 | 601914.7596 | 644028.7207 | 686154.1913 | 728225.0899 | 770240.5507 | 812199.6984 | 854167.8186 | 896144.9716 | 938072.0441 | 979948.354 | 1021773.2122 | 1063605.0973 | 1105444.0501 | 1147290.112 | 1189143.3247 | 1231003.7299 | 1272871.3697 | 1314746.2863 | 1333607.2662
F2_Commercial_Grocery_New_Water Heating_Natural Gas_All | F2 | Commercial | All | Grocery | New | Water Heating | Natural Gas | Usage (GWh) | 0 | 0.0033017 | 0.019227 | 0.029405 | 0.04253 | 0.060344 | 0.076993 | 0.09175 | 0.10502 | 0.11784 | 0.13048 | 0.14301 | 0.15551 | 0.16805 | 0.18067 | 0.19331 | 0.20595 | 0.21858 | 0.23119 | 0.24379 | 0.25638 | 0.26898 | 0.28157 | 0.29414 | 0.30669 | 0.31925 | 0.3318 | 0.34437 | 0.35693 | 0.36949 | 0.38206 | 0.39463 | 0.40029
F3_Commercial_Grocery_New_Water Heating_Natural Gas_All | F3 | Commercial | All | Grocery | New | Water Heating | Natural Gas | Summer Peak Demand (MW) | 0 | 0 | 0 | 0 | 0 | 0 | 0 | 0 | 0 | 0 | 0 | 0 | 0 | 0 | 0 | 0 | 0 | 0 | 0 | 0 | 0 | 0 | 0 | 0 | 0 | 0 | 0 | 0 | 0 | 0 | 0 | 0 | 0
F4_Commercial_Grocery_New_Water Heating_Natural Gas_All | F4 | Commercial | All | Grocery | New | Water Heating | Natural Gas | Winter Peak Demand (MW) | 0 | 0 | 0 | 0 | 0 | 0 | 0 | 0 | 0 | 0 | 0 | 0 | 0 | 0 | 0 | 0 | 0 | 0 | 0 | 0 | 0 | 0 | 0 | 0 | 0 | 0 | 0 | 0 | 0 | 0 | 0 | 0 | 0
F1_Commercial_Grocery_New_Food Preparation_Natural Gas_All | F1 | Commercial | All | Grocery | New | Food Preparation | Natural Gas | Units | 0 | 20422.6172 | 118928.4846 | 181880.633 | 263070.0987 | 373253.1058 | 476238.4113 | 567515.4338 | 649607.9537 | 728871.6407 | 807101.3817 | 884553.9265 | 961900.3522 | 1039468.0914 | 1117512.9503 | 1195701.5909 | 1273911.6003 | 1352020.2913 | 1430026.0567 | 1507927.2714 | 1585845.1445 | 1663779.7878 | 1741621.4519 | 1819368.8702 | 1897020.7636 | 1974685.7028 | 2052363.7641 | 2130055.0242 | 2207759.5603 | 2285477.4501 | 2363208.7714 | 2440953.603 | 2475970.8359
F2_Commercial_Grocery_New_Food Preparation_Natural Gas_All | F2 | Commercial | All | Grocery | New | Food Preparation | Natural Gas | Usage (GWh) | 0 | 0.0013094 | 0.0076249 | 0.011268 | 0.015967 | 0.022344 | 0.028274 | 0.033392 | 0.038019 | 0.042514 | 0.046942 | 0.051238 | 0.05571 | 0.060194 | 0.064707 | 0.069228 | 0.073751 | 0.078269 | 0.082781 | 0.087284 | 0.091778 | 0.096289 | 0.10079 | 0.10529 | 0.10979 | 0.11428 | 0.11878 | 0.12327 | 0.12777 | 0.13227 | 0.13677 | 0.14127 | 0.14329
F3_Commercial_Grocery_New_Food Preparation_Natural Gas_All | F3 | Commercial | All | Grocery | New | Food Preparation | Natural Gas | Summer Peak Demand (MW) | 0 | 0 | 0 | 0 | 0 | 0 | 0 | 0 | 0 | 0 | 0 | 0 | 0 | 0 | 0 | 0 | 0 | 0 | 0 | 0 | 0 | 0 | 0 | 0 | 0 | 0 | 0 | 0 | 0 | 0 | 0 | 0 | 0
F4_Commercial_Grocery_New_Food Preparation_Natural Gas_All | F4 | Commercial | All | Grocery | New | Food Preparation | Natural Gas | Winter Peak Demand (MW) | 0 | 0 | 0 | 0 | 0 | 0 | 0 | 0 | 0 | 0 | 0 | 0 | 0 | 0 | 0 | 0 | 0 | 0 | 0 | 0 | 0 | 0 | 0 | 0 | 0 | 0 | 0 | 0 | 0 | 0 | 0 | 0 | 0
F1_Commercial_Grocery_New_Miscellaneous_Natural Gas_All | F1 | Commercial | All | Grocery | New | Miscellaneous | Natural Gas | Units | 0 | 17608.6842 | 102541.9073 | 156820.1855 | 226822.9497 | 321824.3764 | 410619.8377 | 489320.2434 | 560101.6344 | 628443.9636 | 695894.8093 | 762675.5448 | 829364.7828 | 896244.8406 | 963536.2781 | 1030951.6864 | 1098385.5191 | 1165731.9936 | 1232989.7241 | 1300157.3095 | 1367339.2579 | 1434535.6659 | 1501651.9059 | 1568686.8856 | 1635639.5025 | 1702603.3676 | 1769578.5468 | 1836565.1062 | 1903563.1123 | 1970572.6321 | 2037593.733 | 2104626.4825 | 2134818.8612
F2_Commercial_Grocery_New_Miscellaneous_Natural Gas_All | F2 | Commercial | All | Grocery | New | Miscellaneous | Natural Gas | Usage (GWh) | 0 | 5.3655e-05 | 0.00031245 | 0.00047785 | 0.00069115 | 0.00098063 | 0.0012512 | 0.001491 | 0.0017067 | 0.0019149 | 0.0021205 | 0.0023239 | 0.0025272 | 0.0027309 | 0.002936 | 0.0031414 | 0.0033469 | 0.0035521 | 0.003757 | 0.0039617 | 0.0041664 | 0.0043712 | 0.0045757 | 0.0047799 | 0.0049839 | 0.005188 | 0.0053921 | 0.0055962 | 0.0058003 | 0.0060045 | 0.0062087 | 0.006413 | 0.006505
F3_Commercial_Grocery_New_Miscellaneous_Natural Gas_All | F3 | Commercial | All | Grocery | New | Miscellaneous | Natural Gas | Summer Peak Demand (MW) | 0 | 0 | 0 | 0 | 0 | 0 | 0 | 0 | 0 | 0 | 0 | 0 | 0 | 0 | 0 | 0 | 0 | 0 | 0 | 0 | 0 | 0 | 0 | 0 | 0 | 0 | 0 | 0 | 0 | 0 | 0 | 0 | 0
F4_Commercial_Grocery_New_Miscellaneous_Natural Gas_All | F4 | Commercial | All | Grocery | New | Miscellaneous | Natural Gas | Winter Peak Demand (MW) | 0 | 0 | 0 | 0 | 0 | 0 | 0 | 0 | 0 | 0 | 0 | 0 | 0 | 0 | 0 | 0 | 0 | 0 | 0 | 0 | 0 | 0 | 0 | 0 | 0 | 0 | 0 | 0 | 0 | 0 | 0 | 0 | 0
F1_Commercial_Grocery_New_Space Heating_Natural Gas_Market | F1 | Commercial | Market | Grocery | New | Space Heating | Natural Gas | Units | 0 | 17608.6842 | 102541.9073 | 156820.1855 | 226822.9497 | 321824.3764 | 410619.8377 | 489320.2434 | 560101.6344 | 628443.9636 | 695894.8093 | 762675.5448 | 829364.7828 | 896244.8406 | 963536.2781 | 1030951.6864 | 1098385.5191 | 1165731.9936 | 1232989.7241 | 1300157.3095 | 1367339.2579 | 1434535.6659 | 1501651.9059 | 1568686.8856 | 1635639.5025 | 1702603.3676 | 1769578.5468 | 1836565.1062 | 1903563.1123 | 1970572.6321 | 2037593.733 | 2104626.4825 | 2134818.8612
F2_Commercial_Grocery_New_Space Heating_Natural Gas_Market | F2 | Commercial | Market | Grocery | New | Space Heating | Natural Gas | Usage (GWh) | 0 | 0.0024779 | 0.014353 | 0.021834 | 0.031412 | 0.044329 | 0.056253 | 0.06667 | 0.075693 | 0.084292 | 0.092673 | 0.10087 | 0.10896 | 0.11697 | 0.12494 | 0.13283 | 0.14064 | 0.14835 | 0.15594 | 0.16342 | 0.17079 | 0.17806 | 0.1852 | 0.19222 | 0.19913 | 0.20593 | 0.21264 | 0.21926 | 0.2258 | 0.23225 | 0.2386 | 0.24486 | 0.24832
F3_Commercial_Grocery_New_Space Heating_Natural Gas_Market | F3 | Commercial | Market | Grocery | New | Space Heating | Natural Gas | Summer Peak Demand (MW) | 0 | 0 | 0 | 0 | 0 | 0 | 0 | 0 | 0 | 0 | 0 | 0 | 0 | 0 | 0 | 0 | 0 | 0 | 0 | 0 | 0 | 0 | 0 | 0 | 0 | 0 | 0 | 0 | 0 | 0 | 0 | 0 | 0
F4_Commercial_Grocery_New_Space Heating_Natural Gas_Market | F4 | Commercial | Market | Grocery | New | Space Heating | Natural Gas | Winter Peak Demand (MW) | 0 | 0 | 0 | 0 | 0 | 0 | 0 | 0 | 0 | 0 | 0 | 0 | 0 | 0 | 0 | 0 | 0 | 0 | 0 | 0 | 0 | 0 | 0 | 0 | 0 | 0 | 0 | 0 | 0 | 0 | 0 | 0 | 0
F1_Commercial_Grocery_New_Water Heating_Natural Gas_Market | F1 | Commercial | Market | Grocery | New | Water Heating | Natural Gas | Units | 0 | 17608.6842 | 102541.9073 | 156820.1855 | 226822.9497 | 321824.3764 | 410619.8377 | 489320.2434 | 560101.6344 | 628443.9636 | 695894.8093 | 762675.5448 | 829364.7828 | 896244.8406 | 963536.2781 | 1030951.6864 | 1098385.5191 | 1165731.9936 | 1232989.7241 | 1300157.3095 | 1367339.2579 | 1434535.6659 | 1501651.9059 | 1568686.8856 | 1635639.5025 | 1702603.3676 | 1769578.5468 | 1836565.1062 | 1903563.1123 | 1970572.6321 | 2037593.733 | 2104626.4825 | 2134818.8612
F2_Commercial_Grocery_New_Water Heating_Natural Gas_Market | F2 | Commercial | Market | Grocery | New | Water Heating | Natural Gas | Usage (GWh) | 0 | 0.0033017 | 0.019227 | 0.029405 | 0.04253 | 0.060344 | 0.076993 | 0.09175 | 0.10502 | 0.11784 | 0.13048 | 0.14301 | 0.15551 | 0.16805 | 0.18067 | 0.19331 | 0.20595 | 0.21858 | 0.23119 | 0.24379 | 0.25638 | 0.26898 | 0.28157 | 0.29414 | 0.30669 | 0.31925 | 0.3318 | 0.34437 | 0.35693 | 0.36949 | 0.38206 | 0.39463 | 0.40029
F3_Commercial_Grocery_New_Water Heating_Natural Gas_Market | F3 | Commercial | Market | Grocery | New | Water Heating | Natural Gas | Summer Peak Demand (MW) | 0 | 0 | 0 | 0 | 0 | 0 | 0 | 0 | 0 | 0 | 0 | 0 | 0 | 0 | 0 | 0 | 0 | 0 | 0 | 0 | 0 | 0 | 0 | 0 | 0 | 0 | 0 | 0 | 0 | 0 | 0 | 0 | 0
F4_Commercial_Grocery_New_Water Heating_Natural Gas_Market | F4 | Commercial | Market | Grocery | New | Water Heating | Natural Gas | Winter Peak Demand (MW) | 0 | 0 | 0 | 0 | 0 | 0 | 0 | 0 | 0 | 0 | 0 | 0 | 0 | 0 | 0 | 0 | 0 | 0 | 0 | 0 | 0 | 0 | 0 | 0 | 0 | 0 | 0 | 0 | 0 | 0 | 0 | 0 | 0
F1_Commercial_Grocery_New_Food Preparation_Natural Gas_Market | F1 | Commercial | Market | Grocery | New | Food Preparation | Natural Gas | Units | 0 | 17608.6842 | 102541.9073 | 156820.1855 | 226822.9497 | 321824.3764 | 410619.8377 | 489320.2434 | 560101.6344 | 628443.9636 | 695894.8093 | 762675.5448 | 829364.7828 | 896244.8406 | 963536.2781 | 1030951.6864 | 1098385.5191 | 1165731.9936 | 1232989.7241 | 1300157.3095 | 1367339.2579 | 1434535.6659 | 1501651.9059 | 1568686.8856 | 1635639.5025 | 1702603.3676 | 1769578.5468 | 1836565.1062 | 1903563.1123 | 1970572.6321 | 2037593.733 | 2104626.4825 | 2134818.8612
F2_Commercial_Grocery_New_Food Preparation_Natural Gas_Market | F2 | Commercial | Market | Grocery | New | Food Preparation | Natural Gas | Usage (GWh) | 0 | 0.0013094 | 0.0076249 | 0.011268 | 0.015967 | 0.022344 | 0.028274 | 0.033392 | 0.038019 | 0.042514 | 0.046942 | 0.051238 | 0.05571 | 0.060194 | 0.064707 | 0.069228 | 0.073751 | 0.078269 | 0.082781 | 0.087284 | 0.091778 | 0.096289 | 0.10079 | 0.10529 | 0.10979 | 0.11428 | 0.11878 | 0.12327 | 0.12777 | 0.13227 | 0.13677 | 0.14127 | 0.14329
F3_Commercial_Grocery_New_Food Preparation_Natural Gas_Market | F3 | Commercial | Market | Grocery | New | Food Preparation | Natural Gas | Summer Peak Demand (MW) | 0 | 0 | 0 | 0 | 0 | 0 | 0 | 0 | 0 | 0 | 0 | 0 | 0 | 0 | 0 | 0 | 0 | 0 | 0 | 0 | 0 | 0 | 0 | 0 | 0 | 0 | 0 | 0 | 0 | 0 | 0 | 0 | 0
F4_Commercial_Grocery_New_Food Preparation_Natural Gas_Market | F4 | Commercial | Market | Grocery | New | Food Preparation | Natural Gas | Winter Peak Demand (MW) | 0 | 0 | 0 | 0 | 0 | 0 | 0 | 0 | 0 | 0 | 0 | 0 | 0 | 0 | 0 | 0 | 0 | 0 | 0 | 0 | 0 | 0 | 0 | 0 | 0 | 0 | 0 | 0 | 0 | 0 | 0 | 0 | 0
F1_Commercial_Grocery_New_Miscellaneous_Natural Gas_Market | F1 | Commercial | Market | Grocery | New | Miscellaneous | Natural Gas | Units | 0 | 17608.6842 | 102541.9073 | 156820.1855 | 226822.9497 | 321824.3764 | 410619.8377 | 489320.2434 | 560101.6344 | 628443.9636 | 695894.8093 | 762675.5448 | 829364.7828 | 896244.8406 | 963536.2781 | 1030951.6864 | 1098385.5191 | 1165731.9936 | 1232989.7241 | 1300157.3095 | 1367339.2579 | 1434535.6659 | 1501651.9059 | 1568686.8856 | 1635639.5025 | 1702603.3676 | 1769578.5468 | 1836565.1062 | 1903563.1123 | 1970572.6321 | 2037593.733 | 2104626.4825 | 2134818.8612
F2_Commercial_Grocery_New_Miscellaneous_Natural Gas_Market | F2 | Commercial | Market | Grocery | New | Miscellaneous | Natural Gas | Usage (GWh) | 0 | 5.3655e-05 | 0.00031245 | 0.00047785 | 0.00069115 | 0.00098063 | 0.0012512 | 0.001491 | 0.0017067 | 0.0019149 | 0.0021205 | 0.0023239 | 0.0025272 | 0.0027309 | 0.002936 | 0.0031414 | 0.0033469 | 0.0035521 | 0.003757 | 0.0039617 | 0.0041664 | 0.0043712 | 0.0045757 | 0.0047799 | 0.0049839 | 0.005188 | 0.0053921 | 0.0055962 | 0.0058003 | 0.0060045 | 0.0062087 | 0.006413 | 0.006505
F3_Commercial_Grocery_New_Miscellaneous_Natural Gas_Market | F3 | Commercial | Market | Grocery | New | Miscellaneous | Natural Gas | Summer Peak Demand (MW) | 0 | 0 | 0 | 0 | 0 | 0 | 0 | 0 | 0 | 0 | 0 | 0 | 0 | 0 | 0 | 0 | 0 | 0 | 0 | 0 | 0 | 0 | 0 | 0 | 0 | 0 | 0 | 0 | 0 | 0 | 0 | 0 | 0
F4_Commercial_Grocery_New_Miscellaneous_Natural Gas_Market | F4 | Commercial | Market | Grocery | New | Miscellaneous | Natural Gas | Winter Peak Demand (MW) | 0 | 0 | 0 | 0 | 0 | 0 | 0 | 0 | 0 | 0 | 0 | 0 | 0 | 0 | 0 | 0 | 0 | 0 | 0 | 0 | 0 | 0 | 0 | 0 | 0 | 0 | 0 | 0 | 0 | 0 | 0 | 0 | 0
F1_Commercial_School_Existing_Space Heating_Natural Gas_All | F1 | Commercial | All | School | Existing | Space Heating | Natural Gas | Units | 3679177.0005 | 3660458.1784 | 3641739.3563 | 3619133.8858 | 3595940.888 | 3570512.6472 | 3546756.8973 | 3525721.7377 | 3506820.7313 | 3488577.0454 | 3470573.612 | 3452750.7715 | 3434952.5892 | 3417102.9816 | 3399142.5082 | 3381148.6251 | 3363149.7766 | 3345174.4709 | 3327223.0815 | 3309295.986 | 3291365.0196 | 3273430.1565 | 3255516.8984 | 3237625.5397 | 3219756.3776 | 3201884.1841 | 3184008.9415 | 3166130.632 | 3148249.2376 | 3130364.7403 | 3112477.1219 | 3094586.3643 | 3076798.4441
F2_Commercial_School_Existing_Space Heating_Natural Gas_All | F2 | Commercial | All | School | Existing | Space Heating | Natural Gas | Usage (GWh) | 2.3229 | 2.3026 | 2.2696 | 2.2341 | 2.1981 | 2.1609 | 2.1248 | 2.0908 | 2.0584 | 2.0267 | 1.9957 | 1.9653 | 1.9353 | 1.9058 | 1.8768 | 1.8487 | 1.8212 | 1.7943 | 1.7681 | 1.7426 | 1.7178 | 1.6937 | 1.6703 | 1.6474 | 1.625 | 1.6032 | 1.5818 | 1.5608 | 1.5402 | 1.52 | 1.5001 | 1.4805 | 1.4705
F3_Commercial_School_Existing_Space Heating_Natural Gas_All | F3 | Commercial | All | School | Existing | Space Heating | Natural Gas | Summer Peak Demand (MW) | 0 | 0 | 0 | 0 | 0 | 0 | 0 | 0 | 0 | 0 | 0 | 0 | 0 | 0 | 0 | 0 | 0 | 0 | 0 | 0 | 0 | 0 | 0 | 0 | 0 | 0 | 0 | 0 | 0 | 0 | 0 | 0 | 0
F4_Commercial_School_Existing_Space Heating_Natural Gas_All | F4 | Commercial | All | School | Existing | Space Heating | Natural Gas | Winter Peak Demand (MW) | 0 | 0 | 0 | 0 | 0 | 0 | 0 | 0 | 0 | 0 | 0 | 0 | 0 | 0 | 0 | 0 | 0 | 0 | 0 | 0 | 0 | 0 | 0 | 0 | 0 | 0 | 0 | 0 | 0 | 0 | 0 | 0 | 0
F1_Commercial_School_Existing_Water Heating_Natural Gas_All | F1 | Commercial | All | School | Existing | Water Heating | Natural Gas | Units | 3638011.4321 | 3619502.0511 | 3600992.6701 | 3578640.1277 | 3555706.6317 | 3530562.9023 | 3507072.9507 | 3486273.1492 | 3467583.6223 | 3449544.0614 | 3431742.0648 | 3414118.6404 | 3396519.5984 | 3378869.7064 | 3361110.1892 | 3343317.636 | 3325520.173 | 3307745.9894 | 3289995.4544 | 3272268.9415 | 3254538.6011 | 3236804.4075 | 3219091.5773 | 3201400.4014 | 3183731.1737 | 3166058.9486 | 3148383.7085 | 3130705.4358 | 3113024.1127 | 3095339.7214 | 3077652.244 | 3059961.6624 | 3042372.7677
F2_Commercial_School_Existing_Water Heating_Natural Gas_All | F2 | Commercial | All | School | Existing | Water Heating | Natural Gas | Usage (GWh) | 0.61433 | 0.60323 | 0.59054 | 0.57646 | 0.56218 | 0.54797 | 0.53483 | 0.52321 | 0.51323 | 0.50484 | 0.49769 | 0.49152 | 0.48611 | 0.48129 | 0.47694 | 0.47296 | 0.46929 | 0.46586 | 0.46263 | 0.45956 | 0.4566 | 0.45375 | 0.45097 | 0.44826 | 0.4456 | 0.44298 | 0.44039 | 0.43782 | 0.43528 | 0.43274 | 0.43022 | 0.42771 | 0.42523
F3_Commercial_School_Existing_Water Heating_Natural Gas_All | F3 | Commercial | All | School | Existing | Water Heating | Natural Gas | Summer Peak Demand (MW) | 0 | 0 | 0 | 0 | 0 | 0 | 0 | 0 | 0 | 0 | 0 | 0 | 0 | 0 | 0 | 0 | 0 | 0 | 0 | 0 | 0 | 0 | 0 | 0 | 0 | 0 | 0 | 0 | 0 | 0 | 0 | 0 | 0
F4_Commercial_School_Existing_Water Heating_Natural Gas_All | F4 | Commercial | All | School | Existing | Water Heating | Natural Gas | Winter Peak Demand (MW) | 0 | 0 | 0 | 0 | 0 | 0 | 0 | 0 | 0 | 0 | 0 | 0 | 0 | 0 | 0 | 0 | 0 | 0 | 0 | 0 | 0 | 0 | 0 | 0 | 0 | 0 | 0 | 0 | 0 | 0 | 0 | 0 | 0
F1_Commercial_School_Existing_Food Preparation_Natural Gas_All | F1 | Commercial | All | School | Existing | Food Preparation | Natural Gas | Units | 4539938.8593 | 4516840.6752 | 4493742.491 | 4465848.3577 | 4437229.2421 | 4405851.9371 | 4376538.4107 | 4350581.9704 | 4327258.9789 | 4304747.0916 | 4282531.6649 | 4260539.0816 | 4238576.9257 | 4216551.3131 | 4194388.8971 | 4172185.2551 | 4149975.4859 | 4127794.7676 | 4105643.5609 | 4083522.3317 | 4061396.326 | 4039265.512 | 4017161.3576 | 3995084.226 | 3973034.4841 | 3950981.0016 | 3928923.7566 | 3906862.7271 | 3884797.8911 | 3862729.2262 | 3840656.7101 | 3818580.3202 | 3796630.8271
F2_Commercial_School_Existing_Food Preparation_Natural Gas_All | F2 | Commercial | All | School | Existing | Food Preparation | Natural Gas | Usage (GWh) | 0.12901 | 0.12835 | 0.12769 | 0.12606 | 0.12432 | 0.12244 | 0.1207 | 0.11907 | 0.11764 | 0.11631 | 0.11503 | 0.11381 | 0.1128 | 0.11185 | 0.11095 | 0.1101 | 0.10928 | 0.10849 | 0.10773 | 0.10692 | 0.10614 | 0.10546 | 0.10479 | 0.10413 | 0.10349 | 0.10285 | 0.10223 | 0.1016 | 0.10099 | 0.10038 | 0.099773 | 0.09917 | 0.098575
F3_Commercial_School_Existing_Food Preparation_Natural Gas_All | F3 | Commercial | All | School | Existing | Food Preparation | Natural Gas | Summer Peak Demand (MW) | 0 | 0 | 0 | 0 | 0 | 0 | 0 | 0 | 0 | 0 | 0 | 0 | 0 | 0 | 0 | 0 | 0 | 0 | 0 | 0 | 0 | 0 | 0 | 0 | 0 | 0 | 0 | 0 | 0 | 0 | 0 | 0 | 0
F4_Commercial_School_Existing_Food Preparation_Natural Gas_All | F4 | Commercial | All | School | Existing | Food Preparation | Natural Gas | Winter Peak Demand (MW) | 0 | 0 | 0 | 0 | 0 | 0 | 0 | 0 | 0 | 0 | 0 | 0 | 0 | 0 | 0 | 0 | 0 | 0 | 0 | 0 | 0 | 0 | 0 | 0 | 0 | 0 | 0 | 0 | 0 | 0 | 0 | 0 | 0
F1_Commercial_School_Existing_Miscellaneous_Natural Gas_All | F1 | Commercial | All | School | Existing | Miscellaneous | Natural Gas | Units | 4183394.3566 | 4162110.1904 | 4140826.0242 | 4115122.5591 | 4088751.0483 | 4059837.9628 | 4032826.5768 | 4008908.6278 | 3987417.3096 | 3966673.3953 | 3946202.6591 | 3925937.2653 | 3905699.9092 | 3885404.0801 | 3864982.1915 | 3844522.3144 | 3824056.7915 | 3803618.0378 | 3783206.4781 | 3762822.5416 | 3742434.2038 | 3722041.4352 | 3701673.2325 | 3681329.9305 | 3661011.867 | 3640690.3567 | 3620365.3794 | 3600036.9148 | 3579704.9427 | 3559369.4423 | 3539030.3932 | 3518687.7746 | 3498462.0869
F2_Commercial_School_Existing_Miscellaneous_Natural Gas_All | F2 | Commercial | All | School | Existing | Miscellaneous | Natural Gas | Usage (GWh) | 0.038995 | 0.038797 | 0.038599 | 0.038359 | 0.038113 | 0.037844 | 0.037592 | 0.037369 | 0.037169 | 0.036975 | 0.036784 | 0.036595 | 0.036407 | 0.036218 | 0.036027 | 0.035837 | 0.035646 | 0.035455 | 0.035265 | 0.035075 | 0.034885 | 0.034695 | 0.034505 | 0.034315 | 0.034126 | 0.033937 | 0.033747 | 0.033558 | 0.033368 | 0.033179 | 0.032989 | 0.032799 | 0.032611
F3_Commercial_School_Existing_Miscellaneous_Natural Gas_All | F3 | Commercial | All | School | Existing | Miscellaneous | Natural Gas | Summer Peak Demand (MW) | 0 | 0 | 0 | 0 | 0 | 0 | 0 | 0 | 0 | 0 | 0 | 0 | 0 | 0 | 0 | 0 | 0 | 0 | 0 | 0 | 0 | 0 | 0 | 0 | 0 | 0 | 0 | 0 | 0 | 0 | 0 | 0 | 0
F4_Commercial_School_Existing_Miscellaneous_Natural Gas_All | F4 | Commercial | All | School | Existing | Miscellaneous | Natural Gas | Winter Peak Demand (MW) | 0 | 0 | 0 | 0 | 0 | 0 | 0 | 0 | 0 | 0 | 0 | 0 | 0 | 0 | 0 | 0 | 0 | 0 | 0 | 0 | 0 | 0 | 0 | 0 | 0 | 0 | 0 | 0 | 0 | 0 | 0 | 0 | 0
F1_Commercial_School_Existing_Space Heating_Natural Gas_Market | F1 | Commercial | Market | School | Existing | Space Heating | Natural Gas | Units | 4170726.9641 | 4149507.2468 | 4128287.5294 | 4102661.8948 | 4076370.2375 | 4047544.7013 | 4020615.1062 | 3996769.5812 | 3975343.3391 | 3954662.2377 | 3934253.4873 | 3914049.4575 | 3893873.3805 | 3873639.0075 | 3853278.9567 | 3832881.0325 | 3812477.4796 | 3792100.6148 | 3771750.8616 | 3751428.6481 | 3731102.0465 | 3710771.0276 | 3690464.5002 | 3670182.798 | 3649926.258 | 3629666.2816 | 3609402.8487 | 3589135.9391 | 3568865.5325 | 3548591.6084 | 3528314.1463 | 3508033.1255 | 3487868.6816
F2_Commercial_School_Existing_Space Heating_Natural Gas_Market | F2 | Commercial | Market | School | Existing | Space Heating | Natural Gas | Usage (GWh) | 2.3229 | 2.3026 | 2.2696 | 2.2341 | 2.1981 | 2.1609 | 2.1248 | 2.0908 | 2.0584 | 2.0267 | 1.9957 | 1.9653 | 1.9353 | 1.9058 | 1.8768 | 1.8487 | 1.8212 | 1.7943 | 1.7681 | 1.7426 | 1.7178 | 1.6937 | 1.6703 | 1.6474 | 1.625 | 1.6032 | 1.5818 | 1.5608 | 1.5402 | 1.52 | 1.5001 | 1.4805 | 1.4705
F3_Commercial_School_Existing_Space Heating_Natural Gas_Market | F3 | Commercial | Market | School | Existing | Space Heating | Natural Gas | Summer Peak Demand (MW) | 0 | 0 | 0 | 0 | 0 | 0 | 0 | 0 | 0 | 0 | 0 | 0 | 0 | 0 | 0 | 0 | 0 | 0 | 0 | 0 | 0 | 0 | 0 | 0 | 0 | 0 | 0 | 0 | 0 | 0 | 0 | 0 | 0
F4_Commercial_School_Existing_Space Heating_Natural Gas_Market | F4 | Commercial | Market | School | Existing | Space Heating | Natural Gas | Winter Peak Demand (MW) | 0 | 0 | 0 | 0 | 0 | 0 | 0 | 0 | 0 | 0 | 0 | 0 | 0 | 0 | 0 | 0 | 0 | 0 | 0 | 0 | 0 | 0 | 0 | 0 | 0 | 0 | 0 | 0 | 0 | 0 | 0 | 0 | 0
F1_Commercial_School_Existing_Water Heating_Natural Gas_Market | F1 | Commercial | Market | School | Existing | Water Heating | Natural Gas | Units | 4170726.9641 | 4149507.2468 | 4128287.5294 | 4102661.8948 | 4076370.2375 | 4047544.7013 | 4020615.1062 | 3996769.5812 | 3975343.3391 | 3954662.2377 | 3934253.4873 | 3914049.4575 | 3893873.3805 | 3873639.0075 | 3853278.9567 | 3832881.0325 | 3812477.4796 | 3792100.6148 | 3771750.8616 | 3751428.6481 | 3731102.0465 | 3710771.0276 | 3690464.5002 | 3670182.798 | 3649926.258 | 3629666.2816 | 3609402.8487 | 3589135.9391 | 3568865.5325 | 3548591.6084 | 3528314.1463 | 3508033.1255 | 3487868.6816
F2_Commercial_School_Existing_Water Heating_Natural Gas_Market | F2 | Commercial | Market | School | Existing | Water Heating | Natural Gas | Usage (GWh) | 0.61433 | 0.60323 | 0.59054 | 0.57646 | 0.56218 | 0.54797 | 0.53483 | 0.52321 | 0.51323 | 0.50484 | 0.49769 | 0.49152 | 0.48611 | 0.48129 | 0.47694 | 0.47296 | 0.46929 | 0.46586 | 0.46263 | 0.45956 | 0.4566 | 0.45375 | 0.45097 | 0.44826 | 0.4456 | 0.44298 | 0.44039 | 0.43782 | 0.43528 | 0.43274 | 0.43022 | 0.42771 | 0.42523
F3_Commercial_School_Existing_Water Heating_Natural Gas_Market | F3 | Commercial | Market | School | Existing | Water Heating | Natural Gas | Summer Peak Demand (MW) | 0 | 0 | 0 | 0 | 0 | 0 | 0 | 0 | 0 | 0 | 0 | 0 | 0 | 0 | 0 | 0 | 0 | 0 | 0 | 0 | 0 | 0 | 0 | 0 | 0 | 0 | 0 | 0 | 0 | 0 | 0 | 0 | 0
F4_Commercial_School_Existing_Water Heating_Natural Gas_Market | F4 | Commercial | Market | School | Existing | Water Heating | Natural Gas | Winter Peak Demand (MW) | 0 | 0 | 0 | 0 | 0 | 0 | 0 | 0 | 0 | 0 | 0 | 0 | 0 | 0 | 0 | 0 | 0 | 0 | 0 | 0 | 0 | 0 | 0 | 0 | 0 | 0 | 0 | 0 | 0 | 0 | 0 | 0 | 0
F1_Commercial_School_Existing_Food Preparation_Natural Gas_Market | F1 | Commercial | Market | School | Existing | Food Preparation | Natural Gas | Units | 4170726.9641 | 4149507.2468 | 4128287.5294 | 4102661.8948 | 4076370.2375 | 4047544.7013 | 4020615.1062 | 3996769.5812 | 3975343.3391 | 3954662.2377 | 3934253.4873 | 3914049.4575 | 3893873.3805 | 3873639.0075 | 3853278.9567 | 3832881.0325 | 3812477.4796 | 3792100.6148 | 3771750.8616 | 3751428.6481 | 3731102.0465 | 3710771.0276 | 3690464.5002 | 3670182.798 | 3649926.258 | 3629666.2816 | 3609402.8487 | 3589135.9391 | 3568865.5325 | 3548591.6084 | 3528314.1463 | 3508033.1255 | 3487868.6816
F2_Commercial_School_Existing_Food Preparation_Natural Gas_Market | F2 | Commercial | Market | School | Existing | Food Preparation | Natural Gas | Usage (GWh) | 0.12901 | 0.12835 | 0.12769 | 0.12606 | 0.12432 | 0.12244 | 0.1207 | 0.11907 | 0.11764 | 0.11631 | 0.11503 | 0.11381 | 0.1128 | 0.11185 | 0.11095 | 0.1101 | 0.10928 | 0.10849 | 0.10773 | 0.10692 | 0.10614 | 0.10546 | 0.10479 | 0.10413 | 0.10349 | 0.10285 | 0.10223 | 0.1016 | 0.10099 | 0.10038 | 0.099773 | 0.09917 | 0.098575
F3_Commercial_School_Existing_Food Preparation_Natural Gas_Market | F3 | Commercial | Market | School | Existing | Food Preparation | Natural Gas | Summer Peak Demand (MW) | 0 | 0 | 0 | 0 | 0 | 0 | 0 | 0 | 0 | 0 | 0 | 0 | 0 | 0 | 0 | 0 | 0 | 0 | 0 | 0 | 0 | 0 | 0 | 0 | 0 | 0 | 0 | 0 | 0 | 0 | 0 | 0 | 0
F4_Commercial_School_Existing_Food Preparation_Natural Gas_Market | F4 | Commercial | Market | School | Existing | Food Preparation | Natural Gas | Winter Peak Demand (MW) | 0 | 0 | 0 | 0 | 0 | 0 | 0 | 0 | 0 | 0 | 0 | 0 | 0 | 0 | 0 | 0 | 0 | 0 | 0 | 0 | 0 | 0 | 0 | 0 | 0 | 0 | 0 | 0 | 0 | 0 | 0 | 0 | 0
F1_Commercial_School_Existing_Miscellaneous_Natural Gas_Market | F1 | Commercial | Market | School | Existing | Miscellaneous | Natural Gas | Units | 4170726.9641 | 4149507.2468 | 4128287.5294 | 4102661.8948 | 4076370.2375 | 4047544.7013 | 4020615.1062 | 3996769.5812 | 3975343.3391 | 3954662.2377 | 3934253.4873 | 3914049.4575 | 3893873.3805 | 3873639.0075 | 3853278.9567 | 3832881.0325 | 3812477.4796 | 3792100.6148 | 3771750.8616 | 3751428.6481 | 3731102.0465 | 3710771.0276 | 3690464.5002 | 3670182.798 | 3649926.258 | 3629666.2816 | 3609402.8487 | 3589135.9391 | 3568865.5325 | 3548591.6084 | 3528314.1463 | 3508033.1255 | 3487868.6816
F2_Commercial_School_Existing_Miscellaneous_Natural Gas_Market | F2 | Commercial | Market | School | Existing | Miscellaneous | Natural Gas | Usage (GWh) | 0.038995 | 0.038797 | 0.038599 | 0.038359 | 0.038113 | 0.037844 | 0.037592 | 0.037369 | 0.037169 | 0.036975 | 0.036784 | 0.036595 | 0.036407 | 0.036218 | 0.036027 | 0.035837 | 0.035646 | 0.035455 | 0.035265 | 0.035075 | 0.034885 | 0.034695 | 0.034505 | 0.034315 | 0.034126 | 0.033937 | 0.033747 | 0.033558 | 0.033368 | 0.033179 | 0.032989 | 0.032799 | 0.032611
F3_Commercial_School_Existing_Miscellaneous_Natural Gas_Market | F3 | Commercial | Market | School | Existing | Miscellaneous | Natural Gas | Summer Peak Demand (MW) | 0 | 0 | 0 | 0 | 0 | 0 | 0 | 0 | 0 | 0 | 0 | 0 | 0 | 0 | 0 | 0 | 0 | 0 | 0 | 0 | 0 | 0 | 0 | 0 | 0 | 0 | 0 | 0 | 0 | 0 | 0 | 0 | 0
F4_Commercial_School_Existing_Miscellaneous_Natural Gas_Market | F4 | Commercial | Market | School | Existing | Miscellaneous | Natural Gas | Winter Peak Demand (MW) | 0 | 0 | 0 | 0 | 0 | 0 | 0 | 0 | 0 | 0 | 0 | 0 | 0 | 0 | 0 | 0 | 0 | 0 | 0 | 0 | 0 | 0 | 0 | 0 | 0 | 0 | 0 | 0 | 0 | 0 | 0 | 0 | 0
F1_Commercial_School_New_Space Heating_Natural Gas_All | F1 | Commercial | All | School | New | Space Heating | Natural Gas | Units | 0 | 29132.6655 | 169650.3303 | 259450.9597 | 375266.9453 | 532441.9368 | 679349.4766 | 809555.2643 | 926659.4481 | 1039728.3291 | 1151322.2962 | 1261807.6005 | 1372141.5269 | 1482791.1548 | 1594121.3893 | 1705656.7271 | 1817222.5473 | 1928643.8377 | 2039918.3058 | 2151043.6334 | 2262192.724 | 2373365.737 | 2484406.1162 | 2595312.0546 | 2706081.7277 | 2816870.0105 | 2927677.0119 | 3038502.8413 | 3149347.6087 | 3260211.4249 | 3371094.4012 | 3481996.6498 | 3531948.3929
F2_Commercial_School_New_Space Heating_Natural Gas_All | F2 | Commercial | All | School | New | Space Heating | Natural Gas | Usage (GWh) | 0 | 0.017303 | 0.10023 | 0.15008 | 0.21392 | 0.30001 | 0.3795 | 0.44893 | 0.5095 | 0.56722 | 0.62349 | 0.6785 | 0.73279 | 0.78659 | 0.84008 | 0.89303 | 0.94533 | 0.9969 | 1.0477 | 1.0978 | 1.1473 | 1.1961 | 1.2441 | 1.291 | 1.3372 | 1.3827 | 1.4275 | 1.4716 | 1.515 | 1.5579 | 1.6002 | 1.6419 | 1.6649
F3_Commercial_School_New_Space Heating_Natural Gas_All | F3 | Commercial | All | School | New | Space Heating | Natural Gas | Summer Peak Demand (MW) | 0 | 0 | 0 | 0 | 0 | 0 | 0 | 0 | 0 | 0 | 0 | 0 | 0 | 0 | 0 | 0 | 0 | 0 | 0 | 0 | 0 | 0 | 0 | 0 | 0 | 0 | 0 | 0 | 0 | 0 | 0 | 0 | 0
F4_Commercial_School_New_Space Heating_Natural Gas_All | F4 | Commercial | All | School | New | Space Heating | Natural Gas | Winter Peak Demand (MW) | 0 | 0 | 0 | 0 | 0 | 0 | 0 | 0 | 0 | 0 | 0 | 0 | 0 | 0 | 0 | 0 | 0 | 0 | 0 | 0 | 0 | 0 | 0 | 0 | 0 | 0 | 0 | 0 | 0 | 0 | 0 | 0 | 0
F1_Commercial_School_New_Water Heating_Natural Gas_All | F1 | Commercial | All | School | New | Water Heating | Natural Gas | Units | 0 | 28806.706 | 167752.147 | 256548.0153 | 371068.1592 | 526484.5515 | 671748.3725 | 800497.3139 | 916291.2426 | 1028095.0188 | 1138440.3835 | 1247689.4901 | 1356788.9124 | 1466200.504 | 1576285.0871 | 1686572.4785 | 1796890.0112 | 1907064.6313 | 2017094.0719 | 2126976.0406 | 2236881.5064 | 2346810.6271 | 2456608.5979 | 2566273.6321 | 2675803.9257 | 2785352.6209 | 2894919.8251 | 3004505.6466 | 3114110.1943 | 3223733.5777 | 3333375.9068 | 3443037.2925 | 3492430.1357
F2_Commercial_School_New_Water Heating_Natural Gas_All | F2 | Commercial | All | School | New | Water Heating | Natural Gas | Usage (GWh) | 0 | 0.0040251 | 0.02344 | 0.035847 | 0.051849 | 0.073565 | 0.093863 | 0.11185 | 0.12803 | 0.14365 | 0.15907 | 0.17434 | 0.18958 | 0.20487 | 0.22025 | 0.23566 | 0.25108 | 0.26647 | 0.28185 | 0.2972 | 0.31256 | 0.32792 | 0.34326 | 0.35858 | 0.37389 | 0.38919 | 0.4045 | 0.41982 | 0.43513 | 0.45045 | 0.46577 | 0.48109 | 0.48799
F3_Commercial_School_New_Water Heating_Natural Gas_All | F3 | Commercial | All | School | New | Water Heating | Natural Gas | Summer Peak Demand (MW) | 0 | 0 | 0 | 0 | 0 | 0 | 0 | 0 | 0 | 0 | 0 | 0 | 0 | 0 | 0 | 0 | 0 | 0 | 0 | 0 | 0 | 0 | 0 | 0 | 0 | 0 | 0 | 0 | 0 | 0 | 0 | 0 | 0
F4_Commercial_School_New_Water Heating_Natural Gas_All | F4 | Commercial | All | School | New | Water Heating | Natural Gas | Winter Peak Demand (MW) | 0 | 0 | 0 | 0 | 0 | 0 | 0 | 0 | 0 | 0 | 0 | 0 | 0 | 0 | 0 | 0 | 0 | 0 | 0 | 0 | 0 | 0 | 0 | 0 | 0 | 0 | 0 | 0 | 0 | 0 | 0 | 0 | 0
F1_Commercial_School_New_Food Preparation_Natural Gas_All | F1 | Commercial | All | School | New | Food Preparation | Natural Gas | Units | 0 | 35948.3983 | 209340.8734 | 320150.8092 | 463062.5239 | 657009.3906 | 838286.6841 | 998954.7669 | 1143456.0601 | 1282977.9714 | 1420679.9051 | 1557013.7989 | 1693160.8992 | 1829697.5609 | 1967074.0606 | 2104703.6484 | 2242370.8502 | 2379859.7087 | 2517167.3951 | 2654291.0488 | 2791444.0249 | 2928626.5204 | 3065645.3516 | 3202498.2889 | 3339183.081 | 3475890.8366 | 3612621.6901 | 3749375.7765 | 3886153.2316 | 4022954.192 | 4159778.7952 | 4296627.1794 | 4358265.3827
F2_Commercial_School_New_Food Preparation_Natural Gas_All | F2 | Commercial | All | School | New | Food Preparation | Natural Gas | Usage (GWh) | 0 | 0.0010215 | 0.0059486 | 0.0088199 | 0.012523 | 0.017548 | 0.022236 | 0.02635 | 0.030057 | 0.033644 | 0.037176 | 0.04062 | 0.044117 | 0.047627 | 0.051163 | 0.054707 | 0.058255 | 0.061801 | 0.065344 | 0.068866 | 0.072329 | 0.075884 | 0.079434 | 0.08298 | 0.086522 | 0.090064 | 0.093607 | 0.097151 | 0.10069 | 0.10424 | 0.10778 | 0.11133 | 0.11293
F3_Commercial_School_New_Food Preparation_Natural Gas_All | F3 | Commercial | All | School | New | Food Preparation | Natural Gas | Summer Peak Demand (MW) | 0 | 0 | 0 | 0 | 0 | 0 | 0 | 0 | 0 | 0 | 0 | 0 | 0 | 0 | 0 | 0 | 0 | 0 | 0 | 0 | 0 | 0 | 0 | 0 | 0 | 0 | 0 | 0 | 0 | 0 | 0 | 0 | 0
F4_Commercial_School_New_Food Preparation_Natural Gas_All | F4 | Commercial | All | School | New | Food Preparation | Natural Gas | Winter Peak Demand (MW) | 0 | 0 | 0 | 0 | 0 | 0 | 0 | 0 | 0 | 0 | 0 | 0 | 0 | 0 | 0 | 0 | 0 | 0 | 0 | 0 | 0 | 0 | 0 | 0 | 0 | 0 | 0 | 0 | 0 | 0 | 0 | 0 | 0
F1_Commercial_School_New_Miscellaneous_Natural Gas_All | F1 | Commercial | All | School | New | Miscellaneous | Natural Gas | Units | 0 | 33125.1876 | 192900.2693 | 295007.7369 | 426695.8673 | 605411.0996 | 772451.7647 | 920501.7653 | 1053654.6366 | 1182219.1821 | 1309106.6822 | 1434733.5815 | 1560188.3571 | 1686002.1 | 1812589.724 | 1939410.5599 | 2066266.0557 | 2192957.2145 | 2319481.4295 | 2445836.0648 | 2572217.7198 | 2698626.5757 | 2824884.6208 | 2950989.8005 | 3076940.0403 | 3202911.4402 | 3328904.1239 | 3454918.2159 | 3580953.8414 | 3707011.1262 | 3833090.197 | 3959191.1811 | 4015988.6227
F2_Commercial_School_New_Miscellaneous_Natural Gas_All | F2 | Commercial | All | School | New | Miscellaneous | Natural Gas | Usage (GWh) | 0 | 0.00030878 | 0.0017981 | 0.0027499 | 0.0039774 | 0.0056433 | 0.0072004 | 0.0085804 | 0.0098216 | 0.01102 | 0.012203 | 0.013374 | 0.014543 | 0.015716 | 0.016896 | 0.018078 | 0.019261 | 0.020442 | 0.021621 | 0.022799 | 0.023977 | 0.025155 | 0.026332 | 0.027508 | 0.028682 | 0.029856 | 0.03103 | 0.032205 | 0.03338 | 0.034555 | 0.03573 | 0.036905 | 0.037435
F3_Commercial_School_New_Miscellaneous_Natural Gas_All | F3 | Commercial | All | School | New | Miscellaneous | Natural Gas | Summer Peak Demand (MW) | 0 | 0 | 0 | 0 | 0 | 0 | 0 | 0 | 0 | 0 | 0 | 0 | 0 | 0 | 0 | 0 | 0 | 0 | 0 | 0 | 0 | 0 | 0 | 0 | 0 | 0 | 0 | 0 | 0 | 0 | 0 | 0 | 0
F4_Commercial_School_New_Miscellaneous_Natural Gas_All | F4 | Commercial | All | School | New | Miscellaneous | Natural Gas | Winter Peak Demand (MW) | 0 | 0 | 0 | 0 | 0 | 0 | 0 | 0 | 0 | 0 | 0 | 0 | 0 | 0 | 0 | 0 | 0 | 0 | 0 | 0 | 0 | 0 | 0 | 0 | 0 | 0 | 0 | 0 | 0 | 0 | 0 | 0 | 0
F1_Commercial_School_New_Space Heating_Natural Gas_Market | F1 | Commercial | Market | School | New | Space Heating | Natural Gas | Units | 0 | 33024.884 | 192316.1639 | 294114.4482 | 425403.8246 | 603577.9041 | 770112.767 | 917714.4696 | 1050464.1516 | 1178639.4014 | 1305142.6839 | 1430389.1827 | 1555464.079 | 1680896.8556 | 1807101.1701 | 1933537.9903 | 2060009.3654 | 2186316.9011 | 2312457.9985 | 2438430.0298 | 2564428.9988 | 2690455.0865 | 2816330.82 | 2942054.1509 | 3067623.0111 | 3193212.9674 | 3318824.1431 | 3444456.6622 | 3570110.6495 | 3695786.2306 | 3821483.5318 | 3947202.6799 | 4003828.1378
F2_Commercial_School_New_Space Heating_Natural Gas_Market | F2 | Commercial | Market | School | New | Space Heating | Natural Gas | Usage (GWh) | 0 | 0.017303 | 0.10023 | 0.15008 | 0.21392 | 0.30001 | 0.3795 | 0.44893 | 0.5095 | 0.56722 | 0.62349 | 0.6785 | 0.73279 | 0.78659 | 0.84008 | 0.89303 | 0.94533 | 0.9969 | 1.0477 | 1.0978 | 1.1473 | 1.1961 | 1.2441 | 1.291 | 1.3372 | 1.3827 | 1.4275 | 1.4716 | 1.515 | 1.5579 | 1.6002 | 1.6419 | 1.6649
F3_Commercial_School_New_Space Heating_Natural Gas_Market | F3 | Commercial | Market | School | New | Space Heating | Natural Gas | Summer Peak Demand (MW) | 0 | 0 | 0 | 0 | 0 | 0 | 0 | 0 | 0 | 0 | 0 | 0 | 0 | 0 | 0 | 0 | 0 | 0 | 0 | 0 | 0 | 0 | 0 | 0 | 0 | 0 | 0 | 0 | 0 | 0 | 0 | 0 | 0
F4_Commercial_School_New_Space Heating_Natural Gas_Market | F4 | Commercial | Market | School | New | Space Heating | Natural Gas | Winter Peak Demand (MW) | 0 | 0 | 0 | 0 | 0 | 0 | 0 | 0 | 0 | 0 | 0 | 0 | 0 | 0 | 0 | 0 | 0 | 0 | 0 | 0 | 0 | 0 | 0 | 0 | 0 | 0 | 0 | 0 | 0 | 0 | 0 | 0 | 0
F1_Commercial_School_New_Water Heating_Natural Gas_Market | F1 | Commercial | Market | School | New | Water Heating | Natural Gas | Units | 0 | 33024.884 | 192316.1639 | 294114.4482 | 425403.8246 | 603577.9041 | 770112.767 | 917714.4696 | 1050464.1516 | 1178639.4014 | 1305142.6839 | 1430389.1827 | 1555464.079 | 1680896.8556 | 1807101.1701 | 1933537.9903 | 2060009.3654 | 2186316.9011 | 2312457.9985 | 2438430.0298 | 2564428.9988 | 2690455.0865 | 2816330.82 | 2942054.1509 | 3067623.0111 | 3193212.9674 | 3318824.1431 | 3444456.6622 | 3570110.6495 | 3695786.2306 | 3821483.5318 | 3947202.6799 | 4003828.1378
F2_Commercial_School_New_Water Heating_Natural Gas_Market | F2 | Commercial | Market | School | New | Water Heating | Natural Gas | Usage (GWh) | 0 | 0.0040251 | 0.02344 | 0.035847 | 0.051849 | 0.073565 | 0.093863 | 0.11185 | 0.12803 | 0.14365 | 0.15907 | 0.17434 | 0.18958 | 0.20487 | 0.22025 | 0.23566 | 0.25108 | 0.26647 | 0.28185 | 0.2972 | 0.31256 | 0.32792 | 0.34326 | 0.35858 | 0.37389 | 0.38919 | 0.4045 | 0.41982 | 0.43513 | 0.45045 | 0.46577 | 0.48109 | 0.48799
F3_Commercial_School_New_Water Heating_Natural Gas_Market | F3 | Commercial | Market | School | New | Water Heating | Natural Gas | Summer Peak Demand (MW) | 0 | 0 | 0 | 0 | 0 | 0 | 0 | 0 | 0 | 0 | 0 | 0 | 0 | 0 | 0 | 0 | 0 | 0 | 0 | 0 | 0 | 0 | 0 | 0 | 0 | 0 | 0 | 0 | 0 | 0 | 0 | 0 | 0
F4_Commercial_School_New_Water Heating_Natural Gas_Market | F4 | Commercial | Market | School | New | Water Heating | Natural Gas | Winter Peak Demand (MW) | 0 | 0 | 0 | 0 | 0 | 0 | 0 | 0 | 0 | 0 | 0 | 0 | 0 | 0 | 0 | 0 | 0 | 0 | 0 | 0 | 0 | 0 | 0 | 0 | 0 | 0 | 0 | 0 | 0 | 0 | 0 | 0 | 0
F1_Commercial_School_New_Food Preparation_Natural Gas_Market | F1 | Commercial | Market | School | New | Food Preparation | Natural Gas | Units | 0 | 33024.884 | 192316.1639 | 294114.4482 | 425403.8246 | 603577.9041 | 770112.767 | 917714.4696 | 1050464.1516 | 1178639.4014 | 1305142.6839 | 1430389.1827 | 1555464.079 | 1680896.8556 | 1807101.1701 | 1933537.9903 | 2060009.3654 | 2186316.9011 | 2312457.9985 | 2438430.0298 | 2564428.9988 | 2690455.0865 | 2816330.82 | 2942054.1509 | 3067623.0111 | 3193212.9674 | 3318824.1431 | 3444456.6622 | 3570110.6495 | 3695786.2306 | 3821483.5318 | 3947202.6799 | 4003828.1378
F2_Commercial_School_New_Food Preparation_Natural Gas_Market | F2 | Commercial | Market | School | New | Food Preparation | Natural Gas | Usage (GWh) | 0 | 0.0010215 | 0.0059486 | 0.0088199 | 0.012523 | 0.017548 | 0.022236 | 0.02635 | 0.030057 | 0.033644 | 0.037176 | 0.04062 | 0.044117 | 0.047627 | 0.051163 | 0.054707 | 0.058255 | 0.061801 | 0.065344 | 0.068866 | 0.072329 | 0.075884 | 0.079434 | 0.08298 | 0.086522 | 0.090064 | 0.093607 | 0.097151 | 0.10069 | 0.10424 | 0.10778 | 0.11133 | 0.11293
F3_Commercial_School_New_Food Preparation_Natural Gas_Market | F3 | Commercial | Market | School | New | Food Preparation | Natural Gas | Summer Peak Demand (MW) | 0 | 0 | 0 | 0 | 0 | 0 | 0 | 0 | 0 | 0 | 0 | 0 | 0 | 0 | 0 | 0 | 0 | 0 | 0 | 0 | 0 | 0 | 0 | 0 | 0 | 0 | 0 | 0 | 0 | 0 | 0 | 0 | 0
F4_Commercial_School_New_Food Preparation_Natural Gas_Market | F4 | Commercial | Market | School | New | Food Preparation | Natural Gas | Winter Peak Demand (MW) | 0 | 0 | 0 | 0 | 0 | 0 | 0 | 0 | 0 | 0 | 0 | 0 | 0 | 0 | 0 | 0 | 0 | 0 | 0 | 0 | 0 | 0 | 0 | 0 | 0 | 0 | 0 | 0 | 0 | 0 | 0 | 0 | 0
F1_Commercial_School_New_Miscellaneous_Natural Gas_Market | F1 | Commercial | Market | School | New | Miscellaneous | Natural Gas | Units | 0 | 33024.884 | 192316.1639 | 294114.4482 | 425403.8246 | 603577.9041 | 770112.767 | 917714.4696 | 1050464.1516 | 1178639.4014 | 1305142.6839 | 1430389.1827 | 1555464.079 | 1680896.8556 | 1807101.1701 | 1933537.9903 | 2060009.3654 | 2186316.9011 | 2312457.9985 | 2438430.0298 | 2564428.9988 | 2690455.0865 | 2816330.82 | 2942054.1509 | 3067623.0111 | 3193212.9674 | 3318824.1431 | 3444456.6622 | 3570110.6495 | 3695786.2306 | 3821483.5318 | 3947202.6799 | 4003828.1378
F2_Commercial_School_New_Miscellaneous_Natural Gas_Market | F2 | Commercial | Market | School | New | Miscellaneous | Natural Gas | Usage (GWh) | 0 | 0.00030878 | 0.0017981 | 0.0027499 | 0.0039774 | 0.0056433 | 0.0072004 | 0.0085804 | 0.0098216 | 0.01102 | 0.012203 | 0.013374 | 0.014543 | 0.015716 | 0.016896 | 0.018078 | 0.019261 | 0.020442 | 0.021621 | 0.022799 | 0.023977 | 0.025155 | 0.026332 | 0.027508 | 0.028682 | 0.029856 | 0.03103 | 0.032205 | 0.03338 | 0.034555 | 0.03573 | 0.036905 | 0.037435
F3_Commercial_School_New_Miscellaneous_Natural Gas_Market | F3 | Commercial | Market | School | New | Miscellaneous | Natural Gas | Summer Peak Demand (MW) | 0 | 0 | 0 | 0 | 0 | 0 | 0 | 0 | 0 | 0 | 0 | 0 | 0 | 0 | 0 | 0 | 0 | 0 | 0 | 0 | 0 | 0 | 0 | 0 | 0 | 0 | 0 | 0 | 0 | 0 | 0 | 0 | 0
F4_Commercial_School_New_Miscellaneous_Natural Gas_Market | F4 | Commercial | Market | School | New | Miscellaneous | Natural Gas | Winter Peak Demand (MW) | 0 | 0 | 0 | 0 | 0 | 0 | 0 | 0 | 0 | 0 | 0 | 0 | 0 | 0 | 0 | 0 | 0 | 0 | 0 | 0 | 0 | 0 | 0 | 0 | 0 | 0 | 0 | 0 | 0 | 0 | 0 | 0 | 0
F1_Commercial_College_Existing_Space Heating_Natural Gas_All | F1 | Commercial | All | College | Existing | Space Heating | Natural Gas | Units | 517559.9616 | 514926.7333 | 512293.505 | 509113.5312 | 505850.9084 | 502273.8477 | 498932.0609 | 495972.9871 | 493314.1305 | 490747.7409 | 488215.1484 | 485707.9603 | 483204.241 | 480693.2875 | 478166.7383 | 475635.4892 | 473103.5416 | 470574.9058 | 468049.6344 | 465527.7805 | 463005.3821 | 460482.4355 | 457962.5282 | 455445.7015 | 452931.9972 | 450417.8666 | 447903.3069 | 445388.3159 | 442872.8909 | 440357.0294 | 437840.7289 | 435323.9867 | 432821.711
F2_Commercial_College_Existing_Space Heating_Natural Gas_All | F2 | Commercial | All | College | Existing | Space Heating | Natural Gas | Usage (GWh) | 0.28064 | 0.27819 | 0.27421 | 0.26993 | 0.26559 | 0.2611 | 0.25674 | 0.25263 | 0.24872 | 0.24488 | 0.24113 | 0.23746 | 0.23384 | 0.23028 | 0.22676 | 0.22337 | 0.22003 | 0.21678 | 0.21361 | 0.21052 | 0.20752 | 0.20461 | 0.20177 | 0.199 | 0.1963 | 0.19367 | 0.19108 | 0.18854 | 0.18606 | 0.18362 | 0.18121 | 0.17885 | 0.17764
F3_Commercial_College_Existing_Space Heating_Natural Gas_All | F3 | Commercial | All | College | Existing | Space Heating | Natural Gas | Summer Peak Demand (MW) | 0 | 0 | 0 | 0 | 0 | 0 | 0 | 0 | 0 | 0 | 0 | 0 | 0 | 0 | 0 | 0 | 0 | 0 | 0 | 0 | 0 | 0 | 0 | 0 | 0 | 0 | 0 | 0 | 0 | 0 | 0 | 0 | 0
F4_Commercial_College_Existing_Space Heating_Natural Gas_All | F4 | Commercial | All | College | Existing | Space Heating | Natural Gas | Winter Peak Demand (MW) | 0 | 0 | 0 | 0 | 0 | 0 | 0 | 0 | 0 | 0 | 0 | 0 | 0 | 0 | 0 | 0 | 0 | 0 | 0 | 0 | 0 | 0 | 0 | 0 | 0 | 0 | 0 | 0 | 0 | 0 | 0 | 0 | 0
F1_Commercial_College_Existing_Water Heating_Natural Gas_All | F1 | Commercial | All | College | Existing | Water Heating | Natural Gas | Units | 511769.0877 | 509165.3221 | 506561.5565 | 503417.1628 | 500191.0447 | 496654.0071 | 493349.6109 | 490423.6455 | 487794.5383 | 485256.8636 | 482752.6077 | 480273.472 | 477797.7663 | 475314.9074 | 472816.6272 | 470313.6998 | 467810.0816 | 465309.7383 | 462812.7216 | 460319.0842 | 457824.9084 | 455330.1906 | 452838.4779 | 450349.8115 | 447864.2326 | 445378.232 | 442891.8073 | 440404.956 | 437917.6756 | 435429.9635 | 432941.8174 | 430453.2346 | 427978.9563
F2_Commercial_College_Existing_Water Heating_Natural Gas_All | F2 | Commercial | All | College | Existing | Water Heating | Natural Gas | Usage (GWh) | 0.11317 | 0.11113 | 0.10879 | 0.1062 | 0.10357 | 0.10095 | 0.098527 | 0.096386 | 0.094547 | 0.093003 | 0.091686 | 0.090548 | 0.089551 | 0.088664 | 0.087862 | 0.087129 | 0.086453 | 0.085822 | 0.085226 | 0.08466 | 0.084116 | 0.08359 | 0.083078 | 0.082579 | 0.082089 | 0.081606 | 0.081129 | 0.080656 | 0.080187 | 0.07972 | 0.079256 | 0.078794 | 0.078335
F3_Commercial_College_Existing_Water Heating_Natural Gas_All | F3 | Commercial | All | College | Existing | Water Heating | Natural Gas | Summer Peak Demand (MW) | 0 | 0 | 0 | 0 | 0 | 0 | 0 | 0 | 0 | 0 | 0 | 0 | 0 | 0 | 0 | 0 | 0 | 0 | 0 | 0 | 0 | 0 | 0 | 0 | 0 | 0 | 0 | 0 | 0 | 0 | 0 | 0 | 0
F4_Commercial_College_Existing_Water Heating_Natural Gas_All | F4 | Commercial | All | College | Existing | Water Heating | Natural Gas | Winter Peak Demand (MW) | 0 | 0 | 0 | 0 | 0 | 0 | 0 | 0 | 0 | 0 | 0 | 0 | 0 | 0 | 0 | 0 | 0 | 0 | 0 | 0 | 0 | 0 | 0 | 0 | 0 | 0 | 0 | 0 | 0 | 0 | 0 | 0 | 0
F1_Commercial_College_Existing_Food Preparation_Natural Gas_All | F1 | Commercial | All | College | Existing | Food Preparation | Natural Gas | Units | 638645.7029 | 635396.4177 | 632147.1325 | 628223.188 | 624197.2581 | 619783.3262 | 615659.7117 | 612008.3478 | 608727.4384 | 605560.6292 | 602435.5239 | 599341.7666 | 596252.2897 | 593153.8861 | 590036.238 | 586912.7905 | 583788.4811 | 580668.2584 | 577552.1871 | 574440.3329 | 571327.8068 | 568214.6042 | 565105.1519 | 561999.501 | 558897.7031 | 555795.379 | 552692.5256 | 549589.1398 | 546485.2185 | 543380.7587 | 540275.757 | 537170.2105 | 534082.5148
F2_Commercial_College_Existing_Food Preparation_Natural Gas_All | F2 | Commercial | All | College | Existing | Food Preparation | Natural Gas | Usage (GWh) | 0.02266 | 0.022545 | 0.022429 | 0.022143 | 0.021837 | 0.021507 | 0.0212 | 0.020914 | 0.020662 | 0.02043 | 0.020204 | 0.019991 | 0.019813 | 0.019647 | 0.019489 | 0.019338 | 0.019194 | 0.019056 | 0.018922 | 0.018781 | 0.018643 | 0.018523 | 0.018406 | 0.018291 | 0.018178 | 0.018066 | 0.017956 | 0.017847 | 0.017738 | 0.017631 | 0.017525 | 0.017419 | 0.017315
F3_Commercial_College_Existing_Food Preparation_Natural Gas_All | F3 | Commercial | All | College | Existing | Food Preparation | Natural Gas | Summer Peak Demand (MW) | 0 | 0 | 0 | 0 | 0 | 0 | 0 | 0 | 0 | 0 | 0 | 0 | 0 | 0 | 0 | 0 | 0 | 0 | 0 | 0 | 0 | 0 | 0 | 0 | 0 | 0 | 0 | 0 | 0 | 0 | 0 | 0 | 0
F4_Commercial_College_Existing_Food Preparation_Natural Gas_All | F4 | Commercial | All | College | Existing | Food Preparation | Natural Gas | Winter Peak Demand (MW) | 0 | 0 | 0 | 0 | 0 | 0 | 0 | 0 | 0 | 0 | 0 | 0 | 0 | 0 | 0 | 0 | 0 | 0 | 0 | 0 | 0 | 0 | 0 | 0 | 0 | 0 | 0 | 0 | 0 | 0 | 0 | 0 | 0
F1_Commercial_College_Existing_Miscellaneous_Natural Gas_All | F1 | Commercial | All | College | Existing | Miscellaneous | Natural Gas | Units | 593835.4767 | 590814.1758 | 587792.8749 | 584144.2518 | 580400.7992 | 576296.5684 | 572462.285 | 569067.117 | 566016.4108 | 563071.799 | 560165.9651 | 557289.2796 | 554416.5741 | 551535.5683 | 548636.6683 | 545732.3758 | 542827.2819 | 539925.9879 | 537028.554 | 534135.0413 | 531240.9039 | 528346.1375 | 525454.8582 | 522567.1136 | 519682.9516 | 516798.3004 | 513913.157 | 511027.5186 | 508141.3823 | 505254.7451 | 502367.6042 | 499479.9567 | 496608.9075
F2_Commercial_College_Existing_Miscellaneous_Natural Gas_All | F2 | Commercial | All | College | Existing | Miscellaneous | Natural Gas | Usage (GWh) | 0.020352 | 0.020249 | 0.020145 | 0.02002 | 0.019892 | 0.019751 | 0.01962 | 0.019503 | 0.019399 | 0.019298 | 0.019198 | 0.0191 | 0.019001 | 0.018902 | 0.018803 | 0.018704 | 0.018604 | 0.018505 | 0.018405 | 0.018306 | 0.018207 | 0.018108 | 0.018009 | 0.01791 | 0.017811 | 0.017712 | 0.017613 | 0.017514 | 0.017415 | 0.017316 | 0.017217 | 0.017118 | 0.01702
F3_Commercial_College_Existing_Miscellaneous_Natural Gas_All | F3 | Commercial | All | College | Existing | Miscellaneous | Natural Gas | Summer Peak Demand (MW) | 0 | 0 | 0 | 0 | 0 | 0 | 0 | 0 | 0 | 0 | 0 | 0 | 0 | 0 | 0 | 0 | 0 | 0 | 0 | 0 | 0 | 0 | 0 | 0 | 0 | 0 | 0 | 0 | 0 | 0 | 0 | 0 | 0
F4_Commercial_College_Existing_Miscellaneous_Natural Gas_All | F4 | Commercial | All | College | Existing | Miscellaneous | Natural Gas | Winter Peak Demand (MW) | 0 | 0 | 0 | 0 | 0 | 0 | 0 | 0 | 0 | 0 | 0 | 0 | 0 | 0 | 0 | 0 | 0 | 0 | 0 | 0 | 0 | 0 | 0 | 0 | 0 | 0 | 0 | 0 | 0 | 0 | 0 | 0 | 0
F1_Commercial_College_Existing_Space Heating_Natural Gas_Market | F1 | Commercial | Market | College | Existing | Space Heating | Natural Gas | Units | 586707.6487 | 583722.6126 | 580737.5766 | 577132.748 | 573434.2281 | 569379.2606 | 565591.0003 | 562236.5846 | 559222.4961 | 556313.2286 | 553442.2735 | 550600.117 | 547761.8926 | 544915.4676 | 542051.3632 | 539181.9311 | 536311.7071 | 533445.2374 | 530582.5816 | 527723.7998 | 524864.4008 | 522004.3804 | 519147.8052 | 516294.7223 | 513445.179 | 510595.1524 | 507744.6395 | 504893.6375 | 502042.1435 | 499190.1548 | 496337.6684 | 493484.6813 | 490648.0934
F2_Commercial_College_Existing_Space Heating_Natural Gas_Market | F2 | Commercial | Market | College | Existing | Space Heating | Natural Gas | Usage (GWh) | 0.28064 | 0.27819 | 0.27421 | 0.26993 | 0.26559 | 0.2611 | 0.25674 | 0.25263 | 0.24872 | 0.24488 | 0.24113 | 0.23746 | 0.23384 | 0.23028 | 0.22676 | 0.22337 | 0.22003 | 0.21678 | 0.21361 | 0.21052 | 0.20752 | 0.20461 | 0.20177 | 0.199 | 0.1963 | 0.19367 | 0.19108 | 0.18854 | 0.18606 | 0.18362 | 0.18121 | 0.17885 | 0.17764
F3_Commercial_College_Existing_Space Heating_Natural Gas_Market | F3 | Commercial | Market | College | Existing | Space Heating | Natural Gas | Summer Peak Demand (MW) | 0 | 0 | 0 | 0 | 0 | 0 | 0 | 0 | 0 | 0 | 0 | 0 | 0 | 0 | 0 | 0 | 0 | 0 | 0 | 0 | 0 | 0 | 0 | 0 | 0 | 0 | 0 | 0 | 0 | 0 | 0 | 0 | 0
F4_Commercial_College_Existing_Space Heating_Natural Gas_Market | F4 | Commercial | Market | College | Existing | Space Heating | Natural Gas | Winter Peak Demand (MW) | 0 | 0 | 0 | 0 | 0 | 0 | 0 | 0 | 0 | 0 | 0 | 0 | 0 | 0 | 0 | 0 | 0 | 0 | 0 | 0 | 0 | 0 | 0 | 0 | 0 | 0 | 0 | 0 | 0 | 0 | 0 | 0 | 0
F1_Commercial_College_Existing_Water Heating_Natural Gas_Market | F1 | Commercial | Market | College | Existing | Water Heating | Natural Gas | Units | 586707.6487 | 583722.6126 | 580737.5766 | 577132.748 | 573434.2281 | 569379.2606 | 565591.0003 | 562236.5846 | 559222.4961 | 556313.2286 | 553442.2735 | 550600.117 | 547761.8926 | 544915.4676 | 542051.3632 | 539181.9311 | 536311.7071 | 533445.2374 | 530582.5816 | 527723.7998 | 524864.4008 | 522004.3804 | 519147.8052 | 516294.7223 | 513445.179 | 510595.1524 | 507744.6395 | 504893.6375 | 502042.1435 | 499190.1548 | 496337.6684 | 493484.6813 | 490648.0934
F2_Commercial_College_Existing_Water Heating_Natural Gas_Market | F2 | Commercial | Market | College | Existing | Water Heating | Natural Gas | Usage (GWh) | 0.11317 | 0.11113 | 0.10879 | 0.1062 | 0.10357 | 0.10095 | 0.098527 | 0.096386 | 0.094547 | 0.093003 | 0.091686 | 0.090548 | 0.089551 | 0.088664 | 0.087862 | 0.087129 | 0.086453 | 0.085822 | 0.085226 | 0.08466 | 0.084116 | 0.08359 | 0.083078 | 0.082579 | 0.082089 | 0.081606 | 0.081129 | 0.080656 | 0.080187 | 0.07972 | 0.079256 | 0.078794 | 0.078335
F3_Commercial_College_Existing_Water Heating_Natural Gas_Market | F3 | Commercial | Market | College | Existing | Water Heating | Natural Gas | Summer Peak Demand (MW) | 0 | 0 | 0 | 0 | 0 | 0 | 0 | 0 | 0 | 0 | 0 | 0 | 0 | 0 | 0 | 0 | 0 | 0 | 0 | 0 | 0 | 0 | 0 | 0 | 0 | 0 | 0 | 0 | 0 | 0 | 0 | 0 | 0
F4_Commercial_College_Existing_Water Heating_Natural Gas_Market | F4 | Commercial | Market | College | Existing | Water Heating | Natural Gas | Winter Peak Demand (MW) | 0 | 0 | 0 | 0 | 0 | 0 | 0 | 0 | 0 | 0 | 0 | 0 | 0 | 0 | 0 | 0 | 0 | 0 | 0 | 0 | 0 | 0 | 0 | 0 | 0 | 0 | 0 | 0 | 0 | 0 | 0 | 0 | 0
F1_Commercial_College_Existing_Food Preparation_Natural Gas_Market | F1 | Commercial | Market | College | Existing | Food Preparation | Natural Gas | Units | 586707.6487 | 583722.6126 | 580737.5766 | 577132.748 | 573434.2281 | 569379.2606 | 565591.0003 | 562236.5846 | 559222.4961 | 556313.2286 | 553442.2735 | 550600.117 | 547761.8926 | 544915.4676 | 542051.3632 | 539181.9311 | 536311.7071 | 533445.2374 | 530582.5816 | 527723.7998 | 524864.4008 | 522004.3804 | 519147.8052 | 516294.7223 | 513445.179 | 510595.1524 | 507744.6395 | 504893.6375 | 502042.1435 | 499190.1548 | 496337.6684 | 493484.6813 | 490648.0934
F2_Commercial_College_Existing_Food Preparation_Natural Gas_Market | F2 | Commercial | Market | College | Existing | Food Preparation | Natural Gas | Usage (GWh) | 0.02266 | 0.022545 | 0.022429 | 0.022143 | 0.021837 | 0.021507 | 0.0212 | 0.020914 | 0.020662 | 0.02043 | 0.020204 | 0.019991 | 0.019813 | 0.019647 | 0.019489 | 0.019338 | 0.019194 | 0.019056 | 0.018922 | 0.018781 | 0.018643 | 0.018523 | 0.018406 | 0.018291 | 0.018178 | 0.018066 | 0.017956 | 0.017847 | 0.017738 | 0.017631 | 0.017525 | 0.017419 | 0.017315
F3_Commercial_College_Existing_Food Preparation_Natural Gas_Market | F3 | Commercial | Market | College | Existing | Food Preparation | Natural Gas | Summer Peak Demand (MW) | 0 | 0 | 0 | 0 | 0 | 0 | 0 | 0 | 0 | 0 | 0 | 0 | 0 | 0 | 0 | 0 | 0 | 0 | 0 | 0 | 0 | 0 | 0 | 0 | 0 | 0 | 0 | 0 | 0 | 0 | 0 | 0 | 0
F4_Commercial_College_Existing_Food Preparation_Natural Gas_Market | F4 | Commercial | Market | College | Existing | Food Preparation | Natural Gas | Winter Peak Demand (MW) | 0 | 0 | 0 | 0 | 0 | 0 | 0 | 0 | 0 | 0 | 0 | 0 | 0 | 0 | 0 | 0 | 0 | 0 | 0 | 0 | 0 | 0 | 0 | 0 | 0 | 0 | 0 | 0 | 0 | 0 | 0 | 0 | 0
F1_Commercial_College_Existing_Miscellaneous_Natural Gas_Market | F1 | Commercial | Market | College | Existing | Miscellaneous | Natural Gas | Units | 586707.6487 | 583722.6126 | 580737.5766 | 577132.748 | 573434.2281 | 569379.2606 | 565591.0003 | 562236.5846 | 559222.4961 | 556313.2286 | 553442.2735 | 550600.117 | 547761.8926 | 544915.4676 | 542051.3632 | 539181.9311 | 536311.7071 | 533445.2374 | 530582.5816 | 527723.7998 | 524864.4008 | 522004.3804 | 519147.8052 | 516294.7223 | 513445.179 | 510595.1524 | 507744.6395 | 504893.6375 | 502042.1435 | 499190.1548 | 496337.6684 | 493484.6813 | 490648.0934
F2_Commercial_College_Existing_Miscellaneous_Natural Gas_Market | F2 | Commercial | Market | College | Existing | Miscellaneous | Natural Gas | Usage (GWh) | 0.020352 | 0.020249 | 0.020145 | 0.02002 | 0.019892 | 0.019751 | 0.01962 | 0.019503 | 0.019399 | 0.019298 | 0.019198 | 0.0191 | 0.019001 | 0.018902 | 0.018803 | 0.018704 | 0.018604 | 0.018505 | 0.018405 | 0.018306 | 0.018207 | 0.018108 | 0.018009 | 0.01791 | 0.017811 | 0.017712 | 0.017613 | 0.017514 | 0.017415 | 0.017316 | 0.017217 | 0.017118 | 0.01702
F3_Commercial_College_Existing_Miscellaneous_Natural Gas_Market | F3 | Commercial | Market | College | Existing | Miscellaneous | Natural Gas | Summer Peak Demand (MW) | 0 | 0 | 0 | 0 | 0 | 0 | 0 | 0 | 0 | 0 | 0 | 0 | 0 | 0 | 0 | 0 | 0 | 0 | 0 | 0 | 0 | 0 | 0 | 0 | 0 | 0 | 0 | 0 | 0 | 0 | 0 | 0 | 0
F4_Commercial_College_Existing_Miscellaneous_Natural Gas_Market | F4 | Commercial | Market | College | Existing | Miscellaneous | Natural Gas | Winter Peak Demand (MW) | 0 | 0 | 0 | 0 | 0 | 0 | 0 | 0 | 0 | 0 | 0 | 0 | 0 | 0 | 0 | 0 | 0 | 0 | 0 | 0 | 0 | 0 | 0 | 0 | 0 | 0 | 0 | 0 | 0 | 0 | 0 | 0 | 0
F1_Commercial_College_New_Space Heating_Natural Gas_All | F1 | Commercial | All | College | New | Space Heating | Natural Gas | Units | 0 | 4098.1723 | 23865.1792 | 36497.6811 | 52789.8347 | 74900.0737 | 95565.9619 | 113882.3686 | 130355.7367 | 146261.4476 | 161959.6783 | 177501.9503 | 193022.9276 | 208588.3155 | 224249.4462 | 239939.4294 | 255633.7006 | 271307.6404 | 286960.9263 | 302593.2321 | 318228.8808 | 333867.8948 | 349488.2507 | 365089.6945 | 380671.9695 | 396256.8624 | 411844.3884 | 427434.5631 | 443027.4018 | 458622.9202 | 474221.1338 | 489822.0586 | 496848.9078
F2_Commercial_College_New_Space Heating_Natural Gas_All | F2 | Commercial | All | College | New | Space Heating | Natural Gas | Usage (GWh) | 0 | 0.002104 | 0.012188 | 0.018218 | 0.025939 | 0.036354 | 0.045968 | 0.054367 | 0.06168 | 0.06865 | 0.075443 | 0.082086 | 0.088641 | 0.095137 | 0.1016 | 0.10799 | 0.1143 | 0.12053 | 0.12667 | 0.13272 | 0.13869 | 0.14458 | 0.15038 | 0.15603 | 0.1616 | 0.16709 | 0.17249 | 0.17781 | 0.18304 | 0.18821 | 0.19331 | 0.19833 | 0.20111
F3_Commercial_College_New_Space Heating_Natural Gas_All | F3 | Commercial | All | College | New | Space Heating | Natural Gas | Summer Peak Demand (MW) | 0 | 0 | 0 | 0 | 0 | 0 | 0 | 0 | 0 | 0 | 0 | 0 | 0 | 0 | 0 | 0 | 0 | 0 | 0 | 0 | 0 | 0 | 0 | 0 | 0 | 0 | 0 | 0 | 0 | 0 | 0 | 0 | 0
F4_Commercial_College_New_Space Heating_Natural Gas_All | F4 | Commercial | All | College | New | Space Heating | Natural Gas | Winter Peak Demand (MW) | 0 | 0 | 0 | 0 | 0 | 0 | 0 | 0 | 0 | 0 | 0 | 0 | 0 | 0 | 0 | 0 | 0 | 0 | 0 | 0 | 0 | 0 | 0 | 0 | 0 | 0 | 0 | 0 | 0 | 0 | 0 | 0 | 0
F1_Commercial_College_New_Water Heating_Natural Gas_All | F1 | Commercial | All | College | New | Water Heating | Natural Gas | Units | 0 | 4052.3187 | 23598.1565 | 36089.3159 | 52199.1799 | 74062.0319 | 94496.6936 | 112608.1618 | 128897.2127 | 144624.9578 | 160147.5442 | 175515.9169 | 190863.2331 | 206254.463 | 221740.3645 | 237254.7956 | 252773.4667 | 268272.034 | 283750.1784 | 299207.5776 | 314668.2822 | 330132.3143 | 345577.8973 | 361004.7797 | 376412.7077 | 391823.2244 | 407236.3448 | 422652.0841 | 438070.4577 | 453491.4809 | 468915.1693 | 484341.5385 | 491289.7658
F2_Commercial_College_New_Water Heating_Natural Gas_All | F2 | Commercial | All | College | New | Water Heating | Natural Gas | Usage (GWh) | 0 | 0.00074151 | 0.0043181 | 0.0066038 | 0.0095516 | 0.013552 | 0.017291 | 0.020606 | 0.023586 | 0.026464 | 0.029305 | 0.032117 | 0.034925 | 0.037741 | 0.040575 | 0.043414 | 0.046254 | 0.04909 | 0.051922 | 0.05475 | 0.057579 | 0.060409 | 0.063235 | 0.066058 | 0.068878 | 0.071698 | 0.074518 | 0.077339 | 0.08016 | 0.082982 | 0.085804 | 0.088627 | 0.089898
F3_Commercial_College_New_Water Heating_Natural Gas_All | F3 | Commercial | All | College | New | Water Heating | Natural Gas | Summer Peak Demand (MW) | 0 | 0 | 0 | 0 | 0 | 0 | 0 | 0 | 0 | 0 | 0 | 0 | 0 | 0 | 0 | 0 | 0 | 0 | 0 | 0 | 0 | 0 | 0 | 0 | 0 | 0 | 0 | 0 | 0 | 0 | 0 | 0 | 0
F4_Commercial_College_New_Water Heating_Natural Gas_All | F4 | Commercial | All | College | New | Water Heating | Natural Gas | Winter Peak Demand (MW) | 0 | 0 | 0 | 0 | 0 | 0 | 0 | 0 | 0 | 0 | 0 | 0 | 0 | 0 | 0 | 0 | 0 | 0 | 0 | 0 | 0 | 0 | 0 | 0 | 0 | 0 | 0 | 0 | 0 | 0 | 0 | 0 | 0
F1_Commercial_College_New_Food Preparation_Natural Gas_All | F1 | Commercial | All | College | New | Food Preparation | Natural Gas | Units | 0 | 5056.9602 | 29448.5572 | 45036.4961 | 65140.2806 | 92423.3205 | 117924.0966 | 140525.7183 | 160853.1132 | 180480.0447 | 199850.955 | 219029.4193 | 238181.6069 | 257388.5951 | 276713.7257 | 296074.4588 | 315440.4833 | 334781.4196 | 354096.87 | 373386.4321 | 392680.119 | 411977.9584 | 431252.7748 | 450504.2544 | 469732.0805 | 488963.137 | 508197.4427 | 527435.0167 | 546675.878 | 565920.0459 | 585167.5397 | 604418.3788 | 613089.1946
F2_Commercial_College_New_Food Preparation_Natural Gas_All | F2 | Commercial | All | College | New | Food Preparation | Natural Gas | Usage (GWh) | 0 | 0.00017943 | 0.0010449 | 0.0015492 | 0.0021996 | 0.0030823 | 0.0039058 | 0.0046283 | 0.0052794 | 0.0059095 | 0.0065299 | 0.0071348 | 0.007749 | 0.0083657 | 0.0089866 | 0.0096092 | 0.010232 | 0.010855 | 0.011477 | 0.012096 | 0.012705 | 0.013329 | 0.013952 | 0.014575 | 0.015197 | 0.01582 | 0.016442 | 0.017064 | 0.017687 | 0.018309 | 0.018932 | 0.019555 | 0.019835
F3_Commercial_College_New_Food Preparation_Natural Gas_All | F3 | Commercial | All | College | New | Food Preparation | Natural Gas | Summer Peak Demand (MW) | 0 | 0 | 0 | 0 | 0 | 0 | 0 | 0 | 0 | 0 | 0 | 0 | 0 | 0 | 0 | 0 | 0 | 0 | 0 | 0 | 0 | 0 | 0 | 0 | 0 | 0 | 0 | 0 | 0 | 0 | 0 | 0 | 0
F4_Commercial_College_New_Food Preparation_Natural Gas_All | F4 | Commercial | All | College | New | Food Preparation | Natural Gas | Winter Peak Demand (MW) | 0 | 0 | 0 | 0 | 0 | 0 | 0 | 0 | 0 | 0 | 0 | 0 | 0 | 0 | 0 | 0 | 0 | 0 | 0 | 0 | 0 | 0 | 0 | 0 | 0 | 0 | 0 | 0 | 0 | 0 | 0 | 0 | 0
F1_Commercial_College_New_Miscellaneous_Natural Gas_All | F1 | Commercial | All | College | New | Miscellaneous | Natural Gas | Units | 0 | 4702.1413 | 27382.3153 | 41876.535 | 60569.7484 | 85938.4888 | 109650.0169 | 130665.8082 | 149566.9425 | 167816.7611 | 185828.5221 | 203661.34 | 221469.7248 | 239329.0652 | 257298.2585 | 275300.5565 | 293307.7744 | 311291.6646 | 329251.857 | 347187.9774 | 365127.9333 | 383071.7504 | 400994.1598 | 418894.8699 | 436773.5862 | 454655.3061 | 472540.0473 | 490427.8274 | 508318.6642 | 526212.5756 | 544109.5795 | 562009.694 | 570072.1268
F2_Commercial_College_New_Miscellaneous_Natural Gas_All | F2 | Commercial | All | College | New | Miscellaneous | Natural Gas | Usage (GWh) | 0 | 0.00016115 | 0.00093846 | 0.0014352 | 0.0020759 | 0.0029453 | 0.003758 | 0.0044782 | 0.005126 | 0.0057515 | 0.0063688 | 0.00698 | 0.0075903 | 0.0082024 | 0.0088182 | 0.0094352 | 0.010052 | 0.010669 | 0.011284 | 0.011899 | 0.012514 | 0.013129 | 0.013743 | 0.014357 | 0.014969 | 0.015582 | 0.016195 | 0.016808 | 0.017421 | 0.018035 | 0.018648 | 0.019261 | 0.019538
F3_Commercial_College_New_Miscellaneous_Natural Gas_All | F3 | Commercial | All | College | New | Miscellaneous | Natural Gas | Summer Peak Demand (MW) | 0 | 0 | 0 | 0 | 0 | 0 | 0 | 0 | 0 | 0 | 0 | 0 | 0 | 0 | 0 | 0 | 0 | 0 | 0 | 0 | 0 | 0 | 0 | 0 | 0 | 0 | 0 | 0 | 0 | 0 | 0 | 0 | 0
F4_Commercial_College_New_Miscellaneous_Natural Gas_All | F4 | Commercial | All | College | New | Miscellaneous | Natural Gas | Winter Peak Demand (MW) | 0 | 0 | 0 | 0 | 0 | 0 | 0 | 0 | 0 | 0 | 0 | 0 | 0 | 0 | 0 | 0 | 0 | 0 | 0 | 0 | 0 | 0 | 0 | 0 | 0 | 0 | 0 | 0 | 0 | 0 | 0 | 0 | 0
F1_Commercial_College_New_Space Heating_Natural Gas_Market | F1 | Commercial | Market | College | New | Space Heating | Natural Gas | Units | 0 | 4645.7014 | 27053.6444 | 41373.8895 | 59842.7276 | 84906.9661 | 108333.8839 | 129097.4219 | 147771.6853 | 165802.4507 | 183598.0159 | 201216.7858 | 218811.4159 | 236456.3901 | 254209.8986 | 271996.1143 | 289787.1909 | 307555.2199 | 325299.8354 | 343020.668 | 360745.29 | 378473.7269 | 396181.013 | 413866.8602 | 431530.9776 | 449198.0626 | 466868.1326 | 484541.2051 | 502217.2976 | 519896.4277 | 537578.6132 | 555263.8721 | 563229.5312
F2_Commercial_College_New_Space Heating_Natural Gas_Market | F2 | Commercial | Market | College | New | Space Heating | Natural Gas | Usage (GWh) | 0 | 0.002104 | 0.012188 | 0.018218 | 0.025939 | 0.036354 | 0.045968 | 0.054367 | 0.06168 | 0.06865 | 0.075443 | 0.082086 | 0.088641 | 0.095137 | 0.1016 | 0.10799 | 0.1143 | 0.12053 | 0.12667 | 0.13272 | 0.13869 | 0.14458 | 0.15038 | 0.15603 | 0.1616 | 0.16709 | 0.17249 | 0.17781 | 0.18304 | 0.18821 | 0.19331 | 0.19833 | 0.20111
F3_Commercial_College_New_Space Heating_Natural Gas_Market | F3 | Commercial | Market | College | New | Space Heating | Natural Gas | Summer Peak Demand (MW) | 0 | 0 | 0 | 0 | 0 | 0 | 0 | 0 | 0 | 0 | 0 | 0 | 0 | 0 | 0 | 0 | 0 | 0 | 0 | 0 | 0 | 0 | 0 | 0 | 0 | 0 | 0 | 0 | 0 | 0 | 0 | 0 | 0
F4_Commercial_College_New_Space Heating_Natural Gas_Market | F4 | Commercial | Market | College | New | Space Heating | Natural Gas | Winter Peak Demand (MW) | 0 | 0 | 0 | 0 | 0 | 0 | 0 | 0 | 0 | 0 | 0 | 0 | 0 | 0 | 0 | 0 | 0 | 0 | 0 | 0 | 0 | 0 | 0 | 0 | 0 | 0 | 0 | 0 | 0 | 0 | 0 | 0 | 0
F1_Commercial_College_New_Water Heating_Natural Gas_Market | F1 | Commercial | Market | College | New | Water Heating | Natural Gas | Units | 0 | 4645.7014 | 27053.6444 | 41373.8895 | 59842.7276 | 84906.9661 | 108333.8839 | 129097.4219 | 147771.6853 | 165802.4507 | 183598.0159 | 201216.7858 | 218811.4159 | 236456.3901 | 254209.8986 | 271996.1143 | 289787.1909 | 307555.2199 | 325299.8354 | 343020.668 | 360745.29 | 378473.7269 | 396181.013 | 413866.8602 | 431530.9776 | 449198.0626 | 466868.1326 | 484541.2051 | 502217.2976 | 519896.4277 | 537578.6132 | 555263.8721 | 563229.5312
F2_Commercial_College_New_Water Heating_Natural Gas_Market | F2 | Commercial | Market | College | New | Water Heating | Natural Gas | Usage (GWh) | 0 | 0.00074151 | 0.0043181 | 0.0066038 | 0.0095516 | 0.013552 | 0.017291 | 0.020606 | 0.023586 | 0.026464 | 0.029305 | 0.032117 | 0.034925 | 0.037741 | 0.040575 | 0.043414 | 0.046254 | 0.04909 | 0.051922 | 0.05475 | 0.057579 | 0.060409 | 0.063235 | 0.066058 | 0.068878 | 0.071698 | 0.074518 | 0.077339 | 0.08016 | 0.082982 | 0.085804 | 0.088627 | 0.089898
F3_Commercial_College_New_Water Heating_Natural Gas_Market | F3 | Commercial | Market | College | New | Water Heating | Natural Gas | Summer Peak Demand (MW) | 0 | 0 | 0 | 0 | 0 | 0 | 0 | 0 | 0 | 0 | 0 | 0 | 0 | 0 | 0 | 0 | 0 | 0 | 0 | 0 | 0 | 0 | 0 | 0 | 0 | 0 | 0 | 0 | 0 | 0 | 0 | 0 | 0
F4_Commercial_College_New_Water Heating_Natural Gas_Market | F4 | Commercial | Market | College | New | Water Heating | Natural Gas | Winter Peak Demand (MW) | 0 | 0 | 0 | 0 | 0 | 0 | 0 | 0 | 0 | 0 | 0 | 0 | 0 | 0 | 0 | 0 | 0 | 0 | 0 | 0 | 0 | 0 | 0 | 0 | 0 | 0 | 0 | 0 | 0 | 0 | 0 | 0 | 0
F1_Commercial_College_New_Food Preparation_Natural Gas_Market | F1 | Commercial | Market | College | New | Food Preparation | Natural Gas | Units | 0 | 4645.7014 | 27053.6444 | 41373.8895 | 59842.7276 | 84906.9661 | 108333.8839 | 129097.4219 | 147771.6853 | 165802.4507 | 183598.0159 | 201216.7858 | 218811.4159 | 236456.3901 | 254209.8986 | 271996.1143 | 289787.1909 | 307555.2199 | 325299.8354 | 343020.668 | 360745.29 | 378473.7269 | 396181.013 | 413866.8602 | 431530.9776 | 449198.0626 | 466868.1326 | 484541.2051 | 502217.2976 | 519896.4277 | 537578.6132 | 555263.8721 | 563229.5312
F2_Commercial_College_New_Food Preparation_Natural Gas_Market | F2 | Commercial | Market | College | New | Food Preparation | Natural Gas | Usage (GWh) | 0 | 0.00017943 | 0.0010449 | 0.0015492 | 0.0021996 | 0.0030823 | 0.0039058 | 0.0046283 | 0.0052794 | 0.0059095 | 0.0065299 | 0.0071348 | 0.007749 | 0.0083657 | 0.0089866 | 0.0096092 | 0.010232 | 0.010855 | 0.011477 | 0.012096 | 0.012705 | 0.013329 | 0.013952 | 0.014575 | 0.015197 | 0.01582 | 0.016442 | 0.017064 | 0.017687 | 0.018309 | 0.018932 | 0.019555 | 0.019835
F3_Commercial_College_New_Food Preparation_Natural Gas_Market | F3 | Commercial | Market | College | New | Food Preparation | Natural Gas | Summer Peak Demand (MW) | 0 | 0 | 0 | 0 | 0 | 0 | 0 | 0 | 0 | 0 | 0 | 0 | 0 | 0 | 0 | 0 | 0 | 0 | 0 | 0 | 0 | 0 | 0 | 0 | 0 | 0 | 0 | 0 | 0 | 0 | 0 | 0 | 0
F4_Commercial_College_New_Food Preparation_Natural Gas_Market | F4 | Commercial | Market | College | New | Food Preparation | Natural Gas | Winter Peak Demand (MW) | 0 | 0 | 0 | 0 | 0 | 0 | 0 | 0 | 0 | 0 | 0 | 0 | 0 | 0 | 0 | 0 | 0 | 0 | 0 | 0 | 0 | 0 | 0 | 0 | 0 | 0 | 0 | 0 | 0 | 0 | 0 | 0 | 0
F1_Commercial_College_New_Miscellaneous_Natural Gas_Market | F1 | Commercial | Market | College | New | Miscellaneous | Natural Gas | Units | 0 | 4645.7014 | 27053.6444 | 41373.8895 | 59842.7276 | 84906.9661 | 108333.8839 | 129097.4219 | 147771.6853 | 165802.4507 | 183598.0159 | 201216.7858 | 218811.4159 | 236456.3901 | 254209.8986 | 271996.1143 | 289787.1909 | 307555.2199 | 325299.8354 | 343020.668 | 360745.29 | 378473.7269 | 396181.013 | 413866.8602 | 431530.9776 | 449198.0626 | 466868.1326 | 484541.2051 | 502217.2976 | 519896.4277 | 537578.6132 | 555263.8721 | 563229.5312
F2_Commercial_College_New_Miscellaneous_Natural Gas_Market | F2 | Commercial | Market | College | New | Miscellaneous | Natural Gas | Usage (GWh) | 0 | 0.00016115 | 0.00093846 | 0.0014352 | 0.0020759 | 0.0029453 | 0.003758 | 0.0044782 | 0.005126 | 0.0057515 | 0.0063688 | 0.00698 | 0.0075903 | 0.0082024 | 0.0088182 | 0.0094352 | 0.010052 | 0.010669 | 0.011284 | 0.011899 | 0.012514 | 0.013129 | 0.013743 | 0.014357 | 0.014969 | 0.015582 | 0.016195 | 0.016808 | 0.017421 | 0.018035 | 0.018648 | 0.019261 | 0.019538
F3_Commercial_College_New_Miscellaneous_Natural Gas_Market | F3 | Commercial | Market | College | New | Miscellaneous | Natural Gas | Summer Peak Demand (MW) | 0 | 0 | 0 | 0 | 0 | 0 | 0 | 0 | 0 | 0 | 0 | 0 | 0 | 0 | 0 | 0 | 0 | 0 | 0 | 0 | 0 | 0 | 0 | 0 | 0 | 0 | 0 | 0 | 0 | 0 | 0 | 0 | 0
F4_Commercial_College_New_Miscellaneous_Natural Gas_Market | F4 | Commercial | Market | College | New | Miscellaneous | Natural Gas | Winter Peak Demand (MW) | 0 | 0 | 0 | 0 | 0 | 0 | 0 | 0 | 0 | 0 | 0 | 0 | 0 | 0 | 0 | 0 | 0 | 0 | 0 | 0 | 0 | 0 | 0 | 0 | 0 | 0 | 0 | 0 | 0 | 0 | 0 | 0 | 0
F1_Commercial_Hospital_Existing_Space Heating_Natural Gas_All | F1 | Commercial | All | Hospital | Existing | Space Heating | Natural Gas | Units | 2501916.1834 | 2489186.9986 | 2476457.8138 | 2461085.6281 | 2445313.9116 | 2428022.1838 | 2411867.7843 | 2397563.4422 | 2384710.3683 | 2372304.286 | 2360061.5802 | 2347941.6814 | 2335838.5506 | 2323700.4496 | 2311486.9576 | 2299250.7462 | 2287011.1583 | 2274787.58 | 2262580.2652 | 2250389.4708 | 2238196.0441 | 2225999.9676 | 2213818.5829 | 2201652.0903 | 2189500.6918 | 2177347.2319 | 2165191.6986 | 2153034.0796 | 2140874.3629 | 2128712.5362 | 2116548.5871 | 2104382.5032 | 2092286.3508
F2_Commercial_Hospital_Existing_Space Heating_Natural Gas_All | F2 | Commercial | All | Hospital | Existing | Space Heating | Natural Gas | Usage (GWh) | 0.80494 | 0.79719 | 0.78503 | 0.77196 | 0.75868 | 0.74498 | 0.73164 | 0.71904 | 0.70696 | 0.69516 | 0.68353 | 0.67215 | 0.66105 | 0.65012 | 0.63942 | 0.62898 | 0.61874 | 0.60879 | 0.59912 | 0.58975 | 0.58068 | 0.57191 | 0.5634 | 0.55516 | 0.54714 | 0.53935 | 0.53173 | 0.52431 | 0.51705 | 0.50995 | 0.50298 | 0.49614 | 0.49254
F3_Commercial_Hospital_Existing_Space Heating_Natural Gas_All | F3 | Commercial | All | Hospital | Existing | Space Heating | Natural Gas | Summer Peak Demand (MW) | 0 | 0 | 0 | 0 | 0 | 0 | 0 | 0 | 0 | 0 | 0 | 0 | 0 | 0 | 0 | 0 | 0 | 0 | 0 | 0 | 0 | 0 | 0 | 0 | 0 | 0 | 0 | 0 | 0 | 0 | 0 | 0 | 0
F4_Commercial_Hospital_Existing_Space Heating_Natural Gas_All | F4 | Commercial | All | Hospital | Existing | Space Heating | Natural Gas | Winter Peak Demand (MW) | 0 | 0 | 0 | 0 | 0 | 0 | 0 | 0 | 0 | 0 | 0 | 0 | 0 | 0 | 0 | 0 | 0 | 0 | 0 | 0 | 0 | 0 | 0 | 0 | 0 | 0 | 0 | 0 | 0 | 0 | 0 | 0 | 0
F1_Commercial_Hospital_Existing_Water Heating_Natural Gas_All | F1 | Commercial | All | Hospital | Existing | Water Heating | Natural Gas | Units | 2208836.9072 | 2197598.8436 | 2186360.78 | 2172789.3216 | 2158865.1344 | 2143598.9928 | 2129336.9507 | 2116708.2469 | 2105360.8068 | 2094407.9968 | 2083599.4251 | 2072899.2745 | 2062213.9278 | 2051497.7073 | 2040714.9272 | 2029912.0892 | 2019106.2702 | 2008314.5854 | 1997537.259 | 1986774.5176 | 1976009.4525 | 1965242.0478 | 1954487.6139 | 1943746.3277 | 1933018.3674 | 1922288.5872 | 1911556.9764 | 1900823.5243 | 1890088.2203 | 1879351.0533 | 1868612.0126 | 1857871.0872 | 1847191.9014
F2_Commercial_Hospital_Existing_Water Heating_Natural Gas_All | F2 | Commercial | All | Hospital | Existing | Water Heating | Natural Gas | Usage (GWh) | 0.8204 | 0.80556 | 0.78859 | 0.76976 | 0.75067 | 0.73167 | 0.71409 | 0.69855 | 0.6852 | 0.67399 | 0.66443 | 0.65618 | 0.64895 | 0.64251 | 0.63669 | 0.63138 | 0.62647 | 0.6219 | 0.61758 | 0.61348 | 0.60953 | 0.60572 | 0.60201 | 0.59839 | 0.59484 | 0.59134 | 0.58788 | 0.58446 | 0.58106 | 0.57768 | 0.57431 | 0.57096 | 0.56764
F3_Commercial_Hospital_Existing_Water Heating_Natural Gas_All | F3 | Commercial | All | Hospital | Existing | Water Heating | Natural Gas | Summer Peak Demand (MW) | 0 | 0 | 0 | 0 | 0 | 0 | 0 | 0 | 0 | 0 | 0 | 0 | 0 | 0 | 0 | 0 | 0 | 0 | 0 | 0 | 0 | 0 | 0 | 0 | 0 | 0 | 0 | 0 | 0 | 0 | 0 | 0 | 0
F4_Commercial_Hospital_Existing_Water Heating_Natural Gas_All | F4 | Commercial | All | Hospital | Existing | Water Heating | Natural Gas | Winter Peak Demand (MW) | 0 | 0 | 0 | 0 | 0 | 0 | 0 | 0 | 0 | 0 | 0 | 0 | 0 | 0 | 0 | 0 | 0 | 0 | 0 | 0 | 0 | 0 | 0 | 0 | 0 | 0 | 0 | 0 | 0 | 0 | 0 | 0 | 0
F1_Commercial_Hospital_Existing_Food Preparation_Natural Gas_All | F1 | Commercial | All | Hospital | Existing | Food Preparation | Natural Gas | Units | 1671996.1791 | 1663489.44 | 1654982.7008 | 1644709.6805 | 1634169.6593 | 1622613.8353 | 1611818.0723 | 1602258.6772 | 1593669.1447 | 1585378.3305 | 1577196.6986 | 1569097.1368 | 1561008.781 | 1552897.055 | 1544734.9463 | 1536557.6545 | 1528378.1062 | 1520209.2569 | 1512051.2763 | 1503904.3361 | 1495755.6367 | 1487605.1665 | 1479464.5146 | 1471333.8149 | 1463213.2024 | 1455091.2123 | 1446967.8365 | 1438843.067 | 1430716.8955 | 1422589.314 | 1414460.314 | 1406329.8875 | 1398246.1952
F2_Commercial_Hospital_Existing_Food Preparation_Natural Gas_All | F2 | Commercial | All | Hospital | Existing | Food Preparation | Natural Gas | Usage (GWh) | 0.209 | 0.20794 | 0.20687 | 0.20221 | 0.19711 | 0.19161 | 0.18675 | 0.18227 | 0.17869 | 0.17575 | 0.17287 | 0.17027 | 0.16868 | 0.16723 | 0.1659 | 0.16466 | 0.1635 | 0.16239 | 0.16132 | 0.16025 | 0.1592 | 0.15824 | 0.15729 | 0.15635 | 0.15543 | 0.15452 | 0.15361 | 0.15272 | 0.15182 | 0.15093 | 0.15005 | 0.14916 | 0.14829
F3_Commercial_Hospital_Existing_Food Preparation_Natural Gas_All | F3 | Commercial | All | Hospital | Existing | Food Preparation | Natural Gas | Summer Peak Demand (MW) | 0 | 0 | 0 | 0 | 0 | 0 | 0 | 0 | 0 | 0 | 0 | 0 | 0 | 0 | 0 | 0 | 0 | 0 | 0 | 0 | 0 | 0 | 0 | 0 | 0 | 0 | 0 | 0 | 0 | 0 | 0 | 0 | 0
F4_Commercial_Hospital_Existing_Food Preparation_Natural Gas_All | F4 | Commercial | All | Hospital | Existing | Food Preparation | Natural Gas | Winter Peak Demand (MW) | 0 | 0 | 0 | 0 | 0 | 0 | 0 | 0 | 0 | 0 | 0 | 0 | 0 | 0 | 0 | 0 | 0 | 0 | 0 | 0 | 0 | 0 | 0 | 0 | 0 | 0 | 0 | 0 | 0 | 0 | 0 | 0 | 0
F1_Commercial_Hospital_Existing_Miscellaneous_Natural Gas_All | F1 | Commercial | All | Hospital | Existing | Miscellaneous | Natural Gas | Units | 2728078.0983 | 2714198.2528 | 2700318.4072 | 2683556.6453 | 2666359.2369 | 2647504.4151 | 2629889.7309 | 2614292.341 | 2600277.4073 | 2586749.8712 | 2573400.4801 | 2560184.9972 | 2546987.7982 | 2533752.4676 | 2520434.9311 | 2507092.6216 | 2493746.6302 | 2480418.0957 | 2467107.2949 | 2453814.5077 | 2440518.8504 | 2427220.3036 | 2413937.7768 | 2400671.4883 | 2387421.6583 | 2374169.5806 | 2360915.2419 | 2347658.6292 | 2334399.7291 | 2321138.5282 | 2307875.013 | 2294609.1701 | 2281419.5803
F2_Commercial_Hospital_Existing_Miscellaneous_Natural Gas_All | F2 | Commercial | All | Hospital | Existing | Miscellaneous | Natural Gas | Usage (GWh) | 0.028332 | 0.028188 | 0.028044 | 0.02787 | 0.027691 | 0.027495 | 0.027312 | 0.02715 | 0.027005 | 0.026864 | 0.026726 | 0.026589 | 0.026451 | 0.026314 | 0.026176 | 0.026037 | 0.025899 | 0.02576 | 0.025622 | 0.025484 | 0.025346 | 0.025208 | 0.02507 | 0.024932 | 0.024794 | 0.024657 | 0.024519 | 0.024381 | 0.024244 | 0.024106 | 0.023968 | 0.02383 | 0.023693
F3_Commercial_Hospital_Existing_Miscellaneous_Natural Gas_All | F3 | Commercial | All | Hospital | Existing | Miscellaneous | Natural Gas | Summer Peak Demand (MW) | 0 | 0 | 0 | 0 | 0 | 0 | 0 | 0 | 0 | 0 | 0 | 0 | 0 | 0 | 0 | 0 | 0 | 0 | 0 | 0 | 0 | 0 | 0 | 0 | 0 | 0 | 0 | 0 | 0 | 0 | 0 | 0 | 0
F4_Commercial_Hospital_Existing_Miscellaneous_Natural Gas_All | F4 | Commercial | All | Hospital | Existing | Miscellaneous | Natural Gas | Winter Peak Demand (MW) | 0 | 0 | 0 | 0 | 0 | 0 | 0 | 0 | 0 | 0 | 0 | 0 | 0 | 0 | 0 | 0 | 0 | 0 | 0 | 0 | 0 | 0 | 0 | 0 | 0 | 0 | 0 | 0 | 0 | 0 | 0 | 0 | 0
F1_Commercial_Hospital_Existing_Space Heating_Natural Gas_Market | F1 | Commercial | Market | Hospital | Existing | Space Heating | Natural Gas | Units | 2728078.0983 | 2714198.2528 | 2700318.4072 | 2683556.6453 | 2666359.2369 | 2647504.4151 | 2629889.7309 | 2614292.341 | 2600277.4073 | 2586749.8712 | 2573400.4801 | 2560184.9972 | 2546987.7982 | 2533752.4676 | 2520434.9311 | 2507092.6216 | 2493746.6302 | 2480418.0957 | 2467107.2949 | 2453814.5077 | 2440518.8504 | 2427220.3036 | 2413937.7768 | 2400671.4883 | 2387421.6583 | 2374169.5806 | 2360915.2419 | 2347658.6292 | 2334399.7291 | 2321138.5282 | 2307875.013 | 2294609.1701 | 2281419.5803
F2_Commercial_Hospital_Existing_Space Heating_Natural Gas_Market | F2 | Commercial | Market | Hospital | Existing | Space Heating | Natural Gas | Usage (GWh) | 0.80494 | 0.79719 | 0.78503 | 0.77196 | 0.75868 | 0.74498 | 0.73164 | 0.71904 | 0.70696 | 0.69516 | 0.68353 | 0.67215 | 0.66105 | 0.65012 | 0.63942 | 0.62898 | 0.61874 | 0.60879 | 0.59912 | 0.58975 | 0.58068 | 0.57191 | 0.5634 | 0.55516 | 0.54714 | 0.53935 | 0.53173 | 0.52431 | 0.51705 | 0.50995 | 0.50298 | 0.49614 | 0.49254
F3_Commercial_Hospital_Existing_Space Heating_Natural Gas_Market | F3 | Commercial | Market | Hospital | Existing | Space Heating | Natural Gas | Summer Peak Demand (MW) | 0 | 0 | 0 | 0 | 0 | 0 | 0 | 0 | 0 | 0 | 0 | 0 | 0 | 0 | 0 | 0 | 0 | 0 | 0 | 0 | 0 | 0 | 0 | 0 | 0 | 0 | 0 | 0 | 0 | 0 | 0 | 0 | 0
F4_Commercial_Hospital_Existing_Space Heating_Natural Gas_Market | F4 | Commercial | Market | Hospital | Existing | Space Heating | Natural Gas | Winter Peak Demand (MW) | 0 | 0 | 0 | 0 | 0 | 0 | 0 | 0 | 0 | 0 | 0 | 0 | 0 | 0 | 0 | 0 | 0 | 0 | 0 | 0 | 0 | 0 | 0 | 0 | 0 | 0 | 0 | 0 | 0 | 0 | 0 | 0 | 0
F1_Commercial_Hospital_Existing_Water Heating_Natural Gas_Market | F1 | Commercial | Market | Hospital | Existing | Water Heating | Natural Gas | Units | 2728078.0983 | 2714198.2528 | 2700318.4072 | 2683556.6453 | 2666359.2369 | 2647504.4151 | 2629889.7309 | 2614292.341 | 2600277.4073 | 2586749.8712 | 2573400.4801 | 2560184.9972 | 2546987.7982 | 2533752.4676 | 2520434.9311 | 2507092.6216 | 2493746.6302 | 2480418.0957 | 2467107.2949 | 2453814.5077 | 2440518.8504 | 2427220.3036 | 2413937.7768 | 2400671.4883 | 2387421.6583 | 2374169.5806 | 2360915.2419 | 2347658.6292 | 2334399.7291 | 2321138.5282 | 2307875.013 | 2294609.1701 | 2281419.5803
F2_Commercial_Hospital_Existing_Water Heating_Natural Gas_Market | F2 | Commercial | Market | Hospital | Existing | Water Heating | Natural Gas | Usage (GWh) | 0.8204 | 0.80556 | 0.78859 | 0.76976 | 0.75067 | 0.73167 | 0.71409 | 0.69855 | 0.6852 | 0.67399 | 0.66443 | 0.65618 | 0.64895 | 0.64251 | 0.63669 | 0.63138 | 0.62647 | 0.6219 | 0.61758 | 0.61348 | 0.60953 | 0.60572 | 0.60201 | 0.59839 | 0.59484 | 0.59134 | 0.58788 | 0.58446 | 0.58106 | 0.57768 | 0.57431 | 0.57096 | 0.56764
F3_Commercial_Hospital_Existing_Water Heating_Natural Gas_Market | F3 | Commercial | Market | Hospital | Existing | Water Heating | Natural Gas | Summer Peak Demand (MW) | 0 | 0 | 0 | 0 | 0 | 0 | 0 | 0 | 0 | 0 | 0 | 0 | 0 | 0 | 0 | 0 | 0 | 0 | 0 | 0 | 0 | 0 | 0 | 0 | 0 | 0 | 0 | 0 | 0 | 0 | 0 | 0 | 0
F4_Commercial_Hospital_Existing_Water Heating_Natural Gas_Market | F4 | Commercial | Market | Hospital | Existing | Water Heating | Natural Gas | Winter Peak Demand (MW) | 0 | 0 | 0 | 0 | 0 | 0 | 0 | 0 | 0 | 0 | 0 | 0 | 0 | 0 | 0 | 0 | 0 | 0 | 0 | 0 | 0 | 0 | 0 | 0 | 0 | 0 | 0 | 0 | 0 | 0 | 0 | 0 | 0
F1_Commercial_Hospital_Existing_Food Preparation_Natural Gas_Market | F1 | Commercial | Market | Hospital | Existing | Food Preparation | Natural Gas | Units | 2728078.0983 | 2714198.2528 | 2700318.4072 | 2683556.6453 | 2666359.2369 | 2647504.4151 | 2629889.7309 | 2614292.341 | 2600277.4073 | 2586749.8712 | 2573400.4801 | 2560184.9972 | 2546987.7982 | 2533752.4676 | 2520434.9311 | 2507092.6216 | 2493746.6302 | 2480418.0957 | 2467107.2949 | 2453814.5077 | 2440518.8504 | 2427220.3036 | 2413937.7768 | 2400671.4883 | 2387421.6583 | 2374169.5806 | 2360915.2419 | 2347658.6292 | 2334399.7291 | 2321138.5282 | 2307875.013 | 2294609.1701 | 2281419.5803
F2_Commercial_Hospital_Existing_Food Preparation_Natural Gas_Market | F2 | Commercial | Market | Hospital | Existing | Food Preparation | Natural Gas | Usage (GWh) | 0.209 | 0.20794 | 0.20687 | 0.20221 | 0.19711 | 0.19161 | 0.18675 | 0.18227 | 0.17869 | 0.17575 | 0.17287 | 0.17027 | 0.16868 | 0.16723 | 0.1659 | 0.16466 | 0.1635 | 0.16239 | 0.16132 | 0.16025 | 0.1592 | 0.15824 | 0.15729 | 0.15635 | 0.15543 | 0.15452 | 0.15361 | 0.15272 | 0.15182 | 0.15093 | 0.15005 | 0.14916 | 0.14829
F3_Commercial_Hospital_Existing_Food Preparation_Natural Gas_Market | F3 | Commercial | Market | Hospital | Existing | Food Preparation | Natural Gas | Summer Peak Demand (MW) | 0 | 0 | 0 | 0 | 0 | 0 | 0 | 0 | 0 | 0 | 0 | 0 | 0 | 0 | 0 | 0 | 0 | 0 | 0 | 0 | 0 | 0 | 0 | 0 | 0 | 0 | 0 | 0 | 0 | 0 | 0 | 0 | 0
F4_Commercial_Hospital_Existing_Food Preparation_Natural Gas_Market | F4 | Commercial | Market | Hospital | Existing | Food Preparation | Natural Gas | Winter Peak Demand (MW) | 0 | 0 | 0 | 0 | 0 | 0 | 0 | 0 | 0 | 0 | 0 | 0 | 0 | 0 | 0 | 0 | 0 | 0 | 0 | 0 | 0 | 0 | 0 | 0 | 0 | 0 | 0 | 0 | 0 | 0 | 0 | 0 | 0
F1_Commercial_Hospital_Existing_Miscellaneous_Natural Gas_Market | F1 | Commercial | Market | Hospital | Existing | Miscellaneous | Natural Gas | Units | 2728078.0983 | 2714198.2528 | 2700318.4072 | 2683556.6453 | 2666359.2369 | 2647504.4151 | 2629889.7309 | 2614292.341 | 2600277.4073 | 2586749.8712 | 2573400.4801 | 2560184.9972 | 2546987.7982 | 2533752.4676 | 2520434.9311 | 2507092.6216 | 2493746.6302 | 2480418.0957 | 2467107.2949 | 2453814.5077 | 2440518.8504 | 2427220.3036 | 2413937.7768 | 2400671.4883 | 2387421.6583 | 2374169.5806 | 2360915.2419 | 2347658.6292 | 2334399.7291 | 2321138.5282 | 2307875.013 | 2294609.1701 | 2281419.5803
F2_Commercial_Hospital_Existing_Miscellaneous_Natural Gas_Market | F2 | Commercial | Market | Hospital | Existing | Miscellaneous | Natural Gas | Usage (GWh) | 0.028332 | 0.028188 | 0.028044 | 0.02787 | 0.027691 | 0.027495 | 0.027312 | 0.02715 | 0.027005 | 0.026864 | 0.026726 | 0.026589 | 0.026451 | 0.026314 | 0.026176 | 0.026037 | 0.025899 | 0.02576 | 0.025622 | 0.025484 | 0.025346 | 0.025208 | 0.02507 | 0.024932 | 0.024794 | 0.024657 | 0.024519 | 0.024381 | 0.024244 | 0.024106 | 0.023968 | 0.02383 | 0.023693
F3_Commercial_Hospital_Existing_Miscellaneous_Natural Gas_Market | F3 | Commercial | Market | Hospital | Existing | Miscellaneous | Natural Gas | Summer Peak Demand (MW) | 0 | 0 | 0 | 0 | 0 | 0 | 0 | 0 | 0 | 0 | 0 | 0 | 0 | 0 | 0 | 0 | 0 | 0 | 0 | 0 | 0 | 0 | 0 | 0 | 0 | 0 | 0 | 0 | 0 | 0 | 0 | 0 | 0
F4_Commercial_Hospital_Existing_Miscellaneous_Natural Gas_Market | F4 | Commercial | Market | Hospital | Existing | Miscellaneous | Natural Gas | Winter Peak Demand (MW) | 0 | 0 | 0 | 0 | 0 | 0 | 0 | 0 | 0 | 0 | 0 | 0 | 0 | 0 | 0 | 0 | 0 | 0 | 0 | 0 | 0 | 0 | 0 | 0 | 0 | 0 | 0 | 0 | 0 | 0 | 0 | 0 | 0
F1_Commercial_Hospital_New_Space Heating_Natural Gas_All | F1 | Commercial | All | Hospital | New | Space Heating | Natural Gas | Units | 0 | 19810.8129 | 115365.7209 | 176431.9995 | 255189.2566 | 362071.49 | 461971.6446 | 550514.2636 | 630147.5219 | 707036.6913 | 782922.8887 | 858055.1726 | 933084.5164 | 1008328.5437 | 1084035.3975 | 1159881.7259 | 1235748.7828 | 1311517.5565 | 1387186.488 | 1462754.001 | 1538337.6732 | 1613937.6132 | 1689447.3594 | 1764865.6832 | 1840191.3437 | 1915529.6592 | 1990880.7038 | 2066244.5517 | 2141621.2779 | 2217010.9577 | 2292413.6668 | 2367829.4813 | 2401797.6961
F2_Commercial_Hospital_New_Space Heating_Natural Gas_All | F2 | Commercial | All | Hospital | New | Space Heating | Natural Gas | Usage (GWh) | 0 | 0.0055685 | 0.032256 | 0.049067 | 0.07059 | 0.09873 | 0.12471 | 0.1474 | 0.16746 | 0.18658 | 0.20522 | 0.22345 | 0.24143 | 0.25925 | 0.27697 | 0.29451 | 0.31184 | 0.32892 | 0.34576 | 0.36236 | 0.37874 | 0.39491 | 0.41082 | 0.42642 | 0.44175 | 0.45683 | 0.47171 | 0.48639 | 0.50086 | 0.51514 | 0.52921 | 0.54308 | 0.55078
F3_Commercial_Hospital_New_Space Heating_Natural Gas_All | F3 | Commercial | All | Hospital | New | Space Heating | Natural Gas | Summer Peak Demand (MW) | 0 | 0 | 0 | 0 | 0 | 0 | 0 | 0 | 0 | 0 | 0 | 0 | 0 | 0 | 0 | 0 | 0 | 0 | 0 | 0 | 0 | 0 | 0 | 0 | 0 | 0 | 0 | 0 | 0 | 0 | 0 | 0 | 0
F4_Commercial_Hospital_New_Space Heating_Natural Gas_All | F4 | Commercial | All | Hospital | New | Space Heating | Natural Gas | Winter Peak Demand (MW) | 0 | 0 | 0 | 0 | 0 | 0 | 0 | 0 | 0 | 0 | 0 | 0 | 0 | 0 | 0 | 0 | 0 | 0 | 0 | 0 | 0 | 0 | 0 | 0 | 0 | 0 | 0 | 0 | 0 | 0 | 0 | 0 | 0
F1_Commercial_Hospital_New_Water Heating_Natural Gas_All | F1 | Commercial | All | Hospital | New | Water Heating | Natural Gas | Units | 0 | 17490.1362 | 101851.5583 | 155764.4156 | 225295.896 | 319657.7389 | 407855.3972 | 486025.9634 | 556330.8286 | 624213.0527 | 691209.7949 | 757540.9385 | 823781.2005 | 890210.9977 | 957049.405 | 1024010.9485 | 1090990.7924 | 1157883.8661 | 1224688.7934 | 1291404.1824 | 1358133.8378 | 1424877.8554 | 1491542.2447 | 1558125.9208 | 1624627.7885 | 1691140.8288 | 1757665.107 | 1824200.6887 | 1890747.6402 | 1957306.0278 | 2023875.9184 | 2090457.3793 | 2120446.4921
F2_Commercial_Hospital_New_Water Heating_Natural Gas_All | F2 | Commercial | All | Hospital | New | Water Heating | Natural Gas | Usage (GWh) | 0 | 0.0053732 | 0.03129 | 0.047853 | 0.069214 | 0.098203 | 0.1253 | 0.14931 | 0.17091 | 0.19177 | 0.21235 | 0.23273 | 0.25308 | 0.27348 | 0.29402 | 0.31459 | 0.33517 | 0.35572 | 0.37624 | 0.39674 | 0.41724 | 0.43774 | 0.45822 | 0.47868 | 0.49911 | 0.51954 | 0.53998 | 0.56042 | 0.58086 | 0.60131 | 0.62176 | 0.64222 | 0.65143
F3_Commercial_Hospital_New_Water Heating_Natural Gas_All | F3 | Commercial | All | Hospital | New | Water Heating | Natural Gas | Summer Peak Demand (MW) | 0 | 0 | 0 | 0 | 0 | 0 | 0 | 0 | 0 | 0 | 0 | 0 | 0 | 0 | 0 | 0 | 0 | 0 | 0 | 0 | 0 | 0 | 0 | 0 | 0 | 0 | 0 | 0 | 0 | 0 | 0 | 0 | 0
F4_Commercial_Hospital_New_Water Heating_Natural Gas_All | F4 | Commercial | All | Hospital | New | Water Heating | Natural Gas | Winter Peak Demand (MW) | 0 | 0 | 0 | 0 | 0 | 0 | 0 | 0 | 0 | 0 | 0 | 0 | 0 | 0 | 0 | 0 | 0 | 0 | 0 | 0 | 0 | 0 | 0 | 0 | 0 | 0 | 0 | 0 | 0 | 0 | 0 | 0 | 0
F1_Commercial_Hospital_New_Food Preparation_Natural Gas_All | F1 | Commercial | All | Hospital | New | Food Preparation | Natural Gas | Units | 0 | 13239.2938 | 77097.3247 | 117907.079 | 170539.4708 | 241967.3975 | 308729.2971 | 367901.1117 | 421118.9231 | 472502.8976 | 523216.5998 | 573426.4719 | 623567.5505 | 673852.0993 | 724445.9486 | 775133.0067 | 825833.9176 | 876469.1471 | 927037.6534 | 977538.3831 | 1028049.9118 | 1078572.3121 | 1129034.4371 | 1179435.4657 | 1229774.5687 | 1280122.129 | 1330478.1958 | 1380842.819 | 1431216.0485 | 1481597.9348 | 1531988.5283 | 1582387.8801 | 1605088.3709
F2_Commercial_Hospital_New_Food Preparation_Natural Gas_All | F2 | Commercial | All | Hospital | New | Food Preparation | Natural Gas | Usage (GWh) | 0 | 0.0016549 | 0.0096372 | 0.013961 | 0.019538 | 0.027106 | 0.034126 | 0.040094 | 0.045506 | 0.050781 | 0.055972 | 0.060939 | 0.066232 | 0.071542 | 0.076887 | 0.082243 | 0.087603 | 0.092957 | 0.098305 | 0.10364 | 0.10893 | 0.11428 | 0.11963 | 0.12497 | 0.1303 | 0.13564 | 0.14097 | 0.14631 | 0.15165 | 0.15699 | 0.16233 | 0.16767 | 0.17007
F3_Commercial_Hospital_New_Food Preparation_Natural Gas_All | F3 | Commercial | All | Hospital | New | Food Preparation | Natural Gas | Summer Peak Demand (MW) | 0 | 0 | 0 | 0 | 0 | 0 | 0 | 0 | 0 | 0 | 0 | 0 | 0 | 0 | 0 | 0 | 0 | 0 | 0 | 0 | 0 | 0 | 0 | 0 | 0 | 0 | 0 | 0 | 0 | 0 | 0 | 0 | 0
F4_Commercial_Hospital_New_Food Preparation_Natural Gas_All | F4 | Commercial | All | Hospital | New | Food Preparation | Natural Gas | Winter Peak Demand (MW) | 0 | 0 | 0 | 0 | 0 | 0 | 0 | 0 | 0 | 0 | 0 | 0 | 0 | 0 | 0 | 0 | 0 | 0 | 0 | 0 | 0 | 0 | 0 | 0 | 0 | 0 | 0 | 0 | 0 | 0 | 0 | 0 | 0
F1_Commercial_Hospital_New_Miscellaneous_Natural Gas_All | F1 | Commercial | All | Hospital | New | Miscellaneous | Natural Gas | Units | 0 | 21601.6209 | 125794.2606 | 192380.6548 | 278257.212 | 394801.1162 | 503731.7933 | 600278.2648 | 687110.0098 | 770949.6125 | 853695.5792 | 935619.4819 | 1017431.1393 | 1099476.8866 | 1182027.2979 | 1264729.7915 | 1347454.8875 | 1430072.8159 | 1512581.8768 | 1594980.3513 | 1677396.4459 | 1759830.2788 | 1842165.7648 | 1924401.5641 | 2006536.3239 | 2088684.8827 | 2170847.3211 | 2253023.7202 | 2335214.1618 | 2417418.7279 | 2499637.5011 | 2581870.5644 | 2618909.3523
F2_Commercial_Hospital_New_Miscellaneous_Natural Gas_All | F2 | Commercial | All | Hospital | New | Miscellaneous | Natural Gas | Usage (GWh) | 0 | 0.00022434 | 0.0013064 | 0.0019979 | 0.0028898 | 0.0041002 | 0.0052314 | 0.0062341 | 0.0071359 | 0.0080066 | 0.008866 | 0.0097168 | 0.010566 | 0.011418 | 0.012276 | 0.013135 | 0.013994 | 0.014852 | 0.015709 | 0.016564 | 0.01742 | 0.018277 | 0.019132 | 0.019986 | 0.020839 | 0.021692 | 0.022545 | 0.023399 | 0.024252 | 0.025106 | 0.02596 | 0.026814 | 0.027198
F3_Commercial_Hospital_New_Miscellaneous_Natural Gas_All | F3 | Commercial | All | Hospital | New | Miscellaneous | Natural Gas | Summer Peak Demand (MW) | 0 | 0 | 0 | 0 | 0 | 0 | 0 | 0 | 0 | 0 | 0 | 0 | 0 | 0 | 0 | 0 | 0 | 0 | 0 | 0 | 0 | 0 | 0 | 0 | 0 | 0 | 0 | 0 | 0 | 0 | 0 | 0 | 0
F4_Commercial_Hospital_New_Miscellaneous_Natural Gas_All | F4 | Commercial | All | Hospital | New | Miscellaneous | Natural Gas | Winter Peak Demand (MW) | 0 | 0 | 0 | 0 | 0 | 0 | 0 | 0 | 0 | 0 | 0 | 0 | 0 | 0 | 0 | 0 | 0 | 0 | 0 | 0 | 0 | 0 | 0 | 0 | 0 | 0 | 0 | 0 | 0 | 0 | 0 | 0 | 0
F1_Commercial_Hospital_New_Space Heating_Natural Gas_Market | F1 | Commercial | Market | Hospital | New | Space Heating | Natural Gas | Units | 0 | 21601.6209 | 125794.2606 | 192380.6548 | 278257.212 | 394801.1162 | 503731.7933 | 600278.2648 | 687110.0098 | 770949.6125 | 853695.5792 | 935619.4819 | 1017431.1393 | 1099476.8866 | 1182027.2979 | 1264729.7915 | 1347454.8875 | 1430072.8159 | 1512581.8768 | 1594980.3513 | 1677396.4459 | 1759830.2788 | 1842165.7648 | 1924401.5641 | 2006536.3239 | 2088684.8827 | 2170847.3211 | 2253023.7202 | 2335214.1618 | 2417418.7279 | 2499637.5011 | 2581870.5644 | 2618909.3523
F2_Commercial_Hospital_New_Space Heating_Natural Gas_Market | F2 | Commercial | Market | Hospital | New | Space Heating | Natural Gas | Usage (GWh) | 0 | 0.0055685 | 0.032256 | 0.049067 | 0.07059 | 0.09873 | 0.12471 | 0.1474 | 0.16746 | 0.18658 | 0.20522 | 0.22345 | 0.24143 | 0.25925 | 0.27697 | 0.29451 | 0.31184 | 0.32892 | 0.34576 | 0.36236 | 0.37874 | 0.39491 | 0.41082 | 0.42642 | 0.44175 | 0.45683 | 0.47171 | 0.48639 | 0.50086 | 0.51514 | 0.52921 | 0.54308 | 0.55078
F3_Commercial_Hospital_New_Space Heating_Natural Gas_Market | F3 | Commercial | Market | Hospital | New | Space Heating | Natural Gas | Summer Peak Demand (MW) | 0 | 0 | 0 | 0 | 0 | 0 | 0 | 0 | 0 | 0 | 0 | 0 | 0 | 0 | 0 | 0 | 0 | 0 | 0 | 0 | 0 | 0 | 0 | 0 | 0 | 0 | 0 | 0 | 0 | 0 | 0 | 0 | 0
F4_Commercial_Hospital_New_Space Heating_Natural Gas_Market | F4 | Commercial | Market | Hospital | New | Space Heating | Natural Gas | Winter Peak Demand (MW) | 0 | 0 | 0 | 0 | 0 | 0 | 0 | 0 | 0 | 0 | 0 | 0 | 0 | 0 | 0 | 0 | 0 | 0 | 0 | 0 | 0 | 0 | 0 | 0 | 0 | 0 | 0 | 0 | 0 | 0 | 0 | 0 | 0
F1_Commercial_Hospital_New_Water Heating_Natural Gas_Market | F1 | Commercial | Market | Hospital | New | Water Heating | Natural Gas | Units | 0 | 21601.6209 | 125794.2606 | 192380.6548 | 278257.212 | 394801.1162 | 503731.7933 | 600278.2648 | 687110.0098 | 770949.6125 | 853695.5792 | 935619.4819 | 1017431.1393 | 1099476.8866 | 1182027.2979 | 1264729.7915 | 1347454.8875 | 1430072.8159 | 1512581.8768 | 1594980.3513 | 1677396.4459 | 1759830.2788 | 1842165.7648 | 1924401.5641 | 2006536.3239 | 2088684.8827 | 2170847.3211 | 2253023.7202 | 2335214.1618 | 2417418.7279 | 2499637.5011 | 2581870.5644 | 2618909.3523
F2_Commercial_Hospital_New_Water Heating_Natural Gas_Market | F2 | Commercial | Market | Hospital | New | Water Heating | Natural Gas | Usage (GWh) | 0 | 0.0053732 | 0.03129 | 0.047853 | 0.069214 | 0.098203 | 0.1253 | 0.14931 | 0.17091 | 0.19177 | 0.21235 | 0.23273 | 0.25308 | 0.27348 | 0.29402 | 0.31459 | 0.33517 | 0.35572 | 0.37624 | 0.39674 | 0.41724 | 0.43774 | 0.45822 | 0.47868 | 0.49911 | 0.51954 | 0.53998 | 0.56042 | 0.58086 | 0.60131 | 0.62176 | 0.64222 | 0.65143
F3_Commercial_Hospital_New_Water Heating_Natural Gas_Market | F3 | Commercial | Market | Hospital | New | Water Heating | Natural Gas | Summer Peak Demand (MW) | 0 | 0 | 0 | 0 | 0 | 0 | 0 | 0 | 0 | 0 | 0 | 0 | 0 | 0 | 0 | 0 | 0 | 0 | 0 | 0 | 0 | 0 | 0 | 0 | 0 | 0 | 0 | 0 | 0 | 0 | 0 | 0 | 0
F4_Commercial_Hospital_New_Water Heating_Natural Gas_Market | F4 | Commercial | Market | Hospital | New | Water Heating | Natural Gas | Winter Peak Demand (MW) | 0 | 0 | 0 | 0 | 0 | 0 | 0 | 0 | 0 | 0 | 0 | 0 | 0 | 0 | 0 | 0 | 0 | 0 | 0 | 0 | 0 | 0 | 0 | 0 | 0 | 0 | 0 | 0 | 0 | 0 | 0 | 0 | 0
F1_Commercial_Hospital_New_Food Preparation_Natural Gas_Market | F1 | Commercial | Market | Hospital | New | Food Preparation | Natural Gas | Units | 0 | 21601.6209 | 125794.2606 | 192380.6548 | 278257.212 | 394801.1162 | 503731.7933 | 600278.2648 | 687110.0098 | 770949.6125 | 853695.5792 | 935619.4819 | 1017431.1393 | 1099476.8866 | 1182027.2979 | 1264729.7915 | 1347454.8875 | 1430072.8159 | 1512581.8768 | 1594980.3513 | 1677396.4459 | 1759830.2788 | 1842165.7648 | 1924401.5641 | 2006536.3239 | 2088684.8827 | 2170847.3211 | 2253023.7202 | 2335214.1618 | 2417418.7279 | 2499637.5011 | 2581870.5644 | 2618909.3523
F2_Commercial_Hospital_New_Food Preparation_Natural Gas_Market | F2 | Commercial | Market | Hospital | New | Food Preparation | Natural Gas | Usage (GWh) | 0 | 0.0016549 | 0.0096372 | 0.013961 | 0.019538 | 0.027106 | 0.034126 | 0.040094 | 0.045506 | 0.050781 | 0.055972 | 0.060939 | 0.066232 | 0.071542 | 0.076887 | 0.082243 | 0.087603 | 0.092957 | 0.098305 | 0.10364 | 0.10893 | 0.11428 | 0.11963 | 0.12497 | 0.1303 | 0.13564 | 0.14097 | 0.14631 | 0.15165 | 0.15699 | 0.16233 | 0.16767 | 0.17007
F3_Commercial_Hospital_New_Food Preparation_Natural Gas_Market | F3 | Commercial | Market | Hospital | New | Food Preparation | Natural Gas | Summer Peak Demand (MW) | 0 | 0 | 0 | 0 | 0 | 0 | 0 | 0 | 0 | 0 | 0 | 0 | 0 | 0 | 0 | 0 | 0 | 0 | 0 | 0 | 0 | 0 | 0 | 0 | 0 | 0 | 0 | 0 | 0 | 0 | 0 | 0 | 0
F4_Commercial_Hospital_New_Food Preparation_Natural Gas_Market | F4 | Commercial | Market | Hospital | New | Food Preparation | Natural Gas | Winter Peak Demand (MW) | 0 | 0 | 0 | 0 | 0 | 0 | 0 | 0 | 0 | 0 | 0 | 0 | 0 | 0 | 0 | 0 | 0 | 0 | 0 | 0 | 0 | 0 | 0 | 0 | 0 | 0 | 0 | 0 | 0 | 0 | 0 | 0 | 0
F1_Commercial_Hospital_New_Miscellaneous_Natural Gas_Market | F1 | Commercial | Market | Hospital | New | Miscellaneous | Natural Gas | Units | 0 | 21601.6209 | 125794.2606 | 192380.6548 | 278257.212 | 394801.1162 | 503731.7933 | 600278.2648 | 687110.0098 | 770949.6125 | 853695.5792 | 935619.4819 | 1017431.1393 | 1099476.8866 | 1182027.2979 | 1264729.7915 | 1347454.8875 | 1430072.8159 | 1512581.8768 | 1594980.3513 | 1677396.4459 | 1759830.2788 | 1842165.7648 | 1924401.5641 | 2006536.3239 | 2088684.8827 | 2170847.3211 | 2253023.7202 | 2335214.1618 | 2417418.7279 | 2499637.5011 | 2581870.5644 | 2618909.3523
F2_Commercial_Hospital_New_Miscellaneous_Natural Gas_Market | F2 | Commercial | Market | Hospital | New | Miscellaneous | Natural Gas | Usage (GWh) | 0 | 0.00022434 | 0.0013064 | 0.0019979 | 0.0028898 | 0.0041002 | 0.0052314 | 0.0062341 | 0.0071359 | 0.0080066 | 0.008866 | 0.0097168 | 0.010566 | 0.011418 | 0.012276 | 0.013135 | 0.013994 | 0.014852 | 0.015709 | 0.016564 | 0.01742 | 0.018277 | 0.019132 | 0.019986 | 0.020839 | 0.021692 | 0.022545 | 0.023399 | 0.024252 | 0.025106 | 0.02596 | 0.026814 | 0.027198
F3_Commercial_Hospital_New_Miscellaneous_Natural Gas_Market | F3 | Commercial | Market | Hospital | New | Miscellaneous | Natural Gas | Summer Peak Demand (MW) | 0 | 0 | 0 | 0 | 0 | 0 | 0 | 0 | 0 | 0 | 0 | 0 | 0 | 0 | 0 | 0 | 0 | 0 | 0 | 0 | 0 | 0 | 0 | 0 | 0 | 0 | 0 | 0 | 0 | 0 | 0 | 0 | 0
F4_Commercial_Hospital_New_Miscellaneous_Natural Gas_Market | F4 | Commercial | Market | Hospital | New | Miscellaneous | Natural Gas | Winter Peak Demand (MW) | 0 | 0 | 0 | 0 | 0 | 0 | 0 | 0 | 0 | 0 | 0 | 0 | 0 | 0 | 0 | 0 | 0 | 0 | 0 | 0 | 0 | 0 | 0 | 0 | 0 | 0 | 0 | 0 | 0 | 0 | 0 | 0 | 0
F1_Commercial_Other Health_Existing_Space Heating_Natural Gas_All | F1 | Commercial | All | Other Health | Existing | Space Heating | Natural Gas | Units | 1504578.1591 | 1496923.205 | 1489268.2509 | 1480023.8745 | 1470539.2322 | 1460140.5001 | 1450425.7236 | 1441823.5167 | 1434094.0594 | 1426633.4096 | 1419271.0096 | 1411982.462 | 1404703.9983 | 1397404.5045 | 1390059.6728 | 1382701.1783 | 1375340.6533 | 1367989.756 | 1360648.6391 | 1353317.457 | 1345984.692 | 1338650.3335 | 1331324.8102 | 1324008.2425 | 1316700.752 | 1309392.0218 | 1302082.0447 | 1294770.8134 | 1287458.3206 | 1280144.5588 | 1272829.5207 | 1265513.1988 | 1258238.9317
F2_Commercial_Other Health_Existing_Space Heating_Natural Gas_All | F2 | Commercial | All | Other Health | Existing | Space Heating | Natural Gas | Usage (GWh) | 0.34831 | 0.34495 | 0.33969 | 0.33403 | 0.32829 | 0.32236 | 0.31658 | 0.31113 | 0.3059 | 0.3008 | 0.29577 | 0.29084 | 0.28604 | 0.28131 | 0.27668 | 0.27216 | 0.26773 | 0.26343 | 0.25925 | 0.25519 | 0.25127 | 0.24747 | 0.24379 | 0.24023 | 0.23676 | 0.23339 | 0.2301 | 0.22688 | 0.22374 | 0.22067 | 0.21766 | 0.2147 | 0.21314
F3_Commercial_Other Health_Existing_Space Heating_Natural Gas_All | F3 | Commercial | All | Other Health | Existing | Space Heating | Natural Gas | Summer Peak Demand (MW) | 0 | 0 | 0 | 0 | 0 | 0 | 0 | 0 | 0 | 0 | 0 | 0 | 0 | 0 | 0 | 0 | 0 | 0 | 0 | 0 | 0 | 0 | 0 | 0 | 0 | 0 | 0 | 0 | 0 | 0 | 0 | 0 | 0
F4_Commercial_Other Health_Existing_Space Heating_Natural Gas_All | F4 | Commercial | All | Other Health | Existing | Space Heating | Natural Gas | Winter Peak Demand (MW) | 0 | 0 | 0 | 0 | 0 | 0 | 0 | 0 | 0 | 0 | 0 | 0 | 0 | 0 | 0 | 0 | 0 | 0 | 0 | 0 | 0 | 0 | 0 | 0 | 0 | 0 | 0 | 0 | 0 | 0 | 0 | 0 | 0
F1_Commercial_Other Health_Existing_Water Heating_Natural Gas_All | F1 | Commercial | All | Other Health | Existing | Water Heating | Natural Gas | Units | 1646556.6107 | 1638179.3023 | 1629801.994 | 1619685.2785 | 1609305.6246 | 1597925.6236 | 1587294.119 | 1577880.171 | 1569421.329 | 1561256.6602 | 1553199.5126 | 1545223.1863 | 1537257.8956 | 1529269.5902 | 1521231.6686 | 1513178.7951 | 1505123.6993 | 1497079.1398 | 1489045.2836 | 1481022.2997 | 1472997.5836 | 1464971.1234 | 1456954.3323 | 1448947.3419 | 1440950.2852 | 1432951.8719 | 1424952.094 | 1416950.9436 | 1408948.4125 | 1400944.4928 | 1392939.1764 | 1384932.4549 | 1376971.7568
F2_Commercial_Other Health_Existing_Water Heating_Natural Gas_All | F2 | Commercial | All | Other Health | Existing | Water Heating | Natural Gas | Usage (GWh) | 0.62535 | 0.61404 | 0.60111 | 0.58675 | 0.5722 | 0.55771 | 0.54432 | 0.53247 | 0.5223 | 0.51375 | 0.50647 | 0.50018 | 0.49466 | 0.48975 | 0.48532 | 0.48127 | 0.47753 | 0.47404 | 0.47075 | 0.46762 | 0.46462 | 0.46171 | 0.45889 | 0.45613 | 0.45342 | 0.45075 | 0.44812 | 0.4455 | 0.44291 | 0.44034 | 0.43777 | 0.43522 | 0.43269
F3_Commercial_Other Health_Existing_Water Heating_Natural Gas_All | F3 | Commercial | All | Other Health | Existing | Water Heating | Natural Gas | Summer Peak Demand (MW) | 0 | 0 | 0 | 0 | 0 | 0 | 0 | 0 | 0 | 0 | 0 | 0 | 0 | 0 | 0 | 0 | 0 | 0 | 0 | 0 | 0 | 0 | 0 | 0 | 0 | 0 | 0 | 0 | 0 | 0 | 0 | 0 | 0
F4_Commercial_Other Health_Existing_Water Heating_Natural Gas_All | F4 | Commercial | All | Other Health | Existing | Water Heating | Natural Gas | Winter Peak Demand (MW) | 0 | 0 | 0 | 0 | 0 | 0 | 0 | 0 | 0 | 0 | 0 | 0 | 0 | 0 | 0 | 0 | 0 | 0 | 0 | 0 | 0 | 0 | 0 | 0 | 0 | 0 | 0 | 0 | 0 | 0 | 0 | 0 | 0
F1_Commercial_Other Health_Existing_Food Preparation_Natural Gas_All | F1 | Commercial | All | Other Health | Existing | Food Preparation | Natural Gas | Units | 1035528.3821 | 1030259.8474 | 1024991.3127 | 1018628.8555 | 1012101.0349 | 1004944.0905 | 998257.8797 | 992337.3967 | 987017.5851 | 981882.7806 | 976815.5968 | 971799.2419 | 966789.8274 | 961765.9388 | 956710.8463 | 951646.3505 | 946580.4571 | 941521.19 | 936468.6542 | 931422.9562 | 926376.1687 | 921328.2844 | 916286.4809 | 911250.8413 | 906221.4489 | 901191.2034 | 896160.0997 | 891128.1328 | 886095.2976 | 881061.5891 | 876027.0022 | 870991.5317 | 865985.0054
F2_Commercial_Other Health_Existing_Food Preparation_Natural Gas_All | F2 | Commercial | All | Other Health | Existing | Food Preparation | Natural Gas | Usage (GWh) | 0.13351 | 0.13283 | 0.13215 | 0.12917 | 0.12592 | 0.1224 | 0.1193 | 0.11643 | 0.11415 | 0.11227 | 0.11043 | 0.10877 | 0.10775 | 0.10683 | 0.10598 | 0.10519 | 0.10444 | 0.10373 | 0.10305 | 0.10237 | 0.1017 | 0.10108 | 0.10048 | 0.099879 | 0.09929 | 0.098707 | 0.098129 | 0.097555 | 0.096984 | 0.096416 | 0.09585 | 0.095286 | 0.094727
F3_Commercial_Other Health_Existing_Food Preparation_Natural Gas_All | F3 | Commercial | All | Other Health | Existing | Food Preparation | Natural Gas | Summer Peak Demand (MW) | 0 | 0 | 0 | 0 | 0 | 0 | 0 | 0 | 0 | 0 | 0 | 0 | 0 | 0 | 0 | 0 | 0 | 0 | 0 | 0 | 0 | 0 | 0 | 0 | 0 | 0 | 0 | 0 | 0 | 0 | 0 | 0 | 0
F4_Commercial_Other Health_Existing_Food Preparation_Natural Gas_All | F4 | Commercial | All | Other Health | Existing | Food Preparation | Natural Gas | Winter Peak Demand (MW) | 0 | 0 | 0 | 0 | 0 | 0 | 0 | 0 | 0 | 0 | 0 | 0 | 0 | 0 | 0 | 0 | 0 | 0 | 0 | 0 | 0 | 0 | 0 | 0 | 0 | 0 | 0 | 0 | 0 | 0 | 0 | 0 | 0
F1_Commercial_Other Health_Existing_Miscellaneous_Natural Gas_All | F1 | Commercial | All | Other Health | Existing | Miscellaneous | Natural Gas | Units | 1689598.5377 | 1681002.2417 | 1672405.9457 | 1662024.7736 | 1651373.7897 | 1639696.3089 | 1628786.8908 | 1619126.8568 | 1610446.8958 | 1602068.7979 | 1593801.0319 | 1585616.2 | 1577442.692 | 1569245.5677 | 1560997.5303 | 1552734.15 | 1544468.4895 | 1536213.6406 | 1527969.7749 | 1519737.0656 | 1511502.5788 | 1503266.3025 | 1495039.9479 | 1486823.6502 | 1478617.5459 | 1470410.0495 | 1462201.1528 | 1453990.8477 | 1445779.126 | 1437565.9793 | 1429351.3993 | 1421135.3776 | 1412966.5823
F2_Commercial_Other Health_Existing_Miscellaneous_Natural Gas_All | F2 | Commercial | All | Other Health | Existing | Miscellaneous | Natural Gas | Usage (GWh) | 0.013346 | 0.013278 | 0.013211 | 0.013129 | 0.013044 | 0.012952 | 0.012866 | 0.01279 | 0.012721 | 0.012655 | 0.01259 | 0.012525 | 0.01246 | 0.012396 | 0.012331 | 0.012265 | 0.0122 | 0.012135 | 0.01207 | 0.012005 | 0.01194 | 0.011874 | 0.011809 | 0.011745 | 0.01168 | 0.011615 | 0.01155 | 0.011485 | 0.01142 | 0.011356 | 0.011291 | 0.011226 | 0.011161
F3_Commercial_Other Health_Existing_Miscellaneous_Natural Gas_All | F3 | Commercial | All | Other Health | Existing | Miscellaneous | Natural Gas | Summer Peak Demand (MW) | 0 | 0 | 0 | 0 | 0 | 0 | 0 | 0 | 0 | 0 | 0 | 0 | 0 | 0 | 0 | 0 | 0 | 0 | 0 | 0 | 0 | 0 | 0 | 0 | 0 | 0 | 0 | 0 | 0 | 0 | 0 | 0 | 0
F4_Commercial_Other Health_Existing_Miscellaneous_Natural Gas_All | F4 | Commercial | All | Other Health | Existing | Miscellaneous | Natural Gas | Winter Peak Demand (MW) | 0 | 0 | 0 | 0 | 0 | 0 | 0 | 0 | 0 | 0 | 0 | 0 | 0 | 0 | 0 | 0 | 0 | 0 | 0 | 0 | 0 | 0 | 0 | 0 | 0 | 0 | 0 | 0 | 0 | 0 | 0 | 0 | 0
F1_Commercial_Other Health_Existing_Space Heating_Natural Gas_Market | F1 | Commercial | Market | Other Health | Existing | Space Heating | Natural Gas | Units | 1689598.5377 | 1681002.2417 | 1672405.9457 | 1662024.7736 | 1651373.7897 | 1639696.3089 | 1628786.8908 | 1619126.8568 | 1610446.8958 | 1602068.7979 | 1593801.0319 | 1585616.2 | 1577442.692 | 1569245.5677 | 1560997.5303 | 1552734.15 | 1544468.4895 | 1536213.6406 | 1527969.7749 | 1519737.0656 | 1511502.5788 | 1503266.3025 | 1495039.9479 | 1486823.6502 | 1478617.5459 | 1470410.0495 | 1462201.1528 | 1453990.8477 | 1445779.126 | 1437565.9793 | 1429351.3993 | 1421135.3776 | 1412966.5823
F2_Commercial_Other Health_Existing_Space Heating_Natural Gas_Market | F2 | Commercial | Market | Other Health | Existing | Space Heating | Natural Gas | Usage (GWh) | 0.34831 | 0.34495 | 0.33969 | 0.33403 | 0.32829 | 0.32236 | 0.31658 | 0.31113 | 0.3059 | 0.3008 | 0.29577 | 0.29084 | 0.28604 | 0.28131 | 0.27668 | 0.27216 | 0.26773 | 0.26343 | 0.25925 | 0.25519 | 0.25127 | 0.24747 | 0.24379 | 0.24023 | 0.23676 | 0.23339 | 0.2301 | 0.22688 | 0.22374 | 0.22067 | 0.21766 | 0.2147 | 0.21314
F3_Commercial_Other Health_Existing_Space Heating_Natural Gas_Market | F3 | Commercial | Market | Other Health | Existing | Space Heating | Natural Gas | Summer Peak Demand (MW) | 0 | 0 | 0 | 0 | 0 | 0 | 0 | 0 | 0 | 0 | 0 | 0 | 0 | 0 | 0 | 0 | 0 | 0 | 0 | 0 | 0 | 0 | 0 | 0 | 0 | 0 | 0 | 0 | 0 | 0 | 0 | 0 | 0
F4_Commercial_Other Health_Existing_Space Heating_Natural Gas_Market | F4 | Commercial | Market | Other Health | Existing | Space Heating | Natural Gas | Winter Peak Demand (MW) | 0 | 0 | 0 | 0 | 0 | 0 | 0 | 0 | 0 | 0 | 0 | 0 | 0 | 0 | 0 | 0 | 0 | 0 | 0 | 0 | 0 | 0 | 0 | 0 | 0 | 0 | 0 | 0 | 0 | 0 | 0 | 0 | 0
F1_Commercial_Other Health_Existing_Water Heating_Natural Gas_Market | F1 | Commercial | Market | Other Health | Existing | Water Heating | Natural Gas | Units | 1689598.5377 | 1681002.2417 | 1672405.9457 | 1662024.7736 | 1651373.7897 | 1639696.3089 | 1628786.8908 | 1619126.8568 | 1610446.8958 | 1602068.7979 | 1593801.0319 | 1585616.2 | 1577442.692 | 1569245.5677 | 1560997.5303 | 1552734.15 | 1544468.4895 | 1536213.6406 | 1527969.7749 | 1519737.0656 | 1511502.5788 | 1503266.3025 | 1495039.9479 | 1486823.6502 | 1478617.5459 | 1470410.0495 | 1462201.1528 | 1453990.8477 | 1445779.126 | 1437565.9793 | 1429351.3993 | 1421135.3776 | 1412966.5823
F2_Commercial_Other Health_Existing_Water Heating_Natural Gas_Market | F2 | Commercial | Market | Other Health | Existing | Water Heating | Natural Gas | Usage (GWh) | 0.62535 | 0.61404 | 0.60111 | 0.58675 | 0.5722 | 0.55771 | 0.54432 | 0.53247 | 0.5223 | 0.51375 | 0.50647 | 0.50018 | 0.49466 | 0.48975 | 0.48532 | 0.48127 | 0.47753 | 0.47404 | 0.47075 | 0.46762 | 0.46462 | 0.46171 | 0.45889 | 0.45613 | 0.45342 | 0.45075 | 0.44812 | 0.4455 | 0.44291 | 0.44034 | 0.43777 | 0.43522 | 0.43269
F3_Commercial_Other Health_Existing_Water Heating_Natural Gas_Market | F3 | Commercial | Market | Other Health | Existing | Water Heating | Natural Gas | Summer Peak Demand (MW) | 0 | 0 | 0 | 0 | 0 | 0 | 0 | 0 | 0 | 0 | 0 | 0 | 0 | 0 | 0 | 0 | 0 | 0 | 0 | 0 | 0 | 0 | 0 | 0 | 0 | 0 | 0 | 0 | 0 | 0 | 0 | 0 | 0
F4_Commercial_Other Health_Existing_Water Heating_Natural Gas_Market | F4 | Commercial | Market | Other Health | Existing | Water Heating | Natural Gas | Winter Peak Demand (MW) | 0 | 0 | 0 | 0 | 0 | 0 | 0 | 0 | 0 | 0 | 0 | 0 | 0 | 0 | 0 | 0 | 0 | 0 | 0 | 0 | 0 | 0 | 0 | 0 | 0 | 0 | 0 | 0 | 0 | 0 | 0 | 0 | 0
F1_Commercial_Other Health_Existing_Food Preparation_Natural Gas_Market | F1 | Commercial | Market | Other Health | Existing | Food Preparation | Natural Gas | Units | 1689598.5377 | 1681002.2417 | 1672405.9457 | 1662024.7736 | 1651373.7897 | 1639696.3089 | 1628786.8908 | 1619126.8568 | 1610446.8958 | 1602068.7979 | 1593801.0319 | 1585616.2 | 1577442.692 | 1569245.5677 | 1560997.5303 | 1552734.15 | 1544468.4895 | 1536213.6406 | 1527969.7749 | 1519737.0656 | 1511502.5788 | 1503266.3025 | 1495039.9479 | 1486823.6502 | 1478617.5459 | 1470410.0495 | 1462201.1528 | 1453990.8477 | 1445779.126 | 1437565.9793 | 1429351.3993 | 1421135.3776 | 1412966.5823
F2_Commercial_Other Health_Existing_Food Preparation_Natural Gas_Market | F2 | Commercial | Market | Other Health | Existing | Food Preparation | Natural Gas | Usage (GWh) | 0.13351 | 0.13283 | 0.13215 | 0.12917 | 0.12592 | 0.1224 | 0.1193 | 0.11643 | 0.11415 | 0.11227 | 0.11043 | 0.10877 | 0.10775 | 0.10683 | 0.10598 | 0.10519 | 0.10444 | 0.10373 | 0.10305 | 0.10237 | 0.1017 | 0.10108 | 0.10048 | 0.099879 | 0.09929 | 0.098707 | 0.098129 | 0.097555 | 0.096984 | 0.096416 | 0.09585 | 0.095286 | 0.094727
F3_Commercial_Other Health_Existing_Food Preparation_Natural Gas_Market | F3 | Commercial | Market | Other Health | Existing | Food Preparation | Natural Gas | Summer Peak Demand (MW) | 0 | 0 | 0 | 0 | 0 | 0 | 0 | 0 | 0 | 0 | 0 | 0 | 0 | 0 | 0 | 0 | 0 | 0 | 0 | 0 | 0 | 0 | 0 | 0 | 0 | 0 | 0 | 0 | 0 | 0 | 0 | 0 | 0
F4_Commercial_Other Health_Existing_Food Preparation_Natural Gas_Market | F4 | Commercial | Market | Other Health | Existing | Food Preparation | Natural Gas | Winter Peak Demand (MW) | 0 | 0 | 0 | 0 | 0 | 0 | 0 | 0 | 0 | 0 | 0 | 0 | 0 | 0 | 0 | 0 | 0 | 0 | 0 | 0 | 0 | 0 | 0 | 0 | 0 | 0 | 0 | 0 | 0 | 0 | 0 | 0 | 0
F1_Commercial_Other Health_Existing_Miscellaneous_Natural Gas_Market | F1 | Commercial | Market | Other Health | Existing | Miscellaneous | Natural Gas | Units | 1689598.5377 | 1681002.2417 | 1672405.9457 | 1662024.7736 | 1651373.7897 | 1639696.3089 | 1628786.8908 | 1619126.8568 | 1610446.8958 | 1602068.7979 | 1593801.0319 | 1585616.2 | 1577442.692 | 1569245.5677 | 1560997.5303 | 1552734.15 | 1544468.4895 | 1536213.6406 | 1527969.7749 | 1519737.0656 | 1511502.5788 | 1503266.3025 | 1495039.9479 | 1486823.6502 | 1478617.5459 | 1470410.0495 | 1462201.1528 | 1453990.8477 | 1445779.126 | 1437565.9793 | 1429351.3993 | 1421135.3776 | 1412966.5823
F2_Commercial_Other Health_Existing_Miscellaneous_Natural Gas_Market | F2 | Commercial | Market | Other Health | Existing | Miscellaneous | Natural Gas | Usage (GWh) | 0.013346 | 0.013278 | 0.013211 | 0.013129 | 0.013044 | 0.012952 | 0.012866 | 0.01279 | 0.012721 | 0.012655 | 0.01259 | 0.012525 | 0.01246 | 0.012396 | 0.012331 | 0.012265 | 0.0122 | 0.012135 | 0.01207 | 0.012005 | 0.01194 | 0.011874 | 0.011809 | 0.011745 | 0.01168 | 0.011615 | 0.01155 | 0.011485 | 0.01142 | 0.011356 | 0.011291 | 0.011226 | 0.011161
F3_Commercial_Other Health_Existing_Miscellaneous_Natural Gas_Market | F3 | Commercial | Market | Other Health | Existing | Miscellaneous | Natural Gas | Summer Peak Demand (MW) | 0 | 0 | 0 | 0 | 0 | 0 | 0 | 0 | 0 | 0 | 0 | 0 | 0 | 0 | 0 | 0 | 0 | 0 | 0 | 0 | 0 | 0 | 0 | 0 | 0 | 0 | 0 | 0 | 0 | 0 | 0 | 0 | 0
F4_Commercial_Other Health_Existing_Miscellaneous_Natural Gas_Market | F4 | Commercial | Market | Other Health | Existing | Miscellaneous | Natural Gas | Winter Peak Demand (MW) | 0 | 0 | 0 | 0 | 0 | 0 | 0 | 0 | 0 | 0 | 0 | 0 | 0 | 0 | 0 | 0 | 0 | 0 | 0 | 0 | 0 | 0 | 0 | 0 | 0 | 0 | 0 | 0 | 0 | 0 | 0 | 0 | 0
F1_Commercial_Other Health_New_Space Heating_Natural Gas_All | F1 | Commercial | All | Other Health | New | Space Heating | Natural Gas | Units | 0 | 11913.6351 | 69377.5215 | 106100.9696 | 153463.2473 | 217739.0511 | 277816.04 | 331062.944 | 378952.0228 | 425190.8878 | 470826.5954 | 516008.9217 | 561129.3428 | 606378.8683 | 651906.724 | 697518.4554 | 743142.6524 | 788707.7448 | 834212.7951 | 879656.8552 | 925110.6331 | 970574.1939 | 1015983.5148 | 1061337.857 | 1106636.4743 | 1151942.7019 | 1197256.5844 | 1242578.1664 | 1287907.4931 | 1333244.6096 | 1378589.5616 | 1423942.3948 | 1444369.8714
F2_Commercial_Other Health_New_Space Heating_Natural Gas_All | F2 | Commercial | All | Other Health | New | Space Heating | Natural Gas | Usage (GWh) | 0 | 0.0024095 | 0.013957 | 0.021231 | 0.030545 | 0.042717 | 0.053953 | 0.063769 | 0.07245 | 0.080723 | 0.088787 | 0.096672 | 0.10445 | 0.11216 | 0.11983 | 0.12742 | 0.13492 | 0.14231 | 0.14959 | 0.15677 | 0.16386 | 0.17086 | 0.17774 | 0.18449 | 0.19113 | 0.19765 | 0.20408 | 0.21044 | 0.2167 | 0.22288 | 0.22897 | 0.23497 | 0.2383
F3_Commercial_Other Health_New_Space Heating_Natural Gas_All | F3 | Commercial | All | Other Health | New | Space Heating | Natural Gas | Summer Peak Demand (MW) | 0 | 0 | 0 | 0 | 0 | 0 | 0 | 0 | 0 | 0 | 0 | 0 | 0 | 0 | 0 | 0 | 0 | 0 | 0 | 0 | 0 | 0 | 0 | 0 | 0 | 0 | 0 | 0 | 0 | 0 | 0 | 0 | 0
F4_Commercial_Other Health_New_Space Heating_Natural Gas_All | F4 | Commercial | All | Other Health | New | Space Heating | Natural Gas | Winter Peak Demand (MW) | 0 | 0 | 0 | 0 | 0 | 0 | 0 | 0 | 0 | 0 | 0 | 0 | 0 | 0 | 0 | 0 | 0 | 0 | 0 | 0 | 0 | 0 | 0 | 0 | 0 | 0 | 0 | 0 | 0 | 0 | 0 | 0 | 0
F1_Commercial_Other Health_New_Water Heating_Natural Gas_All | F1 | Commercial | All | Other Health | New | Water Heating | Natural Gas | Units | 0 | 13037.8568 | 75924.2822 | 116113.1125 | 167944.6978 | 238285.8424 | 304031.9538 | 362303.4641 | 414711.5618 | 465313.7246 | 515255.8133 | 564701.7378 | 614079.9156 | 663599.3805 | 713423.4399 | 763339.2901 | 813268.7821 | 863133.5922 | 912932.6943 | 962665.0509 | 1012408.0423 | 1062161.7398 | 1111856.0792 | 1161490.2517 | 1211063.4409 | 1260644.9586 | 1310234.8534 | 1359833.1744 | 1409439.9709 | 1459055.2923 | 1508679.1886 | 1558311.7097 | 1580666.8106
F2_Commercial_Other Health_New_Water Heating_Natural Gas_All | F2 | Commercial | All | Other Health | New | Water Heating | Natural Gas | Usage (GWh) | 0 | 0.0040957 | 0.023851 | 0.036476 | 0.052758 | 0.074856 | 0.095509 | 0.11381 | 0.13028 | 0.14617 | 0.16186 | 0.1774 | 0.19291 | 0.20846 | 0.22412 | 0.2398 | 0.25548 | 0.27115 | 0.28679 | 0.30241 | 0.31804 | 0.33367 | 0.34928 | 0.36487 | 0.38045 | 0.39602 | 0.4116 | 0.42718 | 0.44276 | 0.45835 | 0.47394 | 0.48953 | 0.49655
F3_Commercial_Other Health_New_Water Heating_Natural Gas_All | F3 | Commercial | All | Other Health | New | Water Heating | Natural Gas | Summer Peak Demand (MW) | 0 | 0 | 0 | 0 | 0 | 0 | 0 | 0 | 0 | 0 | 0 | 0 | 0 | 0 | 0 | 0 | 0 | 0 | 0 | 0 | 0 | 0 | 0 | 0 | 0 | 0 | 0 | 0 | 0 | 0 | 0 | 0 | 0
F4_Commercial_Other Health_New_Water Heating_Natural Gas_All | F4 | Commercial | All | Other Health | New | Water Heating | Natural Gas | Winter Peak Demand (MW) | 0 | 0 | 0 | 0 | 0 | 0 | 0 | 0 | 0 | 0 | 0 | 0 | 0 | 0 | 0 | 0 | 0 | 0 | 0 | 0 | 0 | 0 | 0 | 0 | 0 | 0 | 0 | 0 | 0 | 0 | 0 | 0 | 0
F1_Commercial_Other Health_New_Food Preparation_Natural Gas_All | F1 | Commercial | All | Other Health | New | Food Preparation | Natural Gas | Units | 0 | 8199.5789 | 47749.1928 | 73024.1661 | 105621.3313 | 149859.2585 | 191207.3445 | 227854.6134 | 260814.3503 | 292638.3249 | 324047.1753 | 355143.9854 | 386198.1892 | 417341.2492 | 448675.8704 | 480068.2193 | 511469.1476 | 542829.3971 | 574148.3224 | 605425.2712 | 636708.9083 | 667999.2785 | 699252.318 | 730467.5183 | 761644.3658 | 792826.4512 | 824013.805 | 855206.458 | 886404.4414 | 917607.7861 | 948816.5235 | 980030.6853 | 994089.9295
F2_Commercial_Other Health_New_Food Preparation_Natural Gas_All | F2 | Commercial | All | Other Health | New | Food Preparation | Natural Gas | Usage (GWh) | 0 | 0.0010572 | 0.0061562 | 0.0089184 | 0.012481 | 0.017315 | 0.0218 | 0.025612 | 0.029069 | 0.032439 | 0.035755 | 0.038928 | 0.042309 | 0.045701 | 0.049115 | 0.052537 | 0.055961 | 0.059381 | 0.062797 | 0.066203 | 0.069584 | 0.073003 | 0.076419 | 0.07983 | 0.083238 | 0.086645 | 0.090054 | 0.093463 | 0.096872 | 0.10028 | 0.10369 | 0.1071 | 0.10864
F3_Commercial_Other Health_New_Food Preparation_Natural Gas_All | F3 | Commercial | All | Other Health | New | Food Preparation | Natural Gas | Summer Peak Demand (MW) | 0 | 0 | 0 | 0 | 0 | 0 | 0 | 0 | 0 | 0 | 0 | 0 | 0 | 0 | 0 | 0 | 0 | 0 | 0 | 0 | 0 | 0 | 0 | 0 | 0 | 0 | 0 | 0 | 0 | 0 | 0 | 0 | 0
F4_Commercial_Other Health_New_Food Preparation_Natural Gas_All | F4 | Commercial | All | Other Health | New | Food Preparation | Natural Gas | Winter Peak Demand (MW) | 0 | 0 | 0 | 0 | 0 | 0 | 0 | 0 | 0 | 0 | 0 | 0 | 0 | 0 | 0 | 0 | 0 | 0 | 0 | 0 | 0 | 0 | 0 | 0 | 0 | 0 | 0 | 0 | 0 | 0 | 0 | 0 | 0
F1_Commercial_Other Health_New_Miscellaneous_Natural Gas_All | F1 | Commercial | All | Other Health | New | Miscellaneous | Natural Gas | Units | 0 | 13378.6738 | 77908.9861 | 119148.3753 | 172334.8678 | 244514.7699 | 311979.5221 | 371774.2828 | 425552.3581 | 477477.2902 | 528724.8936 | 579463.3627 | 630132.3141 | 680946.246 | 732072.7347 | 783293.4136 | 834528.091 | 885696.3956 | 936797.2745 | 987829.6633 | 1038872.9648 | 1089927.2523 | 1140920.6299 | 1191852.268 | 1242721.3285 | 1293598.9353 | 1344485.1383 | 1395379.9876 | 1446283.534 | 1497195.8281 | 1548116.9213 | 1599046.8648 | 1621986.3407
F2_Commercial_Other Health_New_Miscellaneous_Natural Gas_All | F2 | Commercial | All | Other Health | New | Miscellaneous | Natural Gas | Usage (GWh) | 0 | 0.00010568 | 0.00061541 | 0.00094117 | 0.0013613 | 0.0019315 | 0.0024644 | 0.0029367 | 0.0033615 | 0.0037716 | 0.0041765 | 0.0045772 | 0.0049775 | 0.0053789 | 0.0057827 | 0.0061873 | 0.006592 | 0.0069962 | 0.0073999 | 0.007803 | 0.0082062 | 0.0086095 | 0.0090123 | 0.0094146 | 0.0098164 | 0.010218 | 0.01062 | 0.011022 | 0.011424 | 0.011827 | 0.012229 | 0.012631 | 0.012812
F3_Commercial_Other Health_New_Miscellaneous_Natural Gas_All | F3 | Commercial | All | Other Health | New | Miscellaneous | Natural Gas | Summer Peak Demand (MW) | 0 | 0 | 0 | 0 | 0 | 0 | 0 | 0 | 0 | 0 | 0 | 0 | 0 | 0 | 0 | 0 | 0 | 0 | 0 | 0 | 0 | 0 | 0 | 0 | 0 | 0 | 0 | 0 | 0 | 0 | 0 | 0 | 0
F4_Commercial_Other Health_New_Miscellaneous_Natural Gas_All | F4 | Commercial | All | Other Health | New | Miscellaneous | Natural Gas | Winter Peak Demand (MW) | 0 | 0 | 0 | 0 | 0 | 0 | 0 | 0 | 0 | 0 | 0 | 0 | 0 | 0 | 0 | 0 | 0 | 0 | 0 | 0 | 0 | 0 | 0 | 0 | 0 | 0 | 0 | 0 | 0 | 0 | 0 | 0 | 0
F1_Commercial_Other Health_New_Space Heating_Natural Gas_Market | F1 | Commercial | Market | Other Health | New | Space Heating | Natural Gas | Units | 0 | 13378.6738 | 77908.9861 | 119148.3753 | 172334.8678 | 244514.7699 | 311979.5221 | 371774.2828 | 425552.3581 | 477477.2902 | 528724.8936 | 579463.3627 | 630132.3141 | 680946.246 | 732072.7347 | 783293.4136 | 834528.091 | 885696.3956 | 936797.2745 | 987829.6633 | 1038872.9648 | 1089927.2523 | 1140920.6299 | 1191852.268 | 1242721.3285 | 1293598.9353 | 1344485.1383 | 1395379.9876 | 1446283.534 | 1497195.8281 | 1548116.9213 | 1599046.8648 | 1621986.3407
F2_Commercial_Other Health_New_Space Heating_Natural Gas_Market | F2 | Commercial | Market | Other Health | New | Space Heating | Natural Gas | Usage (GWh) | 0 | 0.0024095 | 0.013957 | 0.021231 | 0.030545 | 0.042717 | 0.053953 | 0.063769 | 0.07245 | 0.080723 | 0.088787 | 0.096672 | 0.10445 | 0.11216 | 0.11983 | 0.12742 | 0.13492 | 0.14231 | 0.14959 | 0.15677 | 0.16386 | 0.17086 | 0.17774 | 0.18449 | 0.19113 | 0.19765 | 0.20408 | 0.21044 | 0.2167 | 0.22288 | 0.22897 | 0.23497 | 0.2383
F3_Commercial_Other Health_New_Space Heating_Natural Gas_Market | F3 | Commercial | Market | Other Health | New | Space Heating | Natural Gas | Summer Peak Demand (MW) | 0 | 0 | 0 | 0 | 0 | 0 | 0 | 0 | 0 | 0 | 0 | 0 | 0 | 0 | 0 | 0 | 0 | 0 | 0 | 0 | 0 | 0 | 0 | 0 | 0 | 0 | 0 | 0 | 0 | 0 | 0 | 0 | 0
F4_Commercial_Other Health_New_Space Heating_Natural Gas_Market | F4 | Commercial | Market | Other Health | New | Space Heating | Natural Gas | Winter Peak Demand (MW) | 0 | 0 | 0 | 0 | 0 | 0 | 0 | 0 | 0 | 0 | 0 | 0 | 0 | 0 | 0 | 0 | 0 | 0 | 0 | 0 | 0 | 0 | 0 | 0 | 0 | 0 | 0 | 0 | 0 | 0 | 0 | 0 | 0
F1_Commercial_Other Health_New_Water Heating_Natural Gas_Market | F1 | Commercial | Market | Other Health | New | Water Heating | Natural Gas | Units | 0 | 13378.6738 | 77908.9861 | 119148.3753 | 172334.8678 | 244514.7699 | 311979.5221 | 371774.2828 | 425552.3581 | 477477.2902 | 528724.8936 | 579463.3627 | 630132.3141 | 680946.246 | 732072.7347 | 783293.4136 | 834528.091 | 885696.3956 | 936797.2745 | 987829.6633 | 1038872.9648 | 1089927.2523 | 1140920.6299 | 1191852.268 | 1242721.3285 | 1293598.9353 | 1344485.1383 | 1395379.9876 | 1446283.534 | 1497195.8281 | 1548116.9213 | 1599046.8648 | 1621986.3407
F2_Commercial_Other Health_New_Water Heating_Natural Gas_Market | F2 | Commercial | Market | Other Health | New | Water Heating | Natural Gas | Usage (GWh) | 0 | 0.0040957 | 0.023851 | 0.036476 | 0.052758 | 0.074856 | 0.095509 | 0.11381 | 0.13028 | 0.14617 | 0.16186 | 0.1774 | 0.19291 | 0.20846 | 0.22412 | 0.2398 | 0.25548 | 0.27115 | 0.28679 | 0.30241 | 0.31804 | 0.33367 | 0.34928 | 0.36487 | 0.38045 | 0.39602 | 0.4116 | 0.42718 | 0.44276 | 0.45835 | 0.47394 | 0.48953 | 0.49655
F3_Commercial_Other Health_New_Water Heating_Natural Gas_Market | F3 | Commercial | Market | Other Health | New | Water Heating | Natural Gas | Summer Peak Demand (MW) | 0 | 0 | 0 | 0 | 0 | 0 | 0 | 0 | 0 | 0 | 0 | 0 | 0 | 0 | 0 | 0 | 0 | 0 | 0 | 0 | 0 | 0 | 0 | 0 | 0 | 0 | 0 | 0 | 0 | 0 | 0 | 0 | 0
F4_Commercial_Other Health_New_Water Heating_Natural Gas_Market | F4 | Commercial | Market | Other Health | New | Water Heating | Natural Gas | Winter Peak Demand (MW) | 0 | 0 | 0 | 0 | 0 | 0 | 0 | 0 | 0 | 0 | 0 | 0 | 0 | 0 | 0 | 0 | 0 | 0 | 0 | 0 | 0 | 0 | 0 | 0 | 0 | 0 | 0 | 0 | 0 | 0 | 0 | 0 | 0
F1_Commercial_Other Health_New_Food Preparation_Natural Gas_Market | F1 | Commercial | Market | Other Health | New | Food Preparation | Natural Gas | Units | 0 | 13378.6738 | 77908.9861 | 119148.3753 | 172334.8678 | 244514.7699 | 311979.5221 | 371774.2828 | 425552.3581 | 477477.2902 | 528724.8936 | 579463.3627 | 630132.3141 | 680946.246 | 732072.7347 | 783293.4136 | 834528.091 | 885696.3956 | 936797.2745 | 987829.6633 | 1038872.9648 | 1089927.2523 | 1140920.6299 | 1191852.268 | 1242721.3285 | 1293598.9353 | 1344485.1383 | 1395379.9876 | 1446283.534 | 1497195.8281 | 1548116.9213 | 1599046.8648 | 1621986.3407
F2_Commercial_Other Health_New_Food Preparation_Natural Gas_Market | F2 | Commercial | Market | Other Health | New | Food Preparation | Natural Gas | Usage (GWh) | 0 | 0.0010572 | 0.0061562 | 0.0089184 | 0.012481 | 0.017315 | 0.0218 | 0.025612 | 0.029069 | 0.032439 | 0.035755 | 0.038928 | 0.042309 | 0.045701 | 0.049115 | 0.052537 | 0.055961 | 0.059381 | 0.062797 | 0.066203 | 0.069584 | 0.073003 | 0.076419 | 0.07983 | 0.083238 | 0.086645 | 0.090054 | 0.093463 | 0.096872 | 0.10028 | 0.10369 | 0.1071 | 0.10864
F3_Commercial_Other Health_New_Food Preparation_Natural Gas_Market | F3 | Commercial | Market | Other Health | New | Food Preparation | Natural Gas | Summer Peak Demand (MW) | 0 | 0 | 0 | 0 | 0 | 0 | 0 | 0 | 0 | 0 | 0 | 0 | 0 | 0 | 0 | 0 | 0 | 0 | 0 | 0 | 0 | 0 | 0 | 0 | 0 | 0 | 0 | 0 | 0 | 0 | 0 | 0 | 0
F4_Commercial_Other Health_New_Food Preparation_Natural Gas_Market | F4 | Commercial | Market | Other Health | New | Food Preparation | Natural Gas | Winter Peak Demand (MW) | 0 | 0 | 0 | 0 | 0 | 0 | 0 | 0 | 0 | 0 | 0 | 0 | 0 | 0 | 0 | 0 | 0 | 0 | 0 | 0 | 0 | 0 | 0 | 0 | 0 | 0 | 0 | 0 | 0 | 0 | 0 | 0 | 0
F1_Commercial_Other Health_New_Miscellaneous_Natural Gas_Market | F1 | Commercial | Market | Other Health | New | Miscellaneous | Natural Gas | Units | 0 | 13378.6738 | 77908.9861 | 119148.3753 | 172334.8678 | 244514.7699 | 311979.5221 | 371774.2828 | 425552.3581 | 477477.2902 | 528724.8936 | 579463.3627 | 630132.3141 | 680946.246 | 732072.7347 | 783293.4136 | 834528.091 | 885696.3956 | 936797.2745 | 987829.6633 | 1038872.9648 | 1089927.2523 | 1140920.6299 | 1191852.268 | 1242721.3285 | 1293598.9353 | 1344485.1383 | 1395379.9876 | 1446283.534 | 1497195.8281 | 1548116.9213 | 1599046.8648 | 1621986.3407
F2_Commercial_Other Health_New_Miscellaneous_Natural Gas_Market | F2 | Commercial | Market | Other Health | New | Miscellaneous | Natural Gas | Usage (GWh) | 0 | 0.00010568 | 0.00061541 | 0.00094117 | 0.0013613 | 0.0019315 | 0.0024644 | 0.0029367 | 0.0033615 | 0.0037716 | 0.0041765 | 0.0045772 | 0.0049775 | 0.0053789 | 0.0057827 | 0.0061873 | 0.006592 | 0.0069962 | 0.0073999 | 0.007803 | 0.0082062 | 0.0086095 | 0.0090123 | 0.0094146 | 0.0098164 | 0.010218 | 0.01062 | 0.011022 | 0.011424 | 0.011827 | 0.012229 | 0.012631 | 0.012812
F3_Commercial_Other Health_New_Miscellaneous_Natural Gas_Market | F3 | Commercial | Market | Other Health | New | Miscellaneous | Natural Gas | Summer Peak Demand (MW) | 0 | 0 | 0 | 0 | 0 | 0 | 0 | 0 | 0 | 0 | 0 | 0 | 0 | 0 | 0 | 0 | 0 | 0 | 0 | 0 | 0 | 0 | 0 | 0 | 0 | 0 | 0 | 0 | 0 | 0 | 0 | 0 | 0
F4_Commercial_Other Health_New_Miscellaneous_Natural Gas_Market | F4 | Commercial | Market | Other Health | New | Miscellaneous | Natural Gas | Winter Peak Demand (MW) | 0 | 0 | 0 | 0 | 0 | 0 | 0 | 0 | 0 | 0 | 0 | 0 | 0 | 0 | 0 | 0 | 0 | 0 | 0 | 0 | 0 | 0 | 0 | 0 | 0 | 0 | 0 | 0 | 0 | 0 | 0 | 0 | 0
F1_Commercial_Lodging_Existing_Space Heating_Natural Gas_All | F1 | Commercial | All | Lodging | Existing | Space Heating | Natural Gas | Units | 354731.9309 | 352927.1349 | 351122.3389 | 348942.8074 | 346706.6288 | 344254.9368 | 341964.4998 | 339936.3716 | 338114.0101 | 336355.0249 | 334619.2039 | 332900.7949 | 331184.7634 | 329463.7737 | 327732.0948 | 325997.1946 | 324261.8156 | 322528.7066 | 320797.9035 | 319069.4427 | 317340.6087 | 315611.3989 | 313884.2723 | 312159.2571 | 310436.382 | 308713.2147 | 306989.7533 | 305265.9963 | 303541.9418 | 301817.5882 | 300092.9336 | 298367.9764 | 296652.9343
F2_Commercial_Lodging_Existing_Space Heating_Natural Gas_All | F2 | Commercial | All | Lodging | Existing | Space Heating | Natural Gas | Usage (GWh) | 0.28538 | 0.2827 | 0.27846 | 0.27392 | 0.26932 | 0.26458 | 0.25999 | 0.25564 | 0.25148 | 0.24737 | 0.24337 | 0.23944 | 0.2356 | 0.23189 | 0.22826 | 0.22472 | 0.22127 | 0.21792 | 0.21466 | 0.2115 | 0.20844 | 0.20546 | 0.20257 | 0.19975 | 0.19701 | 0.19433 | 0.1917 | 0.18913 | 0.18661 | 0.18414 | 0.18171 | 0.17932 | 0.1781
F3_Commercial_Lodging_Existing_Space Heating_Natural Gas_All | F3 | Commercial | All | Lodging | Existing | Space Heating | Natural Gas | Summer Peak Demand (MW) | 0 | 0 | 0 | 0 | 0 | 0 | 0 | 0 | 0 | 0 | 0 | 0 | 0 | 0 | 0 | 0 | 0 | 0 | 0 | 0 | 0 | 0 | 0 | 0 | 0 | 0 | 0 | 0 | 0 | 0 | 0 | 0 | 0
F4_Commercial_Lodging_Existing_Space Heating_Natural Gas_All | F4 | Commercial | All | Lodging | Existing | Space Heating | Natural Gas | Winter Peak Demand (MW) | 0 | 0 | 0 | 0 | 0 | 0 | 0 | 0 | 0 | 0 | 0 | 0 | 0 | 0 | 0 | 0 | 0 | 0 | 0 | 0 | 0 | 0 | 0 | 0 | 0 | 0 | 0 | 0 | 0 | 0 | 0 | 0 | 0
F1_Commercial_Lodging_Existing_Water Heating_Natural Gas_All | F1 | Commercial | All | Lodging | Existing | Water Heating | Natural Gas | Units | 501803.6871 | 499250.6232 | 496697.5593 | 493614.3947 | 490451.0971 | 486982.9342 | 483742.8827 | 480873.8931 | 478295.9811 | 475807.7211 | 473352.2292 | 470921.3684 | 468493.8708 | 466059.3592 | 463609.7267 | 461155.5374 | 458700.6708 | 456249.0153 | 453800.6217 | 451355.5415 | 448909.9334 | 446463.7939 | 444020.601 | 441580.395 | 439143.2164 | 436705.6244 | 434267.6165 | 431829.1903 | 429390.3433 | 426951.0731 | 424511.3773 | 422071.2533 | 419645.1553
F2_Commercial_Lodging_Existing_Water Heating_Natural Gas_All | F2 | Commercial | All | Lodging | Existing | Water Heating | Natural Gas | Usage (GWh) | 0.42316 | 0.41551 | 0.40676 | 0.39705 | 0.38721 | 0.37741 | 0.36835 | 0.36033 | 0.35345 | 0.34767 | 0.34274 | 0.33849 | 0.33476 | 0.33144 | 0.32844 | 0.3257 | 0.32317 | 0.32081 | 0.31858 | 0.31646 | 0.31443 | 0.31246 | 0.31055 | 0.30868 | 0.30685 | 0.30505 | 0.30326 | 0.30149 | 0.29974 | 0.298 | 0.29626 | 0.29453 | 0.29282
F3_Commercial_Lodging_Existing_Water Heating_Natural Gas_All | F3 | Commercial | All | Lodging | Existing | Water Heating | Natural Gas | Summer Peak Demand (MW) | 0 | 0 | 0 | 0 | 0 | 0 | 0 | 0 | 0 | 0 | 0 | 0 | 0 | 0 | 0 | 0 | 0 | 0 | 0 | 0 | 0 | 0 | 0 | 0 | 0 | 0 | 0 | 0 | 0 | 0 | 0 | 0 | 0
F4_Commercial_Lodging_Existing_Water Heating_Natural Gas_All | F4 | Commercial | All | Lodging | Existing | Water Heating | Natural Gas | Winter Peak Demand (MW) | 0 | 0 | 0 | 0 | 0 | 0 | 0 | 0 | 0 | 0 | 0 | 0 | 0 | 0 | 0 | 0 | 0 | 0 | 0 | 0 | 0 | 0 | 0 | 0 | 0 | 0 | 0 | 0 | 0 | 0 | 0 | 0 | 0
F1_Commercial_Lodging_Existing_Food Preparation_Natural Gas_All | F1 | Commercial | All | Lodging | Existing | Food Preparation | Natural Gas | Units | 376462.8914 | 374547.5332 | 372632.175 | 370319.1248 | 367945.9574 | 365344.0742 | 362913.3245 | 360760.9526 | 358826.9528 | 356960.2118 | 355118.054 | 353294.3749 | 351473.219 | 349646.801 | 347809.039 | 345967.8584 | 344126.1698 | 342286.8901 | 340450.0576 | 338615.7108 | 336780.9681 | 334945.8265 | 333112.8957 | 331282.2057 | 329453.7869 | 327625.0579 | 325796.0169 | 323966.6621 | 322136.9917 | 320307.0037 | 318476.6964 | 316646.0679 | 314825.962
F2_Commercial_Lodging_Existing_Food Preparation_Natural Gas_All | F2 | Commercial | All | Lodging | Existing | Food Preparation | Natural Gas | Usage (GWh) | 0.052053 | 0.051788 | 0.051523 | 0.050909 | 0.050252 | 0.049538 | 0.048898 | 0.048316 | 0.047838 | 0.047422 | 0.047013 | 0.046631 | 0.046338 | 0.046057 | 0.045784 | 0.045517 | 0.045256 | 0.045 | 0.044747 | 0.044495 | 0.044245 | 0.043998 | 0.043753 | 0.043509 | 0.043266 | 0.043023 | 0.042781 | 0.04254 | 0.042298 | 0.042056 | 0.041815 | 0.041574 | 0.041334
F3_Commercial_Lodging_Existing_Food Preparation_Natural Gas_All | F3 | Commercial | All | Lodging | Existing | Food Preparation | Natural Gas | Summer Peak Demand (MW) | 0 | 0 | 0 | 0 | 0 | 0 | 0 | 0 | 0 | 0 | 0 | 0 | 0 | 0 | 0 | 0 | 0 | 0 | 0 | 0 | 0 | 0 | 0 | 0 | 0 | 0 | 0 | 0 | 0 | 0 | 0 | 0 | 0
F4_Commercial_Lodging_Existing_Food Preparation_Natural Gas_All | F4 | Commercial | All | Lodging | Existing | Food Preparation | Natural Gas | Winter Peak Demand (MW) | 0 | 0 | 0 | 0 | 0 | 0 | 0 | 0 | 0 | 0 | 0 | 0 | 0 | 0 | 0 | 0 | 0 | 0 | 0 | 0 | 0 | 0 | 0 | 0 | 0 | 0 | 0 | 0 | 0 | 0 | 0 | 0 | 0
F1_Commercial_Lodging_Existing_Miscellaneous_Natural Gas_All | F1 | Commercial | All | Lodging | Existing | Miscellaneous | Natural Gas | Units | 588410.0726 | 585416.3749 | 582422.6773 | 578807.3887 | 575098.137 | 571031.4034 | 567232.1508 | 563868.0018 | 560845.1675 | 557927.4583 | 555048.1726 | 552197.7691 | 549351.3093 | 546496.6249 | 543624.2099 | 540746.4516 | 537867.8992 | 534993.112 | 532122.1497 | 529255.0728 | 526387.3768 | 523519.0576 | 520654.1936 | 517792.8321 | 514935.0204 | 512076.7239 | 509217.9398 | 506358.6652 | 503498.8972 | 500638.633 | 497777.8696 | 494916.6041 | 492071.7855
F2_Commercial_Lodging_Existing_Miscellaneous_Natural Gas_All | F2 | Commercial | All | Lodging | Existing | Miscellaneous | Natural Gas | Usage (GWh) | 0.019039 | 0.018943 | 0.018846 | 0.018729 | 0.018609 | 0.018477 | 0.018354 | 0.018245 | 0.018148 | 0.018053 | 0.01796 | 0.017868 | 0.017776 | 0.017683 | 0.01759 | 0.017497 | 0.017404 | 0.017311 | 0.017218 | 0.017125 | 0.017033 | 0.01694 | 0.016847 | 0.016754 | 0.016662 | 0.01657 | 0.016477 | 0.016385 | 0.016292 | 0.016199 | 0.016107 | 0.016014 | 0.015922
F3_Commercial_Lodging_Existing_Miscellaneous_Natural Gas_All | F3 | Commercial | All | Lodging | Existing | Miscellaneous | Natural Gas | Summer Peak Demand (MW) | 0 | 0 | 0 | 0 | 0 | 0 | 0 | 0 | 0 | 0 | 0 | 0 | 0 | 0 | 0 | 0 | 0 | 0 | 0 | 0 | 0 | 0 | 0 | 0 | 0 | 0 | 0 | 0 | 0 | 0 | 0 | 0 | 0
F4_Commercial_Lodging_Existing_Miscellaneous_Natural Gas_All | F4 | Commercial | All | Lodging | Existing | Miscellaneous | Natural Gas | Winter Peak Demand (MW) | 0 | 0 | 0 | 0 | 0 | 0 | 0 | 0 | 0 | 0 | 0 | 0 | 0 | 0 | 0 | 0 | 0 | 0 | 0 | 0 | 0 | 0 | 0 | 0 | 0 | 0 | 0 | 0 | 0 | 0 | 0 | 0 | 0
F1_Commercial_Lodging_Existing_Space Heating_Natural Gas_Market | F1 | Commercial | Market | Lodging | Existing | Space Heating | Natural Gas | Units | 535575.6604 | 532850.7723 | 530125.8843 | 526835.219 | 523459.0278 | 519757.4536 | 516299.3428 | 513237.2669 | 510485.8583 | 507830.1356 | 505209.3862 | 502614.9257 | 500024.0546 | 497425.6976 | 494811.2019 | 492191.8428 | 489571.7609 | 486955.106 | 484341.9327 | 481732.2958 | 479122.0954 | 476511.3278 | 473903.7052 | 471299.2705 | 468698.067 | 466096.4222 | 463494.3335 | 460891.7983 | 458288.8141 | 455685.3782 | 453081.488 | 450477.1408 | 447887.7636
F2_Commercial_Lodging_Existing_Space Heating_Natural Gas_Market | F2 | Commercial | Market | Lodging | Existing | Space Heating | Natural Gas | Usage (GWh) | 0.28538 | 0.2827 | 0.27846 | 0.27392 | 0.26932 | 0.26458 | 0.25999 | 0.25564 | 0.25148 | 0.24737 | 0.24337 | 0.23944 | 0.2356 | 0.23189 | 0.22826 | 0.22472 | 0.22127 | 0.21792 | 0.21466 | 0.2115 | 0.20844 | 0.20546 | 0.20257 | 0.19975 | 0.19701 | 0.19433 | 0.1917 | 0.18913 | 0.18661 | 0.18414 | 0.18171 | 0.17932 | 0.1781
F3_Commercial_Lodging_Existing_Space Heating_Natural Gas_Market | F3 | Commercial | Market | Lodging | Existing | Space Heating | Natural Gas | Summer Peak Demand (MW) | 0 | 0 | 0 | 0 | 0 | 0 | 0 | 0 | 0 | 0 | 0 | 0 | 0 | 0 | 0 | 0 | 0 | 0 | 0 | 0 | 0 | 0 | 0 | 0 | 0 | 0 | 0 | 0 | 0 | 0 | 0 | 0 | 0
F4_Commercial_Lodging_Existing_Space Heating_Natural Gas_Market | F4 | Commercial | Market | Lodging | Existing | Space Heating | Natural Gas | Winter Peak Demand (MW) | 0 | 0 | 0 | 0 | 0 | 0 | 0 | 0 | 0 | 0 | 0 | 0 | 0 | 0 | 0 | 0 | 0 | 0 | 0 | 0 | 0 | 0 | 0 | 0 | 0 | 0 | 0 | 0 | 0 | 0 | 0 | 0 | 0
F1_Commercial_Lodging_Existing_Water Heating_Natural Gas_Market | F1 | Commercial | Market | Lodging | Existing | Water Heating | Natural Gas | Units | 535575.6604 | 532850.7723 | 530125.8843 | 526835.219 | 523459.0278 | 519757.4536 | 516299.3428 | 513237.2669 | 510485.8583 | 507830.1356 | 505209.3862 | 502614.9257 | 500024.0546 | 497425.6976 | 494811.2019 | 492191.8428 | 489571.7609 | 486955.106 | 484341.9327 | 481732.2958 | 479122.0954 | 476511.3278 | 473903.7052 | 471299.2705 | 468698.067 | 466096.4222 | 463494.3335 | 460891.7983 | 458288.8141 | 455685.3782 | 453081.488 | 450477.1408 | 447887.7636
F2_Commercial_Lodging_Existing_Water Heating_Natural Gas_Market | F2 | Commercial | Market | Lodging | Existing | Water Heating | Natural Gas | Usage (GWh) | 0.42316 | 0.41551 | 0.40676 | 0.39705 | 0.38721 | 0.37741 | 0.36835 | 0.36033 | 0.35345 | 0.34767 | 0.34274 | 0.33849 | 0.33476 | 0.33144 | 0.32844 | 0.3257 | 0.32317 | 0.32081 | 0.31858 | 0.31646 | 0.31443 | 0.31246 | 0.31055 | 0.30868 | 0.30685 | 0.30505 | 0.30326 | 0.30149 | 0.29974 | 0.298 | 0.29626 | 0.29453 | 0.29282
F3_Commercial_Lodging_Existing_Water Heating_Natural Gas_Market | F3 | Commercial | Market | Lodging | Existing | Water Heating | Natural Gas | Summer Peak Demand (MW) | 0 | 0 | 0 | 0 | 0 | 0 | 0 | 0 | 0 | 0 | 0 | 0 | 0 | 0 | 0 | 0 | 0 | 0 | 0 | 0 | 0 | 0 | 0 | 0 | 0 | 0 | 0 | 0 | 0 | 0 | 0 | 0 | 0
F4_Commercial_Lodging_Existing_Water Heating_Natural Gas_Market | F4 | Commercial | Market | Lodging | Existing | Water Heating | Natural Gas | Winter Peak Demand (MW) | 0 | 0 | 0 | 0 | 0 | 0 | 0 | 0 | 0 | 0 | 0 | 0 | 0 | 0 | 0 | 0 | 0 | 0 | 0 | 0 | 0 | 0 | 0 | 0 | 0 | 0 | 0 | 0 | 0 | 0 | 0 | 0 | 0
F1_Commercial_Lodging_Existing_Food Preparation_Natural Gas_Market | F1 | Commercial | Market | Lodging | Existing | Food Preparation | Natural Gas | Units | 535575.6604 | 532850.7723 | 530125.8843 | 526835.219 | 523459.0278 | 519757.4536 | 516299.3428 | 513237.2669 | 510485.8583 | 507830.1356 | 505209.3862 | 502614.9257 | 500024.0546 | 497425.6976 | 494811.2019 | 492191.8428 | 489571.7609 | 486955.106 | 484341.9327 | 481732.2958 | 479122.0954 | 476511.3278 | 473903.7052 | 471299.2705 | 468698.067 | 466096.4222 | 463494.3335 | 460891.7983 | 458288.8141 | 455685.3782 | 453081.488 | 450477.1408 | 447887.7636
F2_Commercial_Lodging_Existing_Food Preparation_Natural Gas_Market | F2 | Commercial | Market | Lodging | Existing | Food Preparation | Natural Gas | Usage (GWh) | 0.052053 | 0.051788 | 0.051523 | 0.050909 | 0.050252 | 0.049538 | 0.048898 | 0.048316 | 0.047838 | 0.047422 | 0.047013 | 0.046631 | 0.046338 | 0.046057 | 0.045784 | 0.045517 | 0.045256 | 0.045 | 0.044747 | 0.044495 | 0.044245 | 0.043998 | 0.043753 | 0.043509 | 0.043266 | 0.043023 | 0.042781 | 0.04254 | 0.042298 | 0.042056 | 0.041815 | 0.041574 | 0.041334
F3_Commercial_Lodging_Existing_Food Preparation_Natural Gas_Market | F3 | Commercial | Market | Lodging | Existing | Food Preparation | Natural Gas | Summer Peak Demand (MW) | 0 | 0 | 0 | 0 | 0 | 0 | 0 | 0 | 0 | 0 | 0 | 0 | 0 | 0 | 0 | 0 | 0 | 0 | 0 | 0 | 0 | 0 | 0 | 0 | 0 | 0 | 0 | 0 | 0 | 0 | 0 | 0 | 0
F4_Commercial_Lodging_Existing_Food Preparation_Natural Gas_Market | F4 | Commercial | Market | Lodging | Existing | Food Preparation | Natural Gas | Winter Peak Demand (MW) | 0 | 0 | 0 | 0 | 0 | 0 | 0 | 0 | 0 | 0 | 0 | 0 | 0 | 0 | 0 | 0 | 0 | 0 | 0 | 0 | 0 | 0 | 0 | 0 | 0 | 0 | 0 | 0 | 0 | 0 | 0 | 0 | 0
F1_Commercial_Lodging_Existing_Miscellaneous_Natural Gas_Market | F1 | Commercial | Market | Lodging | Existing | Miscellaneous | Natural Gas | Units | 535575.6604 | 532850.7723 | 530125.8843 | 526835.219 | 523459.0278 | 519757.4536 | 516299.3428 | 513237.2669 | 510485.8583 | 507830.1356 | 505209.3862 | 502614.9257 | 500024.0546 | 497425.6976 | 494811.2019 | 492191.8428 | 489571.7609 | 486955.106 | 484341.9327 | 481732.2958 | 479122.0954 | 476511.3278 | 473903.7052 | 471299.2705 | 468698.067 | 466096.4222 | 463494.3335 | 460891.7983 | 458288.8141 | 455685.3782 | 453081.488 | 450477.1408 | 447887.7636
F2_Commercial_Lodging_Existing_Miscellaneous_Natural Gas_Market | F2 | Commercial | Market | Lodging | Existing | Miscellaneous | Natural Gas | Usage (GWh) | 0.019039 | 0.018943 | 0.018846 | 0.018729 | 0.018609 | 0.018477 | 0.018354 | 0.018245 | 0.018148 | 0.018053 | 0.01796 | 0.017868 | 0.017776 | 0.017683 | 0.01759 | 0.017497 | 0.017404 | 0.017311 | 0.017218 | 0.017125 | 0.017033 | 0.01694 | 0.016847 | 0.016754 | 0.016662 | 0.01657 | 0.016477 | 0.016385 | 0.016292 | 0.016199 | 0.016107 | 0.016014 | 0.015922
F3_Commercial_Lodging_Existing_Miscellaneous_Natural Gas_Market | F3 | Commercial | Market | Lodging | Existing | Miscellaneous | Natural Gas | Summer Peak Demand (MW) | 0 | 0 | 0 | 0 | 0 | 0 | 0 | 0 | 0 | 0 | 0 | 0 | 0 | 0 | 0 | 0 | 0 | 0 | 0 | 0 | 0 | 0 | 0 | 0 | 0 | 0 | 0 | 0 | 0 | 0 | 0 | 0 | 0
F4_Commercial_Lodging_Existing_Miscellaneous_Natural Gas_Market | F4 | Commercial | Market | Lodging | Existing | Miscellaneous | Natural Gas | Winter Peak Demand (MW) | 0 | 0 | 0 | 0 | 0 | 0 | 0 | 0 | 0 | 0 | 0 | 0 | 0 | 0 | 0 | 0 | 0 | 0 | 0 | 0 | 0 | 0 | 0 | 0 | 0 | 0 | 0 | 0 | 0 | 0 | 0 | 0 | 0
F1_Commercial_Lodging_New_Space Heating_Natural Gas_All | F1 | Commercial | All | Lodging | New | Space Heating | Natural Gas | Units | 0 | 2808.8583 | 16357.0247 | 25015.252 | 36181.7787 | 51335.9798 | 65500.2332 | 78054.1686 | 89344.8984 | 100246.56 | 111006.0161 | 121658.5792 | 132296.5471 | 142964.9537 | 153698.9817 | 164452.785 | 175209.5273 | 185952.3346 | 196680.9858 | 207395.2575 | 218111.8204 | 228830.6897 | 239536.771 | 250229.8901 | 260909.871 | 271591.6461 | 282275.2261 | 292960.6213 | 303647.8425 | 314336.9003 | 325027.8054 | 335720.5687 | 340536.7214
F2_Commercial_Lodging_New_Space Heating_Natural Gas_All | F2 | Commercial | All | Lodging | New | Space Heating | Natural Gas | Usage (GWh) | 0 | 0.0019939 | 0.01155 | 0.01757 | 0.025277 | 0.035671 | 0.045266 | 0.053649 | 0.060914 | 0.067837 | 0.074585 | 0.081184 | 0.087695 | 0.094148 | 0.10056 | 0.10691 | 0.11319 | 0.11937 | 0.12547 | 0.13148 | 0.13741 | 0.14327 | 0.14903 | 0.15469 | 0.16026 | 0.16574 | 0.17112 | 0.17643 | 0.18164 | 0.18679 | 0.19186 | 0.19687 | 0.19964
F3_Commercial_Lodging_New_Space Heating_Natural Gas_All | F3 | Commercial | All | Lodging | New | Space Heating | Natural Gas | Summer Peak Demand (MW) | 0 | 0 | 0 | 0 | 0 | 0 | 0 | 0 | 0 | 0 | 0 | 0 | 0 | 0 | 0 | 0 | 0 | 0 | 0 | 0 | 0 | 0 | 0 | 0 | 0 | 0 | 0 | 0 | 0 | 0 | 0 | 0 | 0
F4_Commercial_Lodging_New_Space Heating_Natural Gas_All | F4 | Commercial | All | Lodging | New | Space Heating | Natural Gas | Winter Peak Demand (MW) | 0 | 0 | 0 | 0 | 0 | 0 | 0 | 0 | 0 | 0 | 0 | 0 | 0 | 0 | 0 | 0 | 0 | 0 | 0 | 0 | 0 | 0 | 0 | 0 | 0 | 0 | 0 | 0 | 0 | 0 | 0 | 0 | 0
F1_Commercial_Lodging_New_Water Heating_Natural Gas_All | F1 | Commercial | All | Lodging | New | Water Heating | Natural Gas | Units | 0 | 3973.4101 | 23138.6425 | 35386.5683 | 51182.7337 | 72619.8623 | 92656.611 | 110415.4044 | 126387.2675 | 141808.7548 | 157029.0783 | 172098.191 | 187146.6573 | 202238.1822 | 217422.5352 | 232634.8622 | 247851.3468 | 263048.1188 | 278224.8658 | 293381.2715 | 308540.9182 | 323703.8277 | 338848.6472 | 353975.1303 | 369083.0282 | 384193.4642 | 399306.4533 | 414422.0104 | 429540.1504 | 444660.8884 | 459784.2398 | 474910.2196 | 481723.1479
F2_Commercial_Lodging_New_Water Heating_Natural Gas_All | F2 | Commercial | All | Lodging | New | Water Heating | Natural Gas | Usage (GWh) | 0 | 0.0027718 | 0.016141 | 0.024685 | 0.035704 | 0.050658 | 0.064636 | 0.077024 | 0.088166 | 0.098924 | 0.10954 | 0.12005 | 0.13055 | 0.14108 | 0.15167 | 0.16228 | 0.1729 | 0.1835 | 0.19409 | 0.20466 | 0.21523 | 0.22581 | 0.23638 | 0.24693 | 0.25747 | 0.26801 | 0.27855 | 0.28909 | 0.29964 | 0.31019 | 0.32074 | 0.33129 | 0.33604
F3_Commercial_Lodging_New_Water Heating_Natural Gas_All | F3 | Commercial | All | Lodging | New | Water Heating | Natural Gas | Summer Peak Demand (MW) | 0 | 0 | 0 | 0 | 0 | 0 | 0 | 0 | 0 | 0 | 0 | 0 | 0 | 0 | 0 | 0 | 0 | 0 | 0 | 0 | 0 | 0 | 0 | 0 | 0 | 0 | 0 | 0 | 0 | 0 | 0 | 0 | 0
F4_Commercial_Lodging_New_Water Heating_Natural Gas_All | F4 | Commercial | All | Lodging | New | Water Heating | Natural Gas | Winter Peak Demand (MW) | 0 | 0 | 0 | 0 | 0 | 0 | 0 | 0 | 0 | 0 | 0 | 0 | 0 | 0 | 0 | 0 | 0 | 0 | 0 | 0 | 0 | 0 | 0 | 0 | 0 | 0 | 0 | 0 | 0 | 0 | 0 | 0 | 0
F1_Commercial_Lodging_New_Food Preparation_Natural Gas_All | F1 | Commercial | All | Lodging | New | Food Preparation | Natural Gas | Units | 0 | 2980.9296 | 17359.0599 | 26547.6922 | 38398.2829 | 54480.8339 | 69512.7927 | 82835.7851 | 94818.1876 | 106387.6875 | 117806.2704 | 129111.412 | 140401.0643 | 151723.02 | 163114.617 | 174527.2008 | 185942.9036 | 197343.8178 | 208729.7087 | 220100.3392 | 231473.4011 | 242848.9109 | 254210.8493 | 265559.0313 | 276893.2703 | 288229.4134 | 299567.472 | 310907.457 | 322249.3798 | 333593.2518 | 344939.0843 | 356286.8887 | 361398.0801
F2_Commercial_Lodging_New_Food Preparation_Natural Gas_All | F2 | Commercial | All | Lodging | New | Food Preparation | Natural Gas | Usage (GWh) | 0 | 0.00041217 | 0.0024002 | 0.0036065 | 0.0051622 | 0.0072734 | 0.0092419 | 0.010964 | 0.012516 | 0.01402 | 0.015502 | 0.016956 | 0.018437 | 0.019923 | 0.021418 | 0.022915 | 0.024414 | 0.02591 | 0.027404 | 0.028896 | 0.030387 | 0.03188 | 0.033372 | 0.034862 | 0.03635 | 0.037838 | 0.039326 | 0.040815 | 0.042304 | 0.043793 | 0.045283 | 0.046772 | 0.047443
F3_Commercial_Lodging_New_Food Preparation_Natural Gas_All | F3 | Commercial | All | Lodging | New | Food Preparation | Natural Gas | Summer Peak Demand (MW) | 0 | 0 | 0 | 0 | 0 | 0 | 0 | 0 | 0 | 0 | 0 | 0 | 0 | 0 | 0 | 0 | 0 | 0 | 0 | 0 | 0 | 0 | 0 | 0 | 0 | 0 | 0 | 0 | 0 | 0 | 0 | 0 | 0
F4_Commercial_Lodging_New_Food Preparation_Natural Gas_All | F4 | Commercial | All | Lodging | New | Food Preparation | Natural Gas | Winter Peak Demand (MW) | 0 | 0 | 0 | 0 | 0 | 0 | 0 | 0 | 0 | 0 | 0 | 0 | 0 | 0 | 0 | 0 | 0 | 0 | 0 | 0 | 0 | 0 | 0 | 0 | 0 | 0 | 0 | 0 | 0 | 0 | 0 | 0 | 0
F1_Commercial_Lodging_New_Miscellaneous_Natural Gas_All | F1 | Commercial | All | Lodging | New | Miscellaneous | Natural Gas | Units | 0 | 4659.1816 | 27132.1448 | 41493.9423 | 60016.3706 | 85153.3369 | 108648.2316 | 129472.0183 | 148200.4679 | 166283.5524 | 184130.7542 | 201800.6477 | 219446.3314 | 237142.5052 | 254947.5283 | 272785.3535 | 290628.0537 | 308447.6393 | 326243.7437 | 344015.996 | 361792.0488 | 379571.9275 | 397330.594 | 415067.7595 | 432783.1321 | 450501.4809 | 468222.8234 | 485947.1771 | 503674.5595 | 521404.9883 | 539138.4815 | 556875.0569 | 564863.8296
F2_Commercial_Lodging_New_Miscellaneous_Natural Gas_All | F2 | Commercial | All | Lodging | New | Miscellaneous | Natural Gas | Usage (GWh) | 0 | 0.00015076 | 0.00087793 | 0.0013426 | 0.001942 | 0.0027553 | 0.0035156 | 0.0041894 | 0.0047954 | 0.0053805 | 0.005958 | 0.0065298 | 0.0071007 | 0.0076733 | 0.0082495 | 0.0088267 | 0.009404 | 0.0099806 | 0.010556 | 0.011131 | 0.011707 | 0.012282 | 0.012857 | 0.013431 | 0.014004 | 0.014577 | 0.015151 | 0.015724 | 0.016298 | 0.016871 | 0.017445 | 0.018019 | 0.018278
F3_Commercial_Lodging_New_Miscellaneous_Natural Gas_All | F3 | Commercial | All | Lodging | New | Miscellaneous | Natural Gas | Summer Peak Demand (MW) | 0 | 0 | 0 | 0 | 0 | 0 | 0 | 0 | 0 | 0 | 0 | 0 | 0 | 0 | 0 | 0 | 0 | 0 | 0 | 0 | 0 | 0 | 0 | 0 | 0 | 0 | 0 | 0 | 0 | 0 | 0 | 0 | 0
F4_Commercial_Lodging_New_Miscellaneous_Natural Gas_All | F4 | Commercial | All | Lodging | New | Miscellaneous | Natural Gas | Winter Peak Demand (MW) | 0 | 0 | 0 | 0 | 0 | 0 | 0 | 0 | 0 | 0 | 0 | 0 | 0 | 0 | 0 | 0 | 0 | 0 | 0 | 0 | 0 | 0 | 0 | 0 | 0 | 0 | 0 | 0 | 0 | 0 | 0 | 0 | 0
F1_Commercial_Lodging_New_Space Heating_Natural Gas_Market | F1 | Commercial | Market | Lodging | New | Space Heating | Natural Gas | Units | 0 | 4240.8252 | 24695.9001 | 37768.1256 | 54627.3914 | 77507.2637 | 98892.509 | 117846.4899 | 134893.278 | 151352.6494 | 167597.3184 | 183680.6 | 199741.8456 | 215849.0477 | 232055.3253 | 248291.4597 | 264532.0314 | 280751.564 | 296949.7237 | 313126.1732 | 329306.0817 | 345489.4727 | 361653.5563 | 377798.0693 | 393922.7464 | 410050.1324 | 426180.2433 | 442313.0949 | 458448.7034 | 474587.0847 | 490728.2552 | 506872.2312 | 514143.6775
F2_Commercial_Lodging_New_Space Heating_Natural Gas_Market | F2 | Commercial | Market | Lodging | New | Space Heating | Natural Gas | Usage (GWh) | 0 | 0.0019939 | 0.01155 | 0.01757 | 0.025277 | 0.035671 | 0.045266 | 0.053649 | 0.060914 | 0.067837 | 0.074585 | 0.081184 | 0.087695 | 0.094148 | 0.10056 | 0.10691 | 0.11319 | 0.11937 | 0.12547 | 0.13148 | 0.13741 | 0.14327 | 0.14903 | 0.15469 | 0.16026 | 0.16574 | 0.17112 | 0.17643 | 0.18164 | 0.18679 | 0.19186 | 0.19687 | 0.19964
F3_Commercial_Lodging_New_Space Heating_Natural Gas_Market | F3 | Commercial | Market | Lodging | New | Space Heating | Natural Gas | Summer Peak Demand (MW) | 0 | 0 | 0 | 0 | 0 | 0 | 0 | 0 | 0 | 0 | 0 | 0 | 0 | 0 | 0 | 0 | 0 | 0 | 0 | 0 | 0 | 0 | 0 | 0 | 0 | 0 | 0 | 0 | 0 | 0 | 0 | 0 | 0
F4_Commercial_Lodging_New_Space Heating_Natural Gas_Market | F4 | Commercial | Market | Lodging | New | Space Heating | Natural Gas | Winter Peak Demand (MW) | 0 | 0 | 0 | 0 | 0 | 0 | 0 | 0 | 0 | 0 | 0 | 0 | 0 | 0 | 0 | 0 | 0 | 0 | 0 | 0 | 0 | 0 | 0 | 0 | 0 | 0 | 0 | 0 | 0 | 0 | 0 | 0 | 0
F1_Commercial_Lodging_New_Water Heating_Natural Gas_Market | F1 | Commercial | Market | Lodging | New | Water Heating | Natural Gas | Units | 0 | 4240.8252 | 24695.9001 | 37768.1256 | 54627.3914 | 77507.2637 | 98892.509 | 117846.4899 | 134893.278 | 151352.6494 | 167597.3184 | 183680.6 | 199741.8456 | 215849.0477 | 232055.3253 | 248291.4597 | 264532.0314 | 280751.564 | 296949.7237 | 313126.1732 | 329306.0817 | 345489.4727 | 361653.5563 | 377798.0693 | 393922.7464 | 410050.1324 | 426180.2433 | 442313.0949 | 458448.7034 | 474587.0847 | 490728.2552 | 506872.2312 | 514143.6775
F2_Commercial_Lodging_New_Water Heating_Natural Gas_Market | F2 | Commercial | Market | Lodging | New | Water Heating | Natural Gas | Usage (GWh) | 0 | 0.0027718 | 0.016141 | 0.024685 | 0.035704 | 0.050658 | 0.064636 | 0.077024 | 0.088166 | 0.098924 | 0.10954 | 0.12005 | 0.13055 | 0.14108 | 0.15167 | 0.16228 | 0.1729 | 0.1835 | 0.19409 | 0.20466 | 0.21523 | 0.22581 | 0.23638 | 0.24693 | 0.25747 | 0.26801 | 0.27855 | 0.28909 | 0.29964 | 0.31019 | 0.32074 | 0.33129 | 0.33604
F3_Commercial_Lodging_New_Water Heating_Natural Gas_Market | F3 | Commercial | Market | Lodging | New | Water Heating | Natural Gas | Summer Peak Demand (MW) | 0 | 0 | 0 | 0 | 0 | 0 | 0 | 0 | 0 | 0 | 0 | 0 | 0 | 0 | 0 | 0 | 0 | 0 | 0 | 0 | 0 | 0 | 0 | 0 | 0 | 0 | 0 | 0 | 0 | 0 | 0 | 0 | 0
F4_Commercial_Lodging_New_Water Heating_Natural Gas_Market | F4 | Commercial | Market | Lodging | New | Water Heating | Natural Gas | Winter Peak Demand (MW) | 0 | 0 | 0 | 0 | 0 | 0 | 0 | 0 | 0 | 0 | 0 | 0 | 0 | 0 | 0 | 0 | 0 | 0 | 0 | 0 | 0 | 0 | 0 | 0 | 0 | 0 | 0 | 0 | 0 | 0 | 0 | 0 | 0
F1_Commercial_Lodging_New_Food Preparation_Natural Gas_Market | F1 | Commercial | Market | Lodging | New | Food Preparation | Natural Gas | Units | 0 | 4240.8252 | 24695.9001 | 37768.1256 | 54627.3914 | 77507.2637 | 98892.509 | 117846.4899 | 134893.278 | 151352.6494 | 167597.3184 | 183680.6 | 199741.8456 | 215849.0477 | 232055.3253 | 248291.4597 | 264532.0314 | 280751.564 | 296949.7237 | 313126.1732 | 329306.0817 | 345489.4727 | 361653.5563 | 377798.0693 | 393922.7464 | 410050.1324 | 426180.2433 | 442313.0949 | 458448.7034 | 474587.0847 | 490728.2552 | 506872.2312 | 514143.6775
F2_Commercial_Lodging_New_Food Preparation_Natural Gas_Market | F2 | Commercial | Market | Lodging | New | Food Preparation | Natural Gas | Usage (GWh) | 0 | 0.00041217 | 0.0024002 | 0.0036065 | 0.0051622 | 0.0072734 | 0.0092419 | 0.010964 | 0.012516 | 0.01402 | 0.015502 | 0.016956 | 0.018437 | 0.019923 | 0.021418 | 0.022915 | 0.024414 | 0.02591 | 0.027404 | 0.028896 | 0.030387 | 0.03188 | 0.033372 | 0.034862 | 0.03635 | 0.037838 | 0.039326 | 0.040815 | 0.042304 | 0.043793 | 0.045283 | 0.046772 | 0.047443
F3_Commercial_Lodging_New_Food Preparation_Natural Gas_Market | F3 | Commercial | Market | Lodging | New | Food Preparation | Natural Gas | Summer Peak Demand (MW) | 0 | 0 | 0 | 0 | 0 | 0 | 0 | 0 | 0 | 0 | 0 | 0 | 0 | 0 | 0 | 0 | 0 | 0 | 0 | 0 | 0 | 0 | 0 | 0 | 0 | 0 | 0 | 0 | 0 | 0 | 0 | 0 | 0
F4_Commercial_Lodging_New_Food Preparation_Natural Gas_Market | F4 | Commercial | Market | Lodging | New | Food Preparation | Natural Gas | Winter Peak Demand (MW) | 0 | 0 | 0 | 0 | 0 | 0 | 0 | 0 | 0 | 0 | 0 | 0 | 0 | 0 | 0 | 0 | 0 | 0 | 0 | 0 | 0 | 0 | 0 | 0 | 0 | 0 | 0 | 0 | 0 | 0 | 0 | 0 | 0
F1_Commercial_Lodging_New_Miscellaneous_Natural Gas_Market | F1 | Commercial | Market | Lodging | New | Miscellaneous | Natural Gas | Units | 0 | 4240.8252 | 24695.9001 | 37768.1256 | 54627.3914 | 77507.2637 | 98892.509 | 117846.4899 | 134893.278 | 151352.6494 | 167597.3184 | 183680.6 | 199741.8456 | 215849.0477 | 232055.3253 | 248291.4597 | 264532.0314 | 280751.564 | 296949.7237 | 313126.1732 | 329306.0817 | 345489.4727 | 361653.5563 | 377798.0693 | 393922.7464 | 410050.1324 | 426180.2433 | 442313.0949 | 458448.7034 | 474587.0847 | 490728.2552 | 506872.2312 | 514143.6775
F2_Commercial_Lodging_New_Miscellaneous_Natural Gas_Market | F2 | Commercial | Market | Lodging | New | Miscellaneous | Natural Gas | Usage (GWh) | 0 | 0.00015076 | 0.00087793 | 0.0013426 | 0.001942 | 0.0027553 | 0.0035156 | 0.0041894 | 0.0047954 | 0.0053805 | 0.005958 | 0.0065298 | 0.0071007 | 0.0076733 | 0.0082495 | 0.0088267 | 0.009404 | 0.0099806 | 0.010556 | 0.011131 | 0.011707 | 0.012282 | 0.012857 | 0.013431 | 0.014004 | 0.014577 | 0.015151 | 0.015724 | 0.016298 | 0.016871 | 0.017445 | 0.018019 | 0.018278
F3_Commercial_Lodging_New_Miscellaneous_Natural Gas_Market | F3 | Commercial | Market | Lodging | New | Miscellaneous | Natural Gas | Summer Peak Demand (MW) | 0 | 0 | 0 | 0 | 0 | 0 | 0 | 0 | 0 | 0 | 0 | 0 | 0 | 0 | 0 | 0 | 0 | 0 | 0 | 0 | 0 | 0 | 0 | 0 | 0 | 0 | 0 | 0 | 0 | 0 | 0 | 0 | 0
F4_Commercial_Lodging_New_Miscellaneous_Natural Gas_Market | F4 | Commercial | Market | Lodging | New | Miscellaneous | Natural Gas | Winter Peak Demand (MW) | 0 | 0 | 0 | 0 | 0 | 0 | 0 | 0 | 0 | 0 | 0 | 0 | 0 | 0 | 0 | 0 | 0 | 0 | 0 | 0 | 0 | 0 | 0 | 0 | 0 | 0 | 0 | 0 | 0 | 0 | 0 | 0 | 0
F1_Commercial_Warehouse_Existing_Space Heating_Natural Gas_All | F1 | Commercial | All | Warehouse | Existing | Space Heating | Natural Gas | Units | 655741.0789 | 652404.8163 | 649068.5537 | 645039.5723 | 640905.8757 | 636373.791 | 632139.7949 | 628390.6906 | 625021.9572 | 621770.3783 | 618561.6197 | 615385.0483 | 612212.8716 | 609031.5295 | 605830.4277 | 602623.3712 | 599415.4298 | 596211.6844 | 593012.2016 | 589817.0487 | 586621.206 | 583424.6687 | 580231.982 | 577043.1985 | 573858.3712 | 570673.0035 | 567487.0924 | 564300.6347 | 561113.6271 | 557926.0666 | 554737.9497 | 551549.2734 | 548378.9258
F2_Commercial_Warehouse_Existing_Space Heating_Natural Gas_All | F2 | Commercial | All | Warehouse | Existing | Space Heating | Natural Gas | Usage (GWh) | 0.17225 | 0.1708 | 0.16842 | 0.16585 | 0.16327 | 0.1606 | 0.15802 | 0.15559 | 0.15328 | 0.15103 | 0.14882 | 0.14665 | 0.14453 | 0.14244 | 0.14039 | 0.13838 | 0.13642 | 0.13451 | 0.13264 | 0.13082 | 0.12905 | 0.12731 | 0.12561 | 0.12394 | 0.1223 | 0.1207 | 0.11912 | 0.11757 | 0.11604 | 0.11454 | 0.11306 | 0.11159 | 0.11085
F3_Commercial_Warehouse_Existing_Space Heating_Natural Gas_All | F3 | Commercial | All | Warehouse | Existing | Space Heating | Natural Gas | Summer Peak Demand (MW) | 0 | 0 | 0 | 0 | 0 | 0 | 0 | 0 | 0 | 0 | 0 | 0 | 0 | 0 | 0 | 0 | 0 | 0 | 0 | 0 | 0 | 0 | 0 | 0 | 0 | 0 | 0 | 0 | 0 | 0 | 0 | 0 | 0
F4_Commercial_Warehouse_Existing_Space Heating_Natural Gas_All | F4 | Commercial | All | Warehouse | Existing | Space Heating | Natural Gas | Winter Peak Demand (MW) | 0 | 0 | 0 | 0 | 0 | 0 | 0 | 0 | 0 | 0 | 0 | 0 | 0 | 0 | 0 | 0 | 0 | 0 | 0 | 0 | 0 | 0 | 0 | 0 | 0 | 0 | 0 | 0 | 0 | 0 | 0 | 0 | 0
F1_Commercial_Warehouse_Existing_Water Heating_Natural Gas_All | F1 | Commercial | All | Warehouse | Existing | Water Heating | Natural Gas | Units | 308160.3448 | 306592.4945 | 305024.6442 | 303131.2562 | 301188.6581 | 299058.8407 | 297069.1076 | 295307.2456 | 293724.136 | 292196.0821 | 290688.1514 | 289195.3467 | 287704.6073 | 286209.5607 | 284705.2281 | 283198.0973 | 281690.5505 | 280184.9756 | 278681.404 | 277179.8671 | 275678.006 | 274175.8185 | 272675.4406 | 271176.897 | 269680.2125 | 268183.2741 | 266686.0803 | 265188.6297 | 263690.9206 | 262192.9517 | 260694.7214 | 259196.2281 | 257706.3482
F2_Commercial_Warehouse_Existing_Water Heating_Natural Gas_All | F2 | Commercial | All | Warehouse | Existing | Water Heating | Natural Gas | Usage (GWh) | 0.022994 | 0.022578 | 0.022102 | 0.021574 | 0.021039 | 0.020506 | 0.020014 | 0.019578 | 0.019204 | 0.018889 | 0.018621 | 0.01839 | 0.018187 | 0.018007 | 0.017844 | 0.017695 | 0.017557 | 0.017429 | 0.017308 | 0.017193 | 0.017083 | 0.016976 | 0.016872 | 0.01677 | 0.016671 | 0.016573 | 0.016476 | 0.01638 | 0.016284 | 0.01619 | 0.016095 | 0.016002 | 0.015908
F3_Commercial_Warehouse_Existing_Water Heating_Natural Gas_All | F3 | Commercial | All | Warehouse | Existing | Water Heating | Natural Gas | Summer Peak Demand (MW) | 0 | 0 | 0 | 0 | 0 | 0 | 0 | 0 | 0 | 0 | 0 | 0 | 0 | 0 | 0 | 0 | 0 | 0 | 0 | 0 | 0 | 0 | 0 | 0 | 0 | 0 | 0 | 0 | 0 | 0 | 0 | 0 | 0
F4_Commercial_Warehouse_Existing_Water Heating_Natural Gas_All | F4 | Commercial | All | Warehouse | Existing | Water Heating | Natural Gas | Winter Peak Demand (MW) | 0 | 0 | 0 | 0 | 0 | 0 | 0 | 0 | 0 | 0 | 0 | 0 | 0 | 0 | 0 | 0 | 0 | 0 | 0 | 0 | 0 | 0 | 0 | 0 | 0 | 0 | 0 | 0 | 0 | 0 | 0 | 0 | 0
F1_Commercial_Warehouse_Existing_Food Preparation_Natural Gas_All | F1 | Commercial | All | Warehouse | Existing | Food Preparation | Natural Gas | Units | 50493.4164 | 50236.5173 | 49979.6182 | 49669.3783 | 49351.0752 | 49002.0953 | 48676.0688 | 48387.3801 | 48127.9807 | 47877.6024 | 47630.5213 | 47385.9188 | 47141.6546 | 46896.6847 | 46650.1933 | 46403.2433 | 46156.2252 | 45909.5302 | 45663.1634 | 45417.13 | 45171.0436 | 44924.9036 | 44679.0601 | 44433.5172 | 44188.2789 | 43942.999 | 43697.6773 | 43452.3135 | 43206.9073 | 42961.4586 | 42715.967 | 42470.4324 | 42226.3091
F2_Commercial_Warehouse_Existing_Food Preparation_Natural Gas_All | F2 | Commercial | All | Warehouse | Existing | Food Preparation | Natural Gas | Usage (GWh) | 0.00044627 | 0.00044399 | 0.00044172 | 0.00043422 | 0.00042607 | 0.00041724 | 0.00040947 | 0.00040236 | 0.00039671 | 0.00039204 | 0.00038745 | 0.00038328 | 0.00038056 | 0.00037802 | 0.00037562 | 0.00037332 | 0.0003711 | 0.00036895 | 0.00036684 | 0.00036477 | 0.00036272 | 0.00036069 | 0.00035868 | 0.00035667 | 0.00035468 | 0.0003527 | 0.00035072 | 0.00034874 | 0.00034676 | 0.00034479 | 0.00034281 | 0.00034084 | 0.00033888
F3_Commercial_Warehouse_Existing_Food Preparation_Natural Gas_All | F3 | Commercial | All | Warehouse | Existing | Food Preparation | Natural Gas | Summer Peak Demand (MW) | 0 | 0 | 0 | 0 | 0 | 0 | 0 | 0 | 0 | 0 | 0 | 0 | 0 | 0 | 0 | 0 | 0 | 0 | 0 | 0 | 0 | 0 | 0 | 0 | 0 | 0 | 0 | 0 | 0 | 0 | 0 | 0 | 0
F4_Commercial_Warehouse_Existing_Food Preparation_Natural Gas_All | F4 | Commercial | All | Warehouse | Existing | Food Preparation | Natural Gas | Winter Peak Demand (MW) | 0 | 0 | 0 | 0 | 0 | 0 | 0 | 0 | 0 | 0 | 0 | 0 | 0 | 0 | 0 | 0 | 0 | 0 | 0 | 0 | 0 | 0 | 0 | 0 | 0 | 0 | 0 | 0 | 0 | 0 | 0 | 0 | 0
F1_Commercial_Warehouse_Existing_Miscellaneous_Natural Gas_All | F1 | Commercial | All | Warehouse | Existing | Miscellaneous | Natural Gas | Units | 796744.0333 | 792690.3795 | 788636.7257 | 783741.3989 | 778718.8401 | 773212.2284 | 768067.8029 | 763512.5348 | 759419.428 | 755468.6674 | 751569.9345 | 747710.31 | 743856.0253 | 739990.6042 | 736101.1746 | 732204.5099 | 728306.77 | 724414.1284 | 720526.6659 | 716644.4644 | 712761.4247 | 708877.5411 | 704998.3362 | 701123.8737 | 697254.218 | 693383.9058 | 689512.9334 | 685641.2967 | 681768.9921 | 677896.0154 | 674022.3629 | 670148.0306 | 666295.9682
F2_Commercial_Warehouse_Existing_Miscellaneous_Natural Gas_All | F2 | Commercial | All | Warehouse | Existing | Miscellaneous | Natural Gas | Usage (GWh) | 0.00099187 | 0.00098683 | 0.00098178 | 0.00097569 | 0.00096943 | 0.00096258 | 0.00095617 | 0.0009505 | 0.00094541 | 0.00094049 | 0.00093564 | 0.00093083 | 0.00092603 | 0.00092122 | 0.00091638 | 0.00091153 | 0.00090668 | 0.00090183 | 0.00089699 | 0.00089216 | 0.00088732 | 0.00088249 | 0.00087766 | 0.00087284 | 0.00086802 | 0.0008632 | 0.00085838 | 0.00085356 | 0.00084874 | 0.00084392 | 0.0008391 | 0.00083427 | 0.00082948
F3_Commercial_Warehouse_Existing_Miscellaneous_Natural Gas_All | F3 | Commercial | All | Warehouse | Existing | Miscellaneous | Natural Gas | Summer Peak Demand (MW) | 0 | 0 | 0 | 0 | 0 | 0 | 0 | 0 | 0 | 0 | 0 | 0 | 0 | 0 | 0 | 0 | 0 | 0 | 0 | 0 | 0 | 0 | 0 | 0 | 0 | 0 | 0 | 0 | 0 | 0 | 0 | 0 | 0
F4_Commercial_Warehouse_Existing_Miscellaneous_Natural Gas_All | F4 | Commercial | All | Warehouse | Existing | Miscellaneous | Natural Gas | Winter Peak Demand (MW) | 0 | 0 | 0 | 0 | 0 | 0 | 0 | 0 | 0 | 0 | 0 | 0 | 0 | 0 | 0 | 0 | 0 | 0 | 0 | 0 | 0 | 0 | 0 | 0 | 0 | 0 | 0 | 0 | 0 | 0 | 0 | 0 | 0
F1_Commercial_Warehouse_Existing_Space Heating_Natural Gas_Market | F1 | Commercial | Market | Warehouse | Existing | Space Heating | Natural Gas | Units | 796744.0333 | 792690.3795 | 788636.7257 | 783741.3989 | 778718.8401 | 773212.2284 | 768067.8029 | 763512.5348 | 759419.428 | 755468.6674 | 751569.9345 | 747710.31 | 743856.0253 | 739990.6042 | 736101.1746 | 732204.5099 | 728306.77 | 724414.1284 | 720526.6659 | 716644.4644 | 712761.4247 | 708877.5411 | 704998.3362 | 701123.8737 | 697254.218 | 693383.9058 | 689512.9334 | 685641.2967 | 681768.9921 | 677896.0154 | 674022.3629 | 670148.0306 | 666295.9682
F2_Commercial_Warehouse_Existing_Space Heating_Natural Gas_Market | F2 | Commercial | Market | Warehouse | Existing | Space Heating | Natural Gas | Usage (GWh) | 0.17225 | 0.1708 | 0.16842 | 0.16585 | 0.16327 | 0.1606 | 0.15802 | 0.15559 | 0.15328 | 0.15103 | 0.14882 | 0.14665 | 0.14453 | 0.14244 | 0.14039 | 0.13838 | 0.13642 | 0.13451 | 0.13264 | 0.13082 | 0.12905 | 0.12731 | 0.12561 | 0.12394 | 0.1223 | 0.1207 | 0.11912 | 0.11757 | 0.11604 | 0.11454 | 0.11306 | 0.11159 | 0.11085
F3_Commercial_Warehouse_Existing_Space Heating_Natural Gas_Market | F3 | Commercial | Market | Warehouse | Existing | Space Heating | Natural Gas | Summer Peak Demand (MW) | 0 | 0 | 0 | 0 | 0 | 0 | 0 | 0 | 0 | 0 | 0 | 0 | 0 | 0 | 0 | 0 | 0 | 0 | 0 | 0 | 0 | 0 | 0 | 0 | 0 | 0 | 0 | 0 | 0 | 0 | 0 | 0 | 0
F4_Commercial_Warehouse_Existing_Space Heating_Natural Gas_Market | F4 | Commercial | Market | Warehouse | Existing | Space Heating | Natural Gas | Winter Peak Demand (MW) | 0 | 0 | 0 | 0 | 0 | 0 | 0 | 0 | 0 | 0 | 0 | 0 | 0 | 0 | 0 | 0 | 0 | 0 | 0 | 0 | 0 | 0 | 0 | 0 | 0 | 0 | 0 | 0 | 0 | 0 | 0 | 0 | 0
F1_Commercial_Warehouse_Existing_Water Heating_Natural Gas_Market | F1 | Commercial | Market | Warehouse | Existing | Water Heating | Natural Gas | Units | 796744.0333 | 792690.3795 | 788636.7257 | 783741.3989 | 778718.8401 | 773212.2284 | 768067.8029 | 763512.5348 | 759419.428 | 755468.6674 | 751569.9345 | 747710.31 | 743856.0253 | 739990.6042 | 736101.1746 | 732204.5099 | 728306.77 | 724414.1284 | 720526.6659 | 716644.4644 | 712761.4247 | 708877.5411 | 704998.3362 | 701123.8737 | 697254.218 | 693383.9058 | 689512.9334 | 685641.2967 | 681768.9921 | 677896.0154 | 674022.3629 | 670148.0306 | 666295.9682
F2_Commercial_Warehouse_Existing_Water Heating_Natural Gas_Market | F2 | Commercial | Market | Warehouse | Existing | Water Heating | Natural Gas | Usage (GWh) | 0.022994 | 0.022578 | 0.022102 | 0.021574 | 0.021039 | 0.020506 | 0.020014 | 0.019578 | 0.019204 | 0.018889 | 0.018621 | 0.01839 | 0.018187 | 0.018007 | 0.017844 | 0.017695 | 0.017557 | 0.017429 | 0.017308 | 0.017193 | 0.017083 | 0.016976 | 0.016872 | 0.01677 | 0.016671 | 0.016573 | 0.016476 | 0.01638 | 0.016284 | 0.01619 | 0.016095 | 0.016002 | 0.015908
F3_Commercial_Warehouse_Existing_Water Heating_Natural Gas_Market | F3 | Commercial | Market | Warehouse | Existing | Water Heating | Natural Gas | Summer Peak Demand (MW) | 0 | 0 | 0 | 0 | 0 | 0 | 0 | 0 | 0 | 0 | 0 | 0 | 0 | 0 | 0 | 0 | 0 | 0 | 0 | 0 | 0 | 0 | 0 | 0 | 0 | 0 | 0 | 0 | 0 | 0 | 0 | 0 | 0
F4_Commercial_Warehouse_Existing_Water Heating_Natural Gas_Market | F4 | Commercial | Market | Warehouse | Existing | Water Heating | Natural Gas | Winter Peak Demand (MW) | 0 | 0 | 0 | 0 | 0 | 0 | 0 | 0 | 0 | 0 | 0 | 0 | 0 | 0 | 0 | 0 | 0 | 0 | 0 | 0 | 0 | 0 | 0 | 0 | 0 | 0 | 0 | 0 | 0 | 0 | 0 | 0 | 0
F1_Commercial_Warehouse_Existing_Food Preparation_Natural Gas_Market | F1 | Commercial | Market | Warehouse | Existing | Food Preparation | Natural Gas | Units | 796744.0333 | 792690.3795 | 788636.7257 | 783741.3989 | 778718.8401 | 773212.2284 | 768067.8029 | 763512.5348 | 759419.428 | 755468.6674 | 751569.9345 | 747710.31 | 743856.0253 | 739990.6042 | 736101.1746 | 732204.5099 | 728306.77 | 724414.1284 | 720526.6659 | 716644.4644 | 712761.4247 | 708877.5411 | 704998.3362 | 701123.8737 | 697254.218 | 693383.9058 | 689512.9334 | 685641.2967 | 681768.9921 | 677896.0154 | 674022.3629 | 670148.0306 | 666295.9682
F2_Commercial_Warehouse_Existing_Food Preparation_Natural Gas_Market | F2 | Commercial | Market | Warehouse | Existing | Food Preparation | Natural Gas | Usage (GWh) | 0.00044627 | 0.00044399 | 0.00044172 | 0.00043422 | 0.00042607 | 0.00041724 | 0.00040947 | 0.00040236 | 0.00039671 | 0.00039204 | 0.00038745 | 0.00038328 | 0.00038056 | 0.00037802 | 0.00037562 | 0.00037332 | 0.0003711 | 0.00036895 | 0.00036684 | 0.00036477 | 0.00036272 | 0.00036069 | 0.00035868 | 0.00035667 | 0.00035468 | 0.0003527 | 0.00035072 | 0.00034874 | 0.00034676 | 0.00034479 | 0.00034281 | 0.00034084 | 0.00033888
F3_Commercial_Warehouse_Existing_Food Preparation_Natural Gas_Market | F3 | Commercial | Market | Warehouse | Existing | Food Preparation | Natural Gas | Summer Peak Demand (MW) | 0 | 0 | 0 | 0 | 0 | 0 | 0 | 0 | 0 | 0 | 0 | 0 | 0 | 0 | 0 | 0 | 0 | 0 | 0 | 0 | 0 | 0 | 0 | 0 | 0 | 0 | 0 | 0 | 0 | 0 | 0 | 0 | 0
F4_Commercial_Warehouse_Existing_Food Preparation_Natural Gas_Market | F4 | Commercial | Market | Warehouse | Existing | Food Preparation | Natural Gas | Winter Peak Demand (MW) | 0 | 0 | 0 | 0 | 0 | 0 | 0 | 0 | 0 | 0 | 0 | 0 | 0 | 0 | 0 | 0 | 0 | 0 | 0 | 0 | 0 | 0 | 0 | 0 | 0 | 0 | 0 | 0 | 0 | 0 | 0 | 0 | 0
F1_Commercial_Warehouse_Existing_Miscellaneous_Natural Gas_Market | F1 | Commercial | Market | Warehouse | Existing | Miscellaneous | Natural Gas | Units | 796744.0333 | 792690.3795 | 788636.7257 | 783741.3989 | 778718.8401 | 773212.2284 | 768067.8029 | 763512.5348 | 759419.428 | 755468.6674 | 751569.9345 | 747710.31 | 743856.0253 | 739990.6042 | 736101.1746 | 732204.5099 | 728306.77 | 724414.1284 | 720526.6659 | 716644.4644 | 712761.4247 | 708877.5411 | 704998.3362 | 701123.8737 | 697254.218 | 693383.9058 | 689512.9334 | 685641.2967 | 681768.9921 | 677896.0154 | 674022.3629 | 670148.0306 | 666295.9682
F2_Commercial_Warehouse_Existing_Miscellaneous_Natural Gas_Market | F2 | Commercial | Market | Warehouse | Existing | Miscellaneous | Natural Gas | Usage (GWh) | 0.00099187 | 0.00098683 | 0.00098178 | 0.00097569 | 0.00096943 | 0.00096258 | 0.00095617 | 0.0009505 | 0.00094541 | 0.00094049 | 0.00093564 | 0.00093083 | 0.00092603 | 0.00092122 | 0.00091638 | 0.00091153 | 0.00090668 | 0.00090183 | 0.00089699 | 0.00089216 | 0.00088732 | 0.00088249 | 0.00087766 | 0.00087284 | 0.00086802 | 0.0008632 | 0.00085838 | 0.00085356 | 0.00084874 | 0.00084392 | 0.0008391 | 0.00083427 | 0.00082948
F3_Commercial_Warehouse_Existing_Miscellaneous_Natural Gas_Market | F3 | Commercial | Market | Warehouse | Existing | Miscellaneous | Natural Gas | Summer Peak Demand (MW) | 0 | 0 | 0 | 0 | 0 | 0 | 0 | 0 | 0 | 0 | 0 | 0 | 0 | 0 | 0 | 0 | 0 | 0 | 0 | 0 | 0 | 0 | 0 | 0 | 0 | 0 | 0 | 0 | 0 | 0 | 0 | 0 | 0
F4_Commercial_Warehouse_Existing_Miscellaneous_Natural Gas_Market | F4 | Commercial | Market | Warehouse | Existing | Miscellaneous | Natural Gas | Winter Peak Demand (MW) | 0 | 0 | 0 | 0 | 0 | 0 | 0 | 0 | 0 | 0 | 0 | 0 | 0 | 0 | 0 | 0 | 0 | 0 | 0 | 0 | 0 | 0 | 0 | 0 | 0 | 0 | 0 | 0 | 0 | 0 | 0 | 0 | 0
F1_Commercial_Warehouse_New_Space Heating_Natural Gas_All | F1 | Commercial | All | Warehouse | New | Space Heating | Natural Gas | Units | 0 | 5192.3258 | 30236.8412 | 46242.0406 | 66883.9666 | 94897.3235 | 121080.7087 | 144287.3345 | 165158.8565 | 185311.165 | 205200.5991 | 224892.4358 | 244557.2923 | 264278.4165 | 284120.8454 | 303999.8299 | 323884.2474 | 343742.9052 | 363575.3948 | 383381.3031 | 403191.4467 | 423005.854 | 442796.6219 | 462563.4283 | 482305.9482 | 502051.7848 | 521800.9577 | 541553.4863 | 561309.3902 | 581068.6892 | 600831.4032 | 620597.552 | 629500.4696
F2_Commercial_Warehouse_New_Space Heating_Natural Gas_All | F2 | Commercial | All | Warehouse | New | Space Heating | Natural Gas | Usage (GWh) | 0 | 0.0012341 | 0.0071484 | 0.010874 | 0.015644 | 0.022077 | 0.028016 | 0.033204 | 0.037799 | 0.042179 | 0.046447 | 0.050622 | 0.05474 | 0.058822 | 0.062881 | 0.066899 | 0.070867 | 0.07478 | 0.078637 | 0.082439 | 0.086191 | 0.089897 | 0.093545 | 0.09714 | 0.10068 | 0.10417 | 0.10761 | 0.11101 | 0.11435 | 0.11765 | 0.12089 | 0.12409 | 0.12587
F3_Commercial_Warehouse_New_Space Heating_Natural Gas_All | F3 | Commercial | All | Warehouse | New | Space Heating | Natural Gas | Summer Peak Demand (MW) | 0 | 0 | 0 | 0 | 0 | 0 | 0 | 0 | 0 | 0 | 0 | 0 | 0 | 0 | 0 | 0 | 0 | 0 | 0 | 0 | 0 | 0 | 0 | 0 | 0 | 0 | 0 | 0 | 0 | 0 | 0 | 0 | 0
F4_Commercial_Warehouse_New_Space Heating_Natural Gas_All | F4 | Commercial | All | Warehouse | New | Space Heating | Natural Gas | Winter Peak Demand (MW) | 0 | 0 | 0 | 0 | 0 | 0 | 0 | 0 | 0 | 0 | 0 | 0 | 0 | 0 | 0 | 0 | 0 | 0 | 0 | 0 | 0 | 0 | 0 | 0 | 0 | 0 | 0 | 0 | 0 | 0 | 0 | 0 | 0
F1_Commercial_Warehouse_New_Water Heating_Natural Gas_All | F1 | Commercial | All | Warehouse | New | Water Heating | Natural Gas | Units | 0 | 2440.0925 | 14209.5649 | 21731.082 | 31431.5922 | 44596.2482 | 56900.9235 | 67806.6941 | 77615.1011 | 87085.5195 | 96432.4021 | 105686.4253 | 114927.7694 | 124195.5561 | 133520.3489 | 142862.3208 | 152206.8459 | 161539.2654 | 170859.3874 | 180167.0177 | 189476.6383 | 198788.2626 | 208088.7778 | 217378.0325 | 226655.8739 | 235935.274 | 245216.2419 | 254498.7868 | 263782.918 | 273068.6446 | 282355.976 | 291644.9217 | 295828.7776
F2_Commercial_Warehouse_New_Water Heating_Natural Gas_All | F2 | Commercial | All | Warehouse | New | Water Heating | Natural Gas | Usage (GWh) | 0 | 0.00015059 | 0.00087692 | 0.0013411 | 0.0019398 | 0.0027522 | 0.0035116 | 0.0041846 | 0.0047899 | 0.0053744 | 0.0059512 | 0.0065223 | 0.0070926 | 0.0076645 | 0.00824 | 0.0088165 | 0.0093932 | 0.0099692 | 0.010544 | 0.011119 | 0.011693 | 0.012268 | 0.012842 | 0.013415 | 0.013988 | 0.01456 | 0.015133 | 0.015706 | 0.016279 | 0.016852 | 0.017425 | 0.017998 | 0.018257
F3_Commercial_Warehouse_New_Water Heating_Natural Gas_All | F3 | Commercial | All | Warehouse | New | Water Heating | Natural Gas | Summer Peak Demand (MW) | 0 | 0 | 0 | 0 | 0 | 0 | 0 | 0 | 0 | 0 | 0 | 0 | 0 | 0 | 0 | 0 | 0 | 0 | 0 | 0 | 0 | 0 | 0 | 0 | 0 | 0 | 0 | 0 | 0 | 0 | 0 | 0 | 0
F4_Commercial_Warehouse_New_Water Heating_Natural Gas_All | F4 | Commercial | All | Warehouse | New | Water Heating | Natural Gas | Winter Peak Demand (MW) | 0 | 0 | 0 | 0 | 0 | 0 | 0 | 0 | 0 | 0 | 0 | 0 | 0 | 0 | 0 | 0 | 0 | 0 | 0 | 0 | 0 | 0 | 0 | 0 | 0 | 0 | 0 | 0 | 0 | 0 | 0 | 0 | 0
F1_Commercial_Warehouse_New_Food Preparation_Natural Gas_All | F1 | Commercial | All | Warehouse | New | Food Preparation | Natural Gas | Units | 0 | 399.8198 | 2328.2992 | 3560.7326 | 5150.2035 | 7307.2898 | 9323.4645 | 11110.4225 | 12717.5728 | 14269.3422 | 15800.8696 | 17317.1817 | 18831.4162 | 20349.9835 | 21877.8915 | 23408.6143 | 24939.7555 | 26468.9131 | 27996.0558 | 29521.1516 | 31046.5735 | 32572.3238 | 34096.2537 | 35618.3386 | 37138.5534 | 38659.0236 | 40179.7507 | 41700.7361 | 43221.9815 | 44743.4883 | 46265.2581 | 47787.2923 | 48472.8354
F2_Commercial_Warehouse_New_Food Preparation_Natural Gas_All | F2 | Commercial | All | Warehouse | New | Food Preparation | Natural Gas | Usage (GWh) | 0 | 3.5336e-06 | 2.0578e-05 | 3.0468e-05 | 4.3224e-05 | 6.0535e-05 | 7.6634e-05 | 9.0521e-05 | 0.00010308 | 0.00011528 | 0.0001273 | 0.00013897 | 0.00015112 | 0.00016331 | 0.00017557 | 0.00018786 | 0.00020015 | 0.00021242 | 0.00022467 | 0.00023691 | 0.00024915 | 0.0002614 | 0.00027363 | 0.00028584 | 0.00029804 | 0.00031024 | 0.00032245 | 0.00033465 | 0.00034686 | 0.00035907 | 0.00037129 | 0.0003835 | 0.000389
F3_Commercial_Warehouse_New_Food Preparation_Natural Gas_All | F3 | Commercial | All | Warehouse | New | Food Preparation | Natural Gas | Summer Peak Demand (MW) | 0 | 0 | 0 | 0 | 0 | 0 | 0 | 0 | 0 | 0 | 0 | 0 | 0 | 0 | 0 | 0 | 0 | 0 | 0 | 0 | 0 | 0 | 0 | 0 | 0 | 0 | 0 | 0 | 0 | 0 | 0 | 0 | 0
F4_Commercial_Warehouse_New_Food Preparation_Natural Gas_All | F4 | Commercial | All | Warehouse | New | Food Preparation | Natural Gas | Winter Peak Demand (MW) | 0 | 0 | 0 | 0 | 0 | 0 | 0 | 0 | 0 | 0 | 0 | 0 | 0 | 0 | 0 | 0 | 0 | 0 | 0 | 0 | 0 | 0 | 0 | 0 | 0 | 0 | 0 | 0 | 0 | 0 | 0 | 0 | 0
F1_Commercial_Warehouse_New_Miscellaneous_Natural Gas_All | F1 | Commercial | All | Warehouse | New | Miscellaneous | Natural Gas | Units | 0 | 6308.8232 | 36738.6207 | 56185.3926 | 81265.9189 | 115302.9431 | 147116.4997 | 175313.209 | 200672.701 | 225158.3282 | 249324.5554 | 273250.6962 | 297144.0554 | 321105.7813 | 345214.8959 | 369368.4267 | 393528.5586 | 417657.3918 | 441754.4299 | 465819.171 | 489889.058 | 513964.1255 | 538010.4706 | 562027.7018 | 586015.424 | 610007.1764 | 634002.9823 | 658002.8655 | 682006.8498 | 706014.9592 | 730027.2179 | 754043.65 | 764860.9478
F2_Commercial_Warehouse_New_Miscellaneous_Natural Gas_All | F2 | Commercial | All | Warehouse | New | Miscellaneous | Natural Gas | Usage (GWh) | 0 | 7.8539e-06 | 4.5736e-05 | 6.9946e-05 | 0.00010117 | 0.00014354 | 0.00018315 | 0.00021825 | 0.00024982 | 0.0002803 | 0.00031039 | 0.00034017 | 0.00036992 | 0.00039975 | 0.00042976 | 0.00045983 | 0.00048991 | 0.00051995 | 0.00054994 | 0.0005799 | 0.00060987 | 0.00063984 | 0.00066977 | 0.00069967 | 0.00072954 | 0.0007594 | 0.00078928 | 0.00081915 | 0.00084904 | 0.00087892 | 0.00090882 | 0.00093872 | 0.00095218
F3_Commercial_Warehouse_New_Miscellaneous_Natural Gas_All | F3 | Commercial | All | Warehouse | New | Miscellaneous | Natural Gas | Summer Peak Demand (MW) | 0 | 0 | 0 | 0 | 0 | 0 | 0 | 0 | 0 | 0 | 0 | 0 | 0 | 0 | 0 | 0 | 0 | 0 | 0 | 0 | 0 | 0 | 0 | 0 | 0 | 0 | 0 | 0 | 0 | 0 | 0 | 0 | 0
F4_Commercial_Warehouse_New_Miscellaneous_Natural Gas_All | F4 | Commercial | All | Warehouse | New | Miscellaneous | Natural Gas | Winter Peak Demand (MW) | 0 | 0 | 0 | 0 | 0 | 0 | 0 | 0 | 0 | 0 | 0 | 0 | 0 | 0 | 0 | 0 | 0 | 0 | 0 | 0 | 0 | 0 | 0 | 0 | 0 | 0 | 0 | 0 | 0 | 0 | 0 | 0 | 0
F1_Commercial_Warehouse_New_Space Heating_Natural Gas_Market | F1 | Commercial | Market | Warehouse | New | Space Heating | Natural Gas | Units | 0 | 6308.8232 | 36738.6207 | 56185.3926 | 81265.9189 | 115302.9431 | 147116.4997 | 175313.209 | 200672.701 | 225158.3282 | 249324.5554 | 273250.6962 | 297144.0554 | 321105.7813 | 345214.8959 | 369368.4267 | 393528.5586 | 417657.3918 | 441754.4299 | 465819.171 | 489889.058 | 513964.1255 | 538010.4706 | 562027.7018 | 586015.424 | 610007.1764 | 634002.9823 | 658002.8655 | 682006.8498 | 706014.9592 | 730027.2179 | 754043.65 | 764860.9478
F2_Commercial_Warehouse_New_Space Heating_Natural Gas_Market | F2 | Commercial | Market | Warehouse | New | Space Heating | Natural Gas | Usage (GWh) | 0 | 0.0012341 | 0.0071484 | 0.010874 | 0.015644 | 0.022077 | 0.028016 | 0.033204 | 0.037799 | 0.042179 | 0.046447 | 0.050622 | 0.05474 | 0.058822 | 0.062881 | 0.066899 | 0.070867 | 0.07478 | 0.078637 | 0.082439 | 0.086191 | 0.089897 | 0.093545 | 0.09714 | 0.10068 | 0.10417 | 0.10761 | 0.11101 | 0.11435 | 0.11765 | 0.12089 | 0.12409 | 0.12587
F3_Commercial_Warehouse_New_Space Heating_Natural Gas_Market | F3 | Commercial | Market | Warehouse | New | Space Heating | Natural Gas | Summer Peak Demand (MW) | 0 | 0 | 0 | 0 | 0 | 0 | 0 | 0 | 0 | 0 | 0 | 0 | 0 | 0 | 0 | 0 | 0 | 0 | 0 | 0 | 0 | 0 | 0 | 0 | 0 | 0 | 0 | 0 | 0 | 0 | 0 | 0 | 0
F4_Commercial_Warehouse_New_Space Heating_Natural Gas_Market | F4 | Commercial | Market | Warehouse | New | Space Heating | Natural Gas | Winter Peak Demand (MW) | 0 | 0 | 0 | 0 | 0 | 0 | 0 | 0 | 0 | 0 | 0 | 0 | 0 | 0 | 0 | 0 | 0 | 0 | 0 | 0 | 0 | 0 | 0 | 0 | 0 | 0 | 0 | 0 | 0 | 0 | 0 | 0 | 0
F1_Commercial_Warehouse_New_Water Heating_Natural Gas_Market | F1 | Commercial | Market | Warehouse | New | Water Heating | Natural Gas | Units | 0 | 6308.8232 | 36738.6207 | 56185.3926 | 81265.9189 | 115302.9431 | 147116.4997 | 175313.209 | 200672.701 | 225158.3282 | 249324.5554 | 273250.6962 | 297144.0554 | 321105.7813 | 345214.8959 | 369368.4267 | 393528.5586 | 417657.3918 | 441754.4299 | 465819.171 | 489889.058 | 513964.1255 | 538010.4706 | 562027.7018 | 586015.424 | 610007.1764 | 634002.9823 | 658002.8655 | 682006.8498 | 706014.9592 | 730027.2179 | 754043.65 | 764860.9478
F2_Commercial_Warehouse_New_Water Heating_Natural Gas_Market | F2 | Commercial | Market | Warehouse | New | Water Heating | Natural Gas | Usage (GWh) | 0 | 0.00015059 | 0.00087692 | 0.0013411 | 0.0019398 | 0.0027522 | 0.0035116 | 0.0041846 | 0.0047899 | 0.0053744 | 0.0059512 | 0.0065223 | 0.0070926 | 0.0076645 | 0.00824 | 0.0088165 | 0.0093932 | 0.0099692 | 0.010544 | 0.011119 | 0.011693 | 0.012268 | 0.012842 | 0.013415 | 0.013988 | 0.01456 | 0.015133 | 0.015706 | 0.016279 | 0.016852 | 0.017425 | 0.017998 | 0.018257
F3_Commercial_Warehouse_New_Water Heating_Natural Gas_Market | F3 | Commercial | Market | Warehouse | New | Water Heating | Natural Gas | Summer Peak Demand (MW) | 0 | 0 | 0 | 0 | 0 | 0 | 0 | 0 | 0 | 0 | 0 | 0 | 0 | 0 | 0 | 0 | 0 | 0 | 0 | 0 | 0 | 0 | 0 | 0 | 0 | 0 | 0 | 0 | 0 | 0 | 0 | 0 | 0
F4_Commercial_Warehouse_New_Water Heating_Natural Gas_Market | F4 | Commercial | Market | Warehouse | New | Water Heating | Natural Gas | Winter Peak Demand (MW) | 0 | 0 | 0 | 0 | 0 | 0 | 0 | 0 | 0 | 0 | 0 | 0 | 0 | 0 | 0 | 0 | 0 | 0 | 0 | 0 | 0 | 0 | 0 | 0 | 0 | 0 | 0 | 0 | 0 | 0 | 0 | 0 | 0
F1_Commercial_Warehouse_New_Food Preparation_Natural Gas_Market | F1 | Commercial | Market | Warehouse | New | Food Preparation | Natural Gas | Units | 0 | 6308.8232 | 36738.6207 | 56185.3926 | 81265.9189 | 115302.9431 | 147116.4997 | 175313.209 | 200672.701 | 225158.3282 | 249324.5554 | 273250.6962 | 297144.0554 | 321105.7813 | 345214.8959 | 369368.4267 | 393528.5586 | 417657.3918 | 441754.4299 | 465819.171 | 489889.058 | 513964.1255 | 538010.4706 | 562027.7018 | 586015.424 | 610007.1764 | 634002.9823 | 658002.8655 | 682006.8498 | 706014.9592 | 730027.2179 | 754043.65 | 764860.9478
F2_Commercial_Warehouse_New_Food Preparation_Natural Gas_Market | F2 | Commercial | Market | Warehouse | New | Food Preparation | Natural Gas | Usage (GWh) | 0 | 3.5336e-06 | 2.0578e-05 | 3.0468e-05 | 4.3224e-05 | 6.0535e-05 | 7.6634e-05 | 9.0521e-05 | 0.00010308 | 0.00011528 | 0.0001273 | 0.00013897 | 0.00015112 | 0.00016331 | 0.00017557 | 0.00018786 | 0.00020015 | 0.00021242 | 0.00022467 | 0.00023691 | 0.00024915 | 0.0002614 | 0.00027363 | 0.00028584 | 0.00029804 | 0.00031024 | 0.00032245 | 0.00033465 | 0.00034686 | 0.00035907 | 0.00037129 | 0.0003835 | 0.000389
F3_Commercial_Warehouse_New_Food Preparation_Natural Gas_Market | F3 | Commercial | Market | Warehouse | New | Food Preparation | Natural Gas | Summer Peak Demand (MW) | 0 | 0 | 0 | 0 | 0 | 0 | 0 | 0 | 0 | 0 | 0 | 0 | 0 | 0 | 0 | 0 | 0 | 0 | 0 | 0 | 0 | 0 | 0 | 0 | 0 | 0 | 0 | 0 | 0 | 0 | 0 | 0 | 0
F4_Commercial_Warehouse_New_Food Preparation_Natural Gas_Market | F4 | Commercial | Market | Warehouse | New | Food Preparation | Natural Gas | Winter Peak Demand (MW) | 0 | 0 | 0 | 0 | 0 | 0 | 0 | 0 | 0 | 0 | 0 | 0 | 0 | 0 | 0 | 0 | 0 | 0 | 0 | 0 | 0 | 0 | 0 | 0 | 0 | 0 | 0 | 0 | 0 | 0 | 0 | 0 | 0
F1_Commercial_Warehouse_New_Miscellaneous_Natural Gas_Market | F1 | Commercial | Market | Warehouse | New | Miscellaneous | Natural Gas | Units | 0 | 6308.8232 | 36738.6207 | 56185.3926 | 81265.9189 | 115302.9431 | 147116.4997 | 175313.209 | 200672.701 | 225158.3282 | 249324.5554 | 273250.6962 | 297144.0554 | 321105.7813 | 345214.8959 | 369368.4267 | 393528.5586 | 417657.3918 | 441754.4299 | 465819.171 | 489889.058 | 513964.1255 | 538010.4706 | 562027.7018 | 586015.424 | 610007.1764 | 634002.9823 | 658002.8655 | 682006.8498 | 706014.9592 | 730027.2179 | 754043.65 | 764860.9478
F2_Commercial_Warehouse_New_Miscellaneous_Natural Gas_Market | F2 | Commercial | Market | Warehouse | New | Miscellaneous | Natural Gas | Usage (GWh) | 0 | 7.8539e-06 | 4.5736e-05 | 6.9946e-05 | 0.00010117 | 0.00014354 | 0.00018315 | 0.00021825 | 0.00024982 | 0.0002803 | 0.00031039 | 0.00034017 | 0.00036992 | 0.00039975 | 0.00042976 | 0.00045983 | 0.00048991 | 0.00051995 | 0.00054994 | 0.0005799 | 0.00060987 | 0.00063984 | 0.00066977 | 0.00069967 | 0.00072954 | 0.0007594 | 0.00078928 | 0.00081915 | 0.00084904 | 0.00087892 | 0.00090882 | 0.00093872 | 0.00095218
F3_Commercial_Warehouse_New_Miscellaneous_Natural Gas_Market | F3 | Commercial | Market | Warehouse | New | Miscellaneous | Natural Gas | Summer Peak Demand (MW) | 0 | 0 | 0 | 0 | 0 | 0 | 0 | 0 | 0 | 0 | 0 | 0 | 0 | 0 | 0 | 0 | 0 | 0 | 0 | 0 | 0 | 0 | 0 | 0 | 0 | 0 | 0 | 0 | 0 | 0 | 0 | 0 | 0
F4_Commercial_Warehouse_New_Miscellaneous_Natural Gas_Market | F4 | Commercial | Market | Warehouse | New | Miscellaneous | Natural Gas | Winter Peak Demand (MW) | 0 | 0 | 0 | 0 | 0 | 0 | 0 | 0 | 0 | 0 | 0 | 0 | 0 | 0 | 0 | 0 | 0 | 0 | 0 | 0 | 0 | 0 | 0 | 0 | 0 | 0 | 0 | 0 | 0 | 0 | 0 | 0 | 0
F1_Commercial_Miscellaneous_Existing_Space Heating_Natural Gas_All | F1 | Commercial | All | Miscellaneous | Existing | Space Heating | Natural Gas | Units | 1571465.3683 | 1563470.1073 | 1555474.8462 | 1545819.5037 | 1535913.2141 | 1525052.1982 | 1514905.5436 | 1505920.9189 | 1497847.8425 | 1490055.5235 | 1482365.8223 | 1474753.2565 | 1467151.223 | 1459527.2244 | 1451855.8724 | 1444170.2503 | 1436482.5073 | 1428804.8201 | 1421137.348 | 1413480.2525 | 1405821.5036 | 1398161.0903 | 1390509.9051 | 1382868.0736 | 1375235.7229 | 1367602.0773 | 1359967.1294 | 1352330.8716 | 1344693.2961 | 1337054.3953 | 1329414.1614 | 1321772.5867 | 1314174.9363
F2_Commercial_Miscellaneous_Existing_Space Heating_Natural Gas_All | F2 | Commercial | All | Miscellaneous | Existing | Space Heating | Natural Gas | Usage (GWh) | 0.20401 | 0.20226 | 0.1994 | 0.19632 | 0.19321 | 0.19 | 0.18689 | 0.18395 | 0.18116 | 0.17843 | 0.17576 | 0.17313 | 0.17056 | 0.16803 | 0.16555 | 0.16312 | 0.16074 | 0.15843 | 0.15617 | 0.15398 | 0.15184 | 0.14975 | 0.14771 | 0.14572 | 0.14378 | 0.14187 | 0.14 | 0.13816 | 0.13635 | 0.13458 | 0.13283 | 0.1311 | 0.13023
F3_Commercial_Miscellaneous_Existing_Space Heating_Natural Gas_All | F3 | Commercial | All | Miscellaneous | Existing | Space Heating | Natural Gas | Summer Peak Demand (MW) | 0 | 0 | 0 | 0 | 0 | 0 | 0 | 0 | 0 | 0 | 0 | 0 | 0 | 0 | 0 | 0 | 0 | 0 | 0 | 0 | 0 | 0 | 0 | 0 | 0 | 0 | 0 | 0 | 0 | 0 | 0 | 0 | 0
F4_Commercial_Miscellaneous_Existing_Space Heating_Natural Gas_All | F4 | Commercial | All | Miscellaneous | Existing | Space Heating | Natural Gas | Winter Peak Demand (MW) | 0 | 0 | 0 | 0 | 0 | 0 | 0 | 0 | 0 | 0 | 0 | 0 | 0 | 0 | 0 | 0 | 0 | 0 | 0 | 0 | 0 | 0 | 0 | 0 | 0 | 0 | 0 | 0 | 0 | 0 | 0 | 0 | 0
F1_Commercial_Miscellaneous_Existing_Water Heating_Natural Gas_All | F1 | Commercial | All | Miscellaneous | Existing | Water Heating | Natural Gas | Units | 1163576.8558 | 1157656.8394 | 1151736.823 | 1144587.6148 | 1137252.5952 | 1129210.6574 | 1121697.6618 | 1115045.0803 | 1109067.4463 | 1103297.6965 | 1097603.929 | 1091967.2758 | 1086338.4211 | 1080693.3025 | 1075013.1216 | 1069322.3744 | 1063630.057 | 1057945.1851 | 1052267.8771 | 1046598.2522 | 1040927.4031 | 1035255.3217 | 1029590.073 | 1023931.7503 | 1018280.4474 | 1012628.1859 | 1006974.96 | 1001320.7642 | 995665.5928 | 990009.44 | 984352.3002 | 978694.1675 | 973068.5583
F2_Commercial_Miscellaneous_Existing_Water Heating_Natural Gas_All | F2 | Commercial | All | Miscellaneous | Existing | Water Heating | Natural Gas | Usage (GWh) | 0.31945 | 0.31368 | 0.30708 | 0.29975 | 0.29232 | 0.28493 | 0.27809 | 0.27204 | 0.26685 | 0.26249 | 0.25877 | 0.25556 | 0.25274 | 0.25024 | 0.24797 | 0.2459 | 0.24399 | 0.24221 | 0.24053 | 0.23893 | 0.2374 | 0.23591 | 0.23447 | 0.23306 | 0.23168 | 0.23031 | 0.22897 | 0.22763 | 0.22631 | 0.22499 | 0.22368 | 0.22238 | 0.22108
F3_Commercial_Miscellaneous_Existing_Water Heating_Natural Gas_All | F3 | Commercial | All | Miscellaneous | Existing | Water Heating | Natural Gas | Summer Peak Demand (MW) | 0 | 0 | 0 | 0 | 0 | 0 | 0 | 0 | 0 | 0 | 0 | 0 | 0 | 0 | 0 | 0 | 0 | 0 | 0 | 0 | 0 | 0 | 0 | 0 | 0 | 0 | 0 | 0 | 0 | 0 | 0 | 0 | 0
F4_Commercial_Miscellaneous_Existing_Water Heating_Natural Gas_All | F4 | Commercial | All | Miscellaneous | Existing | Water Heating | Natural Gas | Winter Peak Demand (MW) | 0 | 0 | 0 | 0 | 0 | 0 | 0 | 0 | 0 | 0 | 0 | 0 | 0 | 0 | 0 | 0 | 0 | 0 | 0 | 0 | 0 | 0 | 0 | 0 | 0 | 0 | 0 | 0 | 0 | 0 | 0 | 0 | 0
F1_Commercial_Miscellaneous_Existing_Food Preparation_Natural Gas_All | F1 | Commercial | All | Miscellaneous | Existing | Food Preparation | Natural Gas | Units | 3517249.6148 | 3499354.6427 | 3481459.6706 | 3459849.1087 | 3437676.8777 | 3413367.7807 | 3390657.5653 | 3370548.202 | 3352479.0638 | 3335038.3163 | 3317827.2473 | 3300788.823 | 3283773.9717 | 3266709.9583 | 3249539.9586 | 3232338.0195 | 3215131.3337 | 3197947.1544 | 3180785.8389 | 3163647.748 | 3146505.9566 | 3129360.4399 | 3112235.5775 | 3095131.6506 | 3078048.9434 | 3060963.3382 | 3043874.8181 | 3026783.366 | 3009688.9649 | 2992591.5974 | 2975491.2462 | 2958387.8939 | 2941382.853
F2_Commercial_Miscellaneous_Existing_Food Preparation_Natural Gas_All | F2 | Commercial | All | Miscellaneous | Existing | Food Preparation | Natural Gas | Usage (GWh) | 0.1048 | 0.10426 | 0.10373 | 0.103 | 0.10224 | 0.10141 | 0.10063 | 0.099944 | 0.099331 | 0.098748 | 0.098175 | 0.097614 | 0.097078 | 0.096545 | 0.096014 | 0.095485 | 0.09496 | 0.094438 | 0.093918 | 0.093397 | 0.092876 | 0.092363 | 0.091851 | 0.091341 | 0.090832 | 0.090324 | 0.089816 | 0.089308 | 0.088801 | 0.088294 | 0.087787 | 0.087281 | 0.086777
F3_Commercial_Miscellaneous_Existing_Food Preparation_Natural Gas_All | F3 | Commercial | All | Miscellaneous | Existing | Food Preparation | Natural Gas | Summer Peak Demand (MW) | 0 | 0 | 0 | 0 | 0 | 0 | 0 | 0 | 0 | 0 | 0 | 0 | 0 | 0 | 0 | 0 | 0 | 0 | 0 | 0 | 0 | 0 | 0 | 0 | 0 | 0 | 0 | 0 | 0 | 0 | 0 | 0 | 0
F4_Commercial_Miscellaneous_Existing_Food Preparation_Natural Gas_All | F4 | Commercial | All | Miscellaneous | Existing | Food Preparation | Natural Gas | Winter Peak Demand (MW) | 0 | 0 | 0 | 0 | 0 | 0 | 0 | 0 | 0 | 0 | 0 | 0 | 0 | 0 | 0 | 0 | 0 | 0 | 0 | 0 | 0 | 0 | 0 | 0 | 0 | 0 | 0 | 0 | 0 | 0 | 0 | 0 | 0
F1_Commercial_Miscellaneous_Existing_Miscellaneous_Natural Gas_All | F1 | Commercial | All | Miscellaneous | Existing | Miscellaneous | Natural Gas | Units | 1992090.7625 | 1981955.4543 | 1971820.1462 | 1959580.4119 | 1947022.5609 | 1933254.4373 | 1920391.8841 | 1909002.3948 | 1898768.4429 | 1888890.3974 | 1879142.4365 | 1869492.2577 | 1859855.4301 | 1850190.7582 | 1840466.0581 | 1830723.2682 | 1820977.7899 | 1811245.0588 | 1801525.2771 | 1791818.6494 | 1782109.9258 | 1772399.0924 | 1762699.9569 | 1753012.679 | 1743337.4193 | 1733660.5183 | 1723981.9664 | 1714301.7539 | 1704619.8711 | 1694936.3082 | 1685251.0554 | 1675564.1028 | 1665932.8316
F2_Commercial_Miscellaneous_Existing_Miscellaneous_Natural Gas_All | F2 | Commercial | All | Miscellaneous | Existing | Miscellaneous | Natural Gas | Usage (GWh) | 0.017837 | 0.017746 | 0.017655 | 0.017546 | 0.017433 | 0.01731 | 0.017195 | 0.017093 | 0.017001 | 0.016913 | 0.016825 | 0.016739 | 0.016653 | 0.016566 | 0.016479 | 0.016392 | 0.016304 | 0.016217 | 0.01613 | 0.016043 | 0.015956 | 0.01587 | 0.015783 | 0.015696 | 0.015609 | 0.015523 | 0.015436 | 0.015349 | 0.015263 | 0.015176 | 0.015089 | 0.015003 | 0.014916
F3_Commercial_Miscellaneous_Existing_Miscellaneous_Natural Gas_All | F3 | Commercial | All | Miscellaneous | Existing | Miscellaneous | Natural Gas | Summer Peak Demand (MW) | 0 | 0 | 0 | 0 | 0 | 0 | 0 | 0 | 0 | 0 | 0 | 0 | 0 | 0 | 0 | 0 | 0 | 0 | 0 | 0 | 0 | 0 | 0 | 0 | 0 | 0 | 0 | 0 | 0 | 0 | 0 | 0 | 0
F4_Commercial_Miscellaneous_Existing_Miscellaneous_Natural Gas_All | F4 | Commercial | All | Miscellaneous | Existing | Miscellaneous | Natural Gas | Winter Peak Demand (MW) | 0 | 0 | 0 | 0 | 0 | 0 | 0 | 0 | 0 | 0 | 0 | 0 | 0 | 0 | 0 | 0 | 0 | 0 | 0 | 0 | 0 | 0 | 0 | 0 | 0 | 0 | 0 | 0 | 0 | 0 | 0 | 0 | 0
F1_Commercial_Miscellaneous_Existing_Space Heating_Natural Gas_Market | F1 | Commercial | Market | Miscellaneous | Existing | Space Heating | Natural Gas | Units | 1968179.6276 | 1958165.9739 | 1948152.3202 | 1936059.4999 | 1923652.3812 | 1910049.5169 | 1897341.3533 | 1886088.5725 | 1875977.4591 | 1866217.98 | 1856587.0243 | 1847052.6769 | 1837531.5205 | 1827982.854 | 1818374.8798 | 1808749.033 | 1799120.5299 | 1789504.6211 | 1779901.5064 | 1770311.3877 | 1760719.1983 | 1751124.9242 | 1741542.2079 | 1731971.2066 | 1722412.0795 | 1712851.3307 | 1703288.9507 | 1693724.9301 | 1684159.2593 | 1674591.9285 | 1665022.9282 | 1655452.2485 | 1645936.5817
F2_Commercial_Miscellaneous_Existing_Space Heating_Natural Gas_Market | F2 | Commercial | Market | Miscellaneous | Existing | Space Heating | Natural Gas | Usage (GWh) | 0.20401 | 0.20226 | 0.1994 | 0.19632 | 0.19321 | 0.19 | 0.18689 | 0.18395 | 0.18116 | 0.17843 | 0.17576 | 0.17313 | 0.17056 | 0.16803 | 0.16555 | 0.16312 | 0.16074 | 0.15843 | 0.15617 | 0.15398 | 0.15184 | 0.14975 | 0.14771 | 0.14572 | 0.14378 | 0.14187 | 0.14 | 0.13816 | 0.13635 | 0.13458 | 0.13283 | 0.1311 | 0.13023
F3_Commercial_Miscellaneous_Existing_Space Heating_Natural Gas_Market | F3 | Commercial | Market | Miscellaneous | Existing | Space Heating | Natural Gas | Summer Peak Demand (MW) | 0 | 0 | 0 | 0 | 0 | 0 | 0 | 0 | 0 | 0 | 0 | 0 | 0 | 0 | 0 | 0 | 0 | 0 | 0 | 0 | 0 | 0 | 0 | 0 | 0 | 0 | 0 | 0 | 0 | 0 | 0 | 0 | 0
F4_Commercial_Miscellaneous_Existing_Space Heating_Natural Gas_Market | F4 | Commercial | Market | Miscellaneous | Existing | Space Heating | Natural Gas | Winter Peak Demand (MW) | 0 | 0 | 0 | 0 | 0 | 0 | 0 | 0 | 0 | 0 | 0 | 0 | 0 | 0 | 0 | 0 | 0 | 0 | 0 | 0 | 0 | 0 | 0 | 0 | 0 | 0 | 0 | 0 | 0 | 0 | 0 | 0 | 0
F1_Commercial_Miscellaneous_Existing_Water Heating_Natural Gas_Market | F1 | Commercial | Market | Miscellaneous | Existing | Water Heating | Natural Gas | Units | 1968179.6276 | 1958165.9739 | 1948152.3202 | 1936059.4999 | 1923652.3812 | 1910049.5169 | 1897341.3533 | 1886088.5725 | 1875977.4591 | 1866217.98 | 1856587.0243 | 1847052.6769 | 1837531.5205 | 1827982.854 | 1818374.8798 | 1808749.033 | 1799120.5299 | 1789504.6211 | 1779901.5064 | 1770311.3877 | 1760719.1983 | 1751124.9242 | 1741542.2079 | 1731971.2066 | 1722412.0795 | 1712851.3307 | 1703288.9507 | 1693724.9301 | 1684159.2593 | 1674591.9285 | 1665022.9282 | 1655452.2485 | 1645936.5817
F2_Commercial_Miscellaneous_Existing_Water Heating_Natural Gas_Market | F2 | Commercial | Market | Miscellaneous | Existing | Water Heating | Natural Gas | Usage (GWh) | 0.31945 | 0.31368 | 0.30708 | 0.29975 | 0.29232 | 0.28493 | 0.27809 | 0.27204 | 0.26685 | 0.26249 | 0.25877 | 0.25556 | 0.25274 | 0.25024 | 0.24797 | 0.2459 | 0.24399 | 0.24221 | 0.24053 | 0.23893 | 0.2374 | 0.23591 | 0.23447 | 0.23306 | 0.23168 | 0.23031 | 0.22897 | 0.22763 | 0.22631 | 0.22499 | 0.22368 | 0.22238 | 0.22108
F3_Commercial_Miscellaneous_Existing_Water Heating_Natural Gas_Market | F3 | Commercial | Market | Miscellaneous | Existing | Water Heating | Natural Gas | Summer Peak Demand (MW) | 0 | 0 | 0 | 0 | 0 | 0 | 0 | 0 | 0 | 0 | 0 | 0 | 0 | 0 | 0 | 0 | 0 | 0 | 0 | 0 | 0 | 0 | 0 | 0 | 0 | 0 | 0 | 0 | 0 | 0 | 0 | 0 | 0
F4_Commercial_Miscellaneous_Existing_Water Heating_Natural Gas_Market | F4 | Commercial | Market | Miscellaneous | Existing | Water Heating | Natural Gas | Winter Peak Demand (MW) | 0 | 0 | 0 | 0 | 0 | 0 | 0 | 0 | 0 | 0 | 0 | 0 | 0 | 0 | 0 | 0 | 0 | 0 | 0 | 0 | 0 | 0 | 0 | 0 | 0 | 0 | 0 | 0 | 0 | 0 | 0 | 0 | 0
F1_Commercial_Miscellaneous_Existing_Food Preparation_Natural Gas_Market | F1 | Commercial | Market | Miscellaneous | Existing | Food Preparation | Natural Gas | Units | 1968179.6276 | 1958165.9739 | 1948152.3202 | 1936059.4999 | 1923652.3812 | 1910049.5169 | 1897341.3533 | 1886088.5725 | 1875977.4591 | 1866217.98 | 1856587.0243 | 1847052.6769 | 1837531.5205 | 1827982.854 | 1818374.8798 | 1808749.033 | 1799120.5299 | 1789504.6211 | 1779901.5064 | 1770311.3877 | 1760719.1983 | 1751124.9242 | 1741542.2079 | 1731971.2066 | 1722412.0795 | 1712851.3307 | 1703288.9507 | 1693724.9301 | 1684159.2593 | 1674591.9285 | 1665022.9282 | 1655452.2485 | 1645936.5817
F2_Commercial_Miscellaneous_Existing_Food Preparation_Natural Gas_Market | F2 | Commercial | Market | Miscellaneous | Existing | Food Preparation | Natural Gas | Usage (GWh) | 0.1048 | 0.10426 | 0.10373 | 0.103 | 0.10224 | 0.10141 | 0.10063 | 0.099944 | 0.099331 | 0.098748 | 0.098175 | 0.097614 | 0.097078 | 0.096545 | 0.096014 | 0.095485 | 0.09496 | 0.094438 | 0.093918 | 0.093397 | 0.092876 | 0.092363 | 0.091851 | 0.091341 | 0.090832 | 0.090324 | 0.089816 | 0.089308 | 0.088801 | 0.088294 | 0.087787 | 0.087281 | 0.086777
F3_Commercial_Miscellaneous_Existing_Food Preparation_Natural Gas_Market | F3 | Commercial | Market | Miscellaneous | Existing | Food Preparation | Natural Gas | Summer Peak Demand (MW) | 0 | 0 | 0 | 0 | 0 | 0 | 0 | 0 | 0 | 0 | 0 | 0 | 0 | 0 | 0 | 0 | 0 | 0 | 0 | 0 | 0 | 0 | 0 | 0 | 0 | 0 | 0 | 0 | 0 | 0 | 0 | 0 | 0
F4_Commercial_Miscellaneous_Existing_Food Preparation_Natural Gas_Market | F4 | Commercial | Market | Miscellaneous | Existing | Food Preparation | Natural Gas | Winter Peak Demand (MW) | 0 | 0 | 0 | 0 | 0 | 0 | 0 | 0 | 0 | 0 | 0 | 0 | 0 | 0 | 0 | 0 | 0 | 0 | 0 | 0 | 0 | 0 | 0 | 0 | 0 | 0 | 0 | 0 | 0 | 0 | 0 | 0 | 0
F1_Commercial_Miscellaneous_Existing_Miscellaneous_Natural Gas_Market | F1 | Commercial | Market | Miscellaneous | Existing | Miscellaneous | Natural Gas | Units | 1968179.6276 | 1958165.9739 | 1948152.3202 | 1936059.4999 | 1923652.3812 | 1910049.5169 | 1897341.3533 | 1886088.5725 | 1875977.4591 | 1866217.98 | 1856587.0243 | 1847052.6769 | 1837531.5205 | 1827982.854 | 1818374.8798 | 1808749.033 | 1799120.5299 | 1789504.6211 | 1779901.5064 | 1770311.3877 | 1760719.1983 | 1751124.9242 | 1741542.2079 | 1731971.2066 | 1722412.0795 | 1712851.3307 | 1703288.9507 | 1693724.9301 | 1684159.2593 | 1674591.9285 | 1665022.9282 | 1655452.2485 | 1645936.5817
F2_Commercial_Miscellaneous_Existing_Miscellaneous_Natural Gas_Market | F2 | Commercial | Market | Miscellaneous | Existing | Miscellaneous | Natural Gas | Usage (GWh) | 0.017837 | 0.017746 | 0.017655 | 0.017546 | 0.017433 | 0.01731 | 0.017195 | 0.017093 | 0.017001 | 0.016913 | 0.016825 | 0.016739 | 0.016653 | 0.016566 | 0.016479 | 0.016392 | 0.016304 | 0.016217 | 0.01613 | 0.016043 | 0.015956 | 0.01587 | 0.015783 | 0.015696 | 0.015609 | 0.015523 | 0.015436 | 0.015349 | 0.015263 | 0.015176 | 0.015089 | 0.015003 | 0.014916
F3_Commercial_Miscellaneous_Existing_Miscellaneous_Natural Gas_Market | F3 | Commercial | Market | Miscellaneous | Existing | Miscellaneous | Natural Gas | Summer Peak Demand (MW) | 0 | 0 | 0 | 0 | 0 | 0 | 0 | 0 | 0 | 0 | 0 | 0 | 0 | 0 | 0 | 0 | 0 | 0 | 0 | 0 | 0 | 0 | 0 | 0 | 0 | 0 | 0 | 0 | 0 | 0 | 0 | 0 | 0
F4_Commercial_Miscellaneous_Existing_Miscellaneous_Natural Gas_Market | F4 | Commercial | Market | Miscellaneous | Existing | Miscellaneous | Natural Gas | Winter Peak Demand (MW) | 0 | 0 | 0 | 0 | 0 | 0 | 0 | 0 | 0 | 0 | 0 | 0 | 0 | 0 | 0 | 0 | 0 | 0 | 0 | 0 | 0 | 0 | 0 | 0 | 0 | 0 | 0 | 0 | 0 | 0 | 0 | 0 | 0
F1_Commercial_Miscellaneous_New_Space Heating_Natural Gas_All | F1 | Commercial | All | Miscellaneous | New | Space Heating | Natural Gas | Units | 0 | 12443.2651 | 72461.754 | 110817.772 | 160285.577 | 227418.8125 | 290166.5713 | 345780.6084 | 395798.634 | 444093.0843 | 491757.5632 | 538948.5054 | 586074.7905 | 633335.9194 | 680887.7518 | 728527.1887 | 776179.6454 | 823770.37 | 871298.3831 | 918762.6948 | 966237.1562 | 1013721.8355 | 1061149.8637 | 1108520.4689 | 1155832.872 | 1203153.2237 | 1250481.5706 | 1297817.9593 | 1345162.4369 | 1392515.0508 | 1439875.8484 | 1487244.8776 | 1508580.4737
F2_Commercial_Miscellaneous_New_Space Heating_Natural Gas_All | F2 | Commercial | All | Miscellaneous | New | Space Heating | Natural Gas | Usage (GWh) | 0 | 0.0014717 | 0.0085224 | 0.012962 | 0.018645 | 0.026308 | 0.033381 | 0.039559 | 0.045029 | 0.050241 | 0.05532 | 0.060287 | 0.065187 | 0.070061 | 0.074905 | 0.079699 | 0.084434 | 0.089102 | 0.093703 | 0.098238 | 0.10271 | 0.10713 | 0.11149 | 0.11578 | 0.12 | 0.12417 | 0.12827 | 0.13232 | 0.13632 | 0.14025 | 0.14413 | 0.14794 | 0.15007
F3_Commercial_Miscellaneous_New_Space Heating_Natural Gas_All | F3 | Commercial | All | Miscellaneous | New | Space Heating | Natural Gas | Summer Peak Demand (MW) | 0 | 0 | 0 | 0 | 0 | 0 | 0 | 0 | 0 | 0 | 0 | 0 | 0 | 0 | 0 | 0 | 0 | 0 | 0 | 0 | 0 | 0 | 0 | 0 | 0 | 0 | 0 | 0 | 0 | 0 | 0 | 0 | 0
F4_Commercial_Miscellaneous_New_Space Heating_Natural Gas_All | F4 | Commercial | All | Miscellaneous | New | Space Heating | Natural Gas | Winter Peak Demand (MW) | 0 | 0 | 0 | 0 | 0 | 0 | 0 | 0 | 0 | 0 | 0 | 0 | 0 | 0 | 0 | 0 | 0 | 0 | 0 | 0 | 0 | 0 | 0 | 0 | 0 | 0 | 0 | 0 | 0 | 0 | 0 | 0 | 0
F1_Commercial_Miscellaneous_New_Water Heating_Natural Gas_All | F1 | Commercial | All | Miscellaneous | New | Water Heating | Natural Gas | Units | 0 | 9213.4995 | 53653.629 | 82053.9843 | 118681.9586 | 168390.1358 | 214851.1278 | 256030.0222 | 293065.4021 | 328824.5768 | 364117.295 | 399059.3875 | 433953.6052 | 468947.6667 | 504156.9769 | 539431.153 | 574714.9696 | 609953.0771 | 645144.7506 | 680289.2569 | 715441.2785 | 750600.8658 | 785718.5063 | 820793.6285 | 855825.6555 | 890863.568 | 925907.4004 | 960957.1874 | 996012.9637 | 1031074.7644 | 1066142.6247 | 1101216.58 | 1117014.3229
F2_Commercial_Miscellaneous_New_Water Heating_Natural Gas_All | F2 | Commercial | All | Miscellaneous | New | Water Heating | Natural Gas | Usage (GWh) | 0 | 0.0020927 | 0.012187 | 0.018638 | 0.026957 | 0.038248 | 0.048801 | 0.058154 | 0.066566 | 0.074689 | 0.082705 | 0.090642 | 0.098568 | 0.10652 | 0.11451 | 0.12253 | 0.13054 | 0.13854 | 0.14654 | 0.15452 | 0.1625 | 0.17049 | 0.17847 | 0.18643 | 0.19439 | 0.20235 | 0.21031 | 0.21827 | 0.22623 | 0.2342 | 0.24216 | 0.25013 | 0.25372
F3_Commercial_Miscellaneous_New_Water Heating_Natural Gas_All | F3 | Commercial | All | Miscellaneous | New | Water Heating | Natural Gas | Summer Peak Demand (MW) | 0 | 0 | 0 | 0 | 0 | 0 | 0 | 0 | 0 | 0 | 0 | 0 | 0 | 0 | 0 | 0 | 0 | 0 | 0 | 0 | 0 | 0 | 0 | 0 | 0 | 0 | 0 | 0 | 0 | 0 | 0 | 0 | 0
F4_Commercial_Miscellaneous_New_Water Heating_Natural Gas_All | F4 | Commercial | All | Miscellaneous | New | Water Heating | Natural Gas | Winter Peak Demand (MW) | 0 | 0 | 0 | 0 | 0 | 0 | 0 | 0 | 0 | 0 | 0 | 0 | 0 | 0 | 0 | 0 | 0 | 0 | 0 | 0 | 0 | 0 | 0 | 0 | 0 | 0 | 0 | 0 | 0 | 0 | 0 | 0 | 0
F1_Commercial_Miscellaneous_New_Food Preparation_Natural Gas_All | F1 | Commercial | All | Miscellaneous | New | Food Preparation | Natural Gas | Units | 0 | 27850.483 | 162183.7054 | 248032.043 | 358750.7529 | 509008.1822 | 649450.0495 | 773925.2396 | 885875.4516 | 993967.962 | 1100650.4722 | 1206273.1138 | 1311751.04 | 1417530.7732 | 1523961.1581 | 1630587.6194 | 1737243.2214 | 1843760.6547 | 1950137.7276 | 2056372.224 | 2162629.4375 | 2268909.5206 | 2375062.8073 | 2481087.5701 | 2586982.065 | 2692894.3506 | 2798824.5309 | 2904772.7105 | 3010738.9946 | 3116723.4892 | 3222726.3007 | 3328747.5361 | 3376500.8106
F2_Commercial_Miscellaneous_New_Food Preparation_Natural Gas_All | F2 | Commercial | All | Miscellaneous | New | Food Preparation | Natural Gas | Usage (GWh) | 0 | 0.0008298 | 0.0048322 | 0.0073646 | 0.01063 | 0.015063 | 0.019204 | 0.02287 | 0.026167 | 0.029352 | 0.032494 | 0.035601 | 0.03871 | 0.041828 | 0.044966 | 0.04811 | 0.051255 | 0.054396 | 0.057533 | 0.060664 | 0.063793 | 0.066928 | 0.070059 | 0.073186 | 0.07631 | 0.079434 | 0.082559 | 0.085684 | 0.08881 | 0.091936 | 0.095063 | 0.09819 | 0.099599
F3_Commercial_Miscellaneous_New_Food Preparation_Natural Gas_All | F3 | Commercial | All | Miscellaneous | New | Food Preparation | Natural Gas | Summer Peak Demand (MW) | 0 | 0 | 0 | 0 | 0 | 0 | 0 | 0 | 0 | 0 | 0 | 0 | 0 | 0 | 0 | 0 | 0 | 0 | 0 | 0 | 0 | 0 | 0 | 0 | 0 | 0 | 0 | 0 | 0 | 0 | 0 | 0 | 0
F4_Commercial_Miscellaneous_New_Food Preparation_Natural Gas_All | F4 | Commercial | All | Miscellaneous | New | Food Preparation | Natural Gas | Winter Peak Demand (MW) | 0 | 0 | 0 | 0 | 0 | 0 | 0 | 0 | 0 | 0 | 0 | 0 | 0 | 0 | 0 | 0 | 0 | 0 | 0 | 0 | 0 | 0 | 0 | 0 | 0 | 0 | 0 | 0 | 0 | 0 | 0 | 0 | 0
F1_Commercial_Miscellaneous_New_Miscellaneous_Natural Gas_All | F1 | Commercial | All | Miscellaneous | New | Miscellaneous | Natural Gas | Units | 0 | 15773.8847 | 91857.1886 | 140479.7486 | 203188.3258 | 288290.741 | 367833.8435 | 438333.7805 | 501739.8527 | 562961.0099 | 623383.5748 | 683205.8541 | 742946.1698 | 802857.4221 | 863137.189 | 923528.009 | 983935.3337 | 1044264.4028 | 1104513.9749 | 1164682.7949 | 1224864.4813 | 1285059.1206 | 1345181.9452 | 1405231.9769 | 1465208.2277 | 1525194.5547 | 1585191.017 | 1645197.6736 | 1705214.5842 | 1765241.8088 | 1825279.4077 | 1885327.4415 | 1912373.8179
F2_Commercial_Miscellaneous_New_Miscellaneous_Natural Gas_All | F2 | Commercial | All | Miscellaneous | New | Miscellaneous | Natural Gas | Usage (GWh) | 0 | 0.00014123 | 0.00082246 | 0.0012578 | 0.0018193 | 0.0025813 | 0.0032935 | 0.0039247 | 0.0044924 | 0.0050406 | 0.0055816 | 0.0061172 | 0.0066521 | 0.0071885 | 0.0077283 | 0.008269 | 0.0088099 | 0.00935 | 0.0098895 | 0.010428 | 0.010967 | 0.011506 | 0.012044 | 0.012582 | 0.013119 | 0.013656 | 0.014193 | 0.014731 | 0.015268 | 0.015805 | 0.016343 | 0.016881 | 0.017123
F3_Commercial_Miscellaneous_New_Miscellaneous_Natural Gas_All | F3 | Commercial | All | Miscellaneous | New | Miscellaneous | Natural Gas | Summer Peak Demand (MW) | 0 | 0 | 0 | 0 | 0 | 0 | 0 | 0 | 0 | 0 | 0 | 0 | 0 | 0 | 0 | 0 | 0 | 0 | 0 | 0 | 0 | 0 | 0 | 0 | 0 | 0 | 0 | 0 | 0 | 0 | 0 | 0 | 0
F4_Commercial_Miscellaneous_New_Miscellaneous_Natural Gas_All | F4 | Commercial | All | Miscellaneous | New | Miscellaneous | Natural Gas | Winter Peak Demand (MW) | 0 | 0 | 0 | 0 | 0 | 0 | 0 | 0 | 0 | 0 | 0 | 0 | 0 | 0 | 0 | 0 | 0 | 0 | 0 | 0 | 0 | 0 | 0 | 0 | 0 | 0 | 0 | 0 | 0 | 0 | 0 | 0 | 0
F1_Commercial_Miscellaneous_New_Space Heating_Natural Gas_Market | F1 | Commercial | Market | Miscellaneous | New | Space Heating | Natural Gas | Units | 0 | 15584.5502 | 90754.6236 | 138793.5653 | 200749.4493 | 284830.3772 | 363418.721 | 433072.4448 | 495717.4518 | 556203.7693 | 615901.08 | 675005.3104 | 734028.561 | 793220.6965 | 852776.9232 | 912442.8701 | 972125.1236 | 1031730.0608 | 1091256.4552 | 1150703.0667 | 1210162.3902 | 1269634.5111 | 1329035.6794 | 1388364.9284 | 1447621.2822 | 1506887.5913 | 1566163.9139 | 1625450.3085 | 1684746.8341 | 1744053.5498 | 1803370.5153 | 1862697.7904 | 1889419.5283
F2_Commercial_Miscellaneous_New_Space Heating_Natural Gas_Market | F2 | Commercial | Market | Miscellaneous | New | Space Heating | Natural Gas | Usage (GWh) | 0 | 0.0014717 | 0.0085224 | 0.012962 | 0.018645 | 0.026308 | 0.033381 | 0.039559 | 0.045029 | 0.050241 | 0.05532 | 0.060287 | 0.065187 | 0.070061 | 0.074905 | 0.079699 | 0.084434 | 0.089102 | 0.093703 | 0.098238 | 0.10271 | 0.10713 | 0.11149 | 0.11578 | 0.12 | 0.12417 | 0.12827 | 0.13232 | 0.13632 | 0.14025 | 0.14413 | 0.14794 | 0.15007
F3_Commercial_Miscellaneous_New_Space Heating_Natural Gas_Market | F3 | Commercial | Market | Miscellaneous | New | Space Heating | Natural Gas | Summer Peak Demand (MW) | 0 | 0 | 0 | 0 | 0 | 0 | 0 | 0 | 0 | 0 | 0 | 0 | 0 | 0 | 0 | 0 | 0 | 0 | 0 | 0 | 0 | 0 | 0 | 0 | 0 | 0 | 0 | 0 | 0 | 0 | 0 | 0 | 0
F4_Commercial_Miscellaneous_New_Space Heating_Natural Gas_Market | F4 | Commercial | Market | Miscellaneous | New | Space Heating | Natural Gas | Winter Peak Demand (MW) | 0 | 0 | 0 | 0 | 0 | 0 | 0 | 0 | 0 | 0 | 0 | 0 | 0 | 0 | 0 | 0 | 0 | 0 | 0 | 0 | 0 | 0 | 0 | 0 | 0 | 0 | 0 | 0 | 0 | 0 | 0 | 0 | 0
F1_Commercial_Miscellaneous_New_Water Heating_Natural Gas_Market | F1 | Commercial | Market | Miscellaneous | New | Water Heating | Natural Gas | Units | 0 | 15584.5502 | 90754.6236 | 138793.5653 | 200749.4493 | 284830.3772 | 363418.721 | 433072.4448 | 495717.4518 | 556203.7693 | 615901.08 | 675005.3104 | 734028.561 | 793220.6965 | 852776.9232 | 912442.8701 | 972125.1236 | 1031730.0608 | 1091256.4552 | 1150703.0667 | 1210162.3902 | 1269634.5111 | 1329035.6794 | 1388364.9284 | 1447621.2822 | 1506887.5913 | 1566163.9139 | 1625450.3085 | 1684746.8341 | 1744053.5498 | 1803370.5153 | 1862697.7904 | 1889419.5283
F2_Commercial_Miscellaneous_New_Water Heating_Natural Gas_Market | F2 | Commercial | Market | Miscellaneous | New | Water Heating | Natural Gas | Usage (GWh) | 0 | 0.0020927 | 0.012187 | 0.018638 | 0.026957 | 0.038248 | 0.048801 | 0.058154 | 0.066566 | 0.074689 | 0.082705 | 0.090642 | 0.098568 | 0.10652 | 0.11451 | 0.12253 | 0.13054 | 0.13854 | 0.14654 | 0.15452 | 0.1625 | 0.17049 | 0.17847 | 0.18643 | 0.19439 | 0.20235 | 0.21031 | 0.21827 | 0.22623 | 0.2342 | 0.24216 | 0.25013 | 0.25372
F3_Commercial_Miscellaneous_New_Water Heating_Natural Gas_Market | F3 | Commercial | Market | Miscellaneous | New | Water Heating | Natural Gas | Summer Peak Demand (MW) | 0 | 0 | 0 | 0 | 0 | 0 | 0 | 0 | 0 | 0 | 0 | 0 | 0 | 0 | 0 | 0 | 0 | 0 | 0 | 0 | 0 | 0 | 0 | 0 | 0 | 0 | 0 | 0 | 0 | 0 | 0 | 0 | 0
F4_Commercial_Miscellaneous_New_Water Heating_Natural Gas_Market | F4 | Commercial | Market | Miscellaneous | New | Water Heating | Natural Gas | Winter Peak Demand (MW) | 0 | 0 | 0 | 0 | 0 | 0 | 0 | 0 | 0 | 0 | 0 | 0 | 0 | 0 | 0 | 0 | 0 | 0 | 0 | 0 | 0 | 0 | 0 | 0 | 0 | 0 | 0 | 0 | 0 | 0 | 0 | 0 | 0
F1_Commercial_Miscellaneous_New_Food Preparation_Natural Gas_Market | F1 | Commercial | Market | Miscellaneous | New | Food Preparation | Natural Gas | Units | 0 | 15584.5502 | 90754.6236 | 138793.5653 | 200749.4493 | 284830.3772 | 363418.721 | 433072.4448 | 495717.4518 | 556203.7693 | 615901.08 | 675005.3104 | 734028.561 | 793220.6965 | 852776.9232 | 912442.8701 | 972125.1236 | 1031730.0608 | 1091256.4552 | 1150703.0667 | 1210162.3902 | 1269634.5111 | 1329035.6794 | 1388364.9284 | 1447621.2822 | 1506887.5913 | 1566163.9139 | 1625450.3085 | 1684746.8341 | 1744053.5498 | 1803370.5153 | 1862697.7904 | 1889419.5283
F2_Commercial_Miscellaneous_New_Food Preparation_Natural Gas_Market | F2 | Commercial | Market | Miscellaneous | New | Food Preparation | Natural Gas | Usage (GWh) | 0 | 0.0008298 | 0.0048322 | 0.0073646 | 0.01063 | 0.015063 | 0.019204 | 0.02287 | 0.026167 | 0.029352 | 0.032494 | 0.035601 | 0.03871 | 0.041828 | 0.044966 | 0.04811 | 0.051255 | 0.054396 | 0.057533 | 0.060664 | 0.063793 | 0.066928 | 0.070059 | 0.073186 | 0.07631 | 0.079434 | 0.082559 | 0.085684 | 0.08881 | 0.091936 | 0.095063 | 0.09819 | 0.099599
F3_Commercial_Miscellaneous_New_Food Preparation_Natural Gas_Market | F3 | Commercial | Market | Miscellaneous | New | Food Preparation | Natural Gas | Summer Peak Demand (MW) | 0 | 0 | 0 | 0 | 0 | 0 | 0 | 0 | 0 | 0 | 0 | 0 | 0 | 0 | 0 | 0 | 0 | 0 | 0 | 0 | 0 | 0 | 0 | 0 | 0 | 0 | 0 | 0 | 0 | 0 | 0 | 0 | 0
F4_Commercial_Miscellaneous_New_Food Preparation_Natural Gas_Market | F4 | Commercial | Market | Miscellaneous | New | Food Preparation | Natural Gas | Winter Peak Demand (MW) | 0 | 0 | 0 | 0 | 0 | 0 | 0 | 0 | 0 | 0 | 0 | 0 | 0 | 0 | 0 | 0 | 0 | 0 | 0 | 0 | 0 | 0 | 0 | 0 | 0 | 0 | 0 | 0 | 0 | 0 | 0 | 0 | 0
F1_Commercial_Miscellaneous_New_Miscellaneous_Natural Gas_Market | F1 | Commercial | Market | Miscellaneous | New | Miscellaneous | Natural Gas | Units | 0 | 15584.5502 | 90754.6236 | 138793.5653 | 200749.4493 | 284830.3772 | 363418.721 | 433072.4448 | 495717.4518 | 556203.7693 | 615901.08 | 675005.3104 | 734028.561 | 793220.6965 | 852776.9232 | 912442.8701 | 972125.1236 | 1031730.0608 | 1091256.4552 | 1150703.0667 | 1210162.3902 | 1269634.5111 | 1329035.6794 | 1388364.9284 | 1447621.2822 | 1506887.5913 | 1566163.9139 | 1625450.3085 | 1684746.8341 | 1744053.5498 | 1803370.5153 | 1862697.7904 | 1889419.5283
F2_Commercial_Miscellaneous_New_Miscellaneous_Natural Gas_Market | F2 | Commercial | Market | Miscellaneous | New | Miscellaneous | Natural Gas | Usage (GWh) | 0 | 0.00014123 | 0.00082246 | 0.0012578 | 0.0018193 | 0.0025813 | 0.0032935 | 0.0039247 | 0.0044924 | 0.0050406 | 0.0055816 | 0.0061172 | 0.0066521 | 0.0071885 | 0.0077283 | 0.008269 | 0.0088099 | 0.00935 | 0.0098895 | 0.010428 | 0.010967 | 0.011506 | 0.012044 | 0.012582 | 0.013119 | 0.013656 | 0.014193 | 0.014731 | 0.015268 | 0.015805 | 0.016343 | 0.016881 | 0.017123
F3_Commercial_Miscellaneous_New_Miscellaneous_Natural Gas_Market | F3 | Commercial | Market | Miscellaneous | New | Miscellaneous | Natural Gas | Summer Peak Demand (MW) | 0 | 0 | 0 | 0 | 0 | 0 | 0 | 0 | 0 | 0 | 0 | 0 | 0 | 0 | 0 | 0 | 0 | 0 | 0 | 0 | 0 | 0 | 0 | 0 | 0 | 0 | 0 | 0 | 0 | 0 | 0 | 0 | 0
F4_Commercial_Miscellaneous_New_Miscellaneous_Natural Gas_Market | F4 | Commercial | Market | Miscellaneous | New | Miscellaneous | Natural Gas | Winter Peak Demand (MW) | 0 | 0 | 0 | 0 | 0 | 0 | 0 | 0 | 0 | 0 | 0 | 0 | 0 | 0 | 0 | 0 | 0 | 0 | 0 | 0 | 0 | 0 | 0 | 0 | 0 | 0 | 0 | 0 | 0 | 0 | 0 | 0 | 0

## Raw Equipment Results (hidden)
Key | Field | Sector | Segment | Vintage | End Use | Fuel | Technology | Case | Label | 2019 | 2020 | 2021 | 2022 | 2023 | 2024 | 2025 | 2026 | 2027 | 2028 | 2029 | 2030 | 2031 | 2032 | 2033 | 2034 | 2035 | 2036 | 2037 | 2038 | 2039 | 2040 | 2041 | 2042 | 2043 | 2044 | 2045 | 2046 | 2047 | 2048
F1_Residential_CZ1 - Single Family_Existing_Space Heating_Natural Gas_Furnace - Direct Fuel_Baseline Forecast | F1 | Residential | CZ1 - Single Family | Existing | Space Heating | Natural Gas | Furnace - Direct Fuel | Baseline Forecast | Units | 51569.5847 | 51487.0734 | 51404.6941 | 51322.4466 | 51240.3307 | 51158.3461 | 51076.4928 | 50994.7704 | 50913.1788 | 50831.7177 | 50750.3869 | 50669.1863 | 50588.1156 | 50507.1746 | 50426.3631 | 50345.681 | 50265.1279 | 50184.7037 | 50104.4081 | 50024.2411 | 49944.2023 | 49864.2916 | 0 | 0 | 0 | 0 | 0 | 0 | 0 | 0
F2_Residential_CZ1 - Single Family_Existing_Space Heating_Natural Gas_Furnace - Direct Fuel_Baseline Forecast | F2 | Residential | CZ1 - Single Family | Existing | Space Heating | Natural Gas | Furnace - Direct Fuel | Baseline Forecast | Usage (MMtherm) | 37.1301 | 36.8793 | 36.6379 | 36.4056 | 36.1819 | 35.8702 | 35.5682 | 35.2767 | 34.9954 | 34.7241 | 34.462 | 34.2094 | 33.9633 | 33.7231 | 33.4887 | 33.2598 | 33.0417 | 32.8338 | 32.6356 | 32.4464 | 32.2657 | 32.093 | 0 | 0 | 0 | 0 | 0 | 0 | 0 | 0
F3_Residential_CZ1 - Single Family_Existing_Space Heating_Natural Gas_Furnace - Direct Fuel_Baseline Forecast | F3 | Residential | CZ1 - Single Family | Existing | Space Heating | Natural Gas | Furnace - Direct Fuel | Baseline Forecast | Peak Demand (S) | 0 | 0 | 0 | 0 | 0 | 0 | 0 | 0 | 0 | 0 | 0 | 0 | 0 | 0 | 0 | 0 | 0 | 0 | 0 | 0 | 0 | 0 | 0 | 0 | 0 | 0 | 0 | 0 | 0 | 0
F4_Residential_CZ1 - Single Family_Existing_Space Heating_Natural Gas_Furnace - Direct Fuel_Baseline Forecast | F4 | Residential | CZ1 - Single Family | Existing | Space Heating | Natural Gas | Furnace - Direct Fuel | Baseline Forecast | Peak Demand (W) | 0 | 0 | 0 | 0 | 0 | 0 | 0 | 0 | 0 | 0 | 0 | 0 | 0 | 0 | 0 | 0 | 0 | 0 | 0 | 0 | 0 | 0 | 0 | 0 | 0 | 0 | 0 | 0 | 0 | 0
F5_Residential_CZ1 - Single Family_Existing_Space Heating_Natural Gas_Furnace - Direct Fuel_Baseline Forecast | F5 | Residential | CZ1 - Single Family | Existing | Space Heating | Natural Gas | Furnace - Direct Fuel | Baseline Forecast | Turnover | 0 | 2216.5742 | 2171.7086 | 2129.4075 | 2089.5165 | 2051.8904 | 2016.3927 | 1967.457 | 1921.3572 | 1877.9224 | 1836.9921 | 1798.4152 | 1817.4747 | 1832.7972 | 1845.2536 | 1854.6553 | 1861.3158 | 1865.5338 | 1866.6829 | 1865.1113 | 1861.1338 | 1855.0408 | 0 | 0 | 0 | 0 | 0 | 0 | 0 | 0
F6_Residential_CZ1 - Single Family_Existing_Space Heating_Natural Gas_Furnace - Direct Fuel_Baseline Forecast | F6 | Residential | CZ1 - Single Family | Existing | Space Heating | Natural Gas | Furnace - Direct Fuel | Baseline Forecast | Avg. Replacement Usage | 653.338 | 650.5743 | 651.1 | 651.5308 | 651.8493 | 605.1029 | 605.1063 | 605.1236 | 605.1614 | 605.1993 | 604.9889 | 605.0626 | 605.1154 | 605.0682 | 605.0156 | 604.9551 | 604.8879 | 604.888 | 604.8829 | 604.8736 | 604.8328 | 604.7863 | 0 | 0 | 0 | 0 | 0 | 0 | 0 | 0
F7_Residential_CZ1 - Single Family_Existing_Space Heating_Natural Gas_Furnace - Direct Fuel_Baseline Forecast | F7 | Residential | CZ1 - Single Family | Existing | Space Heating | Natural Gas | Furnace - Direct Fuel | Baseline Forecast | Avg. Replacement Demand (S) | 0 | 0 | 0 | 0 | 0 | 0 | 0 | 0 | 0 | 0 | 0 | 0 | 0 | 0 | 0 | 0 | 0 | 0 | 0 | 0 | 0 | 0 | 0 | 0 | 0 | 0 | 0 | 0 | 0 | 0
F8_Residential_CZ1 - Single Family_Existing_Space Heating_Natural Gas_Furnace - Direct Fuel_Baseline Forecast | F8 | Residential | CZ1 - Single Family | Existing | Space Heating | Natural Gas | Furnace - Direct Fuel | Baseline Forecast | Avg. Replacement Demand (W) | 0 | 0 | 0 | 0 | 0 | 0 | 0 | 0 | 0 | 0 | 0 | 0 | 0 | 0 | 0 | 0 | 0 | 0 | 0 | 0 | 0 | 0 | 0 | 0 | 0 | 0 | 0 | 0 | 0 | 0
F1_Residential_CZ1 - Single Family_Existing_Space Heating_Natural Gas_Boiler - Direct Fuel_Baseline Forecast | F1 | Residential | CZ1 - Single Family | Existing | Space Heating | Natural Gas | Boiler - Direct Fuel | Baseline Forecast | Units | 1734.6047 | 1731.8294 | 1729.0584 | 1726.292 | 1723.5299 | 1720.7722 | 1718.019 | 1715.2702 | 1712.5257 | 1709.7857 | 1707.05 | 1704.3188 | 1701.5918 | 1698.8693 | 1696.1511 | 1693.4373 | 1690.7278 | 1688.0226 | 1685.3218 | 1682.6253 | 1679.9331 | 1677.2452 | 0 | 0 | 0 | 0 | 0 | 0 | 0 | 0
F2_Residential_CZ1 - Single Family_Existing_Space Heating_Natural Gas_Boiler - Direct Fuel_Baseline Forecast | F2 | Residential | CZ1 - Single Family | Existing | Space Heating | Natural Gas | Boiler - Direct Fuel | Baseline Forecast | Usage (MMtherm) | 1.1095 | 1.1019 | 1.0942 | 1.0867 | 1.0794 | 1.0723 | 1.0654 | 1.0586 | 1.0521 | 1.0458 | 1.0397 | 1.0338 | 1.0281 | 1.0225 | 1.0172 | 1.0121 | 1.0071 | 1.0024 | 0.99774 | 0.99328 | 0.98896 | 0.98478 | 0 | 0 | 0 | 0 | 0 | 0 | 0 | 0
F3_Residential_CZ1 - Single Family_Existing_Space Heating_Natural Gas_Boiler - Direct Fuel_Baseline Forecast | F3 | Residential | CZ1 - Single Family | Existing | Space Heating | Natural Gas | Boiler - Direct Fuel | Baseline Forecast | Peak Demand (S) | 0 | 0 | 0 | 0 | 0 | 0 | 0 | 0 | 0 | 0 | 0 | 0 | 0 | 0 | 0 | 0 | 0 | 0 | 0 | 0 | 0 | 0 | 0 | 0 | 0 | 0 | 0 | 0 | 0 | 0
F4_Residential_CZ1 - Single Family_Existing_Space Heating_Natural Gas_Boiler - Direct Fuel_Baseline Forecast | F4 | Residential | CZ1 - Single Family | Existing | Space Heating | Natural Gas | Boiler - Direct Fuel | Baseline Forecast | Peak Demand (W) | 0 | 0 | 0 | 0 | 0 | 0 | 0 | 0 | 0 | 0 | 0 | 0 | 0 | 0 | 0 | 0 | 0 | 0 | 0 | 0 | 0 | 0 | 0 | 0 | 0 | 0 | 0 | 0 | 0 | 0
F5_Residential_CZ1 - Single Family_Existing_Space Heating_Natural Gas_Boiler - Direct Fuel_Baseline Forecast | F5 | Residential | CZ1 - Single Family | Existing | Space Heating | Natural Gas | Boiler - Direct Fuel | Baseline Forecast | Turnover | 0 | 60.3558 | 59.8093 | 59.2858 | 58.7841 | 58.3033 | 57.8422 | 56.9796 | 56.1562 | 55.3701 | 54.6194 | 53.9025 | 54.0653 | 54.1945 | 54.3064 | 54.3892 | 54.4454 | 54.4773 | 54.4675 | 54.4199 | 54.3378 | 54.2248 | 0 | 0 | 0 | 0 | 0 | 0 | 0 | 0
F6_Residential_CZ1 - Single Family_Existing_Space Heating_Natural Gas_Boiler - Direct Fuel_Baseline Forecast | F6 | Residential | CZ1 - Single Family | Existing | Space Heating | Natural Gas | Boiler - Direct Fuel | Baseline Forecast | Avg. Replacement Usage | 569.7498 | 561.6307 | 556.3652 | 556.4669 | 556.5387 | 556.6155 | 556.6166 | 556.6447 | 556.7027 | 556.7566 | 556.172 | 556.2736 | 556.2997 | 556.2878 | 556.2733 | 556.2612 | 556.2447 | 556.2858 | 556.3069 | 556.311 | 556.2706 | 556.1995 | 0 | 0 | 0 | 0 | 0 | 0 | 0 | 0
F7_Residential_CZ1 - Single Family_Existing_Space Heating_Natural Gas_Boiler - Direct Fuel_Baseline Forecast | F7 | Residential | CZ1 - Single Family | Existing | Space Heating | Natural Gas | Boiler - Direct Fuel | Baseline Forecast | Avg. Replacement Demand (S) | 0 | 0 | 0 | 0 | 0 | 0 | 0 | 0 | 0 | 0 | 0 | 0 | 0 | 0 | 0 | 0 | 0 | 0 | 0 | 0 | 0 | 0 | 0 | 0 | 0 | 0 | 0 | 0 | 0 | 0
F8_Residential_CZ1 - Single Family_Existing_Space Heating_Natural Gas_Boiler - Direct Fuel_Baseline Forecast | F8 | Residential | CZ1 - Single Family | Existing | Space Heating | Natural Gas | Boiler - Direct Fuel | Baseline Forecast | Avg. Replacement Demand (W) | 0 | 0 | 0 | 0 | 0 | 0 | 0 | 0 | 0 | 0 | 0 | 0 | 0 | 0 | 0 | 0 | 0 | 0 | 0 | 0 | 0 | 0 | 0 | 0 | 0 | 0 | 0 | 0 | 0 | 0
F1_Residential_CZ1 - Single Family_Existing_Secondary Heating_Natural Gas_Fireplace_Baseline Forecast | F1 | Residential | CZ1 - Single Family | Existing | Secondary Heating | Natural Gas | Fireplace | Baseline Forecast | Units | 24952.6104 | 24912.6862 | 24872.8259 | 24833.0294 | 24793.2965 | 24753.6273 | 24714.0215 | 24674.479 | 24634.9999 | 24595.5839 | 24556.2309 | 24516.941 | 24477.7139 | 24438.5495 | 24399.4478 | 24360.4087 | 24321.4321 | 24282.5178 | 24243.6657 | 24204.8759 | 24166.1481 | 24127.4822 | 0 | 0 | 0 | 0 | 0 | 0 | 0 | 0
F2_Residential_CZ1 - Single Family_Existing_Secondary Heating_Natural Gas_Fireplace_Baseline Forecast | F2 | Residential | CZ1 - Single Family | Existing | Secondary Heating | Natural Gas | Fireplace | Baseline Forecast | Usage (MMtherm) | 3.2158 | 3.2107 | 3.2055 | 3.2004 | 3.1953 | 3.1902 | 3.1851 | 3.18 | 3.1749 | 3.1698 | 3.1647 | 3.1597 | 3.1546 | 3.1496 | 3.1445 | 3.1395 | 3.1345 | 3.1294 | 3.1244 | 3.1194 | 3.1145 | 3.1095 | 0 | 0 | 0 | 0 | 0 | 0 | 0 | 0
F3_Residential_CZ1 - Single Family_Existing_Secondary Heating_Natural Gas_Fireplace_Baseline Forecast | F3 | Residential | CZ1 - Single Family | Existing | Secondary Heating | Natural Gas | Fireplace | Baseline Forecast | Peak Demand (S) | 0 | 0 | 0 | 0 | 0 | 0 | 0 | 0 | 0 | 0 | 0 | 0 | 0 | 0 | 0 | 0 | 0 | 0 | 0 | 0 | 0 | 0 | 0 | 0 | 0 | 0 | 0 | 0 | 0 | 0
F4_Residential_CZ1 - Single Family_Existing_Secondary Heating_Natural Gas_Fireplace_Baseline Forecast | F4 | Residential | CZ1 - Single Family | Existing | Secondary Heating | Natural Gas | Fireplace | Baseline Forecast | Peak Demand (W) | 0 | 0 | 0 | 0 | 0 | 0 | 0 | 0 | 0 | 0 | 0 | 0 | 0 | 0 | 0 | 0 | 0 | 0 | 0 | 0 | 0 | 0 | 0 | 0 | 0 | 0 | 0 | 0 | 0 | 0
F5_Residential_CZ1 - Single Family_Existing_Secondary Heating_Natural Gas_Fireplace_Baseline Forecast | F5 | Residential | CZ1 - Single Family | Existing | Secondary Heating | Natural Gas | Fireplace | Baseline Forecast | Turnover | 0 | 1043.5077 | 1011.7302 | 982.7845 | 956.4091 | 932.3669 | 895.2053 | 861.3977 | 830.6346 | 802.6347 | 777.1431 | 811.4973 | 842.5086 | 870.486 | 918.113 | 961.1361 | 999.981 | 1000.0838 | 997.3614 | 992.3256 | 985.4177 | 977.0176 | 0 | 0 | 0 | 0 | 0 | 0 | 0 | 0
F6_Residential_CZ1 - Single Family_Existing_Secondary Heating_Natural Gas_Fireplace_Baseline Forecast | F6 | Residential | CZ1 - Single Family | Existing | Secondary Heating | Natural Gas | Fireplace | Baseline Forecast | Avg. Replacement Usage | 128.8766 | 128.8766 | 128.8766 | 128.8766 | 128.8766 | 128.8766 | 128.8766 | 128.8766 | 128.8766 | 128.8766 | 128.8766 | 128.8766 | 128.8766 | 128.8766 | 128.8766 | 128.8766 | 128.8766 | 128.8766 | 128.8766 | 128.8766 | 128.8766 | 128.8766 | 0 | 0 | 0 | 0 | 0 | 0 | 0 | 0
F7_Residential_CZ1 - Single Family_Existing_Secondary Heating_Natural Gas_Fireplace_Baseline Forecast | F7 | Residential | CZ1 - Single Family | Existing | Secondary Heating | Natural Gas | Fireplace | Baseline Forecast | Avg. Replacement Demand (S) | 0 | 0 | 0 | 0 | 0 | 0 | 0 | 0 | 0 | 0 | 0 | 0 | 0 | 0 | 0 | 0 | 0 | 0 | 0 | 0 | 0 | 0 | 0 | 0 | 0 | 0 | 0 | 0 | 0 | 0
F8_Residential_CZ1 - Single Family_Existing_Secondary Heating_Natural Gas_Fireplace_Baseline Forecast | F8 | Residential | CZ1 - Single Family | Existing | Secondary Heating | Natural Gas | Fireplace | Baseline Forecast | Avg. Replacement Demand (W) | 0 | 0 | 0 | 0 | 0 | 0 | 0 | 0 | 0 | 0 | 0 | 0 | 0 | 0 | 0 | 0 | 0 | 0 | 0 | 0 | 0 | 0 | 0 | 0 | 0 | 0 | 0 | 0 | 0 | 0
F1_Residential_CZ1 - Single Family_Existing_Water Heating_Natural Gas_Water Heater <= 55 gal._Baseline Forecast | F1 | Residential | CZ1 - Single Family | Existing | Water Heating | Natural Gas | Water Heater <= 55 gal. | Baseline Forecast | Units | 50348.4984 | 50267.9408 | 50187.5121 | 50107.212 | 50027.0405 | 49946.9972 | 49867.082 | 49787.2947 | 49707.635 | 49628.1028 | 49548.6979 | 49469.4199 | 49390.2689 | 49311.2444 | 49232.3465 | 49153.5747 | 49074.929 | 48996.4091 | 48918.0148 | 48839.746 | 48761.6024 | 48683.5839 | 0 | 0 | 0 | 0 | 0 | 0 | 0 | 0
F2_Residential_CZ1 - Single Family_Existing_Water Heating_Natural Gas_Water Heater <= 55 gal._Baseline Forecast | F2 | Residential | CZ1 - Single Family | Existing | Water Heating | Natural Gas | Water Heater <= 55 gal. | Baseline Forecast | Usage (MMtherm) | 9.0879 | 8.868 | 8.6588 | 8.4608 | 8.2747 | 8.101 | 7.9399 | 7.7928 | 7.6595 | 7.54 | 7.4337 | 7.3412 | 7.2602 | 7.1893 | 7.127 | 7.0719 | 7.0231 | 6.9797 | 6.9408 | 6.9057 | 6.874 | 6.8453 | 0 | 0 | 0 | 0 | 0 | 0 | 0 | 0
F3_Residential_CZ1 - Single Family_Existing_Water Heating_Natural Gas_Water Heater <= 55 gal._Baseline Forecast | F3 | Residential | CZ1 - Single Family | Existing | Water Heating | Natural Gas | Water Heater <= 55 gal. | Baseline Forecast | Peak Demand (S) | 0 | 0 | 0 | 0 | 0 | 0 | 0 | 0 | 0 | 0 | 0 | 0 | 0 | 0 | 0 | 0 | 0 | 0 | 0 | 0 | 0 | 0 | 0 | 0 | 0 | 0 | 0 | 0 | 0 | 0
F4_Residential_CZ1 - Single Family_Existing_Water Heating_Natural Gas_Water Heater <= 55 gal._Baseline Forecast | F4 | Residential | CZ1 - Single Family | Existing | Water Heating | Natural Gas | Water Heater <= 55 gal. | Baseline Forecast | Peak Demand (W) | 0 | 0 | 0 | 0 | 0 | 0 | 0 | 0 | 0 | 0 | 0 | 0 | 0 | 0 | 0 | 0 | 0 | 0 | 0 | 0 | 0 | 0 | 0 | 0 | 0 | 0 | 0 | 0 | 0 | 0
F5_Residential_CZ1 - Single Family_Existing_Water Heating_Natural Gas_Water Heater <= 55 gal._Baseline Forecast | F5 | Residential | CZ1 - Single Family | Existing | Water Heating | Natural Gas | Water Heater <= 55 gal. | Baseline Forecast | Turnover | 0 | 2843.6507 | 2889.6971 | 2928.3724 | 2960.7408 | 2987.7133 | 3010.0691 | 2982.5889 | 2958.4215 | 2937.0901 | 2918.1867 | 2901.3622 | 2882.0459 | 2871.9787 | 2868.7921 | 2870.6084 | 2875.9487 | 2883.6567 | 2886.3957 | 3690.326 | 3584.6567 | 3489.5088 | 0 | 0 | 0 | 0 | 0 | 0 | 0 | 0
F6_Residential_CZ1 - Single Family_Existing_Water Heating_Natural Gas_Water Heater <= 55 gal._Baseline Forecast | F6 | Residential | CZ1 - Single Family | Existing | Water Heating | Natural Gas | Water Heater <= 55 gal. | Baseline Forecast | Avg. Replacement Usage | 138.6228 | 138.6391 | 138.6791 | 138.709 | 138.7297 | 138.752 | 138.7264 | 138.7119 | 138.7075 | 138.699 | 138.5109 | 138.5077 | 138.4818 | 138.4732 | 138.466 | 138.4609 | 138.4562 | 138.4513 | 138.4468 | 138.4444 | 138.4414 | 138.4361 | 0 | 0 | 0 | 0 | 0 | 0 | 0 | 0
F7_Residential_CZ1 - Single Family_Existing_Water Heating_Natural Gas_Water Heater <= 55 gal._Baseline Forecast | F7 | Residential | CZ1 - Single Family | Existing | Water Heating | Natural Gas | Water Heater <= 55 gal. | Baseline Forecast | Avg. Replacement Demand (S) | 0 | 0 | 0 | 0 | 0 | 0 | 0 | 0 | 0 | 0 | 0 | 0 | 0 | 0 | 0 | 0 | 0 | 0 | 0 | 0 | 0 | 0 | 0 | 0 | 0 | 0 | 0 | 0 | 0 | 0
F8_Residential_CZ1 - Single Family_Existing_Water Heating_Natural Gas_Water Heater <= 55 gal._Baseline Forecast | F8 | Residential | CZ1 - Single Family | Existing | Water Heating | Natural Gas | Water Heater <= 55 gal. | Baseline Forecast | Avg. Replacement Demand (W) | 0 | 0 | 0 | 0 | 0 | 0 | 0 | 0 | 0 | 0 | 0 | 0 | 0 | 0 | 0 | 0 | 0 | 0 | 0 | 0 | 0 | 0 | 0 | 0 | 0 | 0 | 0 | 0 | 0 | 0
F1_Residential_CZ1 - Single Family_Existing_Water Heating_Natural Gas_Water Heater > 55 gal._Baseline Forecast | F1 | Residential | CZ1 - Single Family | Existing | Water Heating | Natural Gas | Water Heater > 55 gal. | Baseline Forecast | Units | 7277.3467 | 7265.7029 | 7254.0778 | 7242.4713 | 7230.8833 | 7219.3139 | 7207.763 | 7196.2306 | 7184.7166 | 7173.2211 | 7161.7439 | 7150.2851 | 7138.8447 | 7127.4225 | 7116.0186 | 7104.633 | 7093.2656 | 7081.9164 | 7070.5853 | 7059.2724 | 7047.9775 | 7036.7008 | 0 | 0 | 0 | 0 | 0 | 0 | 0 | 0
F2_Residential_CZ1 - Single Family_Existing_Water Heating_Natural Gas_Water Heater > 55 gal._Baseline Forecast | F2 | Residential | CZ1 - Single Family | Existing | Water Heating | Natural Gas | Water Heater > 55 gal. | Baseline Forecast | Usage (MMtherm) | 1.353 | 1.3325 | 1.3691 | 1.4544 | 1.5806 | 1.7417 | 1.927 | 2.1336 | 2.358 | 2.5961 | 2.8207 | 3.0577 | 3.2955 | 3.5239 | 3.7349 | 3.924 | 4.089 | 4.2298 | 4.3462 | 4.4263 | 4.4774 | 4.5086 | 0 | 0 | 0 | 0 | 0 | 0 | 0 | 0
F3_Residential_CZ1 - Single Family_Existing_Water Heating_Natural Gas_Water Heater > 55 gal._Baseline Forecast | F3 | Residential | CZ1 - Single Family | Existing | Water Heating | Natural Gas | Water Heater > 55 gal. | Baseline Forecast | Peak Demand (S) | 0 | 0 | 0 | 0 | 0 | 0 | 0 | 0 | 0 | 0 | 0 | 0 | 0 | 0 | 0 | 0 | 0 | 0 | 0 | 0 | 0 | 0 | 0 | 0 | 0 | 0 | 0 | 0 | 0 | 0
F4_Residential_CZ1 - Single Family_Existing_Water Heating_Natural Gas_Water Heater > 55 gal._Baseline Forecast | F4 | Residential | CZ1 - Single Family | Existing | Water Heating | Natural Gas | Water Heater > 55 gal. | Baseline Forecast | Peak Demand (W) | 0 | 0 | 0 | 0 | 0 | 0 | 0 | 0 | 0 | 0 | 0 | 0 | 0 | 0 | 0 | 0 | 0 | 0 | 0 | 0 | 0 | 0 | 0 | 0 | 0 | 0 | 0 | 0 | 0 | 0
F5_Residential_CZ1 - Single Family_Existing_Water Heating_Natural Gas_Water Heater > 55 gal._Baseline Forecast | F5 | Residential | CZ1 - Single Family | Existing | Water Heating | Natural Gas | Water Heater > 55 gal. | Baseline Forecast | Turnover | 0 | 411.0198 | 754.7535 | 1040.1277 | 1275.8669 | 1470.0886 | 1629.0776 | 1757.16 | 1859.6974 | 1940.7566 | 2005.2783 | 2081.894 | 2093.4026 | 2068.8134 | 2023.1253 | 1968.4783 | 1912.847 | 1860.7444 | 1817.139 | 1800.6613 | 1804.7784 | 1820.4655 | 0 | 0 | 0 | 0 | 0 | 0 | 0 | 0
F6_Residential_CZ1 - Single Family_Existing_Water Heating_Natural Gas_Water Heater > 55 gal._Baseline Forecast | F6 | Residential | CZ1 - Single Family | Existing | Water Heating | Natural Gas | Water Heater > 55 gal. | Baseline Forecast | Avg. Replacement Usage | 159.4162 | 160.519 | 163.2103 | 165.2218 | 166.619 | 168.1177 | 166.3923 | 165.4222 | 165.1254 | 164.548 | 151.8889 | 151.6686 | 149.9229 | 149.3451 | 148.8617 | 148.524 | 148.2044 | 147.8695 | 147.5693 | 147.4062 | 147.2096 | 146.8518 | 0 | 0 | 0 | 0 | 0 | 0 | 0 | 0
F7_Residential_CZ1 - Single Family_Existing_Water Heating_Natural Gas_Water Heater > 55 gal._Baseline Forecast | F7 | Residential | CZ1 - Single Family | Existing | Water Heating | Natural Gas | Water Heater > 55 gal. | Baseline Forecast | Avg. Replacement Demand (S) | 0 | 0 | 0 | 0 | 0 | 0 | 0 | 0 | 0 | 0 | 0 | 0 | 0 | 0 | 0 | 0 | 0 | 0 | 0 | 0 | 0 | 0 | 0 | 0 | 0 | 0 | 0 | 0 | 0 | 0
F8_Residential_CZ1 - Single Family_Existing_Water Heating_Natural Gas_Water Heater > 55 gal._Baseline Forecast | F8 | Residential | CZ1 - Single Family | Existing | Water Heating | Natural Gas | Water Heater > 55 gal. | Baseline Forecast | Avg. Replacement Demand (W) | 0 | 0 | 0 | 0 | 0 | 0 | 0 | 0 | 0 | 0 | 0 | 0 | 0 | 0 | 0 | 0 | 0 | 0 | 0 | 0 | 0 | 0 | 0 | 0 | 0 | 0 | 0 | 0 | 0 | 0
F1_Residential_CZ1 - Single Family_Existing_Appliances_Natural Gas_Clothes Dryer_Baseline Forecast | F1 | Residential | CZ1 - Single Family | Existing | Appliances | Natural Gas | Clothes Dryer | Baseline Forecast | Units | 10527.5517 | 10510.7076 | 10493.8905 | 10477.1003 | 10460.3369 | 10443.6004 | 10426.8906 | 10410.2076 | 10393.5513 | 10376.9216 | 10360.3185 | 10343.742 | 10327.192 | 10310.6685 | 10294.1714 | 10277.7008 | 10261.2564 | 10244.8384 | 10228.4467 | 10212.0812 | 10195.7418 | 10179.4287 | 0 | 0 | 0 | 0 | 0 | 0 | 0 | 0
F2_Residential_CZ1 - Single Family_Existing_Appliances_Natural Gas_Clothes Dryer_Baseline Forecast | F2 | Residential | CZ1 - Single Family | Existing | Appliances | Natural Gas | Clothes Dryer | Baseline Forecast | Usage (MMtherm) | 0.29549 | 0.29195 | 0.28841 | 0.28491 | 0.28147 | 0.2781 | 0.27484 | 0.27175 | 0.26884 | 0.2661 | 0.26352 | 0.26111 | 0.25887 | 0.25676 | 0.2548 | 0.25295 | 0.25122 | 0.2496 | 0.24807 | 0.24663 | 0.24528 | 0.244 | 0 | 0 | 0 | 0 | 0 | 0 | 0 | 0
F3_Residential_CZ1 - Single Family_Existing_Appliances_Natural Gas_Clothes Dryer_Baseline Forecast | F3 | Residential | CZ1 - Single Family | Existing | Appliances | Natural Gas | Clothes Dryer | Baseline Forecast | Peak Demand (S) | 0 | 0 | 0 | 0 | 0 | 0 | 0 | 0 | 0 | 0 | 0 | 0 | 0 | 0 | 0 | 0 | 0 | 0 | 0 | 0 | 0 | 0 | 0 | 0 | 0 | 0 | 0 | 0 | 0 | 0
F4_Residential_CZ1 - Single Family_Existing_Appliances_Natural Gas_Clothes Dryer_Baseline Forecast | F4 | Residential | CZ1 - Single Family | Existing | Appliances | Natural Gas | Clothes Dryer | Baseline Forecast | Peak Demand (W) | 0 | 0 | 0 | 0 | 0 | 0 | 0 | 0 | 0 | 0 | 0 | 0 | 0 | 0 | 0 | 0 | 0 | 0 | 0 | 0 | 0 | 0 | 0 | 0 | 0 | 0 | 0 | 0 | 0 | 0
F5_Residential_CZ1 - Single Family_Existing_Appliances_Natural Gas_Clothes Dryer_Baseline Forecast | F5 | Residential | CZ1 - Single Family | Existing | Appliances | Natural Gas | Clothes Dryer | Baseline Forecast | Turnover | 0 | 376.416 | 405.4115 | 432.0402 | 456.4877 | 478.9252 | 499.5104 | 487.9025 | 477.1606 | 467.2168 | 458.0087 | 449.4786 | 442.689 | 438.6232 | 436.8887 | 437.138 | 439.0635 | 442.3939 | 444.5859 | 445.7942 | 446.1562 | 445.7938 | 0 | 0 | 0 | 0 | 0 | 0 | 0 | 0
F6_Residential_CZ1 - Single Family_Existing_Appliances_Natural Gas_Clothes Dryer_Baseline Forecast | F6 | Residential | CZ1 - Single Family | Existing | Appliances | Natural Gas | Clothes Dryer | Baseline Forecast | Avg. Replacement Usage | 22.9554 | 22.9561 | 22.9565 | 22.9569 | 22.9571 | 22.9573 | 22.957 | 22.9569 | 22.9568 | 22.9567 | 22.9326 | 22.9347 | 22.9303 | 22.9289 | 22.9277 | 22.9269 | 22.9261 | 22.9253 | 22.9246 | 22.9242 | 22.9237 | 22.9229 | 0 | 0 | 0 | 0 | 0 | 0 | 0 | 0
F7_Residential_CZ1 - Single Family_Existing_Appliances_Natural Gas_Clothes Dryer_Baseline Forecast | F7 | Residential | CZ1 - Single Family | Existing | Appliances | Natural Gas | Clothes Dryer | Baseline Forecast | Avg. Replacement Demand (S) | 0 | 0 | 0 | 0 | 0 | 0 | 0 | 0 | 0 | 0 | 0 | 0 | 0 | 0 | 0 | 0 | 0 | 0 | 0 | 0 | 0 | 0 | 0 | 0 | 0 | 0 | 0 | 0 | 0 | 0
F8_Residential_CZ1 - Single Family_Existing_Appliances_Natural Gas_Clothes Dryer_Baseline Forecast | F8 | Residential | CZ1 - Single Family | Existing | Appliances | Natural Gas | Clothes Dryer | Baseline Forecast | Avg. Replacement Demand (W) | 0 | 0 | 0 | 0 | 0 | 0 | 0 | 0 | 0 | 0 | 0 | 0 | 0 | 0 | 0 | 0 | 0 | 0 | 0 | 0 | 0 | 0 | 0 | 0 | 0 | 0 | 0 | 0 | 0 | 0
F1_Residential_CZ1 - Single Family_Existing_Appliances_Natural Gas_Stove/Oven_Baseline Forecast | F1 | Residential | CZ1 - Single Family | Existing | Appliances | Natural Gas | Stove/Oven | Baseline Forecast | Units | 22749.4482 | 22713.0491 | 22676.7082 | 22640.4255 | 22604.2008 | 22568.0341 | 22531.9252 | 22495.8742 | 22459.8808 | 22423.9449 | 22388.0666 | 22352.2457 | 22316.4821 | 22280.7758 | 22245.1265 | 22209.5343 | 22173.9991 | 22138.5207 | 22103.099 | 22067.7341 | 22032.4257 | 21997.1738 | 0 | 0 | 0 | 0 | 0 | 0 | 0 | 0
F2_Residential_CZ1 - Single Family_Existing_Appliances_Natural Gas_Stove/Oven_Baseline Forecast | F2 | Residential | CZ1 - Single Family | Existing | Appliances | Natural Gas | Stove/Oven | Baseline Forecast | Usage (MMtherm) | 1.2386 | 1.2249 | 1.2124 | 1.201 | 1.1905 | 1.1809 | 1.1723 | 1.1644 | 1.1572 | 1.1508 | 1.1449 | 1.1395 | 1.1347 | 1.1302 | 1.1261 | 1.1222 | 1.1187 | 1.1154 | 1.1121 | 1.1091 | 1.1062 | 1.1035 | 0 | 0 | 0 | 0 | 0 | 0 | 0 | 0
F3_Residential_CZ1 - Single Family_Existing_Appliances_Natural Gas_Stove/Oven_Baseline Forecast | F3 | Residential | CZ1 - Single Family | Existing | Appliances | Natural Gas | Stove/Oven | Baseline Forecast | Peak Demand (S) | 0 | 0 | 0 | 0 | 0 | 0 | 0 | 0 | 0 | 0 | 0 | 0 | 0 | 0 | 0 | 0 | 0 | 0 | 0 | 0 | 0 | 0 | 0 | 0 | 0 | 0 | 0 | 0 | 0 | 0
F4_Residential_CZ1 - Single Family_Existing_Appliances_Natural Gas_Stove/Oven_Baseline Forecast | F4 | Residential | CZ1 - Single Family | Existing | Appliances | Natural Gas | Stove/Oven | Baseline Forecast | Peak Demand (W) | 0 | 0 | 0 | 0 | 0 | 0 | 0 | 0 | 0 | 0 | 0 | 0 | 0 | 0 | 0 | 0 | 0 | 0 | 0 | 0 | 0 | 0 | 0 | 0 | 0 | 0 | 0 | 0 | 0 | 0
F5_Residential_CZ1 - Single Family_Existing_Appliances_Natural Gas_Stove/Oven_Baseline Forecast | F5 | Residential | CZ1 - Single Family | Existing | Appliances | Natural Gas | Stove/Oven | Baseline Forecast | Turnover | 0 | 1664.6138 | 1602.8224 | 1549.6579 | 1503.8764 | 1459.9248 | 1422.0355 | 1389.3346 | 1361.0744 | 1336.6146 | 1315.4077 | 1359.7128 | 1388.9406 | 1406.4787 | 1415.051 | 1416.2079 | 1411.8711 | 1403.5625 | 1864.4518 | 1766.6916 | 1682.4678 | 1618.6893 | 0 | 0 | 0 | 0 | 0 | 0 | 0 | 0
F6_Residential_CZ1 - Single Family_Existing_Appliances_Natural Gas_Stove/Oven_Baseline Forecast | F6 | Residential | CZ1 - Single Family | Existing | Appliances | Natural Gas | Stove/Oven | Baseline Forecast | Avg. Replacement Usage | 50.0841 | 50.0876 | 50.0918 | 50.0949 | 50.097 | 50.0993 | 50.0965 | 50.0949 | 50.0944 | 50.0934 | 49.9813 | 49.9776 | 49.9573 | 49.9507 | 49.9452 | 49.9414 | 49.9378 | 49.934 | 49.9307 | 49.9289 | 49.9267 | 49.9228 | 0 | 0 | 0 | 0 | 0 | 0 | 0 | 0
F7_Residential_CZ1 - Single Family_Existing_Appliances_Natural Gas_Stove/Oven_Baseline Forecast | F7 | Residential | CZ1 - Single Family | Existing | Appliances | Natural Gas | Stove/Oven | Baseline Forecast | Avg. Replacement Demand (S) | 0 | 0 | 0 | 0 | 0 | 0 | 0 | 0 | 0 | 0 | 0 | 0 | 0 | 0 | 0 | 0 | 0 | 0 | 0 | 0 | 0 | 0 | 0 | 0 | 0 | 0 | 0 | 0 | 0 | 0
F8_Residential_CZ1 - Single Family_Existing_Appliances_Natural Gas_Stove/Oven_Baseline Forecast | F8 | Residential | CZ1 - Single Family | Existing | Appliances | Natural Gas | Stove/Oven | Baseline Forecast | Avg. Replacement Demand (W) | 0 | 0 | 0 | 0 | 0 | 0 | 0 | 0 | 0 | 0 | 0 | 0 | 0 | 0 | 0 | 0 | 0 | 0 | 0 | 0 | 0 | 0 | 0 | 0 | 0 | 0 | 0 | 0 | 0 | 0
F1_Residential_CZ1 - Single Family_Existing_Miscellaneous_Natural Gas_Pool Heater_Baseline Forecast | F1 | Residential | CZ1 - Single Family | Existing | Miscellaneous | Natural Gas | Pool Heater | Baseline Forecast | Units | 308.3742 | 307.8808 | 307.3882 | 306.8963 | 306.4053 | 305.9151 | 305.4256 | 304.9369 | 304.449 | 303.9619 | 303.4756 | 302.99 | 302.5052 | 302.0212 | 301.538 | 301.0555 | 300.5738 | 300.0929 | 299.6128 | 299.1334 | 298.6548 | 298.1769 | 0 | 0 | 0 | 0 | 0 | 0 | 0 | 0
F2_Residential_CZ1 - Single Family_Existing_Miscellaneous_Natural Gas_Pool Heater_Baseline Forecast | F2 | Residential | CZ1 - Single Family | Existing | Miscellaneous | Natural Gas | Pool Heater | Baseline Forecast | Usage (MMtherm) | 0.040283 | 0.040215 | 0.040146 | 0.040079 | 0.040011 | 0.039944 | 0.039878 | 0.039811 | 0.039745 | 0.03968 | 0.039614 | 0.039549 | 0.039485 | 0.03942 | 0.039356 | 0.039292 | 0.039228 | 0.039164 | 0.039101 | 0.039037 | 0.038974 | 0.038911 | 0 | 0 | 0 | 0 | 0 | 0 | 0 | 0
F3_Residential_CZ1 - Single Family_Existing_Miscellaneous_Natural Gas_Pool Heater_Baseline Forecast | F3 | Residential | CZ1 - Single Family | Existing | Miscellaneous | Natural Gas | Pool Heater | Baseline Forecast | Peak Demand (S) | 0 | 0 | 0 | 0 | 0 | 0 | 0 | 0 | 0 | 0 | 0 | 0 | 0 | 0 | 0 | 0 | 0 | 0 | 0 | 0 | 0 | 0 | 0 | 0 | 0 | 0 | 0 | 0 | 0 | 0
F4_Residential_CZ1 - Single Family_Existing_Miscellaneous_Natural Gas_Pool Heater_Baseline Forecast | F4 | Residential | CZ1 - Single Family | Existing | Miscellaneous | Natural Gas | Pool Heater | Baseline Forecast | Peak Demand (W) | 0 | 0 | 0 | 0 | 0 | 0 | 0 | 0 | 0 | 0 | 0 | 0 | 0 | 0 | 0 | 0 | 0 | 0 | 0 | 0 | 0 | 0 | 0 | 0 | 0 | 0 | 0 | 0 | 0 | 0
F5_Residential_CZ1 - Single Family_Existing_Miscellaneous_Natural Gas_Pool Heater_Baseline Forecast | F5 | Residential | CZ1 - Single Family | Existing | Miscellaneous | Natural Gas | Pool Heater | Baseline Forecast | Turnover | 0 | 24.7781 | 23.1307 | 21.6344 | 20.2753 | 19.0407 | 17.9191 | 18.4951 | 18.8695 | 19.0746 | 19.1384 | 19.0851 | 18.9358 | 18.8521 | 18.8099 | 18.79 | 18.7777 | 18.7617 | 26.4169 | 25.1758 | 24.0916 | 23.1476 | 0 | 0 | 0 | 0 | 0 | 0 | 0 | 0
F6_Residential_CZ1 - Single Family_Existing_Miscellaneous_Natural Gas_Pool Heater_Baseline Forecast | F6 | Residential | CZ1 - Single Family | Existing | Miscellaneous | Natural Gas | Pool Heater | Baseline Forecast | Avg. Replacement Usage | 130.4755 | 130.4755 | 130.4755 | 130.4755 | 130.4755 | 130.4755 | 130.4755 | 130.4755 | 130.4755 | 130.4755 | 130.4755 | 130.4755 | 130.4755 | 130.4755 | 130.4755 | 130.4755 | 130.4755 | 130.4755 | 130.4755 | 130.4755 | 130.4755 | 130.4755 | 0 | 0 | 0 | 0 | 0 | 0 | 0 | 0
F7_Residential_CZ1 - Single Family_Existing_Miscellaneous_Natural Gas_Pool Heater_Baseline Forecast | F7 | Residential | CZ1 - Single Family | Existing | Miscellaneous | Natural Gas | Pool Heater | Baseline Forecast | Avg. Replacement Demand (S) | 0 | 0 | 0 | 0 | 0 | 0 | 0 | 0 | 0 | 0 | 0 | 0 | 0 | 0 | 0 | 0 | 0 | 0 | 0 | 0 | 0 | 0 | 0 | 0 | 0 | 0 | 0 | 0 | 0 | 0
F8_Residential_CZ1 - Single Family_Existing_Miscellaneous_Natural Gas_Pool Heater_Baseline Forecast | F8 | Residential | CZ1 - Single Family | Existing | Miscellaneous | Natural Gas | Pool Heater | Baseline Forecast | Avg. Replacement Demand (W) | 0 | 0 | 0 | 0 | 0 | 0 | 0 | 0 | 0 | 0 | 0 | 0 | 0 | 0 | 0 | 0 | 0 | 0 | 0 | 0 | 0 | 0 | 0 | 0 | 0 | 0 | 0 | 0 | 0 | 0
F1_Residential_CZ1 - Single Family_Existing_Miscellaneous_Natural Gas_Miscellaneous_Baseline Forecast | F1 | Residential | CZ1 - Single Family | Existing | Miscellaneous | Natural Gas | Miscellaneous | Baseline Forecast | Units | 71589.9215 | 71475.3776 | 71361.017 | 71246.8394 | 71132.8445 | 71019.0319 | 70905.4015 | 70791.9528 | 70678.6857 | 70565.5998 | 70452.6948 | 70339.9705 | 70227.4266 | 70115.0627 | 70002.8786 | 69890.874 | 69779.0486 | 69667.4021 | 69555.9343 | 69444.6448 | 69333.5333 | 69222.5997 | 0 | 0 | 0 | 0 | 0 | 0 | 0 | 0
F2_Residential_CZ1 - Single Family_Existing_Miscellaneous_Natural Gas_Miscellaneous_Baseline Forecast | F2 | Residential | CZ1 - Single Family | Existing | Miscellaneous | Natural Gas | Miscellaneous | Baseline Forecast | Usage (MMtherm) | 0.34485 | 0.3443 | 0.34375 | 0.3432 | 0.34265 | 0.3421 | 0.34156 | 0.34101 | 0.34047 | 0.33992 | 0.33938 | 0.33883 | 0.33829 | 0.33775 | 0.33721 | 0.33667 | 0.33613 | 0.33559 | 0.33506 | 0.33452 | 0.33399 | 0.33345 | 0 | 0 | 0 | 0 | 0 | 0 | 0 | 0
F3_Residential_CZ1 - Single Family_Existing_Miscellaneous_Natural Gas_Miscellaneous_Baseline Forecast | F3 | Residential | CZ1 - Single Family | Existing | Miscellaneous | Natural Gas | Miscellaneous | Baseline Forecast | Peak Demand (S) | 0 | 0 | 0 | 0 | 0 | 0 | 0 | 0 | 0 | 0 | 0 | 0 | 0 | 0 | 0 | 0 | 0 | 0 | 0 | 0 | 0 | 0 | 0 | 0 | 0 | 0 | 0 | 0 | 0 | 0
F4_Residential_CZ1 - Single Family_Existing_Miscellaneous_Natural Gas_Miscellaneous_Baseline Forecast | F4 | Residential | CZ1 - Single Family | Existing | Miscellaneous | Natural Gas | Miscellaneous | Baseline Forecast | Peak Demand (W) | 0 | 0 | 0 | 0 | 0 | 0 | 0 | 0 | 0 | 0 | 0 | 0 | 0 | 0 | 0 | 0 | 0 | 0 | 0 | 0 | 0 | 0 | 0 | 0 | 0 | 0 | 0 | 0 | 0 | 0
F5_Residential_CZ1 - Single Family_Existing_Miscellaneous_Natural Gas_Miscellaneous_Baseline Forecast | F5 | Residential | CZ1 - Single Family | Existing | Miscellaneous | Natural Gas | Miscellaneous | Baseline Forecast | Turnover | 0 | 0 | 2378.7006 | 4353.9735 | 5993.6008 | 7353.9769 | 8482.0222 | 7057.0424 | 6264.1187 | 5930.4704 | 5923.5334 | 6142.3232 | 6510.5662 | 6581.7186 | 7161.2444 | 7478.929 | 7651.0729 | 7754.6805 | 7838.6596 | 7221.8277 | 6976.7014 | 6950.5862 | 0 | 0 | 0 | 0 | 0 | 0 | 0 | 0
F6_Residential_CZ1 - Single Family_Existing_Miscellaneous_Natural Gas_Miscellaneous_Baseline Forecast | F6 | Residential | CZ1 - Single Family | Existing | Miscellaneous | Natural Gas | Miscellaneous | Baseline Forecast | Avg. Replacement Usage | 4.8171 | 4.8171 | 4.8171 | 4.8171 | 4.8171 | 4.8171 | 4.8171 | 4.8171 | 4.8171 | 4.8171 | 4.8171 | 4.8171 | 4.8171 | 4.8171 | 4.8171 | 4.8171 | 4.8171 | 4.8171 | 4.8171 | 4.8171 | 4.8171 | 4.8171 | 0 | 0 | 0 | 0 | 0 | 0 | 0 | 0
F7_Residential_CZ1 - Single Family_Existing_Miscellaneous_Natural Gas_Miscellaneous_Baseline Forecast | F7 | Residential | CZ1 - Single Family | Existing | Miscellaneous | Natural Gas | Miscellaneous | Baseline Forecast | Avg. Replacement Demand (S) | 0 | 0 | 0 | 0 | 0 | 0 | 0 | 0 | 0 | 0 | 0 | 0 | 0 | 0 | 0 | 0 | 0 | 0 | 0 | 0 | 0 | 0 | 0 | 0 | 0 | 0 | 0 | 0 | 0 | 0
F8_Residential_CZ1 - Single Family_Existing_Miscellaneous_Natural Gas_Miscellaneous_Baseline Forecast | F8 | Residential | CZ1 - Single Family | Existing | Miscellaneous | Natural Gas | Miscellaneous | Baseline Forecast | Avg. Replacement Demand (W) | 0 | 0 | 0 | 0 | 0 | 0 | 0 | 0 | 0 | 0 | 0 | 0 | 0 | 0 | 0 | 0 | 0 | 0 | 0 | 0 | 0 | 0 | 0 | 0 | 0 | 0 | 0 | 0 | 0 | 0
F1_Residential_CZ1 - Single Family_New_Space Heating_Natural Gas_Furnace - Direct Fuel_Baseline Forecast | F1 | Residential | CZ1 - Single Family | New | Space Heating | Natural Gas | Furnace - Direct Fuel | Baseline Forecast | Units | 0 | 929.4221 | 1858.6903 | 2684.8427 | 3494.2876 | 4307.2701 | 5123.3269 | 5944.6462 | 6762.0374 | 7576.9091 | 8390.7978 | 9203.6166 | 10013.3471 | 10817.7292 | 11618.0754 | 12411.6529 | 13204.2451 | 13993.3629 | 14779.2278 | 15563.5888 | 16345.7916 | 17189.6793 | 0 | 0 | 0 | 0 | 0 | 0 | 0 | 0
F2_Residential_CZ1 - Single Family_New_Space Heating_Natural Gas_Furnace - Direct Fuel_Baseline Forecast | F2 | Residential | CZ1 - Single Family | New | Space Heating | Natural Gas | Furnace - Direct Fuel | Baseline Forecast | Usage (MMtherm) | 0 | 0.42563 | 0.85116 | 1.2295 | 1.5999 | 1.9271 | 2.2555 | 2.5861 | 2.9151 | 3.243 | 3.5706 | 3.8977 | 4.2205 | 4.5384 | 4.8522 | 5.1612 | 5.4704 | 5.7788 | 6.0864 | 6.3939 | 6.7009 | 7.0333 | 0 | 0 | 0 | 0 | 0 | 0 | 0 | 0
F3_Residential_CZ1 - Single Family_New_Space Heating_Natural Gas_Furnace - Direct Fuel_Baseline Forecast | F3 | Residential | CZ1 - Single Family | New | Space Heating | Natural Gas | Furnace - Direct Fuel | Baseline Forecast | Peak Demand (S) | 0 | 0 | 0 | 0 | 0 | 0 | 0 | 0 | 0 | 0 | 0 | 0 | 0 | 0 | 0 | 0 | 0 | 0 | 0 | 0 | 0 | 0 | 0 | 0 | 0 | 0 | 0 | 0 | 0 | 0
F4_Residential_CZ1 - Single Family_New_Space Heating_Natural Gas_Furnace - Direct Fuel_Baseline Forecast | F4 | Residential | CZ1 - Single Family | New | Space Heating | Natural Gas | Furnace - Direct Fuel | Baseline Forecast | Peak Demand (W) | 0 | 0 | 0 | 0 | 0 | 0 | 0 | 0 | 0 | 0 | 0 | 0 | 0 | 0 | 0 | 0 | 0 | 0 | 0 | 0 | 0 | 0 | 0 | 0 | 0 | 0 | 0 | 0 | 0 | 0
F5_Residential_CZ1 - Single Family_New_Space Heating_Natural Gas_Furnace - Direct Fuel_Baseline Forecast | F5 | Residential | CZ1 - Single Family | New | Space Heating | Natural Gas | Furnace - Direct Fuel | Baseline Forecast | Turnover | 0 | 929.4221 | 929.2682 | 826.1524 | 809.4449 | 812.9825 | 816.0569 | 821.3192 | 817.3912 | 814.8717 | 813.8887 | 812.8188 | 864.4024 | 910.5008 | 948.8199 | 980.9318 | 1016.7482 | 1048.0914 | 1077.9177 | 1107.3161 | 1134.0942 | 1222.9553 | 0 | 0 | 0 | 0 | 0 | 0 | 0 | 0
F6_Residential_CZ1 - Single Family_New_Space Heating_Natural Gas_Furnace - Direct Fuel_Baseline Forecast | F6 | Residential | CZ1 - Single Family | New | Space Heating | Natural Gas | Furnace - Direct Fuel | Baseline Forecast | Avg. Replacement Usage | 457.92 | 457.95 | 457.9189 | 457.8996 | 457.6639 | 402.4642 | 402.4632 | 402.4622 | 402.461 | 402.4595 | 402.4544 | 402.4523 | 402.4496 | 402.447 | 402.4442 | 402.4412 | 402.438 | 402.4347 | 402.4312 | 402.4274 | 402.4235 | 402.4192 | 0 | 0 | 0 | 0 | 0 | 0 | 0 | 0
F7_Residential_CZ1 - Single Family_New_Space Heating_Natural Gas_Furnace - Direct Fuel_Baseline Forecast | F7 | Residential | CZ1 - Single Family | New | Space Heating | Natural Gas | Furnace - Direct Fuel | Baseline Forecast | Avg. Replacement Demand (S) | 0 | 0 | 0 | 0 | 0 | 0 | 0 | 0 | 0 | 0 | 0 | 0 | 0 | 0 | 0 | 0 | 0 | 0 | 0 | 0 | 0 | 0 | 0 | 0 | 0 | 0 | 0 | 0 | 0 | 0
F8_Residential_CZ1 - Single Family_New_Space Heating_Natural Gas_Furnace - Direct Fuel_Baseline Forecast | F8 | Residential | CZ1 - Single Family | New | Space Heating | Natural Gas | Furnace - Direct Fuel | Baseline Forecast | Avg. Replacement Demand (W) | 0 | 0 | 0 | 0 | 0 | 0 | 0 | 0 | 0 | 0 | 0 | 0 | 0 | 0 | 0 | 0 | 0 | 0 | 0 | 0 | 0 | 0 | 0 | 0 | 0 | 0 | 0 | 0 | 0 | 0
F1_Residential_CZ1 - Single Family_New_Space Heating_Natural Gas_Boiler - Direct Fuel_Baseline Forecast | F1 | Residential | CZ1 - Single Family | New | Space Heating | Natural Gas | Boiler - Direct Fuel | Baseline Forecast | Units | 0 | 0.31291 | 22.917 | 43.0129 | 62.7024 | 82.4779 | 102.3282 | 122.3065 | 142.1893 | 162.0108 | 181.8083 | 201.5799 | 221.2763 | 240.8426 | 260.3108 | 279.6143 | 298.8938 | 318.0888 | 337.2047 | 356.2841 | 375.3109 | 395.8382 | 0 | 0 | 0 | 0 | 0 | 0 | 0 | 0
F2_Residential_CZ1 - Single Family_New_Space Heating_Natural Gas_Boiler - Direct Fuel_Baseline Forecast | F2 | Residential | CZ1 - Single Family | New | Space Heating | Natural Gas | Boiler - Direct Fuel | Baseline Forecast | Usage (MMtherm) | 0 | 0.00013329 | 0.010418 | 0.019561 | 0.028517 | 0.03751 | 0.046538 | 0.055623 | 0.064662 | 0.073673 | 0.082672 | 0.091656 | 0.10061 | 0.10949 | 0.11833 | 0.12709 | 0.13584 | 0.14454 | 0.1532 | 0.16183 | 0.17044 | 0.17973 | 0 | 0 | 0 | 0 | 0 | 0 | 0 | 0
F3_Residential_CZ1 - Single Family_New_Space Heating_Natural Gas_Boiler - Direct Fuel_Baseline Forecast | F3 | Residential | CZ1 - Single Family | New | Space Heating | Natural Gas | Boiler - Direct Fuel | Baseline Forecast | Peak Demand (S) | 0 | 0 | 0 | 0 | 0 | 0 | 0 | 0 | 0 | 0 | 0 | 0 | 0 | 0 | 0 | 0 | 0 | 0 | 0 | 0 | 0 | 0 | 0 | 0 | 0 | 0 | 0 | 0 | 0 | 0
F4_Residential_CZ1 - Single Family_New_Space Heating_Natural Gas_Boiler - Direct Fuel_Baseline Forecast | F4 | Residential | CZ1 - Single Family | New | Space Heating | Natural Gas | Boiler - Direct Fuel | Baseline Forecast | Peak Demand (W) | 0 | 0 | 0 | 0 | 0 | 0 | 0 | 0 | 0 | 0 | 0 | 0 | 0 | 0 | 0 | 0 | 0 | 0 | 0 | 0 | 0 | 0 | 0 | 0 | 0 | 0 | 0 | 0 | 0 | 0
F5_Residential_CZ1 - Single Family_New_Space Heating_Natural Gas_Boiler - Direct Fuel_Baseline Forecast | F5 | Residential | CZ1 - Single Family | New | Space Heating | Natural Gas | Boiler - Direct Fuel | Baseline Forecast | Turnover | 0 | 0.31291 | 22.6041 | 20.0959 | 19.6895 | 19.7755 | 19.8503 | 19.9783 | 19.8828 | 19.8215 | 19.7976 | 19.7715 | 19.7113 | 20.6569 | 21.4637 | 22.1417 | 22.9242 | 23.6114 | 24.2733 | 24.938 | 25.5504 | 27.6829 | 0 | 0 | 0 | 0 | 0 | 0 | 0 | 0
F6_Residential_CZ1 - Single Family_New_Space Heating_Natural Gas_Boiler - Direct Fuel_Baseline Forecast | F6 | Residential | CZ1 - Single Family | New | Space Heating | Natural Gas | Boiler - Direct Fuel | Baseline Forecast | Avg. Replacement Usage | 457.92 | 5.8955 | 454.9836 | 454.9818 | 454.8711 | 454.7633 | 454.7659 | 454.7553 | 454.6265 | 454.6167 | 454.5171 | 454.4314 | 454.3328 | 454.1936 | 454.0949 | 454.0139 | 453.8255 | 453.4628 | 453.3496 | 453.2355 | 453.1034 | 452.8979 | 0 | 0 | 0 | 0 | 0 | 0 | 0 | 0
F7_Residential_CZ1 - Single Family_New_Space Heating_Natural Gas_Boiler - Direct Fuel_Baseline Forecast | F7 | Residential | CZ1 - Single Family | New | Space Heating | Natural Gas | Boiler - Direct Fuel | Baseline Forecast | Avg. Replacement Demand (S) | 0 | 0 | 0 | 0 | 0 | 0 | 0 | 0 | 0 | 0 | 0 | 0 | 0 | 0 | 0 | 0 | 0 | 0 | 0 | 0 | 0 | 0 | 0 | 0 | 0 | 0 | 0 | 0 | 0 | 0
F8_Residential_CZ1 - Single Family_New_Space Heating_Natural Gas_Boiler - Direct Fuel_Baseline Forecast | F8 | Residential | CZ1 - Single Family | New | Space Heating | Natural Gas | Boiler - Direct Fuel | Baseline Forecast | Avg. Replacement Demand (W) | 0 | 0 | 0 | 0 | 0 | 0 | 0 | 0 | 0 | 0 | 0 | 0 | 0 | 0 | 0 | 0 | 0 | 0 | 0 | 0 | 0 | 0 | 0 | 0 | 0 | 0 | 0 | 0 | 0 | 0
F1_Residential_CZ1 - Single Family_New_Secondary Heating_Natural Gas_Fireplace_Baseline Forecast | F1 | Residential | CZ1 - Single Family | New | Secondary Heating | Natural Gas | Fireplace | Baseline Forecast | Units | 0 | 771.4261 | 1542.7244 | 2228.4359 | 2900.2802 | 3575.0607 | 4252.3929 | 4934.0929 | 5612.5326 | 6288.8811 | 6964.4138 | 7639.0584 | 8311.1397 | 8978.7818 | 9643.074 | 10301.7482 | 10959.6047 | 11614.5773 | 12266.85 | 12917.8744 | 13567.1076 | 14267.5395 | 0 | 0 | 0 | 0 | 0 | 0 | 0 | 0
F2_Residential_CZ1 - Single Family_New_Secondary Heating_Natural Gas_Fireplace_Baseline Forecast | F2 | Residential | CZ1 - Single Family | New | Secondary Heating | Natural Gas | Fireplace | Baseline Forecast | Usage (MMtherm) | 0 | 0.099419 | 0.19882 | 0.28719 | 0.37378 | 0.46074 | 0.54803 | 0.63589 | 0.72332 | 0.81049 | 0.89755 | 0.9845 | 1.0711 | 1.1572 | 1.2428 | 1.3277 | 1.4124 | 1.4968 | 1.5809 | 1.6648 | 1.7485 | 1.8388 | 0 | 0 | 0 | 0 | 0 | 0 | 0 | 0
F3_Residential_CZ1 - Single Family_New_Secondary Heating_Natural Gas_Fireplace_Baseline Forecast | F3 | Residential | CZ1 - Single Family | New | Secondary Heating | Natural Gas | Fireplace | Baseline Forecast | Peak Demand (S) | 0 | 0 | 0 | 0 | 0 | 0 | 0 | 0 | 0 | 0 | 0 | 0 | 0 | 0 | 0 | 0 | 0 | 0 | 0 | 0 | 0 | 0 | 0 | 0 | 0 | 0 | 0 | 0 | 0 | 0
F4_Residential_CZ1 - Single Family_New_Secondary Heating_Natural Gas_Fireplace_Baseline Forecast | F4 | Residential | CZ1 - Single Family | New | Secondary Heating | Natural Gas | Fireplace | Baseline Forecast | Peak Demand (W) | 0 | 0 | 0 | 0 | 0 | 0 | 0 | 0 | 0 | 0 | 0 | 0 | 0 | 0 | 0 | 0 | 0 | 0 | 0 | 0 | 0 | 0 | 0 | 0 | 0 | 0 | 0 | 0 | 0 | 0
F5_Residential_CZ1 - Single Family_New_Secondary Heating_Natural Gas_Fireplace_Baseline Forecast | F5 | Residential | CZ1 - Single Family | New | Secondary Heating | Natural Gas | Fireplace | Baseline Forecast | Turnover | 0 | 771.4261 | 771.2983 | 685.7116 | 671.8443 | 674.7804 | 677.3322 | 681.7 | 678.4398 | 676.3485 | 675.5326 | 674.6446 | 672.0813 | 667.642 | 664.2923 | 658.6742 | 657.8564 | 725.1022 | 786.1449 | 835.0639 | 877.6185 | 969.3987 | 0 | 0 | 0 | 0 | 0 | 0 | 0 | 0
F6_Residential_CZ1 - Single Family_New_Secondary Heating_Natural Gas_Fireplace_Baseline Forecast | F6 | Residential | CZ1 - Single Family | New | Secondary Heating | Natural Gas | Fireplace | Baseline Forecast | Avg. Replacement Usage | 128.8766 | 128.8766 | 128.8766 | 128.8766 | 128.8766 | 128.8766 | 128.8766 | 128.8766 | 128.8766 | 128.8766 | 128.8766 | 128.8766 | 128.8766 | 128.8766 | 128.8766 | 128.8766 | 128.8766 | 128.8766 | 128.8766 | 128.8766 | 128.8766 | 128.8766 | 0 | 0 | 0 | 0 | 0 | 0 | 0 | 0
F7_Residential_CZ1 - Single Family_New_Secondary Heating_Natural Gas_Fireplace_Baseline Forecast | F7 | Residential | CZ1 - Single Family | New | Secondary Heating | Natural Gas | Fireplace | Baseline Forecast | Avg. Replacement Demand (S) | 0 | 0 | 0 | 0 | 0 | 0 | 0 | 0 | 0 | 0 | 0 | 0 | 0 | 0 | 0 | 0 | 0 | 0 | 0 | 0 | 0 | 0 | 0 | 0 | 0 | 0 | 0 | 0 | 0 | 0
F8_Residential_CZ1 - Single Family_New_Secondary Heating_Natural Gas_Fireplace_Baseline Forecast | F8 | Residential | CZ1 - Single Family | New | Secondary Heating | Natural Gas | Fireplace | Baseline Forecast | Avg. Replacement Demand (W) | 0 | 0 | 0 | 0 | 0 | 0 | 0 | 0 | 0 | 0 | 0 | 0 | 0 | 0 | 0 | 0 | 0 | 0 | 0 | 0 | 0 | 0 | 0 | 0 | 0 | 0 | 0 | 0 | 0 | 0
F1_Residential_CZ1 - Single Family_New_Water Heating_Natural Gas_Water Heater <= 55 gal._Baseline Forecast | F1 | Residential | CZ1 - Single Family | New | Water Heating | Natural Gas | Water Heater <= 55 gal. | Baseline Forecast | Units | 0 | 876.1701 | 1752.1952 | 2531.0125 | 3294.0796 | 4060.4816 | 4829.7819 | 5604.043 | 6374.6011 | 7142.7841 | 7910.0404 | 8676.2881 | 9439.6245 | 10197.9188 | 10952.4085 | 11700.5174 | 12447.6974 | 13191.6021 | 13932.4402 | 14671.8606 | 15409.2465 | 16204.783 | 0 | 0 | 0 | 0 | 0 | 0 | 0 | 0
F2_Residential_CZ1 - Single Family_New_Water Heating_Natural Gas_Water Heater <= 55 gal._Baseline Forecast | F2 | Residential | CZ1 - Single Family | New | Water Heating | Natural Gas | Water Heater <= 55 gal. | Baseline Forecast | Usage (MMtherm) | 0 | 0.12148 | 0.24297 | 0.35101 | 0.45687 | 0.56322 | 0.66994 | 0.77735 | 0.88423 | 0.99078 | 1.0971 | 1.2032 | 1.3089 | 1.4138 | 1.5182 | 1.6217 | 1.7251 | 1.8279 | 1.9304 | 2.0325 | 2.1344 | 2.2443 | 0 | 0 | 0 | 0 | 0 | 0 | 0 | 0
F3_Residential_CZ1 - Single Family_New_Water Heating_Natural Gas_Water Heater <= 55 gal._Baseline Forecast | F3 | Residential | CZ1 - Single Family | New | Water Heating | Natural Gas | Water Heater <= 55 gal. | Baseline Forecast | Peak Demand (S) | 0 | 0 | 0 | 0 | 0 | 0 | 0 | 0 | 0 | 0 | 0 | 0 | 0 | 0 | 0 | 0 | 0 | 0 | 0 | 0 | 0 | 0 | 0 | 0 | 0 | 0 | 0 | 0 | 0 | 0
F4_Residential_CZ1 - Single Family_New_Water Heating_Natural Gas_Water Heater <= 55 gal._Baseline Forecast | F4 | Residential | CZ1 - Single Family | New | Water Heating | Natural Gas | Water Heater <= 55 gal. | Baseline Forecast | Peak Demand (W) | 0 | 0 | 0 | 0 | 0 | 0 | 0 | 0 | 0 | 0 | 0 | 0 | 0 | 0 | 0 | 0 | 0 | 0 | 0 | 0 | 0 | 0 | 0 | 0 | 0 | 0 | 0 | 0 | 0 | 0
F5_Residential_CZ1 - Single Family_New_Water Heating_Natural Gas_Water Heater <= 55 gal._Baseline Forecast | F5 | Residential | CZ1 - Single Family | New | Water Heating | Natural Gas | Water Heater <= 55 gal. | Baseline Forecast | Turnover | 0 | 876.1701 | 876.025 | 778.8173 | 763.0671 | 766.402 | 769.3002 | 774.2611 | 770.5582 | 768.1829 | 767.2563 | 766.2477 | 888.5035 | 990.7269 | 1064.9773 | 1123.2506 | 1178.2161 | 1223.2642 | 1262.3265 | 1551.7686 | 1543.3825 | 1567.6765 | 0 | 0 | 0 | 0 | 0 | 0 | 0 | 0
F6_Residential_CZ1 - Single Family_New_Water Heating_Natural Gas_Water Heater <= 55 gal._Baseline Forecast | F6 | Residential | CZ1 - Single Family | New | Water Heating | Natural Gas | Water Heater <= 55 gal. | Baseline Forecast | Avg. Replacement Usage | 138.6311 | 138.6472 | 138.6871 | 138.7163 | 138.7367 | 138.7582 | 138.7319 | 138.7164 | 138.7112 | 138.7016 | 138.5123 | 138.5077 | 138.4818 | 138.4731 | 138.4661 | 138.461 | 138.4562 | 138.4512 | 138.4469 | 138.4445 | 138.4416 | 138.4361 | 0 | 0 | 0 | 0 | 0 | 0 | 0 | 0
F7_Residential_CZ1 - Single Family_New_Water Heating_Natural Gas_Water Heater <= 55 gal._Baseline Forecast | F7 | Residential | CZ1 - Single Family | New | Water Heating | Natural Gas | Water Heater <= 55 gal. | Baseline Forecast | Avg. Replacement Demand (S) | 0 | 0 | 0 | 0 | 0 | 0 | 0 | 0 | 0 | 0 | 0 | 0 | 0 | 0 | 0 | 0 | 0 | 0 | 0 | 0 | 0 | 0 | 0 | 0 | 0 | 0 | 0 | 0 | 0 | 0
F8_Residential_CZ1 - Single Family_New_Water Heating_Natural Gas_Water Heater <= 55 gal._Baseline Forecast | F8 | Residential | CZ1 - Single Family | New | Water Heating | Natural Gas | Water Heater <= 55 gal. | Baseline Forecast | Avg. Replacement Demand (W) | 0 | 0 | 0 | 0 | 0 | 0 | 0 | 0 | 0 | 0 | 0 | 0 | 0 | 0 | 0 | 0 | 0 | 0 | 0 | 0 | 0 | 0 | 0 | 0 | 0 | 0 | 0 | 0 | 0 | 0
F1_Residential_CZ1 - Single Family_New_Water Heating_Natural Gas_Water Heater > 55 gal._Baseline Forecast | F1 | Residential | CZ1 - Single Family | New | Water Heating | Natural Gas | Water Heater > 55 gal. | Baseline Forecast | Units | 0 | 126.6412 | 253.2614 | 365.8313 | 476.1246 | 586.9 | 698.0942 | 810.0056 | 921.3816 | 1032.4144 | 1143.3133 | 1254.0663 | 1364.3986 | 1474.0021 | 1583.0556 | 1691.1869 | 1799.1839 | 1906.7075 | 2013.7879 | 2120.6634 | 2227.2448 | 2342.2312 | 0 | 0 | 0 | 0 | 0 | 0 | 0 | 0
F2_Residential_CZ1 - Single Family_New_Water Heating_Natural Gas_Water Heater > 55 gal._Baseline Forecast | F2 | Residential | CZ1 - Single Family | New | Water Heating | Natural Gas | Water Heater > 55 gal. | Baseline Forecast | Usage (MMtherm) | 0 | 0.020328 | 0.05795 | 0.10769 | 0.16697 | 0.23429 | 0.30693 | 0.38424 | 0.46554 | 0.54988 | 0.63025 | 0.71359 | 0.79647 | 0.87799 | 0.95754 | 1.035 | 1.1103 | 1.184 | 1.256 | 1.3223 | 1.3851 | 1.4486 | 0 | 0 | 0 | 0 | 0 | 0 | 0 | 0
F3_Residential_CZ1 - Single Family_New_Water Heating_Natural Gas_Water Heater > 55 gal._Baseline Forecast | F3 | Residential | CZ1 - Single Family | New | Water Heating | Natural Gas | Water Heater > 55 gal. | Baseline Forecast | Peak Demand (S) | 0 | 0 | 0 | 0 | 0 | 0 | 0 | 0 | 0 | 0 | 0 | 0 | 0 | 0 | 0 | 0 | 0 | 0 | 0 | 0 | 0 | 0 | 0 | 0 | 0 | 0 | 0 | 0 | 0 | 0
F4_Residential_CZ1 - Single Family_New_Water Heating_Natural Gas_Water Heater > 55 gal._Baseline Forecast | F4 | Residential | CZ1 - Single Family | New | Water Heating | Natural Gas | Water Heater > 55 gal. | Baseline Forecast | Peak Demand (W) | 0 | 0 | 0 | 0 | 0 | 0 | 0 | 0 | 0 | 0 | 0 | 0 | 0 | 0 | 0 | 0 | 0 | 0 | 0 | 0 | 0 | 0 | 0 | 0 | 0 | 0 | 0 | 0 | 0 | 0
F5_Residential_CZ1 - Single Family_New_Water Heating_Natural Gas_Water Heater > 55 gal._Baseline Forecast | F5 | Residential | CZ1 - Single Family | New | Water Heating | Natural Gas | Water Heater > 55 gal. | Baseline Forecast | Turnover | 0 | 126.6412 | 230.5728 | 301.1943 | 356.0709 | 400.8279 | 437.0974 | 468.1102 | 493.3498 | 513.7859 | 530.6869 | 551.3899 | 570.858 | 591.6526 | 613.9911 | 637.6621 | 663.3617 | 690.2285 | 718.6082 | 753.8251 | 792.9684 | 841.0646 | 0 | 0 | 0 | 0 | 0 | 0 | 0 | 0
F6_Residential_CZ1 - Single Family_New_Water Heating_Natural Gas_Water Heater > 55 gal._Baseline Forecast | F6 | Residential | CZ1 - Single Family | New | Water Heating | Natural Gas | Water Heater > 55 gal. | Baseline Forecast | Avg. Replacement Usage | 159.4258 | 160.5135 | 163.1695 | 165.138 | 166.4955 | 167.9457 | 166.1818 | 165.1554 | 164.799 | 164.1451 | 151.4546 | 151.1404 | 149.403 | 148.8238 | 148.3438 | 148.0097 | 147.6891 | 147.3562 | 147.055 | 146.89 | 146.6957 | 146.3434 | 0 | 0 | 0 | 0 | 0 | 0 | 0 | 0
F7_Residential_CZ1 - Single Family_New_Water Heating_Natural Gas_Water Heater > 55 gal._Baseline Forecast | F7 | Residential | CZ1 - Single Family | New | Water Heating | Natural Gas | Water Heater > 55 gal. | Baseline Forecast | Avg. Replacement Demand (S) | 0 | 0 | 0 | 0 | 0 | 0 | 0 | 0 | 0 | 0 | 0 | 0 | 0 | 0 | 0 | 0 | 0 | 0 | 0 | 0 | 0 | 0 | 0 | 0 | 0 | 0 | 0 | 0 | 0 | 0
F8_Residential_CZ1 - Single Family_New_Water Heating_Natural Gas_Water Heater > 55 gal._Baseline Forecast | F8 | Residential | CZ1 - Single Family | New | Water Heating | Natural Gas | Water Heater > 55 gal. | Baseline Forecast | Avg. Replacement Demand (W) | 0 | 0 | 0 | 0 | 0 | 0 | 0 | 0 | 0 | 0 | 0 | 0 | 0 | 0 | 0 | 0 | 0 | 0 | 0 | 0 | 0 | 0 | 0 | 0 | 0 | 0 | 0 | 0 | 0 | 0
F1_Residential_CZ1 - Single Family_New_Appliances_Natural Gas_Clothes Dryer_Baseline Forecast | F1 | Residential | CZ1 - Single Family | New | Appliances | Natural Gas | Clothes Dryer | Baseline Forecast | Units | 0 | 193.9105 | 387.789 | 560.1538 | 729.0328 | 898.6499 | 1068.9084 | 1240.2649 | 1410.8018 | 1580.8131 | 1750.6192 | 1920.2022 | 2089.1408 | 2256.9635 | 2423.9443 | 2589.5128 | 2754.8757 | 2919.5138 | 3083.4732 | 3247.1189 | 3410.3142 | 3586.3792 | 0 | 0 | 0 | 0 | 0 | 0 | 0 | 0
F2_Residential_CZ1 - Single Family_New_Appliances_Natural Gas_Clothes Dryer_Baseline Forecast | F2 | Residential | CZ1 - Single Family | New | Appliances | Natural Gas | Clothes Dryer | Baseline Forecast | Usage (MMtherm) | 0 | 0.0044514 | 0.0089022 | 0.012859 | 0.016736 | 0.02063 | 0.024539 | 0.028473 | 0.032388 | 0.03629 | 0.040185 | 0.044074 | 0.047947 | 0.051795 | 0.055622 | 0.059416 | 0.063206 | 0.066978 | 0.070734 | 0.074483 | 0.078221 | 0.082254 | 0 | 0 | 0 | 0 | 0 | 0 | 0 | 0
F3_Residential_CZ1 - Single Family_New_Appliances_Natural Gas_Clothes Dryer_Baseline Forecast | F3 | Residential | CZ1 - Single Family | New | Appliances | Natural Gas | Clothes Dryer | Baseline Forecast | Peak Demand (S) | 0 | 0 | 0 | 0 | 0 | 0 | 0 | 0 | 0 | 0 | 0 | 0 | 0 | 0 | 0 | 0 | 0 | 0 | 0 | 0 | 0 | 0 | 0 | 0 | 0 | 0 | 0 | 0 | 0 | 0
F4_Residential_CZ1 - Single Family_New_Appliances_Natural Gas_Clothes Dryer_Baseline Forecast | F4 | Residential | CZ1 - Single Family | New | Appliances | Natural Gas | Clothes Dryer | Baseline Forecast | Peak Demand (W) | 0 | 0 | 0 | 0 | 0 | 0 | 0 | 0 | 0 | 0 | 0 | 0 | 0 | 0 | 0 | 0 | 0 | 0 | 0 | 0 | 0 | 0 | 0 | 0 | 0 | 0 | 0 | 0 | 0 | 0
F5_Residential_CZ1 - Single Family_New_Appliances_Natural Gas_Clothes Dryer_Baseline Forecast | F5 | Residential | CZ1 - Single Family | New | Appliances | Natural Gas | Clothes Dryer | Baseline Forecast | Turnover | 0 | 193.9105 | 193.8784 | 172.3648 | 168.879 | 169.6171 | 170.2585 | 171.3564 | 170.5369 | 170.0112 | 169.8062 | 169.583 | 183.8548 | 196.5053 | 206.7157 | 215.2377 | 224.2589 | 232.1003 | 239.4135 | 246.4138 | 252.6746 | 271.7232 | 0 | 0 | 0 | 0 | 0 | 0 | 0 | 0
F6_Residential_CZ1 - Single Family_New_Appliances_Natural Gas_Clothes Dryer_Baseline Forecast | F6 | Residential | CZ1 - Single Family | New | Appliances | Natural Gas | Clothes Dryer | Baseline Forecast | Avg. Replacement Usage | 22.9555 | 22.9561 | 22.9565 | 22.9569 | 22.9571 | 22.9573 | 22.9571 | 22.9569 | 22.9568 | 22.9567 | 22.9327 | 22.9347 | 22.9303 | 22.9289 | 22.9277 | 22.9269 | 22.9261 | 22.9253 | 22.9246 | 22.9242 | 22.9237 | 22.9229 | 0 | 0 | 0 | 0 | 0 | 0 | 0 | 0
F7_Residential_CZ1 - Single Family_New_Appliances_Natural Gas_Clothes Dryer_Baseline Forecast | F7 | Residential | CZ1 - Single Family | New | Appliances | Natural Gas | Clothes Dryer | Baseline Forecast | Avg. Replacement Demand (S) | 0 | 0 | 0 | 0 | 0 | 0 | 0 | 0 | 0 | 0 | 0 | 0 | 0 | 0 | 0 | 0 | 0 | 0 | 0 | 0 | 0 | 0 | 0 | 0 | 0 | 0 | 0 | 0 | 0 | 0
F8_Residential_CZ1 - Single Family_New_Appliances_Natural Gas_Clothes Dryer_Baseline Forecast | F8 | Residential | CZ1 - Single Family | New | Appliances | Natural Gas | Clothes Dryer | Baseline Forecast | Avg. Replacement Demand (W) | 0 | 0 | 0 | 0 | 0 | 0 | 0 | 0 | 0 | 0 | 0 | 0 | 0 | 0 | 0 | 0 | 0 | 0 | 0 | 0 | 0 | 0 | 0 | 0 | 0 | 0 | 0 | 0 | 0 | 0
F1_Residential_CZ1 - Single Family_New_Appliances_Natural Gas_Stove/Oven_Baseline Forecast | F1 | Residential | CZ1 - Single Family | New | Appliances | Natural Gas | Stove/Oven | Baseline Forecast | Units | 0 | 365.5878 | 731.115 | 1056.0816 | 1374.4764 | 1694.2627 | 2015.2583 | 2338.3238 | 2659.8443 | 2980.3737 | 3300.5164 | 3620.2384 | 3938.7455 | 4255.1488 | 4569.9646 | 4882.1179 | 5193.8837 | 5504.2828 | 5813.4024 | 6121.9305 | 6429.6096 | 6761.5524 | 0 | 0 | 0 | 0 | 0 | 0 | 0 | 0
F2_Residential_CZ1 - Single Family_New_Appliances_Natural Gas_Stove/Oven_Baseline Forecast | F2 | Residential | CZ1 - Single Family | New | Appliances | Natural Gas | Stove/Oven | Baseline Forecast | Usage (MMtherm) | 0 | 0.018311 | 0.036621 | 0.052901 | 0.068851 | 0.084872 | 0.10095 | 0.11714 | 0.13324 | 0.1493 | 0.1653 | 0.18127 | 0.19717 | 0.21296 | 0.22866 | 0.24422 | 0.25976 | 0.27522 | 0.2906 | 0.30595 | 0.32126 | 0.33779 | 0 | 0 | 0 | 0 | 0 | 0 | 0 | 0
F3_Residential_CZ1 - Single Family_New_Appliances_Natural Gas_Stove/Oven_Baseline Forecast | F3 | Residential | CZ1 - Single Family | New | Appliances | Natural Gas | Stove/Oven | Baseline Forecast | Peak Demand (S) | 0 | 0 | 0 | 0 | 0 | 0 | 0 | 0 | 0 | 0 | 0 | 0 | 0 | 0 | 0 | 0 | 0 | 0 | 0 | 0 | 0 | 0 | 0 | 0 | 0 | 0 | 0 | 0 | 0 | 0
F4_Residential_CZ1 - Single Family_New_Appliances_Natural Gas_Stove/Oven_Baseline Forecast | F4 | Residential | CZ1 - Single Family | New | Appliances | Natural Gas | Stove/Oven | Baseline Forecast | Peak Demand (W) | 0 | 0 | 0 | 0 | 0 | 0 | 0 | 0 | 0 | 0 | 0 | 0 | 0 | 0 | 0 | 0 | 0 | 0 | 0 | 0 | 0 | 0 | 0 | 0 | 0 | 0 | 0 | 0 | 0 | 0
F5_Residential_CZ1 - Single Family_New_Appliances_Natural Gas_Stove/Oven_Baseline Forecast | F5 | Residential | CZ1 - Single Family | New | Appliances | Natural Gas | Stove/Oven | Baseline Forecast | Turnover | 0 | 365.5878 | 365.5272 | 324.9667 | 318.3948 | 319.7863 | 320.9956 | 323.0655 | 321.5205 | 320.5294 | 320.1427 | 371.9487 | 415.4911 | 445.9563 | 471.3462 | 492.006 | 511.7817 | 527.9936 | 648.0772 | 644.8354 | 629.8597 | 659.3183 | 0 | 0 | 0 | 0 | 0 | 0 | 0 | 0
F6_Residential_CZ1 - Single Family_New_Appliances_Natural Gas_Stove/Oven_Baseline Forecast | F6 | Residential | CZ1 - Single Family | New | Appliances | Natural Gas | Stove/Oven | Baseline Forecast | Avg. Replacement Usage | 50.0841 | 50.0876 | 50.0918 | 50.095 | 50.0971 | 50.0993 | 50.0965 | 50.095 | 50.0944 | 50.0933 | 49.9814 | 49.9777 | 49.9573 | 49.9506 | 49.9451 | 49.9414 | 49.9377 | 49.934 | 49.9307 | 49.9289 | 49.9267 | 49.9227 | 0 | 0 | 0 | 0 | 0 | 0 | 0 | 0
F7_Residential_CZ1 - Single Family_New_Appliances_Natural Gas_Stove/Oven_Baseline Forecast | F7 | Residential | CZ1 - Single Family | New | Appliances | Natural Gas | Stove/Oven | Baseline Forecast | Avg. Replacement Demand (S) | 0 | 0 | 0 | 0 | 0 | 0 | 0 | 0 | 0 | 0 | 0 | 0 | 0 | 0 | 0 | 0 | 0 | 0 | 0 | 0 | 0 | 0 | 0 | 0 | 0 | 0 | 0 | 0 | 0 | 0
F8_Residential_CZ1 - Single Family_New_Appliances_Natural Gas_Stove/Oven_Baseline Forecast | F8 | Residential | CZ1 - Single Family | New | Appliances | Natural Gas | Stove/Oven | Baseline Forecast | Avg. Replacement Demand (W) | 0 | 0 | 0 | 0 | 0 | 0 | 0 | 0 | 0 | 0 | 0 | 0 | 0 | 0 | 0 | 0 | 0 | 0 | 0 | 0 | 0 | 0 | 0 | 0 | 0 | 0 | 0 | 0 | 0 | 0
F1_Residential_CZ1 - Single Family_New_Miscellaneous_Natural Gas_Pool Heater_Baseline Forecast | F1 | Residential | CZ1 - Single Family | New | Miscellaneous | Natural Gas | Pool Heater | Baseline Forecast | Units | 0 | 6.5661 | 13.1311 | 18.9677 | 24.6862 | 30.4296 | 36.1949 | 41.9972 | 47.7719 | 53.5287 | 59.2786 | 65.0209 | 70.7415 | 76.4242 | 82.0784 | 87.6848 | 93.2843 | 98.8592 | 104.4111 | 109.9524 | 115.4784 | 121.4402 | 0 | 0 | 0 | 0 | 0 | 0 | 0 | 0
F2_Residential_CZ1 - Single Family_New_Miscellaneous_Natural Gas_Pool Heater_Baseline Forecast | F2 | Residential | CZ1 - Single Family | New | Miscellaneous | Natural Gas | Pool Heater | Baseline Forecast | Usage (MMtherm) | 0 | 0.00085672 | 0.0017133 | 0.0024748 | 0.0032209 | 0.0039703 | 0.0047225 | 0.0054796 | 0.0062331 | 0.0069842 | 0.0077344 | 0.0084836 | 0.00923 | 0.0099715 | 0.010709 | 0.011441 | 0.012171 | 0.012899 | 0.013623 | 0.014346 | 0.015067 | 0.015845 | 0 | 0 | 0 | 0 | 0 | 0 | 0 | 0
F3_Residential_CZ1 - Single Family_New_Miscellaneous_Natural Gas_Pool Heater_Baseline Forecast | F3 | Residential | CZ1 - Single Family | New | Miscellaneous | Natural Gas | Pool Heater | Baseline Forecast | Peak Demand (S) | 0 | 0 | 0 | 0 | 0 | 0 | 0 | 0 | 0 | 0 | 0 | 0 | 0 | 0 | 0 | 0 | 0 | 0 | 0 | 0 | 0 | 0 | 0 | 0 | 0 | 0 | 0 | 0 | 0 | 0
F4_Residential_CZ1 - Single Family_New_Miscellaneous_Natural Gas_Pool Heater_Baseline Forecast | F4 | Residential | CZ1 - Single Family | New | Miscellaneous | Natural Gas | Pool Heater | Baseline Forecast | Peak Demand (W) | 0 | 0 | 0 | 0 | 0 | 0 | 0 | 0 | 0 | 0 | 0 | 0 | 0 | 0 | 0 | 0 | 0 | 0 | 0 | 0 | 0 | 0 | 0 | 0 | 0 | 0 | 0 | 0 | 0 | 0
F5_Residential_CZ1 - Single Family_New_Miscellaneous_Natural Gas_Pool Heater_Baseline Forecast | F5 | Residential | CZ1 - Single Family | New | Miscellaneous | Natural Gas | Pool Heater | Baseline Forecast | Turnover | 0 | 6.5661 | 6.565 | 5.8365 | 5.7185 | 5.7435 | 5.7652 | 6.3993 | 6.9141 | 7.3233 | 7.6938 | 8.0317 | 8.3259 | 8.633 | 8.9648 | 9.2818 | 9.6401 | 9.9784 | 12.4042 | 12.5551 | 12.4851 | 13.0944 | 0 | 0 | 0 | 0 | 0 | 0 | 0 | 0
F6_Residential_CZ1 - Single Family_New_Miscellaneous_Natural Gas_Pool Heater_Baseline Forecast | F6 | Residential | CZ1 - Single Family | New | Miscellaneous | Natural Gas | Pool Heater | Baseline Forecast | Avg. Replacement Usage | 130.4755 | 130.4755 | 130.4755 | 130.4755 | 130.4755 | 130.4755 | 130.4755 | 130.4755 | 130.4755 | 130.4755 | 130.4755 | 130.4755 | 130.4755 | 130.4755 | 130.4755 | 130.4755 | 130.4755 | 130.4755 | 130.4755 | 130.4755 | 130.4755 | 130.4755 | 0 | 0 | 0 | 0 | 0 | 0 | 0 | 0
F7_Residential_CZ1 - Single Family_New_Miscellaneous_Natural Gas_Pool Heater_Baseline Forecast | F7 | Residential | CZ1 - Single Family | New | Miscellaneous | Natural Gas | Pool Heater | Baseline Forecast | Avg. Replacement Demand (S) | 0 | 0 | 0 | 0 | 0 | 0 | 0 | 0 | 0 | 0 | 0 | 0 | 0 | 0 | 0 | 0 | 0 | 0 | 0 | 0 | 0 | 0 | 0 | 0 | 0 | 0 | 0 | 0 | 0 | 0
F8_Residential_CZ1 - Single Family_New_Miscellaneous_Natural Gas_Pool Heater_Baseline Forecast | F8 | Residential | CZ1 - Single Family | New | Miscellaneous | Natural Gas | Pool Heater | Baseline Forecast | Avg. Replacement Demand (W) | 0 | 0 | 0 | 0 | 0 | 0 | 0 | 0 | 0 | 0 | 0 | 0 | 0 | 0 | 0 | 0 | 0 | 0 | 0 | 0 | 0 | 0 | 0 | 0 | 0 | 0 | 0 | 0 | 0 | 0
F1_Residential_CZ1 - Single Family_New_Miscellaneous_Natural Gas_Miscellaneous_Baseline Forecast | F1 | Residential | CZ1 - Single Family | New | Miscellaneous | Natural Gas | Miscellaneous | Baseline Forecast | Units | 0 | 1106.6243 | 2213.0654 | 3196.7308 | 4160.5032 | 5128.4877 | 6100.1328 | 7078.0435 | 8051.2773 | 9021.5112 | 9990.5747 | 10958.3644 | 11922.4769 | 12880.2212 | 13833.1602 | 14778.04 | 15721.7466 | 16661.3164 | 17597.0131 | 18530.9192 | 19462.2557 | 20467.0377 | 0 | 0 | 0 | 0 | 0 | 0 | 0 | 0
F2_Residential_CZ1 - Single Family_New_Miscellaneous_Natural Gas_Miscellaneous_Baseline Forecast | F2 | Residential | CZ1 - Single Family | New | Miscellaneous | Natural Gas | Miscellaneous | Baseline Forecast | Usage (MMtherm) | 0 | 0.0053307 | 0.010661 | 0.015399 | 0.020041 | 0.024704 | 0.029385 | 0.034096 | 0.038784 | 0.043457 | 0.048125 | 0.052787 | 0.057432 | 0.062045 | 0.066636 | 0.071187 | 0.075733 | 0.080259 | 0.084766 | 0.089265 | 0.093751 | 0.098591 | 0 | 0 | 0 | 0 | 0 | 0 | 0 | 0
F3_Residential_CZ1 - Single Family_New_Miscellaneous_Natural Gas_Miscellaneous_Baseline Forecast | F3 | Residential | CZ1 - Single Family | New | Miscellaneous | Natural Gas | Miscellaneous | Baseline Forecast | Peak Demand (S) | 0 | 0 | 0 | 0 | 0 | 0 | 0 | 0 | 0 | 0 | 0 | 0 | 0 | 0 | 0 | 0 | 0 | 0 | 0 | 0 | 0 | 0 | 0 | 0 | 0 | 0 | 0 | 0 | 0 | 0
F4_Residential_CZ1 - Single Family_New_Miscellaneous_Natural Gas_Miscellaneous_Baseline Forecast | F4 | Residential | CZ1 - Single Family | New | Miscellaneous | Natural Gas | Miscellaneous | Baseline Forecast | Peak Demand (W) | 0 | 0 | 0 | 0 | 0 | 0 | 0 | 0 | 0 | 0 | 0 | 0 | 0 | 0 | 0 | 0 | 0 | 0 | 0 | 0 | 0 | 0 | 0 | 0 | 0 | 0 | 0 | 0 | 0 | 0
F5_Residential_CZ1 - Single Family_New_Miscellaneous_Natural Gas_Miscellaneous_Baseline Forecast | F5 | Residential | CZ1 - Single Family | New | Miscellaneous | Natural Gas | Miscellaneous | Baseline Forecast | Turnover | 0 | 1106.6243 | 1106.4411 | 983.6654 | 963.7725 | 967.9845 | 971.645 | 1162.3481 | 1311.3385 | 1415.932 | 1501.1074 | 1572.4903 | 1629.9705 | 2015.1892 | 2052.6484 | 2063.0285 | 2120.1301 | 2183.1798 | 2244.7218 | 2413.8469 | 2548.309 | 2725.2873 | 0 | 0 | 0 | 0 | 0 | 0 | 0 | 0
F6_Residential_CZ1 - Single Family_New_Miscellaneous_Natural Gas_Miscellaneous_Baseline Forecast | F6 | Residential | CZ1 - Single Family | New | Miscellaneous | Natural Gas | Miscellaneous | Baseline Forecast | Avg. Replacement Usage | 4.8171 | 4.8171 | 4.8171 | 4.8171 | 4.8171 | 4.8171 | 4.8171 | 4.8171 | 4.8171 | 4.8171 | 4.8171 | 4.8171 | 4.8171 | 4.8171 | 4.8171 | 4.8171 | 4.8171 | 4.8171 | 4.8171 | 4.8171 | 4.8171 | 4.8171 | 0 | 0 | 0 | 0 | 0 | 0 | 0 | 0
F7_Residential_CZ1 - Single Family_New_Miscellaneous_Natural Gas_Miscellaneous_Baseline Forecast | F7 | Residential | CZ1 - Single Family | New | Miscellaneous | Natural Gas | Miscellaneous | Baseline Forecast | Avg. Replacement Demand (S) | 0 | 0 | 0 | 0 | 0 | 0 | 0 | 0 | 0 | 0 | 0 | 0 | 0 | 0 | 0 | 0 | 0 | 0 | 0 | 0 | 0 | 0 | 0 | 0 | 0 | 0 | 0 | 0 | 0 | 0
F8_Residential_CZ1 - Single Family_New_Miscellaneous_Natural Gas_Miscellaneous_Baseline Forecast | F8 | Residential | CZ1 - Single Family | New | Miscellaneous | Natural Gas | Miscellaneous | Baseline Forecast | Avg. Replacement Demand (W) | 0 | 0 | 0 | 0 | 0 | 0 | 0 | 0 | 0 | 0 | 0 | 0 | 0 | 0 | 0 | 0 | 0 | 0 | 0 | 0 | 0 | 0 | 0 | 0 | 0 | 0 | 0 | 0 | 0 | 0
F1_Residential_CZ1 - Multi Family_Existing_Space Heating_Natural Gas_Furnace - Direct Fuel_Baseline Forecast | F1 | Residential | CZ1 - Multi Family | Existing | Space Heating | Natural Gas | Furnace - Direct Fuel | Baseline Forecast | Units | 21655.0331 | 21568.413 | 21482.1393 | 21396.2108 | 21310.6259 | 21225.3834 | 21140.4819 | 21055.92 | 20971.6963 | 20887.8095 | 20804.2583 | 20721.0412 | 20638.1571 | 20555.6044 | 20473.382 | 20391.4885 | 20309.9225 | 20228.6828 | 20147.7681 | 20067.177 | 19986.9083 | 19906.9607 | 0 | 0 | 0 | 0 | 0 | 0 | 0 | 0
F2_Residential_CZ1 - Multi Family_Existing_Space Heating_Natural Gas_Furnace - Direct Fuel_Baseline Forecast | F2 | Residential | CZ1 - Multi Family | Existing | Space Heating | Natural Gas | Furnace - Direct Fuel | Baseline Forecast | Usage (MMtherm) | 5.0076 | 4.9642 | 4.922 | 4.8811 | 4.8414 | 4.7888 | 4.7376 | 4.688 | 4.6398 | 4.5932 | 4.5479 | 4.5039 | 4.4609 | 4.4188 | 4.3776 | 4.3373 | 4.2985 | 4.2612 | 4.2253 | 4.1908 | 4.1574 | 4.1253 | 0 | 0 | 0 | 0 | 0 | 0 | 0 | 0
F3_Residential_CZ1 - Multi Family_Existing_Space Heating_Natural Gas_Furnace - Direct Fuel_Baseline Forecast | F3 | Residential | CZ1 - Multi Family | Existing | Space Heating | Natural Gas | Furnace - Direct Fuel | Baseline Forecast | Peak Demand (S) | 0 | 0 | 0 | 0 | 0 | 0 | 0 | 0 | 0 | 0 | 0 | 0 | 0 | 0 | 0 | 0 | 0 | 0 | 0 | 0 | 0 | 0 | 0 | 0 | 0 | 0 | 0 | 0 | 0 | 0
F4_Residential_CZ1 - Multi Family_Existing_Space Heating_Natural Gas_Furnace - Direct Fuel_Baseline Forecast | F4 | Residential | CZ1 - Multi Family | Existing | Space Heating | Natural Gas | Furnace - Direct Fuel | Baseline Forecast | Peak Demand (W) | 0 | 0 | 0 | 0 | 0 | 0 | 0 | 0 | 0 | 0 | 0 | 0 | 0 | 0 | 0 | 0 | 0 | 0 | 0 | 0 | 0 | 0 | 0 | 0 | 0 | 0 | 0 | 0 | 0 | 0
F5_Residential_CZ1 - Multi Family_Existing_Space Heating_Natural Gas_Furnace - Direct Fuel_Baseline Forecast | F5 | Residential | CZ1 - Multi Family | Existing | Space Heating | Natural Gas | Furnace - Direct Fuel | Baseline Forecast | Turnover | 0 | 928.5435 | 907.562 | 887.7451 | 869.0206 | 851.3207 | 834.5818 | 812.3699 | 791.4281 | 771.6774 | 753.0437 | 735.4576 | 741.3619 | 745.7422 | 749.05 | 751.1008 | 752.0108 | 751.9069 | 750.5633 | 748.1279 | 744.7388 | 740.5179 | 0 | 0 | 0 | 0 | 0 | 0 | 0 | 0
F6_Residential_CZ1 - Multi Family_Existing_Space Heating_Natural Gas_Furnace - Direct Fuel_Baseline Forecast | F6 | Residential | CZ1 - Multi Family | Existing | Space Heating | Natural Gas | Furnace - Direct Fuel | Baseline Forecast | Avg. Replacement Usage | 211.8645 | 210.9488 | 211.0502 | 211.1389 | 211.219 | 194.7487 | 194.7508 | 194.7518 | 194.7546 | 194.7622 | 194.7461 | 194.757 | 194.766 | 194.7797 | 194.7964 | 194.8173 | 194.8088 | 194.8005 | 194.7934 | 194.7867 | 194.7926 | 194.7974 | 0 | 0 | 0 | 0 | 0 | 0 | 0 | 0
F7_Residential_CZ1 - Multi Family_Existing_Space Heating_Natural Gas_Furnace - Direct Fuel_Baseline Forecast | F7 | Residential | CZ1 - Multi Family | Existing | Space Heating | Natural Gas | Furnace - Direct Fuel | Baseline Forecast | Avg. Replacement Demand (S) | 0 | 0 | 0 | 0 | 0 | 0 | 0 | 0 | 0 | 0 | 0 | 0 | 0 | 0 | 0 | 0 | 0 | 0 | 0 | 0 | 0 | 0 | 0 | 0 | 0 | 0 | 0 | 0 | 0 | 0
F8_Residential_CZ1 - Multi Family_Existing_Space Heating_Natural Gas_Furnace - Direct Fuel_Baseline Forecast | F8 | Residential | CZ1 - Multi Family | Existing | Space Heating | Natural Gas | Furnace - Direct Fuel | Baseline Forecast | Avg. Replacement Demand (W) | 0 | 0 | 0 | 0 | 0 | 0 | 0 | 0 | 0 | 0 | 0 | 0 | 0 | 0 | 0 | 0 | 0 | 0 | 0 | 0 | 0 | 0 | 0 | 0 | 0 | 0 | 0 | 0 | 0 | 0
F1_Residential_CZ1 - Multi Family_Existing_Space Heating_Natural Gas_Boiler - Direct Fuel_Baseline Forecast | F1 | Residential | CZ1 - Multi Family | Existing | Space Heating | Natural Gas | Boiler - Direct Fuel | Baseline Forecast | Units | 1185.0527 | 1180.3125 | 1175.5913 | 1170.8889 | 1166.2054 | 1161.5405 | 1156.8944 | 1152.2668 | 1147.6577 | 1143.0671 | 1138.4948 | 1133.9409 | 1129.4051 | 1124.8875 | 1120.3879 | 1115.9064 | 1111.4427 | 1106.997 | 1102.569 | 1098.1587 | 1093.7661 | 1089.391 | 0 | 0 | 0 | 0 | 0 | 0 | 0 | 0
F2_Residential_CZ1 - Multi Family_Existing_Space Heating_Natural Gas_Boiler - Direct Fuel_Baseline Forecast | F2 | Residential | CZ1 - Multi Family | Existing | Space Heating | Natural Gas | Boiler - Direct Fuel | Baseline Forecast | Usage (MMtherm) | 0.29168 | 0.28909 | 0.28644 | 0.28386 | 0.28132 | 0.27885 | 0.27643 | 0.27407 | 0.27178 | 0.26954 | 0.26735 | 0.26523 | 0.26316 | 0.26115 | 0.25919 | 0.25729 | 0.25545 | 0.25365 | 0.2519 | 0.25019 | 0.24853 | 0.2469 | 0 | 0 | 0 | 0 | 0 | 0 | 0 | 0
F3_Residential_CZ1 - Multi Family_Existing_Space Heating_Natural Gas_Boiler - Direct Fuel_Baseline Forecast | F3 | Residential | CZ1 - Multi Family | Existing | Space Heating | Natural Gas | Boiler - Direct Fuel | Baseline Forecast | Peak Demand (S) | 0 | 0 | 0 | 0 | 0 | 0 | 0 | 0 | 0 | 0 | 0 | 0 | 0 | 0 | 0 | 0 | 0 | 0 | 0 | 0 | 0 | 0 | 0 | 0 | 0 | 0 | 0 | 0 | 0 | 0
F4_Residential_CZ1 - Multi Family_Existing_Space Heating_Natural Gas_Boiler - Direct Fuel_Baseline Forecast | F4 | Residential | CZ1 - Multi Family | Existing | Space Heating | Natural Gas | Boiler - Direct Fuel | Baseline Forecast | Peak Demand (W) | 0 | 0 | 0 | 0 | 0 | 0 | 0 | 0 | 0 | 0 | 0 | 0 | 0 | 0 | 0 | 0 | 0 | 0 | 0 | 0 | 0 | 0 | 0 | 0 | 0 | 0 | 0 | 0 | 0 | 0
F5_Residential_CZ1 - Multi Family_Existing_Space Heating_Natural Gas_Boiler - Direct Fuel_Baseline Forecast | F5 | Residential | CZ1 - Multi Family | Existing | Space Heating | Natural Gas | Boiler - Direct Fuel | Baseline Forecast | Turnover | 0 | 41.1349 | 40.6645 | 40.2117 | 39.7756 | 39.3554 | 38.9503 | 38.2772 | 37.6333 | 37.0173 | 36.4277 | 35.8632 | 35.8931 | 35.9001 | 35.886 | 35.8528 | 35.8022 | 35.7357 | 35.642 | 35.5238 | 35.3835 | 35.2236 | 0 | 0 | 0 | 0 | 0 | 0 | 0 | 0
F6_Residential_CZ1 - Multi Family_Existing_Space Heating_Natural Gas_Boiler - Direct Fuel_Baseline Forecast | F6 | Residential | CZ1 - Multi Family | Existing | Space Heating | Natural Gas | Boiler - Direct Fuel | Baseline Forecast | Avg. Replacement Usage | 221.2108 | 217.8597 | 215.1959 | 215.2033 | 215.2092 | 215.2165 | 215.2163 | 215.2168 | 215.2204 | 215.2216 | 215.122 | 215.1235 | 215.109 | 215.1069 | 215.1039 | 215.1028 | 215.1003 | 215.0961 | 215.0899 | 215.083 | 215.0731 | 215.0606 | 0 | 0 | 0 | 0 | 0 | 0 | 0 | 0
F7_Residential_CZ1 - Multi Family_Existing_Space Heating_Natural Gas_Boiler - Direct Fuel_Baseline Forecast | F7 | Residential | CZ1 - Multi Family | Existing | Space Heating | Natural Gas | Boiler - Direct Fuel | Baseline Forecast | Avg. Replacement Demand (S) | 0 | 0 | 0 | 0 | 0 | 0 | 0 | 0 | 0 | 0 | 0 | 0 | 0 | 0 | 0 | 0 | 0 | 0 | 0 | 0 | 0 | 0 | 0 | 0 | 0 | 0 | 0 | 0 | 0 | 0
F8_Residential_CZ1 - Multi Family_Existing_Space Heating_Natural Gas_Boiler - Direct Fuel_Baseline Forecast | F8 | Residential | CZ1 - Multi Family | Existing | Space Heating | Natural Gas | Boiler - Direct Fuel | Baseline Forecast | Avg. Replacement Demand (W) | 0 | 0 | 0 | 0 | 0 | 0 | 0 | 0 | 0 | 0 | 0 | 0 | 0 | 0 | 0 | 0 | 0 | 0 | 0 | 0 | 0 | 0 | 0 | 0 | 0 | 0 | 0 | 0 | 0 | 0
F1_Residential_CZ1 - Multi Family_Existing_Secondary Heating_Natural Gas_Fireplace_Baseline Forecast | F1 | Residential | CZ1 - Multi Family | Existing | Secondary Heating | Natural Gas | Fireplace | Baseline Forecast | Units | 5640.2263 | 5617.6654 | 5595.1948 | 5572.814 | 5550.5227 | 5528.3207 | 5506.2074 | 5484.1825 | 5462.2458 | 5440.3968 | 5418.6352 | 5396.9607 | 5375.3729 | 5353.8714 | 5332.4559 | 5311.1261 | 5289.8816 | 5268.722 | 5247.6471 | 5226.6566 | 5205.7499 | 5184.9269 | 0 | 0 | 0 | 0 | 0 | 0 | 0 | 0
F2_Residential_CZ1 - Multi Family_Existing_Secondary Heating_Natural Gas_Fireplace_Baseline Forecast | F2 | Residential | CZ1 - Multi Family | Existing | Secondary Heating | Natural Gas | Fireplace | Baseline Forecast | Usage (MMtherm) | 0.38858 | 0.38702 | 0.38548 | 0.38393 | 0.3824 | 0.38087 | 0.37935 | 0.37783 | 0.37632 | 0.37481 | 0.37331 | 0.37182 | 0.37033 | 0.36885 | 0.36737 | 0.36591 | 0.36444 | 0.36298 | 0.36153 | 0.36009 | 0.35865 | 0.35721 | 0 | 0 | 0 | 0 | 0 | 0 | 0 | 0
F3_Residential_CZ1 - Multi Family_Existing_Secondary Heating_Natural Gas_Fireplace_Baseline Forecast | F3 | Residential | CZ1 - Multi Family | Existing | Secondary Heating | Natural Gas | Fireplace | Baseline Forecast | Peak Demand (S) | 0 | 0 | 0 | 0 | 0 | 0 | 0 | 0 | 0 | 0 | 0 | 0 | 0 | 0 | 0 | 0 | 0 | 0 | 0 | 0 | 0 | 0 | 0 | 0 | 0 | 0 | 0 | 0 | 0 | 0
F4_Residential_CZ1 - Multi Family_Existing_Secondary Heating_Natural Gas_Fireplace_Baseline Forecast | F4 | Residential | CZ1 - Multi Family | Existing | Secondary Heating | Natural Gas | Fireplace | Baseline Forecast | Peak Demand (W) | 0 | 0 | 0 | 0 | 0 | 0 | 0 | 0 | 0 | 0 | 0 | 0 | 0 | 0 | 0 | 0 | 0 | 0 | 0 | 0 | 0 | 0 | 0 | 0 | 0 | 0 | 0 | 0 | 0 | 0
F5_Residential_CZ1 - Multi Family_Existing_Secondary Heating_Natural Gas_Fireplace_Baseline Forecast | F5 | Residential | CZ1 - Multi Family | Existing | Secondary Heating | Natural Gas | Fireplace | Baseline Forecast | Turnover | 0 | 235.3049 | 227.5909 | 220.548 | 214.1131 | 208.229 | 199.449 | 191.4554 | 184.1742 | 177.538 | 171.4862 | 178.6364 | 185.0172 | 190.7016 | 200.652 | 209.5497 | 217.4946 | 216.9941 | 215.8832 | 214.2769 | 212.2737 | 209.9583 | 0 | 0 | 0 | 0 | 0 | 0 | 0 | 0
F6_Residential_CZ1 - Multi Family_Existing_Secondary Heating_Natural Gas_Fireplace_Baseline Forecast | F6 | Residential | CZ1 - Multi Family | Existing | Secondary Heating | Natural Gas | Fireplace | Baseline Forecast | Avg. Replacement Usage | 68.8941 | 68.8941 | 68.8941 | 68.8941 | 68.8941 | 68.8941 | 68.8941 | 68.8941 | 68.8941 | 68.8941 | 68.8941 | 68.8941 | 68.8941 | 68.8941 | 68.8941 | 68.8941 | 68.8941 | 68.8941 | 68.8941 | 68.8941 | 68.8941 | 68.8941 | 0 | 0 | 0 | 0 | 0 | 0 | 0 | 0
F7_Residential_CZ1 - Multi Family_Existing_Secondary Heating_Natural Gas_Fireplace_Baseline Forecast | F7 | Residential | CZ1 - Multi Family | Existing | Secondary Heating | Natural Gas | Fireplace | Baseline Forecast | Avg. Replacement Demand (S) | 0 | 0 | 0 | 0 | 0 | 0 | 0 | 0 | 0 | 0 | 0 | 0 | 0 | 0 | 0 | 0 | 0 | 0 | 0 | 0 | 0 | 0 | 0 | 0 | 0 | 0 | 0 | 0 | 0 | 0
F8_Residential_CZ1 - Multi Family_Existing_Secondary Heating_Natural Gas_Fireplace_Baseline Forecast | F8 | Residential | CZ1 - Multi Family | Existing | Secondary Heating | Natural Gas | Fireplace | Baseline Forecast | Avg. Replacement Demand (W) | 0 | 0 | 0 | 0 | 0 | 0 | 0 | 0 | 0 | 0 | 0 | 0 | 0 | 0 | 0 | 0 | 0 | 0 | 0 | 0 | 0 | 0 | 0 | 0 | 0 | 0 | 0 | 0 | 0 | 0
F1_Residential_CZ1 - Multi Family_Existing_Water Heating_Natural Gas_Water Heater <= 55 gal._Baseline Forecast | F1 | Residential | CZ1 - Multi Family | Existing | Water Heating | Natural Gas | Water Heater <= 55 gal. | Baseline Forecast | Units | 19210.5609 | 19133.7186 | 19057.1838 | 18980.955 | 18905.0312 | 18829.4111 | 18754.0934 | 18679.0771 | 18604.3608 | 18529.9433 | 18455.8235 | 18382.0002 | 18308.4722 | 18235.2384 | 18162.2974 | 18089.6482 | 18017.2896 | 17945.2205 | 17873.4396 | 17801.9458 | 17730.738 | 17659.8151 | 0 | 0 | 0 | 0 | 0 | 0 | 0 | 0
F2_Residential_CZ1 - Multi Family_Existing_Water Heating_Natural Gas_Water Heater <= 55 gal._Baseline Forecast | F2 | Residential | CZ1 - Multi Family | Existing | Water Heating | Natural Gas | Water Heater <= 55 gal. | Baseline Forecast | Usage (MMtherm) | 2.1636 | 2.1067 | 2.0525 | 2.0013 | 1.953 | 1.9078 | 1.8658 | 1.8272 | 1.792 | 1.7601 | 1.7314 | 1.706 | 1.6834 | 1.6632 | 1.645 | 1.6285 | 1.6135 | 1.5998 | 1.5872 | 1.5756 | 1.5647 | 1.5545 | 0 | 0 | 0 | 0 | 0 | 0 | 0 | 0
F3_Residential_CZ1 - Multi Family_Existing_Water Heating_Natural Gas_Water Heater <= 55 gal._Baseline Forecast | F3 | Residential | CZ1 - Multi Family | Existing | Water Heating | Natural Gas | Water Heater <= 55 gal. | Baseline Forecast | Peak Demand (S) | 0 | 0 | 0 | 0 | 0 | 0 | 0 | 0 | 0 | 0 | 0 | 0 | 0 | 0 | 0 | 0 | 0 | 0 | 0 | 0 | 0 | 0 | 0 | 0 | 0 | 0 | 0 | 0 | 0 | 0
F4_Residential_CZ1 - Multi Family_Existing_Water Heating_Natural Gas_Water Heater <= 55 gal._Baseline Forecast | F4 | Residential | CZ1 - Multi Family | Existing | Water Heating | Natural Gas | Water Heater <= 55 gal. | Baseline Forecast | Peak Demand (W) | 0 | 0 | 0 | 0 | 0 | 0 | 0 | 0 | 0 | 0 | 0 | 0 | 0 | 0 | 0 | 0 | 0 | 0 | 0 | 0 | 0 | 0 | 0 | 0 | 0 | 0 | 0 | 0 | 0 | 0
F5_Residential_CZ1 - Multi Family_Existing_Water Heating_Natural Gas_Water Heater <= 55 gal._Baseline Forecast | F5 | Residential | CZ1 - Multi Family | Existing | Water Heating | Natural Gas | Water Heater <= 55 gal. | Baseline Forecast | Turnover | 0 | 1082.3919 | 1097.2747 | 1109.2875 | 1118.8529 | 1126.3316 | 1132.0317 | 1119.0005 | 1107.2653 | 1096.639 | 1086.9617 | 1078.0971 | 1068.3452 | 1062.0542 | 1058.3256 | 1056.45 | 1055.8711 | 1056.1561 | 1054.618 | 1345.1131 | 1303.4561 | 1265.8082 | 0 | 0 | 0 | 0 | 0 | 0 | 0 | 0
F6_Residential_CZ1 - Multi Family_Existing_Water Heating_Natural Gas_Water Heater <= 55 gal._Baseline Forecast | F6 | Residential | CZ1 - Multi Family | Existing | Water Heating | Natural Gas | Water Heater <= 55 gal. | Baseline Forecast | Avg. Replacement Usage | 86.7779 | 86.7861 | 86.8065 | 86.8218 | 86.8323 | 86.8435 | 86.8305 | 86.8232 | 86.821 | 86.8167 | 86.7317 | 86.7304 | 86.7189 | 86.715 | 86.7118 | 86.7095 | 86.7074 | 86.7052 | 86.7031 | 86.702 | 86.7007 | 86.6982 | 0 | 0 | 0 | 0 | 0 | 0 | 0 | 0
F7_Residential_CZ1 - Multi Family_Existing_Water Heating_Natural Gas_Water Heater <= 55 gal._Baseline Forecast | F7 | Residential | CZ1 - Multi Family | Existing | Water Heating | Natural Gas | Water Heater <= 55 gal. | Baseline Forecast | Avg. Replacement Demand (S) | 0 | 0 | 0 | 0 | 0 | 0 | 0 | 0 | 0 | 0 | 0 | 0 | 0 | 0 | 0 | 0 | 0 | 0 | 0 | 0 | 0 | 0 | 0 | 0 | 0 | 0 | 0 | 0 | 0 | 0
F8_Residential_CZ1 - Multi Family_Existing_Water Heating_Natural Gas_Water Heater <= 55 gal._Baseline Forecast | F8 | Residential | CZ1 - Multi Family | Existing | Water Heating | Natural Gas | Water Heater <= 55 gal. | Baseline Forecast | Avg. Replacement Demand (W) | 0 | 0 | 0 | 0 | 0 | 0 | 0 | 0 | 0 | 0 | 0 | 0 | 0 | 0 | 0 | 0 | 0 | 0 | 0 | 0 | 0 | 0 | 0 | 0 | 0 | 0 | 0 | 0 | 0 | 0
F1_Residential_CZ1 - Multi Family_Existing_Water Heating_Natural Gas_Water Heater > 55 gal._Baseline Forecast | F1 | Residential | CZ1 - Multi Family | Existing | Water Heating | Natural Gas | Water Heater > 55 gal. | Baseline Forecast | Units | 4099.7442 | 4083.3452 | 4067.0118 | 4050.7438 | 4034.5408 | 4018.4027 | 4002.329 | 3986.3197 | 3970.3744 | 3954.493 | 3938.675 | 3922.9203 | 3907.2286 | 3891.5997 | 3876.0333 | 3860.5292 | 3845.087 | 3829.7067 | 3814.3879 | 3799.1303 | 3783.9338 | 3768.7981 | 0 | 0 | 0 | 0 | 0 | 0 | 0 | 0
F2_Residential_CZ1 - Multi Family_Existing_Water Heating_Natural Gas_Water Heater > 55 gal._Baseline Forecast | F2 | Residential | CZ1 - Multi Family | Existing | Water Heating | Natural Gas | Water Heater > 55 gal. | Baseline Forecast | Usage (MMtherm) | 0.47559 | 0.46733 | 0.47815 | 0.50442 | 0.54307 | 0.59175 | 0.64735 | 0.7087 | 0.77455 | 0.84364 | 0.91053 | 0.9801 | 1.0489 | 1.1134 | 1.1714 | 1.2217 | 1.2641 | 1.2988 | 1.3261 | 1.3424 | 1.3505 | 1.3533 | 0 | 0 | 0 | 0 | 0 | 0 | 0 | 0
F3_Residential_CZ1 - Multi Family_Existing_Water Heating_Natural Gas_Water Heater > 55 gal._Baseline Forecast | F3 | Residential | CZ1 - Multi Family | Existing | Water Heating | Natural Gas | Water Heater > 55 gal. | Baseline Forecast | Peak Demand (S) | 0 | 0 | 0 | 0 | 0 | 0 | 0 | 0 | 0 | 0 | 0 | 0 | 0 | 0 | 0 | 0 | 0 | 0 | 0 | 0 | 0 | 0 | 0 | 0 | 0 | 0 | 0 | 0 | 0 | 0
F4_Residential_CZ1 - Multi Family_Existing_Water Heating_Natural Gas_Water Heater > 55 gal._Baseline Forecast | F4 | Residential | CZ1 - Multi Family | Existing | Water Heating | Natural Gas | Water Heater > 55 gal. | Baseline Forecast | Peak Demand (W) | 0 | 0 | 0 | 0 | 0 | 0 | 0 | 0 | 0 | 0 | 0 | 0 | 0 | 0 | 0 | 0 | 0 | 0 | 0 | 0 | 0 | 0 | 0 | 0 | 0 | 0 | 0 | 0 | 0 | 0
F5_Residential_CZ1 - Multi Family_Existing_Water Heating_Natural Gas_Water Heater > 55 gal._Baseline Forecast | F5 | Residential | CZ1 - Multi Family | Existing | Water Heating | Natural Gas | Water Heater > 55 gal. | Baseline Forecast | Turnover | 0 | 230.9943 | 415.8952 | 562.9689 | 679.4225 | 771.3681 | 843.471 | 898.1765 | 939.1702 | 969.2189 | 991.1419 | 1015.8607 | 1007.3123 | 982.1185 | 949.2948 | 915.1395 | 883.371 | 855.7526 | 834.2492 | 830.1244 | 837.4846 | 850.6958 | 0 | 0 | 0 | 0 | 0 | 0 | 0 | 0
F6_Residential_CZ1 - Multi Family_Existing_Water Heating_Natural Gas_Water Heater > 55 gal._Baseline Forecast | F6 | Residential | CZ1 - Multi Family | Existing | Water Heating | Natural Gas | Water Heater > 55 gal. | Baseline Forecast | Avg. Replacement Usage | 99.7946 | 100.2575 | 101.4174 | 102.2765 | 102.8734 | 103.5118 | 102.7759 | 102.3626 | 102.2352 | 101.9915 | 97.1693 | 97.0997 | 96.4456 | 96.2286 | 96.0449 | 95.9153 | 95.7931 | 95.6648 | 95.5504 | 95.4864 | 95.4109 | 95.2738 | 0 | 0 | 0 | 0 | 0 | 0 | 0 | 0
F7_Residential_CZ1 - Multi Family_Existing_Water Heating_Natural Gas_Water Heater > 55 gal._Baseline Forecast | F7 | Residential | CZ1 - Multi Family | Existing | Water Heating | Natural Gas | Water Heater > 55 gal. | Baseline Forecast | Avg. Replacement Demand (S) | 0 | 0 | 0 | 0 | 0 | 0 | 0 | 0 | 0 | 0 | 0 | 0 | 0 | 0 | 0 | 0 | 0 | 0 | 0 | 0 | 0 | 0 | 0 | 0 | 0 | 0 | 0 | 0 | 0 | 0
F8_Residential_CZ1 - Multi Family_Existing_Water Heating_Natural Gas_Water Heater > 55 gal._Baseline Forecast | F8 | Residential | CZ1 - Multi Family | Existing | Water Heating | Natural Gas | Water Heater > 55 gal. | Baseline Forecast | Avg. Replacement Demand (W) | 0 | 0 | 0 | 0 | 0 | 0 | 0 | 0 | 0 | 0 | 0 | 0 | 0 | 0 | 0 | 0 | 0 | 0 | 0 | 0 | 0 | 0 | 0 | 0 | 0 | 0 | 0 | 0 | 0 | 0
F1_Residential_CZ1 - Multi Family_Existing_Appliances_Natural Gas_Clothes Dryer_Baseline Forecast | F1 | Residential | CZ1 - Multi Family | Existing | Appliances | Natural Gas | Clothes Dryer | Baseline Forecast | Units | 3131.5068 | 3118.9807 | 3106.5048 | 3094.0788 | 3081.7025 | 3069.3757 | 3057.0982 | 3044.8698 | 3032.6903 | 3020.5595 | 3008.4773 | 2996.4434 | 2984.4576 | 2972.5198 | 2960.6297 | 2948.7872 | 2936.992 | 2925.2441 | 2913.5431 | 2901.8889 | 2890.2814 | 2878.7202 | 0 | 0 | 0 | 0 | 0 | 0 | 0 | 0
F2_Residential_CZ1 - Multi Family_Existing_Appliances_Natural Gas_Clothes Dryer_Baseline Forecast | F2 | Residential | CZ1 - Multi Family | Existing | Appliances | Natural Gas | Clothes Dryer | Baseline Forecast | Usage (MMtherm) | 0.063928 | 0.063011 | 0.062099 | 0.061197 | 0.060313 | 0.059449 | 0.05861 | 0.057813 | 0.057056 | 0.056339 | 0.055659 | 0.055019 | 0.054415 | 0.053844 | 0.053303 | 0.05279 | 0.052304 | 0.051841 | 0.0514 | 0.050979 | 0.050577 | 0.050193 | 0 | 0 | 0 | 0 | 0 | 0 | 0 | 0
F3_Residential_CZ1 - Multi Family_Existing_Appliances_Natural Gas_Clothes Dryer_Baseline Forecast | F3 | Residential | CZ1 - Multi Family | Existing | Appliances | Natural Gas | Clothes Dryer | Baseline Forecast | Peak Demand (S) | 0 | 0 | 0 | 0 | 0 | 0 | 0 | 0 | 0 | 0 | 0 | 0 | 0 | 0 | 0 | 0 | 0 | 0 | 0 | 0 | 0 | 0 | 0 | 0 | 0 | 0 | 0 | 0 | 0 | 0
F4_Residential_CZ1 - Multi Family_Existing_Appliances_Natural Gas_Clothes Dryer_Baseline Forecast | F4 | Residential | CZ1 - Multi Family | Existing | Appliances | Natural Gas | Clothes Dryer | Baseline Forecast | Peak Demand (W) | 0 | 0 | 0 | 0 | 0 | 0 | 0 | 0 | 0 | 0 | 0 | 0 | 0 | 0 | 0 | 0 | 0 | 0 | 0 | 0 | 0 | 0 | 0 | 0 | 0 | 0 | 0 | 0 | 0 | 0
F5_Residential_CZ1 - Multi Family_Existing_Appliances_Natural Gas_Clothes Dryer_Baseline Forecast | F5 | Residential | CZ1 - Multi Family | Existing | Appliances | Natural Gas | Clothes Dryer | Baseline Forecast | Turnover | 0 | 111.6989 | 120.0139 | 127.5893 | 134.4851 | 140.7562 | 146.4533 | 142.706 | 139.2287 | 135.9995 | 132.9987 | 130.2079 | 127.9328 | 126.4531 | 125.6503 | 125.4198 | 125.6694 | 126.3183 | 126.639 | 126.6779 | 126.476 | 126.0695 | 0 | 0 | 0 | 0 | 0 | 0 | 0 | 0
F6_Residential_CZ1 - Multi Family_Existing_Appliances_Natural Gas_Clothes Dryer_Baseline Forecast | F6 | Residential | CZ1 - Multi Family | Existing | Appliances | Natural Gas | Clothes Dryer | Baseline Forecast | Avg. Replacement Usage | 16.6985 | 16.6989 | 16.6992 | 16.6993 | 16.6994 | 16.6996 | 16.6994 | 16.6993 | 16.6993 | 16.6992 | 16.6823 | 16.6838 | 16.6807 | 16.6797 | 16.6789 | 16.6783 | 16.6778 | 16.6772 | 16.6767 | 16.6764 | 16.6761 | 16.6755 | 0 | 0 | 0 | 0 | 0 | 0 | 0 | 0
F7_Residential_CZ1 - Multi Family_Existing_Appliances_Natural Gas_Clothes Dryer_Baseline Forecast | F7 | Residential | CZ1 - Multi Family | Existing | Appliances | Natural Gas | Clothes Dryer | Baseline Forecast | Avg. Replacement Demand (S) | 0 | 0 | 0 | 0 | 0 | 0 | 0 | 0 | 0 | 0 | 0 | 0 | 0 | 0 | 0 | 0 | 0 | 0 | 0 | 0 | 0 | 0 | 0 | 0 | 0 | 0 | 0 | 0 | 0 | 0
F8_Residential_CZ1 - Multi Family_Existing_Appliances_Natural Gas_Clothes Dryer_Baseline Forecast | F8 | Residential | CZ1 - Multi Family | Existing | Appliances | Natural Gas | Clothes Dryer | Baseline Forecast | Avg. Replacement Demand (W) | 0 | 0 | 0 | 0 | 0 | 0 | 0 | 0 | 0 | 0 | 0 | 0 | 0 | 0 | 0 | 0 | 0 | 0 | 0 | 0 | 0 | 0 | 0 | 0 | 0 | 0 | 0 | 0 | 0 | 0
F1_Residential_CZ1 - Multi Family_Existing_Appliances_Natural Gas_Stove/Oven_Baseline Forecast | F1 | Residential | CZ1 - Multi Family | Existing | Appliances | Natural Gas | Stove/Oven | Baseline Forecast | Units | 7069.318 | 7041.0407 | 7012.8765 | 6984.825 | 6956.8857 | 6929.0582 | 6901.342 | 6873.7366 | 6846.2416 | 6818.8567 | 6791.5812 | 6764.4149 | 6737.3573 | 6710.4078 | 6683.5662 | 6656.8319 | 6630.2046 | 6603.6838 | 6577.2691 | 6550.96 | 6524.7561 | 6498.6571 | 0 | 0 | 0 | 0 | 0 | 0 | 0 | 0
F2_Residential_CZ1 - Multi Family_Existing_Appliances_Natural Gas_Stove/Oven_Baseline Forecast | F2 | Residential | CZ1 - Multi Family | Existing | Appliances | Natural Gas | Stove/Oven | Baseline Forecast | Usage (MMtherm) | 0.3856 | 0.38044 | 0.37566 | 0.37123 | 0.36712 | 0.36331 | 0.35978 | 0.35651 | 0.35347 | 0.35067 | 0.34804 | 0.34559 | 0.34328 | 0.34111 | 0.33906 | 0.3371 | 0.33523 | 0.33343 | 0.33168 | 0.32998 | 0.32834 | 0.32675 | 0 | 0 | 0 | 0 | 0 | 0 | 0 | 0
F3_Residential_CZ1 - Multi Family_Existing_Appliances_Natural Gas_Stove/Oven_Baseline Forecast | F3 | Residential | CZ1 - Multi Family | Existing | Appliances | Natural Gas | Stove/Oven | Baseline Forecast | Peak Demand (S) | 0 | 0 | 0 | 0 | 0 | 0 | 0 | 0 | 0 | 0 | 0 | 0 | 0 | 0 | 0 | 0 | 0 | 0 | 0 | 0 | 0 | 0 | 0 | 0 | 0 | 0 | 0 | 0 | 0 | 0
F4_Residential_CZ1 - Multi Family_Existing_Appliances_Natural Gas_Stove/Oven_Baseline Forecast | F4 | Residential | CZ1 - Multi Family | Existing | Appliances | Natural Gas | Stove/Oven | Baseline Forecast | Peak Demand (W) | 0 | 0 | 0 | 0 | 0 | 0 | 0 | 0 | 0 | 0 | 0 | 0 | 0 | 0 | 0 | 0 | 0 | 0 | 0 | 0 | 0 | 0 | 0 | 0 | 0 | 0 | 0 | 0 | 0 | 0
F5_Residential_CZ1 - Multi Family_Existing_Appliances_Natural Gas_Stove/Oven_Baseline Forecast | F5 | Residential | CZ1 - Multi Family | Existing | Appliances | Natural Gas | Stove/Oven | Baseline Forecast | Turnover | 0 | 516.0299 | 495.6802 | 478.0868 | 462.8474 | 448.2404 | 435.5577 | 424.5187 | 414.8839 | 406.4487 | 399.0384 | 411.4871 | 419.3219 | 423.5959 | 425.1532 | 424.478 | 422.1608 | 418.6677 | 554.8091 | 524.4547 | 498.2516 | 478.2117 | 0 | 0 | 0 | 0 | 0 | 0 | 0 | 0
F6_Residential_CZ1 - Multi Family_Existing_Appliances_Natural Gas_Stove/Oven_Baseline Forecast | F6 | Residential | CZ1 - Multi Family | Existing | Appliances | Natural Gas | Stove/Oven | Baseline Forecast | Avg. Replacement Usage | 50.1946 | 50.1979 | 50.2016 | 50.2043 | 50.2061 | 50.208 | 50.2057 | 50.2043 | 50.2038 | 50.2029 | 50.0947 | 50.0911 | 50.0713 | 50.0649 | 50.0596 | 50.0559 | 50.0524 | 50.0488 | 50.0456 | 50.0438 | 50.0417 | 50.0379 | 0 | 0 | 0 | 0 | 0 | 0 | 0 | 0
F7_Residential_CZ1 - Multi Family_Existing_Appliances_Natural Gas_Stove/Oven_Baseline Forecast | F7 | Residential | CZ1 - Multi Family | Existing | Appliances | Natural Gas | Stove/Oven | Baseline Forecast | Avg. Replacement Demand (S) | 0 | 0 | 0 | 0 | 0 | 0 | 0 | 0 | 0 | 0 | 0 | 0 | 0 | 0 | 0 | 0 | 0 | 0 | 0 | 0 | 0 | 0 | 0 | 0 | 0 | 0 | 0 | 0 | 0 | 0
F8_Residential_CZ1 - Multi Family_Existing_Appliances_Natural Gas_Stove/Oven_Baseline Forecast | F8 | Residential | CZ1 - Multi Family | Existing | Appliances | Natural Gas | Stove/Oven | Baseline Forecast | Avg. Replacement Demand (W) | 0 | 0 | 0 | 0 | 0 | 0 | 0 | 0 | 0 | 0 | 0 | 0 | 0 | 0 | 0 | 0 | 0 | 0 | 0 | 0 | 0 | 0 | 0 | 0 | 0 | 0 | 0 | 0 | 0 | 0
F1_Residential_CZ1 - Multi Family_Existing_Miscellaneous_Natural Gas_Pool Heater_Baseline Forecast | F1 | Residential | CZ1 - Multi Family | Existing | Miscellaneous | Natural Gas | Pool Heater | Baseline Forecast | Units | 240.1342 | 239.1737 | 238.217 | 237.2641 | 236.3151 | 235.3698 | 234.4284 | 233.4906 | 232.5567 | 231.6264 | 230.6999 | 229.7771 | 228.858 | 227.9426 | 227.0308 | 226.1227 | 225.2182 | 224.3173 | 223.4201 | 222.5264 | 221.6363 | 220.7497 | 0 | 0 | 0 | 0 | 0 | 0 | 0 | 0
F2_Residential_CZ1 - Multi Family_Existing_Miscellaneous_Natural Gas_Pool Heater_Baseline Forecast | F2 | Residential | CZ1 - Multi Family | Existing | Miscellaneous | Natural Gas | Pool Heater | Baseline Forecast | Usage (MMtherm) | 0.031369 | 0.03124 | 0.031112 | 0.030985 | 0.030859 | 0.030733 | 0.030608 | 0.030484 | 0.03036 | 0.030237 | 0.030115 | 0.029993 | 0.029872 | 0.029751 | 0.029631 | 0.029512 | 0.029393 | 0.029275 | 0.029157 | 0.02904 | 0.028923 | 0.028807 | 0 | 0 | 0 | 0 | 0 | 0 | 0 | 0
F3_Residential_CZ1 - Multi Family_Existing_Miscellaneous_Natural Gas_Pool Heater_Baseline Forecast | F3 | Residential | CZ1 - Multi Family | Existing | Miscellaneous | Natural Gas | Pool Heater | Baseline Forecast | Peak Demand (S) | 0 | 0 | 0 | 0 | 0 | 0 | 0 | 0 | 0 | 0 | 0 | 0 | 0 | 0 | 0 | 0 | 0 | 0 | 0 | 0 | 0 | 0 | 0 | 0 | 0 | 0 | 0 | 0 | 0 | 0
F4_Residential_CZ1 - Multi Family_Existing_Miscellaneous_Natural Gas_Pool Heater_Baseline Forecast | F4 | Residential | CZ1 - Multi Family | Existing | Miscellaneous | Natural Gas | Pool Heater | Baseline Forecast | Peak Demand (W) | 0 | 0 | 0 | 0 | 0 | 0 | 0 | 0 | 0 | 0 | 0 | 0 | 0 | 0 | 0 | 0 | 0 | 0 | 0 | 0 | 0 | 0 | 0 | 0 | 0 | 0 | 0 | 0 | 0 | 0
F5_Residential_CZ1 - Multi Family_Existing_Miscellaneous_Natural Gas_Pool Heater_Baseline Forecast | F5 | Residential | CZ1 - Multi Family | Existing | Miscellaneous | Natural Gas | Pool Heater | Baseline Forecast | Turnover | 0 | 19.2486 | 17.9256 | 16.7258 | 15.6373 | 14.6499 | 13.7538 | 14.1617 | 14.4137 | 14.5353 | 14.5489 | 14.4735 | 14.3257 | 14.2281 | 14.1621 | 14.1132 | 14.07 | 14.0243 | 19.699 | 18.7284 | 17.8788 | 17.1369 | 0 | 0 | 0 | 0 | 0 | 0 | 0 | 0
F6_Residential_CZ1 - Multi Family_Existing_Miscellaneous_Natural Gas_Pool Heater_Baseline Forecast | F6 | Residential | CZ1 - Multi Family | Existing | Miscellaneous | Natural Gas | Pool Heater | Baseline Forecast | Avg. Replacement Usage | 130.4755 | 130.4755 | 130.4755 | 130.4755 | 130.4755 | 130.4755 | 130.4755 | 130.4755 | 130.4755 | 130.4755 | 130.4755 | 130.4755 | 130.4755 | 130.4755 | 130.4755 | 130.4755 | 130.4755 | 130.4755 | 130.4755 | 130.4755 | 130.4755 | 130.4755 | 0 | 0 | 0 | 0 | 0 | 0 | 0 | 0
F7_Residential_CZ1 - Multi Family_Existing_Miscellaneous_Natural Gas_Pool Heater_Baseline Forecast | F7 | Residential | CZ1 - Multi Family | Existing | Miscellaneous | Natural Gas | Pool Heater | Baseline Forecast | Avg. Replacement Demand (S) | 0 | 0 | 0 | 0 | 0 | 0 | 0 | 0 | 0 | 0 | 0 | 0 | 0 | 0 | 0 | 0 | 0 | 0 | 0 | 0 | 0 | 0 | 0 | 0 | 0 | 0 | 0 | 0 | 0 | 0
F8_Residential_CZ1 - Multi Family_Existing_Miscellaneous_Natural Gas_Pool Heater_Baseline Forecast | F8 | Residential | CZ1 - Multi Family | Existing | Miscellaneous | Natural Gas | Pool Heater | Baseline Forecast | Avg. Replacement Demand (W) | 0 | 0 | 0 | 0 | 0 | 0 | 0 | 0 | 0 | 0 | 0 | 0 | 0 | 0 | 0 | 0 | 0 | 0 | 0 | 0 | 0 | 0 | 0 | 0 | 0 | 0 | 0 | 0 | 0 | 0
F1_Residential_CZ1 - Multi Family_Existing_Miscellaneous_Natural Gas_Miscellaneous_Baseline Forecast | F1 | Residential | CZ1 - Multi Family | Existing | Miscellaneous | Natural Gas | Miscellaneous | Baseline Forecast | Units | 28164.0378 | 28051.3817 | 27939.1762 | 27827.4195 | 27716.1098 | 27605.2453 | 27494.8244 | 27384.8451 | 27275.3057 | 27166.2045 | 27057.5396 | 26949.3095 | 26841.5122 | 26734.1462 | 26627.2096 | 26520.7008 | 26414.618 | 26308.9595 | 26203.7237 | 26098.9088 | 25994.5131 | 25890.5351 | 0 | 0 | 0 | 0 | 0 | 0 | 0 | 0
F2_Residential_CZ1 - Multi Family_Existing_Miscellaneous_Natural Gas_Miscellaneous_Baseline Forecast | F2 | Residential | CZ1 - Multi Family | Existing | Miscellaneous | Natural Gas | Miscellaneous | Baseline Forecast | Usage (MMtherm) | 0.020116 | 0.020036 | 0.019956 | 0.019876 | 0.019797 | 0.019717 | 0.019638 | 0.01956 | 0.019482 | 0.019404 | 0.019326 | 0.019249 | 0.019172 | 0.019095 | 0.019019 | 0.018943 | 0.018867 | 0.018791 | 0.018716 | 0.018641 | 0.018567 | 0.018493 | 0 | 0 | 0 | 0 | 0 | 0 | 0 | 0
F3_Residential_CZ1 - Multi Family_Existing_Miscellaneous_Natural Gas_Miscellaneous_Baseline Forecast | F3 | Residential | CZ1 - Multi Family | Existing | Miscellaneous | Natural Gas | Miscellaneous | Baseline Forecast | Peak Demand (S) | 0 | 0 | 0 | 0 | 0 | 0 | 0 | 0 | 0 | 0 | 0 | 0 | 0 | 0 | 0 | 0 | 0 | 0 | 0 | 0 | 0 | 0 | 0 | 0 | 0 | 0 | 0 | 0 | 0 | 0
F4_Residential_CZ1 - Multi Family_Existing_Miscellaneous_Natural Gas_Miscellaneous_Baseline Forecast | F4 | Residential | CZ1 - Multi Family | Existing | Miscellaneous | Natural Gas | Miscellaneous | Baseline Forecast | Peak Demand (W) | 0 | 0 | 0 | 0 | 0 | 0 | 0 | 0 | 0 | 0 | 0 | 0 | 0 | 0 | 0 | 0 | 0 | 0 | 0 | 0 | 0 | 0 | 0 | 0 | 0 | 0 | 0 | 0 | 0 | 0
F5_Residential_CZ1 - Multi Family_Existing_Miscellaneous_Natural Gas_Miscellaneous_Baseline Forecast | F5 | Residential | CZ1 - Multi Family | Existing | Miscellaneous | Natural Gas | Miscellaneous | Baseline Forecast | Turnover | 0 | 0 | 931.3059 | 1700.5645 | 2335.3389 | 2858.5061 | 3289.0542 | 2729.915 | 2417.3589 | 2283.1007 | 2274.9483 | 2353.3045 | 2488.3931 | 2509.541 | 2723.9445 | 2837.9447 | 2896.2872 | 2928.451 | 2953.0488 | 2714.1304 | 2615.7034 | 2599.648 | 0 | 0 | 0 | 0 | 0 | 0 | 0 | 0
F6_Residential_CZ1 - Multi Family_Existing_Miscellaneous_Natural Gas_Miscellaneous_Baseline Forecast | F6 | Residential | CZ1 - Multi Family | Existing | Miscellaneous | Natural Gas | Miscellaneous | Baseline Forecast | Avg. Replacement Usage | 0.71426 | 0.71426 | 0.71426 | 0.71426 | 0.71426 | 0.71426 | 0.71426 | 0.71426 | 0.71426 | 0.71426 | 0.71426 | 0.71426 | 0.71426 | 0.71426 | 0.71426 | 0.71426 | 0.71426 | 0.71426 | 0.71426 | 0.71426 | 0.71426 | 0.71426 | 0 | 0 | 0 | 0 | 0 | 0 | 0 | 0
F7_Residential_CZ1 - Multi Family_Existing_Miscellaneous_Natural Gas_Miscellaneous_Baseline Forecast | F7 | Residential | CZ1 - Multi Family | Existing | Miscellaneous | Natural Gas | Miscellaneous | Baseline Forecast | Avg. Replacement Demand (S) | 0 | 0 | 0 | 0 | 0 | 0 | 0 | 0 | 0 | 0 | 0 | 0 | 0 | 0 | 0 | 0 | 0 | 0 | 0 | 0 | 0 | 0 | 0 | 0 | 0 | 0 | 0 | 0 | 0 | 0
F8_Residential_CZ1 - Multi Family_Existing_Miscellaneous_Natural Gas_Miscellaneous_Baseline Forecast | F8 | Residential | CZ1 - Multi Family | Existing | Miscellaneous | Natural Gas | Miscellaneous | Baseline Forecast | Avg. Replacement Demand (W) | 0 | 0 | 0 | 0 | 0 | 0 | 0 | 0 | 0 | 0 | 0 | 0 | 0 | 0 | 0 | 0 | 0 | 0 | 0 | 0 | 0 | 0 | 0 | 0 | 0 | 0 | 0 | 0 | 0 | 0
F1_Residential_CZ1 - Multi Family_New_Space Heating_Natural Gas_Furnace - Direct Fuel_Baseline Forecast | F1 | Residential | CZ1 - Multi Family | New | Space Heating | Natural Gas | Furnace - Direct Fuel | Baseline Forecast | Units | 0 | 450.8773 | 901.3507 | 1308.186 | 1707.6692 | 2108.303 | 2509.8946 | 2913.364 | 3314.8537 | 3714.9565 | 4114.3191 | 4512.9065 | 4909.8725 | 5304.2696 | 5696.6504 | 6085.8687 | 6474.3545 | 6861.0641 | 7246.0919 | 7630.1736 | 8013.0361 | 8421.4895 | 0 | 0 | 0 | 0 | 0 | 0 | 0 | 0
F2_Residential_CZ1 - Multi Family_New_Space Heating_Natural Gas_Furnace - Direct Fuel_Baseline Forecast | F2 | Residential | CZ1 - Multi Family | New | Space Heating | Natural Gas | Furnace - Direct Fuel | Baseline Forecast | Usage (MMtherm) | 0 | 0.065709 | 0.13135 | 0.19062 | 0.24876 | 0.30015 | 0.35167 | 0.40343 | 0.45493 | 0.50625 | 0.55748 | 0.60861 | 0.65906 | 0.70875 | 0.75782 | 0.80614 | 0.85447 | 0.90265 | 0.95069 | 0.99869 | 1.0466 | 1.0979 | 0 | 0 | 0 | 0 | 0 | 0 | 0 | 0
F3_Residential_CZ1 - Multi Family_New_Space Heating_Natural Gas_Furnace - Direct Fuel_Baseline Forecast | F3 | Residential | CZ1 - Multi Family | New | Space Heating | Natural Gas | Furnace - Direct Fuel | Baseline Forecast | Peak Demand (S) | 0 | 0 | 0 | 0 | 0 | 0 | 0 | 0 | 0 | 0 | 0 | 0 | 0 | 0 | 0 | 0 | 0 | 0 | 0 | 0 | 0 | 0 | 0 | 0 | 0 | 0 | 0 | 0 | 0 | 0
F4_Residential_CZ1 - Multi Family_New_Space Heating_Natural Gas_Furnace - Direct Fuel_Baseline Forecast | F4 | Residential | CZ1 - Multi Family | New | Space Heating | Natural Gas | Furnace - Direct Fuel | Baseline Forecast | Peak Demand (W) | 0 | 0 | 0 | 0 | 0 | 0 | 0 | 0 | 0 | 0 | 0 | 0 | 0 | 0 | 0 | 0 | 0 | 0 | 0 | 0 | 0 | 0 | 0 | 0 | 0 | 0 | 0 | 0 | 0 | 0
F5_Residential_CZ1 - Multi Family_New_Space Heating_Natural Gas_Furnace - Direct Fuel_Baseline Forecast | F5 | Residential | CZ1 - Multi Family | New | Space Heating | Natural Gas | Furnace - Direct Fuel | Baseline Forecast | Turnover | 0 | 450.8773 | 450.4734 | 406.8353 | 399.4832 | 400.6339 | 401.5915 | 403.4695 | 401.4897 | 400.1028 | 399.3626 | 398.5874 | 423.4882 | 445.8576 | 464.7457 | 480.8255 | 498.2711 | 513.6598 | 528.2439 | 542.4904 | 555.4884 | 594.4168 | 0 | 0 | 0 | 0 | 0 | 0 | 0 | 0
F6_Residential_CZ1 - Multi Family_New_Space Heating_Natural Gas_Furnace - Direct Fuel_Baseline Forecast | F6 | Residential | CZ1 - Multi Family | New | Space Heating | Natural Gas | Furnace - Direct Fuel | Baseline Forecast | Avg. Replacement Usage | 145.7308 | 145.7349 | 145.712 | 145.6912 | 145.5323 | 128.2838 | 128.2824 | 128.2809 | 128.279 | 128.2768 | 128.2742 | 128.2716 | 128.2687 | 128.2655 | 128.262 | 128.2582 | 128.2542 | 128.25 | 128.2455 | 128.2407 | 128.2358 | 128.2306 | 0 | 0 | 0 | 0 | 0 | 0 | 0 | 0
F7_Residential_CZ1 - Multi Family_New_Space Heating_Natural Gas_Furnace - Direct Fuel_Baseline Forecast | F7 | Residential | CZ1 - Multi Family | New | Space Heating | Natural Gas | Furnace - Direct Fuel | Baseline Forecast | Avg. Replacement Demand (S) | 0 | 0 | 0 | 0 | 0 | 0 | 0 | 0 | 0 | 0 | 0 | 0 | 0 | 0 | 0 | 0 | 0 | 0 | 0 | 0 | 0 | 0 | 0 | 0 | 0 | 0 | 0 | 0 | 0 | 0
F8_Residential_CZ1 - Multi Family_New_Space Heating_Natural Gas_Furnace - Direct Fuel_Baseline Forecast | F8 | Residential | CZ1 - Multi Family | New | Space Heating | Natural Gas | Furnace - Direct Fuel | Baseline Forecast | Avg. Replacement Demand (W) | 0 | 0 | 0 | 0 | 0 | 0 | 0 | 0 | 0 | 0 | 0 | 0 | 0 | 0 | 0 | 0 | 0 | 0 | 0 | 0 | 0 | 0 | 0 | 0 | 0 | 0 | 0 | 0 | 0 | 0
F1_Residential_CZ1 - Multi Family_New_Space Heating_Natural Gas_Boiler - Direct Fuel_Baseline Forecast | F1 | Residential | CZ1 - Multi Family | New | Space Heating | Natural Gas | Boiler - Direct Fuel | Baseline Forecast | Units | 0 | 17.6486 | 35.2814 | 51.2061 | 66.843 | 82.5249 | 98.2444 | 114.0373 | 129.7527 | 145.4139 | 161.0461 | 176.6479 | 192.1863 | 207.6241 | 222.983 | 238.2181 | 253.4245 | 268.5614 | 283.6325 | 298.6665 | 313.6528 | 329.6409 | 0 | 0 | 0 | 0 | 0 | 0 | 0 | 0
F2_Residential_CZ1 - Multi Family_New_Space Heating_Natural Gas_Boiler - Direct Fuel_Baseline Forecast | F2 | Residential | CZ1 - Multi Family | New | Space Heating | Natural Gas | Boiler - Direct Fuel | Baseline Forecast | Usage (MMtherm) | 0 | 0.0025719 | 0.0051231 | 0.0074272 | 0.0096896 | 0.011959 | 0.014233 | 0.016518 | 0.018792 | 0.021058 | 0.023319 | 0.025577 | 0.027824 | 0.030057 | 0.032278 | 0.034482 | 0.036681 | 0.03887 | 0.04105 | 0.043225 | 0.045393 | 0.047705 | 0 | 0 | 0 | 0 | 0 | 0 | 0 | 0
F3_Residential_CZ1 - Multi Family_New_Space Heating_Natural Gas_Boiler - Direct Fuel_Baseline Forecast | F3 | Residential | CZ1 - Multi Family | New | Space Heating | Natural Gas | Boiler - Direct Fuel | Baseline Forecast | Peak Demand (S) | 0 | 0 | 0 | 0 | 0 | 0 | 0 | 0 | 0 | 0 | 0 | 0 | 0 | 0 | 0 | 0 | 0 | 0 | 0 | 0 | 0 | 0 | 0 | 0 | 0 | 0 | 0 | 0 | 0 | 0
F4_Residential_CZ1 - Multi Family_New_Space Heating_Natural Gas_Boiler - Direct Fuel_Baseline Forecast | F4 | Residential | CZ1 - Multi Family | New | Space Heating | Natural Gas | Boiler - Direct Fuel | Baseline Forecast | Peak Demand (W) | 0 | 0 | 0 | 0 | 0 | 0 | 0 | 0 | 0 | 0 | 0 | 0 | 0 | 0 | 0 | 0 | 0 | 0 | 0 | 0 | 0 | 0 | 0 | 0 | 0 | 0 | 0 | 0 | 0 | 0
F5_Residential_CZ1 - Multi Family_New_Space Heating_Natural Gas_Boiler - Direct Fuel_Baseline Forecast | F5 | Residential | CZ1 - Multi Family | New | Space Heating | Natural Gas | Boiler - Direct Fuel | Baseline Forecast | Turnover | 0 | 17.6486 | 17.6328 | 15.9247 | 15.6369 | 15.6819 | 15.7194 | 15.7929 | 15.7154 | 15.6612 | 15.6322 | 15.6018 | 16.3788 | 17.0779 | 17.6792 | 18.1895 | 18.7669 | 19.2764 | 19.7655 | 20.2532 | 20.7028 | 22.1766 | 0 | 0 | 0 | 0 | 0 | 0 | 0 | 0
F6_Residential_CZ1 - Multi Family_New_Space Heating_Natural Gas_Boiler - Direct Fuel_Baseline Forecast | F6 | Residential | CZ1 - Multi Family | New | Space Heating | Natural Gas | Boiler - Direct Fuel | Baseline Forecast | Avg. Replacement Usage | 145.7308 | 145.7308 | 144.6842 | 144.6842 | 144.6842 | 144.6842 | 144.6842 | 144.6842 | 144.6842 | 144.6842 | 144.6842 | 144.6842 | 144.6842 | 144.6842 | 144.6842 | 144.6842 | 144.6842 | 144.6842 | 144.6842 | 144.6842 | 144.6842 | 144.6842 | 0 | 0 | 0 | 0 | 0 | 0 | 0 | 0
F7_Residential_CZ1 - Multi Family_New_Space Heating_Natural Gas_Boiler - Direct Fuel_Baseline Forecast | F7 | Residential | CZ1 - Multi Family | New | Space Heating | Natural Gas | Boiler - Direct Fuel | Baseline Forecast | Avg. Replacement Demand (S) | 0 | 0 | 0 | 0 | 0 | 0 | 0 | 0 | 0 | 0 | 0 | 0 | 0 | 0 | 0 | 0 | 0 | 0 | 0 | 0 | 0 | 0 | 0 | 0 | 0 | 0 | 0 | 0 | 0 | 0
F8_Residential_CZ1 - Multi Family_New_Space Heating_Natural Gas_Boiler - Direct Fuel_Baseline Forecast | F8 | Residential | CZ1 - Multi Family | New | Space Heating | Natural Gas | Boiler - Direct Fuel | Baseline Forecast | Avg. Replacement Demand (W) | 0 | 0 | 0 | 0 | 0 | 0 | 0 | 0 | 0 | 0 | 0 | 0 | 0 | 0 | 0 | 0 | 0 | 0 | 0 | 0 | 0 | 0 | 0 | 0 | 0 | 0 | 0 | 0 | 0 | 0
F1_Residential_CZ1 - Multi Family_New_Secondary Heating_Natural Gas_Fireplace_Baseline Forecast | F1 | Residential | CZ1 - Multi Family | New | Secondary Heating | Natural Gas | Fireplace | Baseline Forecast | Units | 0 | 201.4443 | 402.7082 | 584.4753 | 762.9576 | 941.954 | 1121.3782 | 1301.6415 | 1481.0203 | 1659.7794 | 1838.2078 | 2016.2899 | 2193.6476 | 2369.8575 | 2545.1665 | 2719.0627 | 2892.6316 | 3065.4068 | 3237.4307 | 3409.0319 | 3580.0883 | 3762.5783 | 0 | 0 | 0 | 0 | 0 | 0 | 0 | 0
F2_Residential_CZ1 - Multi Family_New_Secondary Heating_Natural Gas_Fireplace_Baseline Forecast | F2 | Residential | CZ1 - Multi Family | New | Secondary Heating | Natural Gas | Fireplace | Baseline Forecast | Usage (MMtherm) | 0 | 0.013878 | 0.027744 | 0.040267 | 0.052563 | 0.064895 | 0.077256 | 0.089675 | 0.10203 | 0.11435 | 0.12664 | 0.13891 | 0.15113 | 0.16327 | 0.17535 | 0.18733 | 0.19929 | 0.21119 | 0.22304 | 0.23486 | 0.24665 | 0.25922 | 0 | 0 | 0 | 0 | 0 | 0 | 0 | 0
F3_Residential_CZ1 - Multi Family_New_Secondary Heating_Natural Gas_Fireplace_Baseline Forecast | F3 | Residential | CZ1 - Multi Family | New | Secondary Heating | Natural Gas | Fireplace | Baseline Forecast | Peak Demand (S) | 0 | 0 | 0 | 0 | 0 | 0 | 0 | 0 | 0 | 0 | 0 | 0 | 0 | 0 | 0 | 0 | 0 | 0 | 0 | 0 | 0 | 0 | 0 | 0 | 0 | 0 | 0 | 0 | 0 | 0
F4_Residential_CZ1 - Multi Family_New_Secondary Heating_Natural Gas_Fireplace_Baseline Forecast | F4 | Residential | CZ1 - Multi Family | New | Secondary Heating | Natural Gas | Fireplace | Baseline Forecast | Peak Demand (W) | 0 | 0 | 0 | 0 | 0 | 0 | 0 | 0 | 0 | 0 | 0 | 0 | 0 | 0 | 0 | 0 | 0 | 0 | 0 | 0 | 0 | 0 | 0 | 0 | 0 | 0 | 0 | 0 | 0 | 0
F5_Residential_CZ1 - Multi Family_New_Secondary Heating_Natural Gas_Fireplace_Baseline Forecast | F5 | Residential | CZ1 - Multi Family | New | Secondary Heating | Natural Gas | Fireplace | Baseline Forecast | Turnover | 0 | 201.4443 | 201.2638 | 181.7671 | 178.4823 | 178.9964 | 179.4243 | 180.2633 | 179.3788 | 178.7591 | 178.4284 | 178.0821 | 177.3577 | 176.2099 | 175.3091 | 173.8961 | 173.5689 | 191.0884 | 206.9689 | 219.8937 | 231.1843 | 253.4242 | 0 | 0 | 0 | 0 | 0 | 0 | 0 | 0
F6_Residential_CZ1 - Multi Family_New_Secondary Heating_Natural Gas_Fireplace_Baseline Forecast | F6 | Residential | CZ1 - Multi Family | New | Secondary Heating | Natural Gas | Fireplace | Baseline Forecast | Avg. Replacement Usage | 68.8941 | 68.8941 | 68.8941 | 68.8941 | 68.8941 | 68.8941 | 68.8941 | 68.8941 | 68.8941 | 68.8941 | 68.8941 | 68.8941 | 68.8941 | 68.8941 | 68.8941 | 68.8941 | 68.8941 | 68.8941 | 68.8941 | 68.8941 | 68.8941 | 68.8941 | 0 | 0 | 0 | 0 | 0 | 0 | 0 | 0
F7_Residential_CZ1 - Multi Family_New_Secondary Heating_Natural Gas_Fireplace_Baseline Forecast | F7 | Residential | CZ1 - Multi Family | New | Secondary Heating | Natural Gas | Fireplace | Baseline Forecast | Avg. Replacement Demand (S) | 0 | 0 | 0 | 0 | 0 | 0 | 0 | 0 | 0 | 0 | 0 | 0 | 0 | 0 | 0 | 0 | 0 | 0 | 0 | 0 | 0 | 0 | 0 | 0 | 0 | 0 | 0 | 0 | 0 | 0
F8_Residential_CZ1 - Multi Family_New_Secondary Heating_Natural Gas_Fireplace_Baseline Forecast | F8 | Residential | CZ1 - Multi Family | New | Secondary Heating | Natural Gas | Fireplace | Baseline Forecast | Avg. Replacement Demand (W) | 0 | 0 | 0 | 0 | 0 | 0 | 0 | 0 | 0 | 0 | 0 | 0 | 0 | 0 | 0 | 0 | 0 | 0 | 0 | 0 | 0 | 0 | 0 | 0 | 0 | 0 | 0 | 0 | 0 | 0
F1_Residential_CZ1 - Multi Family_New_Water Heating_Natural Gas_Water Heater <= 55 gal._Baseline Forecast | F1 | Residential | CZ1 - Multi Family | New | Water Heating | Natural Gas | Water Heater <= 55 gal. | Baseline Forecast | Units | 0 | 354.4631 | 708.6086 | 1028.4475 | 1342.5064 | 1657.4699 | 1973.1864 | 2290.3791 | 2606.0155 | 2920.5615 | 3234.5256 | 3547.8803 | 3859.9603 | 4170.0208 | 4478.496 | 4784.4851 | 5089.8983 | 5393.9151 | 5696.6097 | 5998.5606 | 6299.5529 | 6620.6639 | 0 | 0 | 0 | 0 | 0 | 0 | 0 | 0
F2_Residential_CZ1 - Multi Family_New_Water Heating_Natural Gas_Water Heater <= 55 gal._Baseline Forecast | F2 | Residential | CZ1 - Multi Family | New | Water Heating | Natural Gas | Water Heater <= 55 gal. | Baseline Forecast | Usage (MMtherm) | 0 | 0.030764 | 0.061508 | 0.089278 | 0.11655 | 0.1439 | 0.17132 | 0.19886 | 0.22626 | 0.25357 | 0.2808 | 0.30798 | 0.33504 | 0.36192 | 0.38865 | 0.41517 | 0.44163 | 0.46797 | 0.49419 | 0.52033 | 0.54638 | 0.57419 | 0 | 0 | 0 | 0 | 0 | 0 | 0 | 0
F3_Residential_CZ1 - Multi Family_New_Water Heating_Natural Gas_Water Heater <= 55 gal._Baseline Forecast | F3 | Residential | CZ1 - Multi Family | New | Water Heating | Natural Gas | Water Heater <= 55 gal. | Baseline Forecast | Peak Demand (S) | 0 | 0 | 0 | 0 | 0 | 0 | 0 | 0 | 0 | 0 | 0 | 0 | 0 | 0 | 0 | 0 | 0 | 0 | 0 | 0 | 0 | 0 | 0 | 0 | 0 | 0 | 0 | 0 | 0 | 0
F4_Residential_CZ1 - Multi Family_New_Water Heating_Natural Gas_Water Heater <= 55 gal._Baseline Forecast | F4 | Residential | CZ1 - Multi Family | New | Water Heating | Natural Gas | Water Heater <= 55 gal. | Baseline Forecast | Peak Demand (W) | 0 | 0 | 0 | 0 | 0 | 0 | 0 | 0 | 0 | 0 | 0 | 0 | 0 | 0 | 0 | 0 | 0 | 0 | 0 | 0 | 0 | 0 | 0 | 0 | 0 | 0 | 0 | 0 | 0 | 0
F5_Residential_CZ1 - Multi Family_New_Water Heating_Natural Gas_Water Heater <= 55 gal._Baseline Forecast | F5 | Residential | CZ1 - Multi Family | New | Water Heating | Natural Gas | Water Heater <= 55 gal. | Baseline Forecast | Turnover | 0 | 354.4631 | 354.1455 | 319.8389 | 314.0589 | 314.9635 | 315.7164 | 317.1928 | 315.6363 | 314.546 | 313.9641 | 313.3547 | 362.7176 | 404.0563 | 434.7344 | 459.0767 | 481.626 | 500.1587 | 516.1295 | 633.2613 | 629.8153 | 637.8158 | 0 | 0 | 0 | 0 | 0 | 0 | 0 | 0
F6_Residential_CZ1 - Multi Family_New_Water Heating_Natural Gas_Water Heater <= 55 gal._Baseline Forecast | F6 | Residential | CZ1 - Multi Family | New | Water Heating | Natural Gas | Water Heater <= 55 gal. | Baseline Forecast | Avg. Replacement Usage | 86.7825 | 86.7907 | 86.811 | 86.826 | 86.8359 | 86.847 | 86.8335 | 86.8258 | 86.8233 | 86.8181 | 86.7328 | 86.7308 | 86.7192 | 86.715 | 86.712 | 86.7095 | 86.7075 | 86.7051 | 86.7034 | 86.7023 | 86.7007 | 86.6984 | 0 | 0 | 0 | 0 | 0 | 0 | 0 | 0
F7_Residential_CZ1 - Multi Family_New_Water Heating_Natural Gas_Water Heater <= 55 gal._Baseline Forecast | F7 | Residential | CZ1 - Multi Family | New | Water Heating | Natural Gas | Water Heater <= 55 gal. | Baseline Forecast | Avg. Replacement Demand (S) | 0 | 0 | 0 | 0 | 0 | 0 | 0 | 0 | 0 | 0 | 0 | 0 | 0 | 0 | 0 | 0 | 0 | 0 | 0 | 0 | 0 | 0 | 0 | 0 | 0 | 0 | 0 | 0 | 0 | 0
F8_Residential_CZ1 - Multi Family_New_Water Heating_Natural Gas_Water Heater <= 55 gal._Baseline Forecast | F8 | Residential | CZ1 - Multi Family | New | Water Heating | Natural Gas | Water Heater <= 55 gal. | Baseline Forecast | Avg. Replacement Demand (W) | 0 | 0 | 0 | 0 | 0 | 0 | 0 | 0 | 0 | 0 | 0 | 0 | 0 | 0 | 0 | 0 | 0 | 0 | 0 | 0 | 0 | 0 | 0 | 0 | 0 | 0 | 0 | 0 | 0 | 0
F1_Residential_CZ1 - Multi Family_New_Water Heating_Natural Gas_Water Heater > 55 gal._Baseline Forecast | F1 | Residential | CZ1 - Multi Family | New | Water Heating | Natural Gas | Water Heater > 55 gal. | Baseline Forecast | Units | 0 | 75.6463 | 151.2248 | 219.482 | 286.5056 | 353.7222 | 421.0996 | 488.792 | 556.1523 | 623.2798 | 690.2832 | 757.1565 | 823.7578 | 889.9281 | 955.7601 | 1021.0615 | 1086.2401 | 1151.1206 | 1215.7189 | 1280.1586 | 1344.3936 | 1412.9222 | 0 | 0 | 0 | 0 | 0 | 0 | 0 | 0
F2_Residential_CZ1 - Multi Family_New_Water Heating_Natural Gas_Water Heater > 55 gal._Baseline Forecast | F2 | Residential | CZ1 - Multi Family | New | Water Heating | Natural Gas | Water Heater > 55 gal. | Baseline Forecast | Usage (MMtherm) | 0 | 0.0075838 | 0.021301 | 0.039169 | 0.060173 | 0.083699 | 0.1089 | 0.13552 | 0.16327 | 0.19185 | 0.21975 | 0.2484 | 0.27672 | 0.30433 | 0.33111 | 0.35706 | 0.38229 | 0.40695 | 0.43107 | 0.45325 | 0.47441 | 0.49592 | 0 | 0 | 0 | 0 | 0 | 0 | 0 | 0
F3_Residential_CZ1 - Multi Family_New_Water Heating_Natural Gas_Water Heater > 55 gal._Baseline Forecast | F3 | Residential | CZ1 - Multi Family | New | Water Heating | Natural Gas | Water Heater > 55 gal. | Baseline Forecast | Peak Demand (S) | 0 | 0 | 0 | 0 | 0 | 0 | 0 | 0 | 0 | 0 | 0 | 0 | 0 | 0 | 0 | 0 | 0 | 0 | 0 | 0 | 0 | 0 | 0 | 0 | 0 | 0 | 0 | 0 | 0 | 0
F4_Residential_CZ1 - Multi Family_New_Water Heating_Natural Gas_Water Heater > 55 gal._Baseline Forecast | F4 | Residential | CZ1 - Multi Family | New | Water Heating | Natural Gas | Water Heater > 55 gal. | Baseline Forecast | Peak Demand (W) | 0 | 0 | 0 | 0 | 0 | 0 | 0 | 0 | 0 | 0 | 0 | 0 | 0 | 0 | 0 | 0 | 0 | 0 | 0 | 0 | 0 | 0 | 0 | 0 | 0 | 0 | 0 | 0 | 0 | 0
F5_Residential_CZ1 - Multi Family_New_Water Heating_Natural Gas_Water Heater > 55 gal._Baseline Forecast | F5 | Residential | CZ1 - Multi Family | New | Water Heating | Natural Gas | Water Heater > 55 gal. | Baseline Forecast | Turnover | 0 | 75.6463 | 135.2933 | 174.751 | 204.2805 | 227.4313 | 245.4695 | 260.2776 | 271.7862 | 280.6827 | 287.6961 | 295.8543 | 303.9903 | 313.5087 | 324.5472 | 336.8471 | 350.5951 | 365.1547 | 380.6246 | 400.7535 | 423.1138 | 449.8288 | 0 | 0 | 0 | 0 | 0 | 0 | 0 | 0
F6_Residential_CZ1 - Multi Family_New_Water Heating_Natural Gas_Water Heater > 55 gal._Baseline Forecast | F6 | Residential | CZ1 - Multi Family | New | Water Heating | Natural Gas | Water Heater > 55 gal. | Baseline Forecast | Avg. Replacement Usage | 99.7999 | 100.2537 | 101.3922 | 102.2428 | 102.8218 | 103.4406 | 102.6856 | 102.2542 | 102.0898 | 101.8231 | 96.9745 | 96.8541 | 96.2022 | 95.9892 | 95.8038 | 95.6739 | 95.563 | 95.4357 | 95.3108 | 95.2526 | 95.1698 | 95.0311 | 0 | 0 | 0 | 0 | 0 | 0 | 0 | 0
F7_Residential_CZ1 - Multi Family_New_Water Heating_Natural Gas_Water Heater > 55 gal._Baseline Forecast | F7 | Residential | CZ1 - Multi Family | New | Water Heating | Natural Gas | Water Heater > 55 gal. | Baseline Forecast | Avg. Replacement Demand (S) | 0 | 0 | 0 | 0 | 0 | 0 | 0 | 0 | 0 | 0 | 0 | 0 | 0 | 0 | 0 | 0 | 0 | 0 | 0 | 0 | 0 | 0 | 0 | 0 | 0 | 0 | 0 | 0 | 0 | 0
F8_Residential_CZ1 - Multi Family_New_Water Heating_Natural Gas_Water Heater > 55 gal._Baseline Forecast | F8 | Residential | CZ1 - Multi Family | New | Water Heating | Natural Gas | Water Heater > 55 gal. | Baseline Forecast | Avg. Replacement Demand (W) | 0 | 0 | 0 | 0 | 0 | 0 | 0 | 0 | 0 | 0 | 0 | 0 | 0 | 0 | 0 | 0 | 0 | 0 | 0 | 0 | 0 | 0 | 0 | 0 | 0 | 0 | 0 | 0 | 0 | 0
F1_Residential_CZ1 - Multi Family_New_Appliances_Natural Gas_Clothes Dryer_Baseline Forecast | F1 | Residential | CZ1 - Multi Family | New | Appliances | Natural Gas | Clothes Dryer | Baseline Forecast | Units | 0 | 55.7309 | 111.4119 | 161.699 | 211.0774 | 260.598 | 310.2369 | 360.108 | 409.7343 | 459.1892 | 508.5527 | 557.8203 | 606.8875 | 655.6372 | 704.1376 | 752.2471 | 800.2661 | 848.0656 | 895.6572 | 943.1318 | 990.4557 | 1040.9428 | 0 | 0 | 0 | 0 | 0 | 0 | 0 | 0
F2_Residential_CZ1 - Multi Family_New_Appliances_Natural Gas_Clothes Dryer_Baseline Forecast | F2 | Residential | CZ1 - Multi Family | New | Appliances | Natural Gas | Clothes Dryer | Baseline Forecast | Usage (MMtherm) | 0 | 0.00093065 | 0.0018605 | 0.0027003 | 0.0035249 | 0.0043518 | 0.0051808 | 0.0060136 | 0.0068423 | 0.0076682 | 0.0084917 | 0.0093137 | 0.010132 | 0.010945 | 0.011754 | 0.012556 | 0.013356 | 0.014153 | 0.014946 | 0.015737 | 0.016526 | 0.017367 | 0 | 0 | 0 | 0 | 0 | 0 | 0 | 0
F3_Residential_CZ1 - Multi Family_New_Appliances_Natural Gas_Clothes Dryer_Baseline Forecast | F3 | Residential | CZ1 - Multi Family | New | Appliances | Natural Gas | Clothes Dryer | Baseline Forecast | Peak Demand (S) | 0 | 0 | 0 | 0 | 0 | 0 | 0 | 0 | 0 | 0 | 0 | 0 | 0 | 0 | 0 | 0 | 0 | 0 | 0 | 0 | 0 | 0 | 0 | 0 | 0 | 0 | 0 | 0 | 0 | 0
F4_Residential_CZ1 - Multi Family_New_Appliances_Natural Gas_Clothes Dryer_Baseline Forecast | F4 | Residential | CZ1 - Multi Family | New | Appliances | Natural Gas | Clothes Dryer | Baseline Forecast | Peak Demand (W) | 0 | 0 | 0 | 0 | 0 | 0 | 0 | 0 | 0 | 0 | 0 | 0 | 0 | 0 | 0 | 0 | 0 | 0 | 0 | 0 | 0 | 0 | 0 | 0 | 0 | 0 | 0 | 0 | 0 | 0
F5_Residential_CZ1 - Multi Family_New_Appliances_Natural Gas_Clothes Dryer_Baseline Forecast | F5 | Residential | CZ1 - Multi Family | New | Appliances | Natural Gas | Clothes Dryer | Baseline Forecast | Turnover | 0 | 55.7309 | 55.681 | 50.2871 | 49.3783 | 49.5206 | 49.6389 | 49.8711 | 49.6264 | 49.4549 | 49.3634 | 49.2676 | 53.3542 | 56.99 | 59.9752 | 62.4999 | 65.1117 | 67.3957 | 69.5167 | 71.5306 | 73.3337 | 78.2933 | 0 | 0 | 0 | 0 | 0 | 0 | 0 | 0
F6_Residential_CZ1 - Multi Family_New_Appliances_Natural Gas_Clothes Dryer_Baseline Forecast | F6 | Residential | CZ1 - Multi Family | New | Appliances | Natural Gas | Clothes Dryer | Baseline Forecast | Avg. Replacement Usage | 16.6986 | 16.699 | 16.6993 | 16.6997 | 16.6996 | 16.6998 | 16.6995 | 16.6995 | 16.6995 | 16.6995 | 16.6825 | 16.6842 | 16.6809 | 16.6799 | 16.6792 | 16.6784 | 16.678 | 16.6772 | 16.6768 | 16.6766 | 16.6761 | 16.6758 | 0 | 0 | 0 | 0 | 0 | 0 | 0 | 0
F7_Residential_CZ1 - Multi Family_New_Appliances_Natural Gas_Clothes Dryer_Baseline Forecast | F7 | Residential | CZ1 - Multi Family | New | Appliances | Natural Gas | Clothes Dryer | Baseline Forecast | Avg. Replacement Demand (S) | 0 | 0 | 0 | 0 | 0 | 0 | 0 | 0 | 0 | 0 | 0 | 0 | 0 | 0 | 0 | 0 | 0 | 0 | 0 | 0 | 0 | 0 | 0 | 0 | 0 | 0 | 0 | 0 | 0 | 0
F8_Residential_CZ1 - Multi Family_New_Appliances_Natural Gas_Clothes Dryer_Baseline Forecast | F8 | Residential | CZ1 - Multi Family | New | Appliances | Natural Gas | Clothes Dryer | Baseline Forecast | Avg. Replacement Demand (W) | 0 | 0 | 0 | 0 | 0 | 0 | 0 | 0 | 0 | 0 | 0 | 0 | 0 | 0 | 0 | 0 | 0 | 0 | 0 | 0 | 0 | 0 | 0 | 0 | 0 | 0 | 0 | 0 | 0 | 0
F1_Residential_CZ1 - Multi Family_New_Appliances_Natural Gas_Stove/Oven_Baseline Forecast | F1 | Residential | CZ1 - Multi Family | New | Appliances | Natural Gas | Stove/Oven | Baseline Forecast | Units | 0 | 124.6951 | 249.2786 | 361.7934 | 472.2749 | 583.0747 | 694.1393 | 805.7232 | 916.7597 | 1027.4125 | 1137.8607 | 1248.0945 | 1357.8799 | 1466.9548 | 1575.4721 | 1683.1147 | 1790.5548 | 1897.5036 | 2003.9873 | 2110.2094 | 2216.0943 | 2329.0566 | 0 | 0 | 0 | 0 | 0 | 0 | 0 | 0
F2_Residential_CZ1 - Multi Family_New_Appliances_Natural Gas_Stove/Oven_Baseline Forecast | F2 | Residential | CZ1 - Multi Family | New | Appliances | Natural Gas | Stove/Oven | Baseline Forecast | Usage (MMtherm) | 0 | 0.0062594 | 0.012514 | 0.018162 | 0.023709 | 0.029272 | 0.034848 | 0.04045 | 0.046025 | 0.05158 | 0.057113 | 0.062633 | 0.068126 | 0.07358 | 0.079005 | 0.084384 | 0.089751 | 0.095092 | 0.1004 | 0.1057 | 0.11098 | 0.11662 | 0 | 0 | 0 | 0 | 0 | 0 | 0 | 0
F3_Residential_CZ1 - Multi Family_New_Appliances_Natural Gas_Stove/Oven_Baseline Forecast | F3 | Residential | CZ1 - Multi Family | New | Appliances | Natural Gas | Stove/Oven | Baseline Forecast | Peak Demand (S) | 0 | 0 | 0 | 0 | 0 | 0 | 0 | 0 | 0 | 0 | 0 | 0 | 0 | 0 | 0 | 0 | 0 | 0 | 0 | 0 | 0 | 0 | 0 | 0 | 0 | 0 | 0 | 0 | 0 | 0
F4_Residential_CZ1 - Multi Family_New_Appliances_Natural Gas_Stove/Oven_Baseline Forecast | F4 | Residential | CZ1 - Multi Family | New | Appliances | Natural Gas | Stove/Oven | Baseline Forecast | Peak Demand (W) | 0 | 0 | 0 | 0 | 0 | 0 | 0 | 0 | 0 | 0 | 0 | 0 | 0 | 0 | 0 | 0 | 0 | 0 | 0 | 0 | 0 | 0 | 0 | 0 | 0 | 0 | 0 | 0 | 0 | 0
F5_Residential_CZ1 - Multi Family_New_Appliances_Natural Gas_Stove/Oven_Baseline Forecast | F5 | Residential | CZ1 - Multi Family | New | Appliances | Natural Gas | Stove/Oven | Baseline Forecast | Turnover | 0 | 124.6951 | 124.5834 | 112.5148 | 110.4815 | 110.7998 | 111.0646 | 111.584 | 111.0364 | 110.6529 | 110.4482 | 128.0474 | 142.8518 | 153.4911 | 162.3714 | 169.6318 | 176.4401 | 182.0322 | 223.0341 | 221.8974 | 217.2972 | 226.1587 | 0 | 0 | 0 | 0 | 0 | 0 | 0 | 0
F6_Residential_CZ1 - Multi Family_New_Appliances_Natural Gas_Stove/Oven_Baseline Forecast | F6 | Residential | CZ1 - Multi Family | New | Appliances | Natural Gas | Stove/Oven | Baseline Forecast | Avg. Replacement Usage | 50.1946 | 50.198 | 50.2015 | 50.2044 | 50.2062 | 50.2081 | 50.2056 | 50.2044 | 50.2039 | 50.203 | 50.0946 | 50.0912 | 50.0715 | 50.0649 | 50.0596 | 50.056 | 50.0526 | 50.049 | 50.0458 | 50.0439 | 50.0419 | 50.038 | 0 | 0 | 0 | 0 | 0 | 0 | 0 | 0
F7_Residential_CZ1 - Multi Family_New_Appliances_Natural Gas_Stove/Oven_Baseline Forecast | F7 | Residential | CZ1 - Multi Family | New | Appliances | Natural Gas | Stove/Oven | Baseline Forecast | Avg. Replacement Demand (S) | 0 | 0 | 0 | 0 | 0 | 0 | 0 | 0 | 0 | 0 | 0 | 0 | 0 | 0 | 0 | 0 | 0 | 0 | 0 | 0 | 0 | 0 | 0 | 0 | 0 | 0 | 0 | 0 | 0 | 0
F8_Residential_CZ1 - Multi Family_New_Appliances_Natural Gas_Stove/Oven_Baseline Forecast | F8 | Residential | CZ1 - Multi Family | New | Appliances | Natural Gas | Stove/Oven | Baseline Forecast | Avg. Replacement Demand (W) | 0 | 0 | 0 | 0 | 0 | 0 | 0 | 0 | 0 | 0 | 0 | 0 | 0 | 0 | 0 | 0 | 0 | 0 | 0 | 0 | 0 | 0 | 0 | 0 | 0 | 0 | 0 | 0 | 0 | 0
F1_Residential_CZ1 - Multi Family_New_Miscellaneous_Natural Gas_Pool Heater_Baseline Forecast | F1 | Residential | CZ1 - Multi Family | New | Miscellaneous | Natural Gas | Pool Heater | Baseline Forecast | Units | 0 | 4.2883 | 8.5727 | 12.4421 | 16.2416 | 20.052 | 23.8715 | 27.7089 | 31.5274 | 35.3328 | 39.1311 | 42.9221 | 46.6976 | 50.4487 | 54.1806 | 57.8824 | 61.5773 | 65.2553 | 68.9173 | 72.5703 | 76.2116 | 80.0964 | 0 | 0 | 0 | 0 | 0 | 0 | 0 | 0
F2_Residential_CZ1 - Multi Family_New_Miscellaneous_Natural Gas_Pool Heater_Baseline Forecast | F2 | Residential | CZ1 - Multi Family | New | Miscellaneous | Natural Gas | Pool Heater | Baseline Forecast | Usage (MMtherm) | 0 | 0.00055951 | 0.0011185 | 0.0016234 | 0.0021191 | 0.0026163 | 0.0031146 | 0.0036153 | 0.0041136 | 0.0046101 | 0.0051057 | 0.0056003 | 0.0060929 | 0.0065823 | 0.0070692 | 0.0075522 | 0.0080343 | 0.0085142 | 0.008992 | 0.0094686 | 0.0099438 | 0.010451 | 0 | 0 | 0 | 0 | 0 | 0 | 0 | 0
F3_Residential_CZ1 - Multi Family_New_Miscellaneous_Natural Gas_Pool Heater_Baseline Forecast | F3 | Residential | CZ1 - Multi Family | New | Miscellaneous | Natural Gas | Pool Heater | Baseline Forecast | Peak Demand (S) | 0 | 0 | 0 | 0 | 0 | 0 | 0 | 0 | 0 | 0 | 0 | 0 | 0 | 0 | 0 | 0 | 0 | 0 | 0 | 0 | 0 | 0 | 0 | 0 | 0 | 0 | 0 | 0 | 0 | 0
F4_Residential_CZ1 - Multi Family_New_Miscellaneous_Natural Gas_Pool Heater_Baseline Forecast | F4 | Residential | CZ1 - Multi Family | New | Miscellaneous | Natural Gas | Pool Heater | Baseline Forecast | Peak Demand (W) | 0 | 0 | 0 | 0 | 0 | 0 | 0 | 0 | 0 | 0 | 0 | 0 | 0 | 0 | 0 | 0 | 0 | 0 | 0 | 0 | 0 | 0 | 0 | 0 | 0 | 0 | 0 | 0 | 0 | 0
F5_Residential_CZ1 - Multi Family_New_Miscellaneous_Natural Gas_Pool Heater_Baseline Forecast | F5 | Residential | CZ1 - Multi Family | New | Miscellaneous | Natural Gas | Pool Heater | Baseline Forecast | Turnover | 0 | 4.2883 | 4.2844 | 3.8694 | 3.7995 | 3.8104 | 3.8195 | 4.2272 | 4.5624 | 4.8334 | 5.0783 | 5.301 | 5.4955 | 5.699 | 5.9175 | 6.1281 | 6.3623 | 6.5848 | 8.1705 | 8.2685 | 8.243 | 8.6029 | 0 | 0 | 0 | 0 | 0 | 0 | 0 | 0
F6_Residential_CZ1 - Multi Family_New_Miscellaneous_Natural Gas_Pool Heater_Baseline Forecast | F6 | Residential | CZ1 - Multi Family | New | Miscellaneous | Natural Gas | Pool Heater | Baseline Forecast | Avg. Replacement Usage | 130.4755 | 130.4755 | 130.4755 | 130.4755 | 130.4755 | 130.4755 | 130.4755 | 130.4755 | 130.4755 | 130.4755 | 130.4755 | 130.4755 | 130.4755 | 130.4755 | 130.4755 | 130.4755 | 130.4755 | 130.4755 | 130.4755 | 130.4755 | 130.4755 | 130.4755 | 0 | 0 | 0 | 0 | 0 | 0 | 0 | 0
F7_Residential_CZ1 - Multi Family_New_Miscellaneous_Natural Gas_Pool Heater_Baseline Forecast | F7 | Residential | CZ1 - Multi Family | New | Miscellaneous | Natural Gas | Pool Heater | Baseline Forecast | Avg. Replacement Demand (S) | 0 | 0 | 0 | 0 | 0 | 0 | 0 | 0 | 0 | 0 | 0 | 0 | 0 | 0 | 0 | 0 | 0 | 0 | 0 | 0 | 0 | 0 | 0 | 0 | 0 | 0 | 0 | 0 | 0 | 0
F8_Residential_CZ1 - Multi Family_New_Miscellaneous_Natural Gas_Pool Heater_Baseline Forecast | F8 | Residential | CZ1 - Multi Family | New | Miscellaneous | Natural Gas | Pool Heater | Baseline Forecast | Avg. Replacement Demand (W) | 0 | 0 | 0 | 0 | 0 | 0 | 0 | 0 | 0 | 0 | 0 | 0 | 0 | 0 | 0 | 0 | 0 | 0 | 0 | 0 | 0 | 0 | 0 | 0 | 0 | 0 | 0 | 0 | 0 | 0
F1_Residential_CZ1 - Multi Family_New_Miscellaneous_Natural Gas_Miscellaneous_Baseline Forecast | F1 | Residential | CZ1 - Multi Family | New | Miscellaneous | Natural Gas | Miscellaneous | Baseline Forecast | Units | 0 | 502.9484 | 1005.4462 | 1459.2662 | 1904.885 | 2351.7874 | 2799.7581 | 3249.8236 | 3697.6806 | 4143.9906 | 4589.4749 | 5034.0945 | 5476.9055 | 5916.8508 | 6354.547 | 6788.7155 | 7222.0669 | 7653.4369 | 8082.9309 | 8511.3696 | 8938.4482 | 9394.0733 | 0 | 0 | 0 | 0 | 0 | 0 | 0 | 0
F2_Residential_CZ1 - Multi Family_New_Miscellaneous_Natural Gas_Miscellaneous_Baseline Forecast | F2 | Residential | CZ1 - Multi Family | New | Miscellaneous | Natural Gas | Miscellaneous | Baseline Forecast | Usage (MMtherm) | 0 | 0.00035924 | 0.00071815 | 0.0010423 | 0.0013606 | 0.0016798 | 0.0019998 | 0.0023212 | 0.0026411 | 0.0029599 | 0.0032781 | 0.0035957 | 0.0039119 | 0.0042262 | 0.0045388 | 0.0048489 | 0.0051584 | 0.0054666 | 0.0057733 | 0.0060793 | 0.0063844 | 0.0067098 | 0 | 0 | 0 | 0 | 0 | 0 | 0 | 0
F3_Residential_CZ1 - Multi Family_New_Miscellaneous_Natural Gas_Miscellaneous_Baseline Forecast | F3 | Residential | CZ1 - Multi Family | New | Miscellaneous | Natural Gas | Miscellaneous | Baseline Forecast | Peak Demand (S) | 0 | 0 | 0 | 0 | 0 | 0 | 0 | 0 | 0 | 0 | 0 | 0 | 0 | 0 | 0 | 0 | 0 | 0 | 0 | 0 | 0 | 0 | 0 | 0 | 0 | 0 | 0 | 0 | 0 | 0
F4_Residential_CZ1 - Multi Family_New_Miscellaneous_Natural Gas_Miscellaneous_Baseline Forecast | F4 | Residential | CZ1 - Multi Family | New | Miscellaneous | Natural Gas | Miscellaneous | Baseline Forecast | Peak Demand (W) | 0 | 0 | 0 | 0 | 0 | 0 | 0 | 0 | 0 | 0 | 0 | 0 | 0 | 0 | 0 | 0 | 0 | 0 | 0 | 0 | 0 | 0 | 0 | 0 | 0 | 0 | 0 | 0 | 0 | 0
F5_Residential_CZ1 - Multi Family_New_Miscellaneous_Natural Gas_Miscellaneous_Baseline Forecast | F5 | Residential | CZ1 - Multi Family | New | Miscellaneous | Natural Gas | Miscellaneous | Baseline Forecast | Turnover | 0 | 502.9484 | 502.4978 | 453.82 | 445.6188 | 446.9024 | 447.9707 | 533.8902 | 601.4606 | 649.9496 | 689.4538 | 722.4113 | 748.9658 | 924.4197 | 941.5425 | 948.7803 | 974.8148 | 1003.3496 | 1031.2694 | 1107.9668 | 1169.1334 | 1245.6664 | 0 | 0 | 0 | 0 | 0 | 0 | 0 | 0
F6_Residential_CZ1 - Multi Family_New_Miscellaneous_Natural Gas_Miscellaneous_Baseline Forecast | F6 | Residential | CZ1 - Multi Family | New | Miscellaneous | Natural Gas | Miscellaneous | Baseline Forecast | Avg. Replacement Usage | 0.71426 | 0.71426 | 0.71426 | 0.71426 | 0.71426 | 0.71426 | 0.71426 | 0.71426 | 0.71426 | 0.71426 | 0.71426 | 0.71426 | 0.71426 | 0.71426 | 0.71426 | 0.71426 | 0.71426 | 0.71426 | 0.71426 | 0.71426 | 0.71426 | 0.71426 | 0 | 0 | 0 | 0 | 0 | 0 | 0 | 0
F7_Residential_CZ1 - Multi Family_New_Miscellaneous_Natural Gas_Miscellaneous_Baseline Forecast | F7 | Residential | CZ1 - Multi Family | New | Miscellaneous | Natural Gas | Miscellaneous | Baseline Forecast | Avg. Replacement Demand (S) | 0 | 0 | 0 | 0 | 0 | 0 | 0 | 0 | 0 | 0 | 0 | 0 | 0 | 0 | 0 | 0 | 0 | 0 | 0 | 0 | 0 | 0 | 0 | 0 | 0 | 0 | 0 | 0 | 0 | 0
F8_Residential_CZ1 - Multi Family_New_Miscellaneous_Natural Gas_Miscellaneous_Baseline Forecast | F8 | Residential | CZ1 - Multi Family | New | Miscellaneous | Natural Gas | Miscellaneous | Baseline Forecast | Avg. Replacement Demand (W) | 0 | 0 | 0 | 0 | 0 | 0 | 0 | 0 | 0 | 0 | 0 | 0 | 0 | 0 | 0 | 0 | 0 | 0 | 0 | 0 | 0 | 0 | 0 | 0 | 0 | 0 | 0 | 0 | 0 | 0
F1_Residential_CZ2 - Single Family_Existing_Space Heating_Natural Gas_Furnace - Direct Fuel_Baseline Forecast | F1 | Residential | CZ2 - Single Family | Existing | Space Heating | Natural Gas | Furnace - Direct Fuel | Baseline Forecast | Units | 27074.9625 | 27031.6425 | 26988.3919 | 26945.2105 | 26902.0981 | 26859.0548 | 26816.0803 | 26773.1746 | 26730.3375 | 26687.5689 | 26644.8688 | 26602.237 | 26559.6735 | 26517.178 | 26474.7505 | 26432.3909 | 26390.0991 | 26347.8749 | 26305.7183 | 26263.6292 | 26221.6074 | 26179.6528 | 0 | 0 | 0 | 0 | 0 | 0 | 0 | 0
F2_Residential_CZ2 - Single Family_Existing_Space Heating_Natural Gas_Furnace - Direct Fuel_Baseline Forecast | F2 | Residential | CZ2 - Single Family | Existing | Space Heating | Natural Gas | Furnace - Direct Fuel | Baseline Forecast | Usage (MMtherm) | 19.183 | 19.0538 | 18.9294 | 18.8096 | 18.6943 | 18.5336 | 18.3779 | 18.2276 | 18.0826 | 17.9427 | 17.8076 | 17.6774 | 17.5504 | 17.4266 | 17.3057 | 17.1877 | 17.0752 | 16.968 | 16.8657 | 16.7681 | 16.6749 | 16.5858 | 0 | 0 | 0 | 0 | 0 | 0 | 0 | 0
F3_Residential_CZ2 - Single Family_Existing_Space Heating_Natural Gas_Furnace - Direct Fuel_Baseline Forecast | F3 | Residential | CZ2 - Single Family | Existing | Space Heating | Natural Gas | Furnace - Direct Fuel | Baseline Forecast | Peak Demand (S) | 0 | 0 | 0 | 0 | 0 | 0 | 0 | 0 | 0 | 0 | 0 | 0 | 0 | 0 | 0 | 0 | 0 | 0 | 0 | 0 | 0 | 0 | 0 | 0 | 0 | 0 | 0 | 0 | 0 | 0
F4_Residential_CZ2 - Single Family_Existing_Space Heating_Natural Gas_Furnace - Direct Fuel_Baseline Forecast | F4 | Residential | CZ2 - Single Family | Existing | Space Heating | Natural Gas | Furnace - Direct Fuel | Baseline Forecast | Peak Demand (W) | 0 | 0 | 0 | 0 | 0 | 0 | 0 | 0 | 0 | 0 | 0 | 0 | 0 | 0 | 0 | 0 | 0 | 0 | 0 | 0 | 0 | 0 | 0 | 0 | 0 | 0 | 0 | 0 | 0 | 0
F5_Residential_CZ2 - Single Family_Existing_Space Heating_Natural Gas_Furnace - Direct Fuel_Baseline Forecast | F5 | Residential | CZ2 - Single Family | Existing | Space Heating | Natural Gas | Furnace - Direct Fuel | Baseline Forecast | Turnover | 0 | 1163.7414 | 1140.1862 | 1117.9774 | 1097.0339 | 1077.2795 | 1058.6426 | 1032.9504 | 1008.7472 | 985.9431 | 964.454 | 944.2004 | 954.207 | 962.2516 | 968.7914 | 973.7275 | 977.2244 | 979.4389 | 980.0422 | 979.2171 | 977.1288 | 973.9299 | 0 | 0 | 0 | 0 | 0 | 0 | 0 | 0
F6_Residential_CZ2 - Single Family_Existing_Space Heating_Natural Gas_Furnace - Direct Fuel_Baseline Forecast | F6 | Residential | CZ2 - Single Family | Existing | Space Heating | Natural Gas | Furnace - Direct Fuel | Baseline Forecast | Avg. Replacement Usage | 643.14 | 640.4105 | 640.929 | 641.3539 | 641.6681 | 595.7436 | 595.7469 | 595.764 | 595.8012 | 595.8386 | 595.6303 | 595.7028 | 595.7546 | 595.7081 | 595.6562 | 595.5966 | 595.5304 | 595.5302 | 595.525 | 595.5157 | 595.4754 | 595.4294 | 0 | 0 | 0 | 0 | 0 | 0 | 0 | 0
F7_Residential_CZ2 - Single Family_Existing_Space Heating_Natural Gas_Furnace - Direct Fuel_Baseline Forecast | F7 | Residential | CZ2 - Single Family | Existing | Space Heating | Natural Gas | Furnace - Direct Fuel | Baseline Forecast | Avg. Replacement Demand (S) | 0 | 0 | 0 | 0 | 0 | 0 | 0 | 0 | 0 | 0 | 0 | 0 | 0 | 0 | 0 | 0 | 0 | 0 | 0 | 0 | 0 | 0 | 0 | 0 | 0 | 0 | 0 | 0 | 0 | 0
F8_Residential_CZ2 - Single Family_Existing_Space Heating_Natural Gas_Furnace - Direct Fuel_Baseline Forecast | F8 | Residential | CZ2 - Single Family | Existing | Space Heating | Natural Gas | Furnace - Direct Fuel | Baseline Forecast | Avg. Replacement Demand (W) | 0 | 0 | 0 | 0 | 0 | 0 | 0 | 0 | 0 | 0 | 0 | 0 | 0 | 0 | 0 | 0 | 0 | 0 | 0 | 0 | 0 | 0 | 0 | 0 | 0 | 0 | 0 | 0 | 0 | 0
F1_Residential_CZ2 - Single Family_Existing_Space Heating_Natural Gas_Boiler - Direct Fuel_Baseline Forecast | F1 | Residential | CZ2 - Single Family | Existing | Space Heating | Natural Gas | Boiler - Direct Fuel | Baseline Forecast | Units | 634.7571 | 633.7415 | 632.7275 | 631.7151 | 630.7044 | 629.6952 | 628.6877 | 627.6818 | 626.6775 | 625.6749 | 624.6738 | 623.6743 | 622.6764 | 621.6801 | 620.6854 | 619.6923 | 618.7008 | 617.7109 | 616.7226 | 615.7358 | 614.7506 | 613.767 | 0 | 0 | 0 | 0 | 0 | 0 | 0 | 0
F2_Residential_CZ2 - Single Family_Existing_Space Heating_Natural Gas_Boiler - Direct Fuel_Baseline Forecast | F2 | Residential | CZ2 - Single Family | Existing | Space Heating | Natural Gas | Boiler - Direct Fuel | Baseline Forecast | Usage (MMtherm) | 0.39428 | 0.39159 | 0.38886 | 0.38619 | 0.38359 | 0.38105 | 0.37859 | 0.3762 | 0.37388 | 0.37164 | 0.36946 | 0.36735 | 0.36531 | 0.36335 | 0.36145 | 0.35963 | 0.35787 | 0.35617 | 0.35453 | 0.35294 | 0.3514 | 0.34992 | 0 | 0 | 0 | 0 | 0 | 0 | 0 | 0
F3_Residential_CZ2 - Single Family_Existing_Space Heating_Natural Gas_Boiler - Direct Fuel_Baseline Forecast | F3 | Residential | CZ2 - Single Family | Existing | Space Heating | Natural Gas | Boiler - Direct Fuel | Baseline Forecast | Peak Demand (S) | 0 | 0 | 0 | 0 | 0 | 0 | 0 | 0 | 0 | 0 | 0 | 0 | 0 | 0 | 0 | 0 | 0 | 0 | 0 | 0 | 0 | 0 | 0 | 0 | 0 | 0 | 0 | 0 | 0 | 0
F4_Residential_CZ2 - Single Family_Existing_Space Heating_Natural Gas_Boiler - Direct Fuel_Baseline Forecast | F4 | Residential | CZ2 - Single Family | Existing | Space Heating | Natural Gas | Boiler - Direct Fuel | Baseline Forecast | Peak Demand (W) | 0 | 0 | 0 | 0 | 0 | 0 | 0 | 0 | 0 | 0 | 0 | 0 | 0 | 0 | 0 | 0 | 0 | 0 | 0 | 0 | 0 | 0 | 0 | 0 | 0 | 0 | 0 | 0 | 0 | 0
F5_Residential_CZ2 - Single Family_Existing_Space Heating_Natural Gas_Boiler - Direct Fuel_Baseline Forecast | F5 | Residential | CZ2 - Single Family | Existing | Space Heating | Natural Gas | Boiler - Direct Fuel | Baseline Forecast | Turnover | 0 | 22.0864 | 21.8865 | 21.6949 | 21.5113 | 21.3354 | 21.1666 | 20.851 | 20.5497 | 20.262 | 19.9873 | 19.725 | 19.7845 | 19.8318 | 19.8728 | 19.9031 | 19.9236 | 19.9353 | 19.9317 | 19.9143 | 19.8843 | 19.8429 | 0 | 0 | 0 | 0 | 0 | 0 | 0 | 0
F6_Residential_CZ2 - Single Family_Existing_Space Heating_Natural Gas_Boiler - Direct Fuel_Baseline Forecast | F6 | Residential | CZ2 - Single Family | Existing | Space Heating | Natural Gas | Boiler - Direct Fuel | Baseline Forecast | Avg. Replacement Usage | 553.1656 | 545.2829 | 540.1707 | 540.2694 | 540.3391 | 540.4137 | 540.4147 | 540.4421 | 540.4983 | 540.5506 | 539.9831 | 540.0817 | 540.1071 | 540.0955 | 540.0815 | 540.0697 | 540.0536 | 540.0936 | 540.114 | 540.1181 | 540.0788 | 540.0098 | 0 | 0 | 0 | 0 | 0 | 0 | 0 | 0
F7_Residential_CZ2 - Single Family_Existing_Space Heating_Natural Gas_Boiler - Direct Fuel_Baseline Forecast | F7 | Residential | CZ2 - Single Family | Existing | Space Heating | Natural Gas | Boiler - Direct Fuel | Baseline Forecast | Avg. Replacement Demand (S) | 0 | 0 | 0 | 0 | 0 | 0 | 0 | 0 | 0 | 0 | 0 | 0 | 0 | 0 | 0 | 0 | 0 | 0 | 0 | 0 | 0 | 0 | 0 | 0 | 0 | 0 | 0 | 0 | 0 | 0
F8_Residential_CZ2 - Single Family_Existing_Space Heating_Natural Gas_Boiler - Direct Fuel_Baseline Forecast | F8 | Residential | CZ2 - Single Family | Existing | Space Heating | Natural Gas | Boiler - Direct Fuel | Baseline Forecast | Avg. Replacement Demand (W) | 0 | 0 | 0 | 0 | 0 | 0 | 0 | 0 | 0 | 0 | 0 | 0 | 0 | 0 | 0 | 0 | 0 | 0 | 0 | 0 | 0 | 0 | 0 | 0 | 0 | 0 | 0 | 0 | 0 | 0
F1_Residential_CZ2 - Single Family_Existing_Secondary Heating_Natural Gas_Fireplace_Baseline Forecast | F1 | Residential | CZ2 - Single Family | Existing | Secondary Heating | Natural Gas | Fireplace | Baseline Forecast | Units | 11712.9835 | 11694.2428 | 11675.532 | 11656.8511 | 11638.2002 | 11619.579 | 11600.9877 | 11582.4261 | 11563.8943 | 11545.392 | 11526.9194 | 11508.4763 | 11490.0628 | 11471.6787 | 11453.324 | 11434.9987 | 11416.7027 | 11398.4359 | 11380.1984 | 11361.9901 | 11343.8109 | 11325.6608 | 0 | 0 | 0 | 0 | 0 | 0 | 0 | 0
F2_Residential_CZ2 - Single Family_Existing_Secondary Heating_Natural Gas_Fireplace_Baseline Forecast | F2 | Residential | CZ2 - Single Family | Existing | Secondary Heating | Natural Gas | Fireplace | Baseline Forecast | Usage (MMtherm) | 1.5095 | 1.5071 | 1.5047 | 1.5023 | 1.4999 | 1.4975 | 1.4951 | 1.4927 | 1.4903 | 1.4879 | 1.4856 | 1.4832 | 1.4808 | 1.4784 | 1.4761 | 1.4737 | 1.4713 | 1.469 | 1.4666 | 1.4643 | 1.462 | 1.4596 | 0 | 0 | 0 | 0 | 0 | 0 | 0 | 0
F3_Residential_CZ2 - Single Family_Existing_Secondary Heating_Natural Gas_Fireplace_Baseline Forecast | F3 | Residential | CZ2 - Single Family | Existing | Secondary Heating | Natural Gas | Fireplace | Baseline Forecast | Peak Demand (S) | 0 | 0 | 0 | 0 | 0 | 0 | 0 | 0 | 0 | 0 | 0 | 0 | 0 | 0 | 0 | 0 | 0 | 0 | 0 | 0 | 0 | 0 | 0 | 0 | 0 | 0 | 0 | 0 | 0 | 0
F4_Residential_CZ2 - Single Family_Existing_Secondary Heating_Natural Gas_Fireplace_Baseline Forecast | F4 | Residential | CZ2 - Single Family | Existing | Secondary Heating | Natural Gas | Fireplace | Baseline Forecast | Peak Demand (W) | 0 | 0 | 0 | 0 | 0 | 0 | 0 | 0 | 0 | 0 | 0 | 0 | 0 | 0 | 0 | 0 | 0 | 0 | 0 | 0 | 0 | 0 | 0 | 0 | 0 | 0 | 0 | 0 | 0 | 0
F5_Residential_CZ2 - Single Family_Existing_Secondary Heating_Natural Gas_Fireplace_Baseline Forecast | F5 | Residential | CZ2 - Single Family | Existing | Secondary Heating | Natural Gas | Fireplace | Baseline Forecast | Turnover | 0 | 489.832 | 474.9154 | 461.328 | 448.9472 | 437.6615 | 420.2175 | 404.348 | 389.9075 | 376.7641 | 364.7981 | 380.9243 | 395.4812 | 408.6141 | 430.9706 | 451.1661 | 469.4002 | 469.4485 | 468.1706 | 465.8067 | 462.5641 | 458.621 | 0 | 0 | 0 | 0 | 0 | 0 | 0 | 0
F6_Residential_CZ2 - Single Family_Existing_Secondary Heating_Natural Gas_Fireplace_Baseline Forecast | F6 | Residential | CZ2 - Single Family | Existing | Secondary Heating | Natural Gas | Fireplace | Baseline Forecast | Avg. Replacement Usage | 128.8766 | 128.8766 | 128.8766 | 128.8766 | 128.8766 | 128.8766 | 128.8766 | 128.8766 | 128.8766 | 128.8766 | 128.8766 | 128.8766 | 128.8766 | 128.8766 | 128.8766 | 128.8766 | 128.8766 | 128.8766 | 128.8766 | 128.8766 | 128.8766 | 128.8766 | 0 | 0 | 0 | 0 | 0 | 0 | 0 | 0
F7_Residential_CZ2 - Single Family_Existing_Secondary Heating_Natural Gas_Fireplace_Baseline Forecast | F7 | Residential | CZ2 - Single Family | Existing | Secondary Heating | Natural Gas | Fireplace | Baseline Forecast | Avg. Replacement Demand (S) | 0 | 0 | 0 | 0 | 0 | 0 | 0 | 0 | 0 | 0 | 0 | 0 | 0 | 0 | 0 | 0 | 0 | 0 | 0 | 0 | 0 | 0 | 0 | 0 | 0 | 0 | 0 | 0 | 0 | 0
F8_Residential_CZ2 - Single Family_Existing_Secondary Heating_Natural Gas_Fireplace_Baseline Forecast | F8 | Residential | CZ2 - Single Family | Existing | Secondary Heating | Natural Gas | Fireplace | Baseline Forecast | Avg. Replacement Demand (W) | 0 | 0 | 0 | 0 | 0 | 0 | 0 | 0 | 0 | 0 | 0 | 0 | 0 | 0 | 0 | 0 | 0 | 0 | 0 | 0 | 0 | 0 | 0 | 0 | 0 | 0 | 0 | 0 | 0 | 0
F1_Residential_CZ2 - Single Family_Existing_Water Heating_Natural Gas_Water Heater <= 55 gal._Baseline Forecast | F1 | Residential | CZ2 - Single Family | Existing | Water Heating | Natural Gas | Water Heater <= 55 gal. | Baseline Forecast | Units | 24381.7936 | 24342.7828 | 24303.8343 | 24264.9482 | 24226.1243 | 24187.3625 | 24148.6627 | 24110.0248 | 24071.4488 | 24032.9345 | 23994.4818 | 23956.0906 | 23917.7608 | 23879.4924 | 23841.2852 | 23803.1392 | 23765.0542 | 23727.0301 | 23689.0668 | 23651.1643 | 23613.3225 | 23575.5411 | 0 | 0 | 0 | 0 | 0 | 0 | 0 | 0
F2_Residential_CZ2 - Single Family_Existing_Water Heating_Natural Gas_Water Heater <= 55 gal._Baseline Forecast | F2 | Residential | CZ2 - Single Family | Existing | Water Heating | Natural Gas | Water Heater <= 55 gal. | Baseline Forecast | Usage (MMtherm) | 4.3765 | 4.2706 | 4.1699 | 4.0745 | 3.9849 | 3.9013 | 3.8237 | 3.7528 | 3.6886 | 3.6311 | 3.5799 | 3.5353 | 3.4964 | 3.4622 | 3.4322 | 3.4057 | 3.3822 | 3.3613 | 3.3425 | 3.3257 | 3.3104 | 3.2965 | 0 | 0 | 0 | 0 | 0 | 0 | 0 | 0
F3_Residential_CZ2 - Single Family_Existing_Water Heating_Natural Gas_Water Heater <= 55 gal._Baseline Forecast | F3 | Residential | CZ2 - Single Family | Existing | Water Heating | Natural Gas | Water Heater <= 55 gal. | Baseline Forecast | Peak Demand (S) | 0 | 0 | 0 | 0 | 0 | 0 | 0 | 0 | 0 | 0 | 0 | 0 | 0 | 0 | 0 | 0 | 0 | 0 | 0 | 0 | 0 | 0 | 0 | 0 | 0 | 0 | 0 | 0 | 0 | 0
F4_Residential_CZ2 - Single Family_Existing_Water Heating_Natural Gas_Water Heater <= 55 gal._Baseline Forecast | F4 | Residential | CZ2 - Single Family | Existing | Water Heating | Natural Gas | Water Heater <= 55 gal. | Baseline Forecast | Peak Demand (W) | 0 | 0 | 0 | 0 | 0 | 0 | 0 | 0 | 0 | 0 | 0 | 0 | 0 | 0 | 0 | 0 | 0 | 0 | 0 | 0 | 0 | 0 | 0 | 0 | 0 | 0 | 0 | 0 | 0 | 0
F5_Residential_CZ2 - Single Family_Existing_Water Heating_Natural Gas_Water Heater <= 55 gal._Baseline Forecast | F5 | Residential | CZ2 - Single Family | Existing | Water Heating | Natural Gas | Water Heater <= 55 gal. | Baseline Forecast | Turnover | 0 | 1377.068 | 1399.3664 | 1418.0953 | 1433.7701 | 1446.8318 | 1457.6579 | 1444.3503 | 1432.6469 | 1422.317 | 1413.1628 | 1405.0154 | 1395.6612 | 1390.7861 | 1389.2429 | 1390.1225 | 1392.7086 | 1396.4413 | 1397.7677 | 1787.0794 | 1735.908 | 1689.8316 | 0 | 0 | 0 | 0 | 0 | 0 | 0 | 0
F6_Residential_CZ2 - Single Family_Existing_Water Heating_Natural Gas_Water Heater <= 55 gal._Baseline Forecast | F6 | Residential | CZ2 - Single Family | Existing | Water Heating | Natural Gas | Water Heater <= 55 gal. | Baseline Forecast | Avg. Replacement Usage | 137.8548 | 137.8711 | 137.9108 | 137.9405 | 137.9612 | 137.9833 | 137.9578 | 137.9434 | 137.9391 | 137.9306 | 137.7436 | 137.7403 | 137.7146 | 137.706 | 137.6989 | 137.6938 | 137.6891 | 137.6842 | 137.6798 | 137.6774 | 137.6744 | 137.6692 | 0 | 0 | 0 | 0 | 0 | 0 | 0 | 0
F7_Residential_CZ2 - Single Family_Existing_Water Heating_Natural Gas_Water Heater <= 55 gal._Baseline Forecast | F7 | Residential | CZ2 - Single Family | Existing | Water Heating | Natural Gas | Water Heater <= 55 gal. | Baseline Forecast | Avg. Replacement Demand (S) | 0 | 0 | 0 | 0 | 0 | 0 | 0 | 0 | 0 | 0 | 0 | 0 | 0 | 0 | 0 | 0 | 0 | 0 | 0 | 0 | 0 | 0 | 0 | 0 | 0 | 0 | 0 | 0 | 0 | 0
F8_Residential_CZ2 - Single Family_Existing_Water Heating_Natural Gas_Water Heater <= 55 gal._Baseline Forecast | F8 | Residential | CZ2 - Single Family | Existing | Water Heating | Natural Gas | Water Heater <= 55 gal. | Baseline Forecast | Avg. Replacement Demand (W) | 0 | 0 | 0 | 0 | 0 | 0 | 0 | 0 | 0 | 0 | 0 | 0 | 0 | 0 | 0 | 0 | 0 | 0 | 0 | 0 | 0 | 0 | 0 | 0 | 0 | 0 | 0 | 0 | 0 | 0
F1_Residential_CZ2 - Single Family_Existing_Water Heating_Natural Gas_Water Heater > 55 gal._Baseline Forecast | F1 | Residential | CZ2 - Single Family | Existing | Water Heating | Natural Gas | Water Heater > 55 gal. | Baseline Forecast | Units | 3524.1322 | 3518.4936 | 3512.864 | 3507.2434 | 3501.6318 | 3496.0292 | 3490.4356 | 3484.8509 | 3479.2751 | 3473.7083 | 3468.1504 | 3462.6013 | 3457.0611 | 3451.5299 | 3446.0074 | 3440.4938 | 3434.989 | 3429.493 | 3424.0058 | 3418.5274 | 3413.0578 | 3407.5969 | 0 | 0 | 0 | 0 | 0 | 0 | 0 | 0
F2_Residential_CZ2 - Single Family_Existing_Water Heating_Natural Gas_Water Heater > 55 gal._Baseline Forecast | F2 | Residential | CZ2 - Single Family | Existing | Water Heating | Natural Gas | Water Heater > 55 gal. | Baseline Forecast | Usage (MMtherm) | 0.65156 | 0.64169 | 0.65932 | 0.70041 | 0.7612 | 0.83876 | 0.92802 | 1.0275 | 1.1356 | 1.2502 | 1.3584 | 1.4725 | 1.587 | 1.697 | 1.7986 | 1.8897 | 1.9692 | 2.037 | 2.093 | 2.1316 | 2.1562 | 2.1712 | 0 | 0 | 0 | 0 | 0 | 0 | 0 | 0
F3_Residential_CZ2 - Single Family_Existing_Water Heating_Natural Gas_Water Heater > 55 gal._Baseline Forecast | F3 | Residential | CZ2 - Single Family | Existing | Water Heating | Natural Gas | Water Heater > 55 gal. | Baseline Forecast | Peak Demand (S) | 0 | 0 | 0 | 0 | 0 | 0 | 0 | 0 | 0 | 0 | 0 | 0 | 0 | 0 | 0 | 0 | 0 | 0 | 0 | 0 | 0 | 0 | 0 | 0 | 0 | 0 | 0 | 0 | 0 | 0
F4_Residential_CZ2 - Single Family_Existing_Water Heating_Natural Gas_Water Heater > 55 gal._Baseline Forecast | F4 | Residential | CZ2 - Single Family | Existing | Water Heating | Natural Gas | Water Heater > 55 gal. | Baseline Forecast | Peak Demand (W) | 0 | 0 | 0 | 0 | 0 | 0 | 0 | 0 | 0 | 0 | 0 | 0 | 0 | 0 | 0 | 0 | 0 | 0 | 0 | 0 | 0 | 0 | 0 | 0 | 0 | 0 | 0 | 0 | 0 | 0
F5_Residential_CZ2 - Single Family_Existing_Water Heating_Natural Gas_Water Heater > 55 gal._Baseline Forecast | F5 | Residential | CZ2 - Single Family | Existing | Water Heating | Natural Gas | Water Heater > 55 gal. | Baseline Forecast | Turnover | 0 | 199.0407 | 365.4974 | 503.6928 | 617.852 | 711.906 | 788.8981 | 850.9233 | 900.5782 | 939.8319 | 971.0773 | 1008.1792 | 1013.7524 | 1001.8448 | 979.7199 | 953.2565 | 926.3164 | 901.0852 | 879.9688 | 871.9893 | 873.9831 | 881.5797 | 0 | 0 | 0 | 0 | 0 | 0 | 0 | 0
F6_Residential_CZ2 - Single Family_Existing_Water Heating_Natural Gas_Water Heater > 55 gal._Baseline Forecast | F6 | Residential | CZ2 - Single Family | Existing | Water Heating | Natural Gas | Water Heater > 55 gal. | Baseline Forecast | Avg. Replacement Usage | 158.533 | 159.6297 | 162.3061 | 164.3065 | 165.6959 | 167.1863 | 165.4705 | 164.5057 | 164.2106 | 163.6364 | 151.0474 | 150.8284 | 149.0923 | 148.5177 | 148.037 | 147.7012 | 147.3833 | 147.0503 | 146.7517 | 146.5895 | 146.394 | 146.0382 | 0 | 0 | 0 | 0 | 0 | 0 | 0 | 0
F7_Residential_CZ2 - Single Family_Existing_Water Heating_Natural Gas_Water Heater > 55 gal._Baseline Forecast | F7 | Residential | CZ2 - Single Family | Existing | Water Heating | Natural Gas | Water Heater > 55 gal. | Baseline Forecast | Avg. Replacement Demand (S) | 0 | 0 | 0 | 0 | 0 | 0 | 0 | 0 | 0 | 0 | 0 | 0 | 0 | 0 | 0 | 0 | 0 | 0 | 0 | 0 | 0 | 0 | 0 | 0 | 0 | 0 | 0 | 0 | 0 | 0
F8_Residential_CZ2 - Single Family_Existing_Water Heating_Natural Gas_Water Heater > 55 gal._Baseline Forecast | F8 | Residential | CZ2 - Single Family | Existing | Water Heating | Natural Gas | Water Heater > 55 gal. | Baseline Forecast | Avg. Replacement Demand (W) | 0 | 0 | 0 | 0 | 0 | 0 | 0 | 0 | 0 | 0 | 0 | 0 | 0 | 0 | 0 | 0 | 0 | 0 | 0 | 0 | 0 | 0 | 0 | 0 | 0 | 0 | 0 | 0 | 0 | 0
F1_Residential_CZ2 - Single Family_Existing_Appliances_Natural Gas_Clothes Dryer_Baseline Forecast | F1 | Residential | CZ2 - Single Family | Existing | Appliances | Natural Gas | Clothes Dryer | Baseline Forecast | Units | 3455.1371 | 3449.6089 | 3444.0895 | 3438.579 | 3433.0773 | 3427.5844 | 3422.1002 | 3416.6249 | 3411.1583 | 3405.7004 | 3400.2513 | 3394.8109 | 3389.3792 | 3383.9562 | 3378.5419 | 3373.1362 | 3367.7392 | 3362.3508 | 3356.971 | 3351.5999 | 3346.2373 | 3340.8833 | 0 | 0 | 0 | 0 | 0 | 0 | 0 | 0
F2_Residential_CZ2 - Single Family_Existing_Appliances_Natural Gas_Clothes Dryer_Baseline Forecast | F2 | Residential | CZ2 - Single Family | Existing | Appliances | Natural Gas | Clothes Dryer | Baseline Forecast | Usage (MMtherm) | 0.096979 | 0.095817 | 0.094657 | 0.093508 | 0.092377 | 0.091273 | 0.090201 | 0.089188 | 0.088232 | 0.087333 | 0.086487 | 0.085697 | 0.08496 | 0.08427 | 0.083624 | 0.083019 | 0.082451 | 0.081918 | 0.081416 | 0.080944 | 0.080499 | 0.08008 | 0 | 0 | 0 | 0 | 0 | 0 | 0 | 0
F3_Residential_CZ2 - Single Family_Existing_Appliances_Natural Gas_Clothes Dryer_Baseline Forecast | F3 | Residential | CZ2 - Single Family | Existing | Appliances | Natural Gas | Clothes Dryer | Baseline Forecast | Peak Demand (S) | 0 | 0 | 0 | 0 | 0 | 0 | 0 | 0 | 0 | 0 | 0 | 0 | 0 | 0 | 0 | 0 | 0 | 0 | 0 | 0 | 0 | 0 | 0 | 0 | 0 | 0 | 0 | 0 | 0 | 0
F4_Residential_CZ2 - Single Family_Existing_Appliances_Natural Gas_Clothes Dryer_Baseline Forecast | F4 | Residential | CZ2 - Single Family | Existing | Appliances | Natural Gas | Clothes Dryer | Baseline Forecast | Peak Demand (W) | 0 | 0 | 0 | 0 | 0 | 0 | 0 | 0 | 0 | 0 | 0 | 0 | 0 | 0 | 0 | 0 | 0 | 0 | 0 | 0 | 0 | 0 | 0 | 0 | 0 | 0 | 0 | 0 | 0 | 0
F5_Residential_CZ2 - Single Family_Existing_Appliances_Natural Gas_Clothes Dryer_Baseline Forecast | F5 | Residential | CZ2 - Single Family | Existing | Appliances | Natural Gas | Clothes Dryer | Baseline Forecast | Turnover | 0 | 123.5396 | 133.0559 | 141.7954 | 149.819 | 157.183 | 163.9391 | 160.1293 | 156.6039 | 153.3403 | 150.3182 | 147.5186 | 145.2903 | 143.9559 | 143.3867 | 143.4685 | 144.1004 | 145.1935 | 145.9129 | 146.3094 | 146.4282 | 146.3093 | 0 | 0 | 0 | 0 | 0 | 0 | 0 | 0
F6_Residential_CZ2 - Single Family_Existing_Appliances_Natural Gas_Clothes Dryer_Baseline Forecast | F6 | Residential | CZ2 - Single Family | Existing | Appliances | Natural Gas | Clothes Dryer | Baseline Forecast | Avg. Replacement Usage | 22.9554 | 22.9561 | 22.9565 | 22.9569 | 22.9571 | 22.9573 | 22.957 | 22.9569 | 22.9568 | 22.9567 | 22.9326 | 22.9347 | 22.9303 | 22.9289 | 22.9277 | 22.9269 | 22.9261 | 22.9253 | 22.9246 | 22.9242 | 22.9237 | 22.9229 | 0 | 0 | 0 | 0 | 0 | 0 | 0 | 0
F7_Residential_CZ2 - Single Family_Existing_Appliances_Natural Gas_Clothes Dryer_Baseline Forecast | F7 | Residential | CZ2 - Single Family | Existing | Appliances | Natural Gas | Clothes Dryer | Baseline Forecast | Avg. Replacement Demand (S) | 0 | 0 | 0 | 0 | 0 | 0 | 0 | 0 | 0 | 0 | 0 | 0 | 0 | 0 | 0 | 0 | 0 | 0 | 0 | 0 | 0 | 0 | 0 | 0 | 0 | 0 | 0 | 0 | 0 | 0
F8_Residential_CZ2 - Single Family_Existing_Appliances_Natural Gas_Clothes Dryer_Baseline Forecast | F8 | Residential | CZ2 - Single Family | Existing | Appliances | Natural Gas | Clothes Dryer | Baseline Forecast | Avg. Replacement Demand (W) | 0 | 0 | 0 | 0 | 0 | 0 | 0 | 0 | 0 | 0 | 0 | 0 | 0 | 0 | 0 | 0 | 0 | 0 | 0 | 0 | 0 | 0 | 0 | 0 | 0 | 0 | 0 | 0 | 0 | 0
F1_Residential_CZ2 - Single Family_Existing_Appliances_Natural Gas_Stove/Oven_Baseline Forecast | F1 | Residential | CZ2 - Single Family | Existing | Appliances | Natural Gas | Stove/Oven | Baseline Forecast | Units | 11510.5475 | 11492.1306 | 11473.7432 | 11455.3852 | 11437.0566 | 11418.7573 | 11400.4873 | 11382.2465 | 11364.0349 | 11345.8525 | 11327.6991 | 11309.5748 | 11291.4795 | 11273.4131 | 11255.3756 | 11237.367 | 11219.3873 | 11201.4362 | 11183.5139 | 11165.6203 | 11147.7553 | 11129.9189 | 0 | 0 | 0 | 0 | 0 | 0 | 0 | 0
F2_Residential_CZ2 - Single Family_Existing_Appliances_Natural Gas_Stove/Oven_Baseline Forecast | F2 | Residential | CZ2 - Single Family | Existing | Appliances | Natural Gas | Stove/Oven | Baseline Forecast | Usage (MMtherm) | 0.62671 | 0.61978 | 0.61344 | 0.60765 | 0.60235 | 0.59753 | 0.59313 | 0.58914 | 0.58552 | 0.58227 | 0.57928 | 0.57657 | 0.5741 | 0.57184 | 0.56976 | 0.56782 | 0.56602 | 0.56434 | 0.56271 | 0.56117 | 0.55973 | 0.55835 | 0 | 0 | 0 | 0 | 0 | 0 | 0 | 0
F3_Residential_CZ2 - Single Family_Existing_Appliances_Natural Gas_Stove/Oven_Baseline Forecast | F3 | Residential | CZ2 - Single Family | Existing | Appliances | Natural Gas | Stove/Oven | Baseline Forecast | Peak Demand (S) | 0 | 0 | 0 | 0 | 0 | 0 | 0 | 0 | 0 | 0 | 0 | 0 | 0 | 0 | 0 | 0 | 0 | 0 | 0 | 0 | 0 | 0 | 0 | 0 | 0 | 0 | 0 | 0 | 0 | 0
F4_Residential_CZ2 - Single Family_Existing_Appliances_Natural Gas_Stove/Oven_Baseline Forecast | F4 | Residential | CZ2 - Single Family | Existing | Appliances | Natural Gas | Stove/Oven | Baseline Forecast | Peak Demand (W) | 0 | 0 | 0 | 0 | 0 | 0 | 0 | 0 | 0 | 0 | 0 | 0 | 0 | 0 | 0 | 0 | 0 | 0 | 0 | 0 | 0 | 0 | 0 | 0 | 0 | 0 | 0 | 0 | 0 | 0
F5_Residential_CZ2 - Single Family_Existing_Appliances_Natural Gas_Stove/Oven_Baseline Forecast | F5 | Residential | CZ2 - Single Family | Existing | Appliances | Natural Gas | Stove/Oven | Baseline Forecast | Turnover | 0 | 842.2453 | 810.9807 | 784.081 | 760.917 | 738.6787 | 719.5079 | 702.9622 | 688.6633 | 676.2874 | 665.5574 | 687.9744 | 702.7629 | 711.6366 | 715.9739 | 716.5593 | 714.365 | 710.1611 | 943.3575 | 893.8937 | 851.2789 | 819.0089 | 0 | 0 | 0 | 0 | 0 | 0 | 0 | 0
F6_Residential_CZ2 - Single Family_Existing_Appliances_Natural Gas_Stove/Oven_Baseline Forecast | F6 | Residential | CZ2 - Single Family | Existing | Appliances | Natural Gas | Stove/Oven | Baseline Forecast | Avg. Replacement Usage | 50.0841 | 50.0876 | 50.0918 | 50.0949 | 50.097 | 50.0993 | 50.0965 | 50.0949 | 50.0944 | 50.0934 | 49.9813 | 49.9776 | 49.9573 | 49.9507 | 49.9452 | 49.9414 | 49.9378 | 49.934 | 49.9307 | 49.9289 | 49.9267 | 49.9228 | 0 | 0 | 0 | 0 | 0 | 0 | 0 | 0
F7_Residential_CZ2 - Single Family_Existing_Appliances_Natural Gas_Stove/Oven_Baseline Forecast | F7 | Residential | CZ2 - Single Family | Existing | Appliances | Natural Gas | Stove/Oven | Baseline Forecast | Avg. Replacement Demand (S) | 0 | 0 | 0 | 0 | 0 | 0 | 0 | 0 | 0 | 0 | 0 | 0 | 0 | 0 | 0 | 0 | 0 | 0 | 0 | 0 | 0 | 0 | 0 | 0 | 0 | 0 | 0 | 0 | 0 | 0
F8_Residential_CZ2 - Single Family_Existing_Appliances_Natural Gas_Stove/Oven_Baseline Forecast | F8 | Residential | CZ2 - Single Family | Existing | Appliances | Natural Gas | Stove/Oven | Baseline Forecast | Avg. Replacement Demand (W) | 0 | 0 | 0 | 0 | 0 | 0 | 0 | 0 | 0 | 0 | 0 | 0 | 0 | 0 | 0 | 0 | 0 | 0 | 0 | 0 | 0 | 0 | 0 | 0 | 0 | 0 | 0 | 0 | 0 | 0
F1_Residential_CZ2 - Single Family_Existing_Miscellaneous_Natural Gas_Pool Heater_Baseline Forecast | F1 | Residential | CZ2 - Single Family | Existing | Miscellaneous | Natural Gas | Pool Heater | Baseline Forecast | Units | 307.0852 | 306.5938 | 306.1033 | 305.6135 | 305.1245 | 304.6363 | 304.1489 | 303.6623 | 303.1764 | 302.6913 | 302.207 | 301.7235 | 301.2408 | 300.7588 | 300.2776 | 299.7971 | 299.3174 | 298.8385 | 298.3604 | 297.883 | 297.4064 | 296.9305 | 0 | 0 | 0 | 0 | 0 | 0 | 0 | 0
F2_Residential_CZ2 - Single Family_Existing_Miscellaneous_Natural Gas_Pool Heater_Baseline Forecast | F2 | Residential | CZ2 - Single Family | Existing | Miscellaneous | Natural Gas | Pool Heater | Baseline Forecast | Usage (MMtherm) | 0.040115 | 0.040046 | 0.039978 | 0.039911 | 0.039844 | 0.039777 | 0.039711 | 0.039645 | 0.039579 | 0.039514 | 0.039449 | 0.039384 | 0.03932 | 0.039255 | 0.039191 | 0.039127 | 0.039064 | 0.039 | 0.038937 | 0.038874 | 0.038811 | 0.038748 | 0 | 0 | 0 | 0 | 0 | 0 | 0 | 0
F3_Residential_CZ2 - Single Family_Existing_Miscellaneous_Natural Gas_Pool Heater_Baseline Forecast | F3 | Residential | CZ2 - Single Family | Existing | Miscellaneous | Natural Gas | Pool Heater | Baseline Forecast | Peak Demand (S) | 0 | 0 | 0 | 0 | 0 | 0 | 0 | 0 | 0 | 0 | 0 | 0 | 0 | 0 | 0 | 0 | 0 | 0 | 0 | 0 | 0 | 0 | 0 | 0 | 0 | 0 | 0 | 0 | 0 | 0
F4_Residential_CZ2 - Single Family_Existing_Miscellaneous_Natural Gas_Pool Heater_Baseline Forecast | F4 | Residential | CZ2 - Single Family | Existing | Miscellaneous | Natural Gas | Pool Heater | Baseline Forecast | Peak Demand (W) | 0 | 0 | 0 | 0 | 0 | 0 | 0 | 0 | 0 | 0 | 0 | 0 | 0 | 0 | 0 | 0 | 0 | 0 | 0 | 0 | 0 | 0 | 0 | 0 | 0 | 0 | 0 | 0 | 0 | 0
F5_Residential_CZ2 - Single Family_Existing_Miscellaneous_Natural Gas_Pool Heater_Baseline Forecast | F5 | Residential | CZ2 - Single Family | Existing | Miscellaneous | Natural Gas | Pool Heater | Baseline Forecast | Turnover | 0 | 24.6745 | 23.034 | 21.544 | 20.1906 | 18.9611 | 17.8442 | 18.4178 | 18.7906 | 18.9949 | 19.0584 | 19.0053 | 18.8566 | 18.7733 | 18.7312 | 18.7114 | 18.6992 | 18.6833 | 26.3064 | 25.0706 | 23.9909 | 23.0509 | 0 | 0 | 0 | 0 | 0 | 0 | 0 | 0
F6_Residential_CZ2 - Single Family_Existing_Miscellaneous_Natural Gas_Pool Heater_Baseline Forecast | F6 | Residential | CZ2 - Single Family | Existing | Miscellaneous | Natural Gas | Pool Heater | Baseline Forecast | Avg. Replacement Usage | 130.4755 | 130.4755 | 130.4755 | 130.4755 | 130.4755 | 130.4755 | 130.4755 | 130.4755 | 130.4755 | 130.4755 | 130.4755 | 130.4755 | 130.4755 | 130.4755 | 130.4755 | 130.4755 | 130.4755 | 130.4755 | 130.4755 | 130.4755 | 130.4755 | 130.4755 | 0 | 0 | 0 | 0 | 0 | 0 | 0 | 0
F7_Residential_CZ2 - Single Family_Existing_Miscellaneous_Natural Gas_Pool Heater_Baseline Forecast | F7 | Residential | CZ2 - Single Family | Existing | Miscellaneous | Natural Gas | Pool Heater | Baseline Forecast | Avg. Replacement Demand (S) | 0 | 0 | 0 | 0 | 0 | 0 | 0 | 0 | 0 | 0 | 0 | 0 | 0 | 0 | 0 | 0 | 0 | 0 | 0 | 0 | 0 | 0 | 0 | 0 | 0 | 0 | 0 | 0 | 0 | 0
F8_Residential_CZ2 - Single Family_Existing_Miscellaneous_Natural Gas_Pool Heater_Baseline Forecast | F8 | Residential | CZ2 - Single Family | Existing | Miscellaneous | Natural Gas | Pool Heater | Baseline Forecast | Avg. Replacement Demand (W) | 0 | 0 | 0 | 0 | 0 | 0 | 0 | 0 | 0 | 0 | 0 | 0 | 0 | 0 | 0 | 0 | 0 | 0 | 0 | 0 | 0 | 0 | 0 | 0 | 0 | 0 | 0 | 0 | 0 | 0
F1_Residential_CZ2 - Single Family_Existing_Miscellaneous_Natural Gas_Miscellaneous_Baseline Forecast | F1 | Residential | CZ2 - Single Family | Existing | Miscellaneous | Natural Gas | Miscellaneous | Baseline Forecast | Units | 37442.9472 | 37383.0385 | 37323.2256 | 37263.5085 | 37203.8869 | 37144.3607 | 37084.9297 | 37025.5938 | 36966.3528 | 36907.2067 | 36848.1551 | 36789.1981 | 36730.3354 | 36671.5668 | 36612.8923 | 36554.3117 | 36495.8248 | 36437.4315 | 36379.1316 | 36320.925 | 36262.8115 | 36204.791 | 0 | 0 | 0 | 0 | 0 | 0 | 0 | 0
F2_Residential_CZ2 - Single Family_Existing_Miscellaneous_Natural Gas_Miscellaneous_Baseline Forecast | F2 | Residential | CZ2 - Single Family | Existing | Miscellaneous | Natural Gas | Miscellaneous | Baseline Forecast | Usage (MMtherm) | 0.099619 | 0.099459 | 0.0993 | 0.099141 | 0.098983 | 0.098824 | 0.098666 | 0.098508 | 0.098351 | 0.098193 | 0.098036 | 0.097879 | 0.097723 | 0.097566 | 0.09741 | 0.097254 | 0.097099 | 0.096943 | 0.096788 | 0.096634 | 0.096479 | 0.096325 | 0 | 0 | 0 | 0 | 0 | 0 | 0 | 0
F3_Residential_CZ2 - Single Family_Existing_Miscellaneous_Natural Gas_Miscellaneous_Baseline Forecast | F3 | Residential | CZ2 - Single Family | Existing | Miscellaneous | Natural Gas | Miscellaneous | Baseline Forecast | Peak Demand (S) | 0 | 0 | 0 | 0 | 0 | 0 | 0 | 0 | 0 | 0 | 0 | 0 | 0 | 0 | 0 | 0 | 0 | 0 | 0 | 0 | 0 | 0 | 0 | 0 | 0 | 0 | 0 | 0 | 0 | 0
F4_Residential_CZ2 - Single Family_Existing_Miscellaneous_Natural Gas_Miscellaneous_Baseline Forecast | F4 | Residential | CZ2 - Single Family | Existing | Miscellaneous | Natural Gas | Miscellaneous | Baseline Forecast | Peak Demand (W) | 0 | 0 | 0 | 0 | 0 | 0 | 0 | 0 | 0 | 0 | 0 | 0 | 0 | 0 | 0 | 0 | 0 | 0 | 0 | 0 | 0 | 0 | 0 | 0 | 0 | 0 | 0 | 0 | 0 | 0
F5_Residential_CZ2 - Single Family_Existing_Miscellaneous_Natural Gas_Miscellaneous_Baseline Forecast | F5 | Residential | CZ2 - Single Family | Existing | Miscellaneous | Natural Gas | Miscellaneous | Baseline Forecast | Turnover | 0 | 0 | 1244.1075 | 2277.2144 | 3134.7719 | 3846.2756 | 4436.2656 | 3690.973 | 3276.2582 | 3101.7535 | 3098.1253 | 3212.5567 | 3405.1551 | 3442.3692 | 3745.4727 | 3911.628 | 4001.6627 | 4055.8515 | 4099.7743 | 3777.1589 | 3648.9531 | 3635.2943 | 0 | 0 | 0 | 0 | 0 | 0 | 0 | 0
F6_Residential_CZ2 - Single Family_Existing_Miscellaneous_Natural Gas_Miscellaneous_Baseline Forecast | F6 | Residential | CZ2 - Single Family | Existing | Miscellaneous | Natural Gas | Miscellaneous | Baseline Forecast | Avg. Replacement Usage | 2.6605 | 2.6605 | 2.6605 | 2.6605 | 2.6605 | 2.6605 | 2.6605 | 2.6605 | 2.6605 | 2.6605 | 2.6605 | 2.6605 | 2.6605 | 2.6605 | 2.6605 | 2.6605 | 2.6605 | 2.6605 | 2.6605 | 2.6605 | 2.6605 | 2.6605 | 0 | 0 | 0 | 0 | 0 | 0 | 0 | 0
F7_Residential_CZ2 - Single Family_Existing_Miscellaneous_Natural Gas_Miscellaneous_Baseline Forecast | F7 | Residential | CZ2 - Single Family | Existing | Miscellaneous | Natural Gas | Miscellaneous | Baseline Forecast | Avg. Replacement Demand (S) | 0 | 0 | 0 | 0 | 0 | 0 | 0 | 0 | 0 | 0 | 0 | 0 | 0 | 0 | 0 | 0 | 0 | 0 | 0 | 0 | 0 | 0 | 0 | 0 | 0 | 0 | 0 | 0 | 0 | 0
F8_Residential_CZ2 - Single Family_Existing_Miscellaneous_Natural Gas_Miscellaneous_Baseline Forecast | F8 | Residential | CZ2 - Single Family | Existing | Miscellaneous | Natural Gas | Miscellaneous | Baseline Forecast | Avg. Replacement Demand (W) | 0 | 0 | 0 | 0 | 0 | 0 | 0 | 0 | 0 | 0 | 0 | 0 | 0 | 0 | 0 | 0 | 0 | 0 | 0 | 0 | 0 | 0 | 0 | 0 | 0 | 0 | 0 | 0 | 0 | 0
F1_Residential_CZ2 - Single Family_New_Space Heating_Natural Gas_Furnace - Direct Fuel_Baseline Forecast | F1 | Residential | CZ2 - Single Family | New | Space Heating | Natural Gas | Furnace - Direct Fuel | Baseline Forecast | Units | 0 | 263.7719 | 527.4631 | 961.837 | 1386.4846 | 1814.0064 | 2243.8396 | 2677.2628 | 3109.5904 | 3541.5524 | 3973.9756 | 4406.8126 | 4839.0041 | 5269.3558 | 5698.5173 | 6125.0443 | 6551.8965 | 6977.74 | 7402.6547 | 7827.5139 | 8251.931 | 8691.6663 | 0 | 0 | 0 | 0 | 0 | 0 | 0 | 0
F2_Residential_CZ2 - Single Family_New_Space Heating_Natural Gas_Furnace - Direct Fuel_Baseline Forecast | F2 | Residential | CZ2 - Single Family | New | Space Heating | Natural Gas | Furnace - Direct Fuel | Baseline Forecast | Usage (MMtherm) | 0 | 0.11442 | 0.2288 | 0.41721 | 0.60131 | 0.76448 | 0.92852 | 1.0939 | 1.2589 | 1.4238 | 1.5888 | 1.754 | 1.9182 | 2.0808 | 2.2418 | 2.4006 | 2.5598 | 2.7189 | 2.8777 | 3.0368 | 3.1958 | 3.3609 | 0 | 0 | 0 | 0 | 0 | 0 | 0 | 0
F3_Residential_CZ2 - Single Family_New_Space Heating_Natural Gas_Furnace - Direct Fuel_Baseline Forecast | F3 | Residential | CZ2 - Single Family | New | Space Heating | Natural Gas | Furnace - Direct Fuel | Baseline Forecast | Peak Demand (S) | 0 | 0 | 0 | 0 | 0 | 0 | 0 | 0 | 0 | 0 | 0 | 0 | 0 | 0 | 0 | 0 | 0 | 0 | 0 | 0 | 0 | 0 | 0 | 0 | 0 | 0 | 0 | 0 | 0 | 0
F4_Residential_CZ2 - Single Family_New_Space Heating_Natural Gas_Furnace - Direct Fuel_Baseline Forecast | F4 | Residential | CZ2 - Single Family | New | Space Heating | Natural Gas | Furnace - Direct Fuel | Baseline Forecast | Peak Demand (W) | 0 | 0 | 0 | 0 | 0 | 0 | 0 | 0 | 0 | 0 | 0 | 0 | 0 | 0 | 0 | 0 | 0 | 0 | 0 | 0 | 0 | 0 | 0 | 0 | 0 | 0 | 0 | 0 | 0 | 0
F5_Residential_CZ2 - Single Family_New_Space Heating_Natural Gas_Furnace - Direct Fuel_Baseline Forecast | F5 | Residential | CZ2 - Single Family | New | Space Heating | Natural Gas | Furnace - Direct Fuel | Baseline Forecast | Turnover | 0 | 263.7719 | 263.6911 | 434.3739 | 424.6476 | 427.5218 | 429.8333 | 433.4232 | 432.3276 | 431.962 | 432.4232 | 432.837 | 447.7075 | 460.4662 | 483.056 | 502.2306 | 523.2508 | 541.856 | 559.5984 | 577.0514 | 593.0663 | 623.9007 | 0 | 0 | 0 | 0 | 0 | 0 | 0 | 0
F6_Residential_CZ2 - Single Family_New_Space Heating_Natural Gas_Furnace - Direct Fuel_Baseline Forecast | F6 | Residential | CZ2 - Single Family | New | Space Heating | Natural Gas | Furnace - Direct Fuel | Baseline Forecast | Avg. Replacement Usage | 433.7679 | 433.7964 | 433.7668 | 433.7485 | 433.5251 | 381.6581 | 381.6571 | 381.6561 | 381.6549 | 381.6535 | 381.6486 | 381.6466 | 381.644 | 381.6415 | 381.6388 | 381.6359 | 381.6329 | 381.6297 | 381.6263 | 381.6227 | 381.6189 | 381.6148 | 0 | 0 | 0 | 0 | 0 | 0 | 0 | 0
F7_Residential_CZ2 - Single Family_New_Space Heating_Natural Gas_Furnace - Direct Fuel_Baseline Forecast | F7 | Residential | CZ2 - Single Family | New | Space Heating | Natural Gas | Furnace - Direct Fuel | Baseline Forecast | Avg. Replacement Demand (S) | 0 | 0 | 0 | 0 | 0 | 0 | 0 | 0 | 0 | 0 | 0 | 0 | 0 | 0 | 0 | 0 | 0 | 0 | 0 | 0 | 0 | 0 | 0 | 0 | 0 | 0 | 0 | 0 | 0 | 0
F8_Residential_CZ2 - Single Family_New_Space Heating_Natural Gas_Furnace - Direct Fuel_Baseline Forecast | F8 | Residential | CZ2 - Single Family | New | Space Heating | Natural Gas | Furnace - Direct Fuel | Baseline Forecast | Avg. Replacement Demand (W) | 0 | 0 | 0 | 0 | 0 | 0 | 0 | 0 | 0 | 0 | 0 | 0 | 0 | 0 | 0 | 0 | 0 | 0 | 0 | 0 | 0 | 0 | 0 | 0 | 0 | 0 | 0 | 0 | 0 | 0
F1_Residential_CZ2 - Single Family_New_Space Heating_Natural Gas_Boiler - Direct Fuel_Baseline Forecast | F1 | Residential | CZ2 - Single Family | New | Space Heating | Natural Gas | Boiler - Direct Fuel | Baseline Forecast | Units | 0 | 0.061897 | 4.5326 | 11.8971 | 19.0967 | 26.345 | 33.6325 | 40.9809 | 48.3107 | 55.6343 | 62.9658 | 70.3042 | 77.6317 | 84.928 | 92.2041 | 99.4356 | 106.6726 | 113.8925 | 121.0966 | 128.2998 | 135.4955 | 142.9509 | 0 | 0 | 0 | 0 | 0 | 0 | 0 | 0
F2_Residential_CZ2 - Single Family_New_Space Heating_Natural Gas_Boiler - Direct Fuel_Baseline Forecast | F2 | Residential | CZ2 - Single Family | New | Space Heating | Natural Gas | Boiler - Direct Fuel | Baseline Forecast | Usage (MMtherm) | 0 | 2.4603e-05 | 0.0019213 | 0.0050458 | 0.0080996 | 0.011173 | 0.014264 | 0.01738 | 0.020487 | 0.023592 | 0.026699 | 0.029809 | 0.032913 | 0.036003 | 0.039084 | 0.042145 | 0.045206 | 0.048258 | 0.051301 | 0.054342 | 0.057379 | 0.060524 | 0 | 0 | 0 | 0 | 0 | 0 | 0 | 0
F3_Residential_CZ2 - Single Family_New_Space Heating_Natural Gas_Boiler - Direct Fuel_Baseline Forecast | F3 | Residential | CZ2 - Single Family | New | Space Heating | Natural Gas | Boiler - Direct Fuel | Baseline Forecast | Peak Demand (S) | 0 | 0 | 0 | 0 | 0 | 0 | 0 | 0 | 0 | 0 | 0 | 0 | 0 | 0 | 0 | 0 | 0 | 0 | 0 | 0 | 0 | 0 | 0 | 0 | 0 | 0 | 0 | 0 | 0 | 0
F4_Residential_CZ2 - Single Family_New_Space Heating_Natural Gas_Boiler - Direct Fuel_Baseline Forecast | F4 | Residential | CZ2 - Single Family | New | Space Heating | Natural Gas | Boiler - Direct Fuel | Baseline Forecast | Peak Demand (W) | 0 | 0 | 0 | 0 | 0 | 0 | 0 | 0 | 0 | 0 | 0 | 0 | 0 | 0 | 0 | 0 | 0 | 0 | 0 | 0 | 0 | 0 | 0 | 0 | 0 | 0 | 0 | 0 | 0 | 0
F5_Residential_CZ2 - Single Family_New_Space Heating_Natural Gas_Boiler - Direct Fuel_Baseline Forecast | F5 | Residential | CZ2 - Single Family | New | Space Heating | Natural Gas | Boiler - Direct Fuel | Baseline Forecast | Turnover | 0 | 0.061897 | 4.4707 | 7.3645 | 7.1996 | 7.2483 | 7.2875 | 7.3484 | 7.3298 | 7.3236 | 7.3314 | 7.3384 | 7.3304 | 7.512 | 7.8322 | 8.1039 | 8.4131 | 8.687 | 8.9513 | 9.2162 | 9.4616 | 9.9625 | 0 | 0 | 0 | 0 | 0 | 0 | 0 | 0
F6_Residential_CZ2 - Single Family_New_Space Heating_Natural Gas_Boiler - Direct Fuel_Baseline Forecast | F6 | Residential | CZ2 - Single Family | New | Space Heating | Natural Gas | Boiler - Direct Fuel | Baseline Forecast | Avg. Replacement Usage | 427.5571 | 5.5015 | 424.2617 | 424.26 | 424.1578 | 424.0584 | 424.0608 | 424.051 | 423.9322 | 423.9231 | 423.8313 | 423.7523 | 423.6613 | 423.5329 | 423.4419 | 423.3672 | 423.1933 | 422.8586 | 422.7541 | 422.6489 | 422.527 | 422.3375 | 0 | 0 | 0 | 0 | 0 | 0 | 0 | 0
F7_Residential_CZ2 - Single Family_New_Space Heating_Natural Gas_Boiler - Direct Fuel_Baseline Forecast | F7 | Residential | CZ2 - Single Family | New | Space Heating | Natural Gas | Boiler - Direct Fuel | Baseline Forecast | Avg. Replacement Demand (S) | 0 | 0 | 0 | 0 | 0 | 0 | 0 | 0 | 0 | 0 | 0 | 0 | 0 | 0 | 0 | 0 | 0 | 0 | 0 | 0 | 0 | 0 | 0 | 0 | 0 | 0 | 0 | 0 | 0 | 0
F8_Residential_CZ2 - Single Family_New_Space Heating_Natural Gas_Boiler - Direct Fuel_Baseline Forecast | F8 | Residential | CZ2 - Single Family | New | Space Heating | Natural Gas | Boiler - Direct Fuel | Baseline Forecast | Avg. Replacement Demand (W) | 0 | 0 | 0 | 0 | 0 | 0 | 0 | 0 | 0 | 0 | 0 | 0 | 0 | 0 | 0 | 0 | 0 | 0 | 0 | 0 | 0 | 0 | 0 | 0 | 0 | 0 | 0 | 0 | 0 | 0
F1_Residential_CZ2 - Single Family_New_Secondary Heating_Natural Gas_Fireplace_Baseline Forecast | F1 | Residential | CZ2 - Single Family | New | Secondary Heating | Natural Gas | Fireplace | Baseline Forecast | Units | 0 | 195.7434 | 391.4269 | 713.773 | 1028.9012 | 1346.1623 | 1665.1388 | 1986.7793 | 2307.6068 | 2628.163 | 2949.0615 | 3270.267 | 3590.9935 | 3910.3547 | 4228.8326 | 4545.3556 | 4862.1198 | 5178.1355 | 5493.462 | 5808.7472 | 6123.7044 | 6450.0291 | 0 | 0 | 0 | 0 | 0 | 0 | 0 | 0
F2_Residential_CZ2 - Single Family_New_Secondary Heating_Natural Gas_Fireplace_Baseline Forecast | F2 | Residential | CZ2 - Single Family | New | Secondary Heating | Natural Gas | Fireplace | Baseline Forecast | Usage (MMtherm) | 0 | 0.025227 | 0.050446 | 0.091989 | 0.1326 | 0.17349 | 0.2146 | 0.25605 | 0.2974 | 0.33871 | 0.38007 | 0.42146 | 0.4628 | 0.50395 | 0.545 | 0.58579 | 0.62661 | 0.66734 | 0.70798 | 0.74861 | 0.7892 | 0.83126 | 0 | 0 | 0 | 0 | 0 | 0 | 0 | 0
F3_Residential_CZ2 - Single Family_New_Secondary Heating_Natural Gas_Fireplace_Baseline Forecast | F3 | Residential | CZ2 - Single Family | New | Secondary Heating | Natural Gas | Fireplace | Baseline Forecast | Peak Demand (S) | 0 | 0 | 0 | 0 | 0 | 0 | 0 | 0 | 0 | 0 | 0 | 0 | 0 | 0 | 0 | 0 | 0 | 0 | 0 | 0 | 0 | 0 | 0 | 0 | 0 | 0 | 0 | 0 | 0 | 0
F4_Residential_CZ2 - Single Family_New_Secondary Heating_Natural Gas_Fireplace_Baseline Forecast | F4 | Residential | CZ2 - Single Family | New | Secondary Heating | Natural Gas | Fireplace | Baseline Forecast | Peak Demand (W) | 0 | 0 | 0 | 0 | 0 | 0 | 0 | 0 | 0 | 0 | 0 | 0 | 0 | 0 | 0 | 0 | 0 | 0 | 0 | 0 | 0 | 0 | 0 | 0 | 0 | 0 | 0 | 0 | 0 | 0
F5_Residential_CZ2 - Single Family_New_Secondary Heating_Natural Gas_Fireplace_Baseline Forecast | F5 | Residential | CZ2 - Single Family | New | Secondary Heating | Natural Gas | Fireplace | Baseline Forecast | Turnover | 0 | 195.7434 | 195.6835 | 322.3461 | 315.1282 | 317.2611 | 318.9765 | 321.6405 | 320.8275 | 320.5562 | 320.8984 | 321.2055 | 320.7265 | 319.3612 | 318.4779 | 316.523 | 316.7642 | 333.8106 | 349.293 | 375.4682 | 398.3169 | 430.9482 | 0 | 0 | 0 | 0 | 0 | 0 | 0 | 0
F6_Residential_CZ2 - Single Family_New_Secondary Heating_Natural Gas_Fireplace_Baseline Forecast | F6 | Residential | CZ2 - Single Family | New | Secondary Heating | Natural Gas | Fireplace | Baseline Forecast | Avg. Replacement Usage | 128.8766 | 128.8766 | 128.8766 | 128.8766 | 128.8766 | 128.8766 | 128.8766 | 128.8766 | 128.8766 | 128.8766 | 128.8766 | 128.8766 | 128.8766 | 128.8766 | 128.8766 | 128.8766 | 128.8766 | 128.8766 | 128.8766 | 128.8766 | 128.8766 | 128.8766 | 0 | 0 | 0 | 0 | 0 | 0 | 0 | 0
F7_Residential_CZ2 - Single Family_New_Secondary Heating_Natural Gas_Fireplace_Baseline Forecast | F7 | Residential | CZ2 - Single Family | New | Secondary Heating | Natural Gas | Fireplace | Baseline Forecast | Avg. Replacement Demand (S) | 0 | 0 | 0 | 0 | 0 | 0 | 0 | 0 | 0 | 0 | 0 | 0 | 0 | 0 | 0 | 0 | 0 | 0 | 0 | 0 | 0 | 0 | 0 | 0 | 0 | 0 | 0 | 0 | 0 | 0
F8_Residential_CZ2 - Single Family_New_Secondary Heating_Natural Gas_Fireplace_Baseline Forecast | F8 | Residential | CZ2 - Single Family | New | Secondary Heating | Natural Gas | Fireplace | Baseline Forecast | Avg. Replacement Demand (W) | 0 | 0 | 0 | 0 | 0 | 0 | 0 | 0 | 0 | 0 | 0 | 0 | 0 | 0 | 0 | 0 | 0 | 0 | 0 | 0 | 0 | 0 | 0 | 0 | 0 | 0 | 0 | 0 | 0 | 0
F1_Residential_CZ2 - Single Family_New_Water Heating_Natural Gas_Water Heater <= 55 gal._Baseline Forecast | F1 | Residential | CZ2 - Single Family | New | Water Heating | Natural Gas | Water Heater <= 55 gal. | Baseline Forecast | Units | 0 | 229.3554 | 458.6405 | 836.338 | 1205.5782 | 1577.3176 | 1951.0669 | 2327.9377 | 2703.8558 | 3079.4561 | 3455.4574 | 3831.8185 | 4207.6183 | 4581.8184 | 4954.9835 | 5325.858 | 5697.0151 | 6067.2952 | 6436.7677 | 6806.192 | 7175.2318 | 7557.5911 | 0 | 0 | 0 | 0 | 0 | 0 | 0 | 0
F2_Residential_CZ2 - Single Family_New_Water Heating_Natural Gas_Water Heater <= 55 gal._Baseline Forecast | F2 | Residential | CZ2 - Single Family | New | Water Heating | Natural Gas | Water Heater <= 55 gal. | Baseline Forecast | Usage (MMtherm) | 0 | 0.031623 | 0.063246 | 0.11535 | 0.16629 | 0.21759 | 0.26915 | 0.32114 | 0.373 | 0.4248 | 0.4766 | 0.52844 | 0.58018 | 0.6317 | 0.68306 | 0.73409 | 0.78515 | 0.83608 | 0.88688 | 0.93766 | 0.98838 | 1.0409 | 0 | 0 | 0 | 0 | 0 | 0 | 0 | 0
F3_Residential_CZ2 - Single Family_New_Water Heating_Natural Gas_Water Heater <= 55 gal._Baseline Forecast | F3 | Residential | CZ2 - Single Family | New | Water Heating | Natural Gas | Water Heater <= 55 gal. | Baseline Forecast | Peak Demand (S) | 0 | 0 | 0 | 0 | 0 | 0 | 0 | 0 | 0 | 0 | 0 | 0 | 0 | 0 | 0 | 0 | 0 | 0 | 0 | 0 | 0 | 0 | 0 | 0 | 0 | 0 | 0 | 0 | 0 | 0
F4_Residential_CZ2 - Single Family_New_Water Heating_Natural Gas_Water Heater <= 55 gal._Baseline Forecast | F4 | Residential | CZ2 - Single Family | New | Water Heating | Natural Gas | Water Heater <= 55 gal. | Baseline Forecast | Peak Demand (W) | 0 | 0 | 0 | 0 | 0 | 0 | 0 | 0 | 0 | 0 | 0 | 0 | 0 | 0 | 0 | 0 | 0 | 0 | 0 | 0 | 0 | 0 | 0 | 0 | 0 | 0 | 0 | 0 | 0 | 0
F5_Residential_CZ2 - Single Family_New_Water Heating_Natural Gas_Water Heater <= 55 gal._Baseline Forecast | F5 | Residential | CZ2 - Single Family | New | Water Heating | Natural Gas | Water Heater <= 55 gal. | Baseline Forecast | Turnover | 0 | 229.3554 | 229.2851 | 377.6975 | 369.2402 | 371.7394 | 373.7493 | 376.8708 | 375.9182 | 375.6003 | 376.0013 | 376.3611 | 408.5649 | 435.0394 | 479.2699 | 514.5701 | 547.4304 | 574.7642 | 598.5833 | 686.3319 | 694.3116 | 758.1192 | 0 | 0 | 0 | 0 | 0 | 0 | 0 | 0
F6_Residential_CZ2 - Single Family_New_Water Heating_Natural Gas_Water Heater <= 55 gal._Baseline Forecast | F6 | Residential | CZ2 - Single Family | New | Water Heating | Natural Gas | Water Heater <= 55 gal. | Baseline Forecast | Avg. Replacement Usage | 137.8631 | 137.8791 | 137.9187 | 137.9478 | 137.9681 | 137.9894 | 137.9633 | 137.9479 | 137.9427 | 137.9332 | 137.7449 | 137.7403 | 137.7146 | 137.706 | 137.699 | 137.6939 | 137.6891 | 137.6842 | 137.6799 | 137.6775 | 137.6746 | 137.6691 | 0 | 0 | 0 | 0 | 0 | 0 | 0 | 0
F7_Residential_CZ2 - Single Family_New_Water Heating_Natural Gas_Water Heater <= 55 gal._Baseline Forecast | F7 | Residential | CZ2 - Single Family | New | Water Heating | Natural Gas | Water Heater <= 55 gal. | Baseline Forecast | Avg. Replacement Demand (S) | 0 | 0 | 0 | 0 | 0 | 0 | 0 | 0 | 0 | 0 | 0 | 0 | 0 | 0 | 0 | 0 | 0 | 0 | 0 | 0 | 0 | 0 | 0 | 0 | 0 | 0 | 0 | 0 | 0 | 0
F8_Residential_CZ2 - Single Family_New_Water Heating_Natural Gas_Water Heater <= 55 gal._Baseline Forecast | F8 | Residential | CZ2 - Single Family | New | Water Heating | Natural Gas | Water Heater <= 55 gal. | Baseline Forecast | Avg. Replacement Demand (W) | 0 | 0 | 0 | 0 | 0 | 0 | 0 | 0 | 0 | 0 | 0 | 0 | 0 | 0 | 0 | 0 | 0 | 0 | 0 | 0 | 0 | 0 | 0 | 0 | 0 | 0 | 0 | 0 | 0 | 0
F1_Residential_CZ2 - Single Family_New_Water Heating_Natural Gas_Water Heater > 55 gal._Baseline Forecast | F1 | Residential | CZ2 - Single Family | New | Water Heating | Natural Gas | Water Heater > 55 gal. | Baseline Forecast | Units | 0 | 33.1509 | 66.2917 | 120.8839 | 174.2537 | 227.9847 | 282.0062 | 336.4789 | 390.814 | 445.103 | 499.4501 | 553.8491 | 608.167 | 662.2537 | 716.1908 | 769.7968 | 823.4437 | 876.9638 | 930.3672 | 983.7636 | 1037.1044 | 1092.3704 | 0 | 0 | 0 | 0 | 0 | 0 | 0 | 0
F2_Residential_CZ2 - Single Family_New_Water Heating_Natural Gas_Water Heater > 55 gal._Baseline Forecast | F2 | Residential | CZ2 - Single Family | New | Water Heating | Natural Gas | Water Heater > 55 gal. | Baseline Forecast | Usage (MMtherm) | 0 | 0.0052917 | 0.015085 | 0.032158 | 0.055041 | 0.082818 | 0.11409 | 0.14837 | 0.18518 | 0.22398 | 0.26141 | 0.3006 | 0.34033 | 0.38035 | 0.42001 | 0.45895 | 0.49703 | 0.5343 | 0.57076 | 0.60544 | 0.63891 | 0.67149 | 0 | 0 | 0 | 0 | 0 | 0 | 0 | 0
F3_Residential_CZ2 - Single Family_New_Water Heating_Natural Gas_Water Heater > 55 gal._Baseline Forecast | F3 | Residential | CZ2 - Single Family | New | Water Heating | Natural Gas | Water Heater > 55 gal. | Baseline Forecast | Peak Demand (S) | 0 | 0 | 0 | 0 | 0 | 0 | 0 | 0 | 0 | 0 | 0 | 0 | 0 | 0 | 0 | 0 | 0 | 0 | 0 | 0 | 0 | 0 | 0 | 0 | 0 | 0 | 0 | 0 | 0 | 0
F4_Residential_CZ2 - Single Family_New_Water Heating_Natural Gas_Water Heater > 55 gal._Baseline Forecast | F4 | Residential | CZ2 - Single Family | New | Water Heating | Natural Gas | Water Heater > 55 gal. | Baseline Forecast | Peak Demand (W) | 0 | 0 | 0 | 0 | 0 | 0 | 0 | 0 | 0 | 0 | 0 | 0 | 0 | 0 | 0 | 0 | 0 | 0 | 0 | 0 | 0 | 0 | 0 | 0 | 0 | 0 | 0 | 0 | 0 | 0
F5_Residential_CZ2 - Single Family_New_Water Heating_Natural Gas_Water Heater > 55 gal._Baseline Forecast | F5 | Residential | CZ2 - Single Family | New | Water Heating | Natural Gas | Water Heater > 55 gal. | Baseline Forecast | Turnover | 0 | 33.1509 | 60.3525 | 103.9647 | 138.206 | 166.3125 | 189.2461 | 208.6929 | 224.6266 | 237.6662 | 248.5319 | 260.7586 | 271.5742 | 281.9498 | 292.4912 | 303.4354 | 315.3356 | 327.925 | 341.2885 | 356.8122 | 373.7405 | 393.9338 | 0 | 0 | 0 | 0 | 0 | 0 | 0 | 0
F6_Residential_CZ2 - Single Family_New_Water Heating_Natural Gas_Water Heater > 55 gal._Baseline Forecast | F6 | Residential | CZ2 - Single Family | New | Water Heating | Natural Gas | Water Heater > 55 gal. | Baseline Forecast | Avg. Replacement Usage | 158.5425 | 159.6242 | 162.2655 | 164.2231 | 165.5731 | 167.0152 | 165.2611 | 164.2404 | 163.886 | 163.2357 | 150.6155 | 150.3031 | 148.5753 | 147.9993 | 147.5219 | 147.1897 | 146.8709 | 146.5398 | 146.2403 | 146.0762 | 145.883 | 145.5327 | 0 | 0 | 0 | 0 | 0 | 0 | 0 | 0
F7_Residential_CZ2 - Single Family_New_Water Heating_Natural Gas_Water Heater > 55 gal._Baseline Forecast | F7 | Residential | CZ2 - Single Family | New | Water Heating | Natural Gas | Water Heater > 55 gal. | Baseline Forecast | Avg. Replacement Demand (S) | 0 | 0 | 0 | 0 | 0 | 0 | 0 | 0 | 0 | 0 | 0 | 0 | 0 | 0 | 0 | 0 | 0 | 0 | 0 | 0 | 0 | 0 | 0 | 0 | 0 | 0 | 0 | 0 | 0 | 0
F8_Residential_CZ2 - Single Family_New_Water Heating_Natural Gas_Water Heater > 55 gal._Baseline Forecast | F8 | Residential | CZ2 - Single Family | New | Water Heating | Natural Gas | Water Heater > 55 gal. | Baseline Forecast | Avg. Replacement Demand (W) | 0 | 0 | 0 | 0 | 0 | 0 | 0 | 0 | 0 | 0 | 0 | 0 | 0 | 0 | 0 | 0 | 0 | 0 | 0 | 0 | 0 | 0 | 0 | 0 | 0 | 0 | 0 | 0 | 0 | 0
F1_Residential_CZ2 - Single Family_New_Appliances_Natural Gas_Clothes Dryer_Baseline Forecast | F1 | Residential | CZ2 - Single Family | New | Appliances | Natural Gas | Clothes Dryer | Baseline Forecast | Units | 0 | 34.4018 | 68.793 | 125.4451 | 180.8286 | 236.587 | 292.6469 | 349.175 | 405.5602 | 461.8977 | 518.2954 | 574.747 | 631.1144 | 687.2419 | 743.2142 | 798.8429 | 854.5139 | 910.0534 | 965.4718 | 1020.883 | 1076.2365 | 1133.5878 | 0 | 0 | 0 | 0 | 0 | 0 | 0 | 0
F2_Residential_CZ2 - Single Family_New_Appliances_Natural Gas_Clothes Dryer_Baseline Forecast | F2 | Residential | CZ2 - Single Family | New | Appliances | Natural Gas | Clothes Dryer | Baseline Forecast | Usage (MMtherm) | 0 | 0.00078973 | 0.0015792 | 0.0028798 | 0.0041512 | 0.0054313 | 0.0067183 | 0.008016 | 0.0093104 | 0.010604 | 0.011897 | 0.013192 | 0.014484 | 0.015771 | 0.017054 | 0.018329 | 0.019605 | 0.020878 | 0.022147 | 0.023417 | 0.024685 | 0.025999 | 0 | 0 | 0 | 0 | 0 | 0 | 0 | 0
F3_Residential_CZ2 - Single Family_New_Appliances_Natural Gas_Clothes Dryer_Baseline Forecast | F3 | Residential | CZ2 - Single Family | New | Appliances | Natural Gas | Clothes Dryer | Baseline Forecast | Peak Demand (S) | 0 | 0 | 0 | 0 | 0 | 0 | 0 | 0 | 0 | 0 | 0 | 0 | 0 | 0 | 0 | 0 | 0 | 0 | 0 | 0 | 0 | 0 | 0 | 0 | 0 | 0 | 0 | 0 | 0 | 0
F4_Residential_CZ2 - Single Family_New_Appliances_Natural Gas_Clothes Dryer_Baseline Forecast | F4 | Residential | CZ2 - Single Family | New | Appliances | Natural Gas | Clothes Dryer | Baseline Forecast | Peak Demand (W) | 0 | 0 | 0 | 0 | 0 | 0 | 0 | 0 | 0 | 0 | 0 | 0 | 0 | 0 | 0 | 0 | 0 | 0 | 0 | 0 | 0 | 0 | 0 | 0 | 0 | 0 | 0 | 0 | 0 | 0
F5_Residential_CZ2 - Single Family_New_Appliances_Natural Gas_Clothes Dryer_Baseline Forecast | F5 | Residential | CZ2 - Single Family | New | Appliances | Natural Gas | Clothes Dryer | Baseline Forecast | Turnover | 0 | 34.4018 | 34.3912 | 56.6521 | 55.3835 | 55.7584 | 56.0599 | 56.5281 | 56.3852 | 56.3375 | 56.3977 | 56.4516 | 59.0137 | 61.2157 | 65.0269 | 68.2471 | 71.6079 | 74.5628 | 77.3266 | 79.9715 | 82.3582 | 86.617 | 0 | 0 | 0 | 0 | 0 | 0 | 0 | 0
F6_Residential_CZ2 - Single Family_New_Appliances_Natural Gas_Clothes Dryer_Baseline Forecast | F6 | Residential | CZ2 - Single Family | New | Appliances | Natural Gas | Clothes Dryer | Baseline Forecast | Avg. Replacement Usage | 22.9555 | 22.9561 | 22.9565 | 22.9569 | 22.9571 | 22.9573 | 22.9571 | 22.9569 | 22.9568 | 22.9567 | 22.9327 | 22.9347 | 22.9303 | 22.9289 | 22.9277 | 22.9269 | 22.9261 | 22.9253 | 22.9246 | 22.9242 | 22.9237 | 22.9229 | 0 | 0 | 0 | 0 | 0 | 0 | 0 | 0
F7_Residential_CZ2 - Single Family_New_Appliances_Natural Gas_Clothes Dryer_Baseline Forecast | F7 | Residential | CZ2 - Single Family | New | Appliances | Natural Gas | Clothes Dryer | Baseline Forecast | Avg. Replacement Demand (S) | 0 | 0 | 0 | 0 | 0 | 0 | 0 | 0 | 0 | 0 | 0 | 0 | 0 | 0 | 0 | 0 | 0 | 0 | 0 | 0 | 0 | 0 | 0 | 0 | 0 | 0 | 0 | 0 | 0 | 0
F8_Residential_CZ2 - Single Family_New_Appliances_Natural Gas_Clothes Dryer_Baseline Forecast | F8 | Residential | CZ2 - Single Family | New | Appliances | Natural Gas | Clothes Dryer | Baseline Forecast | Avg. Replacement Demand (W) | 0 | 0 | 0 | 0 | 0 | 0 | 0 | 0 | 0 | 0 | 0 | 0 | 0 | 0 | 0 | 0 | 0 | 0 | 0 | 0 | 0 | 0 | 0 | 0 | 0 | 0 | 0 | 0 | 0 | 0
F1_Residential_CZ2 - Single Family_New_Appliances_Natural Gas_Stove/Oven_Baseline Forecast | F1 | Residential | CZ2 - Single Family | New | Appliances | Natural Gas | Stove/Oven | Baseline Forecast | Units | 0 | 99.9904 | 199.9501 | 364.6121 | 525.587 | 687.6514 | 850.5921 | 1014.8936 | 1178.7799 | 1342.5275 | 1506.45 | 1670.5294 | 1834.364 | 1997.5012 | 2160.1873 | 2321.8746 | 2483.6852 | 2645.1135 | 2806.1897 | 2967.2448 | 3128.1323 | 3294.8267 | 0 | 0 | 0 | 0 | 0 | 0 | 0 | 0
F2_Residential_CZ2 - Single Family_New_Appliances_Natural Gas_Stove/Oven_Baseline Forecast | F2 | Residential | CZ2 - Single Family | New | Appliances | Natural Gas | Stove/Oven | Baseline Forecast | Usage (MMtherm) | 0 | 0.0050083 | 0.010015 | 0.018264 | 0.026329 | 0.034448 | 0.042611 | 0.050841 | 0.059051 | 0.067254 | 0.075447 | 0.083646 | 0.091827 | 0.099969 | 0.10809 | 0.11615 | 0.12421 | 0.13226 | 0.14028 | 0.1483 | 0.1563 | 0.1646 | 0 | 0 | 0 | 0 | 0 | 0 | 0 | 0
F3_Residential_CZ2 - Single Family_New_Appliances_Natural Gas_Stove/Oven_Baseline Forecast | F3 | Residential | CZ2 - Single Family | New | Appliances | Natural Gas | Stove/Oven | Baseline Forecast | Peak Demand (S) | 0 | 0 | 0 | 0 | 0 | 0 | 0 | 0 | 0 | 0 | 0 | 0 | 0 | 0 | 0 | 0 | 0 | 0 | 0 | 0 | 0 | 0 | 0 | 0 | 0 | 0 | 0 | 0 | 0 | 0
F4_Residential_CZ2 - Single Family_New_Appliances_Natural Gas_Stove/Oven_Baseline Forecast | F4 | Residential | CZ2 - Single Family | New | Appliances | Natural Gas | Stove/Oven | Baseline Forecast | Peak Demand (W) | 0 | 0 | 0 | 0 | 0 | 0 | 0 | 0 | 0 | 0 | 0 | 0 | 0 | 0 | 0 | 0 | 0 | 0 | 0 | 0 | 0 | 0 | 0 | 0 | 0 | 0 | 0 | 0 | 0 | 0
F5_Residential_CZ2 - Single Family_New_Appliances_Natural Gas_Stove/Oven_Baseline Forecast | F5 | Residential | CZ2 - Single Family | New | Appliances | Natural Gas | Stove/Oven | Baseline Forecast | Turnover | 0 | 99.9904 | 99.9597 | 164.662 | 160.9749 | 162.0644 | 162.9407 | 164.3015 | 163.8862 | 163.7477 | 163.9225 | 178.3637 | 190.3583 | 209.3949 | 225.3319 | 238.5359 | 250.958 | 261.312 | 299.236 | 302.8615 | 324.7048 | 331.5154 | 0 | 0 | 0 | 0 | 0 | 0 | 0 | 0
F6_Residential_CZ2 - Single Family_New_Appliances_Natural Gas_Stove/Oven_Baseline Forecast | F6 | Residential | CZ2 - Single Family | New | Appliances | Natural Gas | Stove/Oven | Baseline Forecast | Avg. Replacement Usage | 50.0841 | 50.0876 | 50.0918 | 50.095 | 50.0971 | 50.0993 | 50.0965 | 50.095 | 50.0944 | 50.0933 | 49.9814 | 49.9777 | 49.9573 | 49.9506 | 49.9451 | 49.9414 | 49.9377 | 49.934 | 49.9307 | 49.9289 | 49.9267 | 49.9227 | 0 | 0 | 0 | 0 | 0 | 0 | 0 | 0
F7_Residential_CZ2 - Single Family_New_Appliances_Natural Gas_Stove/Oven_Baseline Forecast | F7 | Residential | CZ2 - Single Family | New | Appliances | Natural Gas | Stove/Oven | Baseline Forecast | Avg. Replacement Demand (S) | 0 | 0 | 0 | 0 | 0 | 0 | 0 | 0 | 0 | 0 | 0 | 0 | 0 | 0 | 0 | 0 | 0 | 0 | 0 | 0 | 0 | 0 | 0 | 0 | 0 | 0 | 0 | 0 | 0 | 0
F8_Residential_CZ2 - Single Family_New_Appliances_Natural Gas_Stove/Oven_Baseline Forecast | F8 | Residential | CZ2 - Single Family | New | Appliances | Natural Gas | Stove/Oven | Baseline Forecast | Avg. Replacement Demand (W) | 0 | 0 | 0 | 0 | 0 | 0 | 0 | 0 | 0 | 0 | 0 | 0 | 0 | 0 | 0 | 0 | 0 | 0 | 0 | 0 | 0 | 0 | 0 | 0 | 0 | 0 | 0 | 0 | 0 | 0
F1_Residential_CZ2 - Single Family_New_Miscellaneous_Natural Gas_Pool Heater_Baseline Forecast | F1 | Residential | CZ2 - Single Family | New | Miscellaneous | Natural Gas | Pool Heater | Baseline Forecast | Units | 0 | 3.5345 | 7.068 | 12.8885 | 18.5787 | 24.3075 | 30.0672 | 35.875 | 41.6682 | 47.4564 | 53.2509 | 59.0508 | 64.8421 | 70.6088 | 76.3595 | 82.075 | 87.7947 | 93.501 | 99.1948 | 104.8879 | 110.575 | 116.4674 | 0 | 0 | 0 | 0 | 0 | 0 | 0 | 0
F2_Residential_CZ2 - Single Family_New_Miscellaneous_Natural Gas_Pool Heater_Baseline Forecast | F2 | Residential | CZ2 - Single Family | New | Miscellaneous | Natural Gas | Pool Heater | Baseline Forecast | Usage (MMtherm) | 0 | 0.00046117 | 0.00092219 | 0.0016816 | 0.0024241 | 0.0031715 | 0.003923 | 0.0046808 | 0.0054367 | 0.0061919 | 0.0069479 | 0.0077047 | 0.0084603 | 0.0092127 | 0.0099631 | 0.010709 | 0.011455 | 0.0122 | 0.012942 | 0.013685 | 0.014427 | 0.015196 | 0 | 0 | 0 | 0 | 0 | 0 | 0 | 0
F3_Residential_CZ2 - Single Family_New_Miscellaneous_Natural Gas_Pool Heater_Baseline Forecast | F3 | Residential | CZ2 - Single Family | New | Miscellaneous | Natural Gas | Pool Heater | Baseline Forecast | Peak Demand (S) | 0 | 0 | 0 | 0 | 0 | 0 | 0 | 0 | 0 | 0 | 0 | 0 | 0 | 0 | 0 | 0 | 0 | 0 | 0 | 0 | 0 | 0 | 0 | 0 | 0 | 0 | 0 | 0 | 0 | 0
F4_Residential_CZ2 - Single Family_New_Miscellaneous_Natural Gas_Pool Heater_Baseline Forecast | F4 | Residential | CZ2 - Single Family | New | Miscellaneous | Natural Gas | Pool Heater | Baseline Forecast | Peak Demand (W) | 0 | 0 | 0 | 0 | 0 | 0 | 0 | 0 | 0 | 0 | 0 | 0 | 0 | 0 | 0 | 0 | 0 | 0 | 0 | 0 | 0 | 0 | 0 | 0 | 0 | 0 | 0 | 0 | 0 | 0
F5_Residential_CZ2 - Single Family_New_Miscellaneous_Natural Gas_Pool Heater_Baseline Forecast | F5 | Residential | CZ2 - Single Family | New | Miscellaneous | Natural Gas | Pool Heater | Baseline Forecast | Turnover | 0 | 3.5345 | 3.5334 | 5.8206 | 5.6902 | 5.7287 | 5.7597 | 6.1291 | 6.4065 | 6.875 | 7.2996 | 7.6891 | 8.0324 | 8.3612 | 8.6918 | 9.0141 | 9.3822 | 9.7347 | 11.2125 | 11.4698 | 12.4576 | 12.8253 | 0 | 0 | 0 | 0 | 0 | 0 | 0 | 0
F6_Residential_CZ2 - Single Family_New_Miscellaneous_Natural Gas_Pool Heater_Baseline Forecast | F6 | Residential | CZ2 - Single Family | New | Miscellaneous | Natural Gas | Pool Heater | Baseline Forecast | Avg. Replacement Usage | 130.4755 | 130.4755 | 130.4755 | 130.4755 | 130.4755 | 130.4755 | 130.4755 | 130.4755 | 130.4755 | 130.4755 | 130.4755 | 130.4755 | 130.4755 | 130.4755 | 130.4755 | 130.4755 | 130.4755 | 130.4755 | 130.4755 | 130.4755 | 130.4755 | 130.4755 | 0 | 0 | 0 | 0 | 0 | 0 | 0 | 0
F7_Residential_CZ2 - Single Family_New_Miscellaneous_Natural Gas_Pool Heater_Baseline Forecast | F7 | Residential | CZ2 - Single Family | New | Miscellaneous | Natural Gas | Pool Heater | Baseline Forecast | Avg. Replacement Demand (S) | 0 | 0 | 0 | 0 | 0 | 0 | 0 | 0 | 0 | 0 | 0 | 0 | 0 | 0 | 0 | 0 | 0 | 0 | 0 | 0 | 0 | 0 | 0 | 0 | 0 | 0 | 0 | 0 | 0 | 0
F8_Residential_CZ2 - Single Family_New_Miscellaneous_Natural Gas_Pool Heater_Baseline Forecast | F8 | Residential | CZ2 - Single Family | New | Miscellaneous | Natural Gas | Pool Heater | Baseline Forecast | Avg. Replacement Demand (W) | 0 | 0 | 0 | 0 | 0 | 0 | 0 | 0 | 0 | 0 | 0 | 0 | 0 | 0 | 0 | 0 | 0 | 0 | 0 | 0 | 0 | 0 | 0 | 0 | 0 | 0 | 0 | 0 | 0 | 0
F1_Residential_CZ2 - Single Family_New_Miscellaneous_Natural Gas_Miscellaneous_Baseline Forecast | F1 | Residential | CZ2 - Single Family | New | Miscellaneous | Natural Gas | Miscellaneous | Baseline Forecast | Units | 0 | 312.867 | 625.6381 | 1140.8607 | 1644.5466 | 2151.6416 | 2661.4784 | 3175.5732 | 3688.3686 | 4200.7303 | 4713.6391 | 5227.0386 | 5739.6726 | 6250.1243 | 6759.1642 | 7265.0794 | 7771.3801 | 8276.4846 | 8780.4873 | 9284.4242 | 9787.8367 | 10309.4185 | 0 | 0 | 0 | 0 | 0 | 0 | 0 | 0
F2_Residential_CZ2 - Single Family_New_Miscellaneous_Natural Gas_Miscellaneous_Baseline Forecast | F2 | Residential | CZ2 - Single Family | New | Miscellaneous | Natural Gas | Miscellaneous | Baseline Forecast | Usage (MMtherm) | 0 | 0.0008324 | 0.0016645 | 0.0030353 | 0.0043754 | 0.0057245 | 0.007081 | 0.0084488 | 0.0098131 | 0.011176 | 0.012541 | 0.013907 | 0.015271 | 0.016629 | 0.017983 | 0.019329 | 0.020676 | 0.02202 | 0.023361 | 0.024702 | 0.026041 | 0.027429 | 0 | 0 | 0 | 0 | 0 | 0 | 0 | 0
F3_Residential_CZ2 - Single Family_New_Miscellaneous_Natural Gas_Miscellaneous_Baseline Forecast | F3 | Residential | CZ2 - Single Family | New | Miscellaneous | Natural Gas | Miscellaneous | Baseline Forecast | Peak Demand (S) | 0 | 0 | 0 | 0 | 0 | 0 | 0 | 0 | 0 | 0 | 0 | 0 | 0 | 0 | 0 | 0 | 0 | 0 | 0 | 0 | 0 | 0 | 0 | 0 | 0 | 0 | 0 | 0 | 0 | 0
F4_Residential_CZ2 - Single Family_New_Miscellaneous_Natural Gas_Miscellaneous_Baseline Forecast | F4 | Residential | CZ2 - Single Family | New | Miscellaneous | Natural Gas | Miscellaneous | Baseline Forecast | Peak Demand (W) | 0 | 0 | 0 | 0 | 0 | 0 | 0 | 0 | 0 | 0 | 0 | 0 | 0 | 0 | 0 | 0 | 0 | 0 | 0 | 0 | 0 | 0 | 0 | 0 | 0 | 0 | 0 | 0 | 0 | 0
F5_Residential_CZ2 - Single Family_New_Miscellaneous_Natural Gas_Miscellaneous_Baseline Forecast | F5 | Residential | CZ2 - Single Family | New | Miscellaneous | Natural Gas | Miscellaneous | Baseline Forecast | Turnover | 0 | 312.867 | 312.7711 | 515.2226 | 503.6859 | 507.095 | 509.8368 | 566.2393 | 608.3776 | 677.8841 | 734.7917 | 782.8178 | 822.122 | 950.047 | 976.7389 | 1065.1455 | 1091.5716 | 1124.2512 | 1157.7439 | 1222.8033 | 1277.0176 | 1363.175 | 0 | 0 | 0 | 0 | 0 | 0 | 0 | 0
F6_Residential_CZ2 - Single Family_New_Miscellaneous_Natural Gas_Miscellaneous_Baseline Forecast | F6 | Residential | CZ2 - Single Family | New | Miscellaneous | Natural Gas | Miscellaneous | Baseline Forecast | Avg. Replacement Usage | 2.6605 | 2.6605 | 2.6605 | 2.6605 | 2.6605 | 2.6605 | 2.6605 | 2.6605 | 2.6605 | 2.6605 | 2.6605 | 2.6605 | 2.6605 | 2.6605 | 2.6605 | 2.6605 | 2.6605 | 2.6605 | 2.6605 | 2.6605 | 2.6605 | 2.6605 | 0 | 0 | 0 | 0 | 0 | 0 | 0 | 0
F7_Residential_CZ2 - Single Family_New_Miscellaneous_Natural Gas_Miscellaneous_Baseline Forecast | F7 | Residential | CZ2 - Single Family | New | Miscellaneous | Natural Gas | Miscellaneous | Baseline Forecast | Avg. Replacement Demand (S) | 0 | 0 | 0 | 0 | 0 | 0 | 0 | 0 | 0 | 0 | 0 | 0 | 0 | 0 | 0 | 0 | 0 | 0 | 0 | 0 | 0 | 0 | 0 | 0 | 0 | 0 | 0 | 0 | 0 | 0
F8_Residential_CZ2 - Single Family_New_Miscellaneous_Natural Gas_Miscellaneous_Baseline Forecast | F8 | Residential | CZ2 - Single Family | New | Miscellaneous | Natural Gas | Miscellaneous | Baseline Forecast | Avg. Replacement Demand (W) | 0 | 0 | 0 | 0 | 0 | 0 | 0 | 0 | 0 | 0 | 0 | 0 | 0 | 0 | 0 | 0 | 0 | 0 | 0 | 0 | 0 | 0 | 0 | 0 | 0 | 0 | 0 | 0 | 0 | 0
F1_Residential_CZ2 - Multi Family_Existing_Space Heating_Natural Gas_Furnace - Direct Fuel_Baseline Forecast | F1 | Residential | CZ2 - Multi Family | Existing | Space Heating | Natural Gas | Furnace - Direct Fuel | Baseline Forecast | Units | 3991.0288 | 3975.0646 | 3959.1644 | 3943.3277 | 3927.5544 | 3911.8442 | 3896.1968 | 3880.612 | 3865.0896 | 3849.6292 | 3834.2307 | 3818.8938 | 3803.6182 | 3788.4037 | 3773.2501 | 3758.1571 | 3743.1245 | 3728.152 | 3713.2394 | 3698.3864 | 3683.5929 | 3668.8585 | 0 | 0 | 0 | 0 | 0 | 0 | 0 | 0
F2_Residential_CZ2 - Multi Family_Existing_Space Heating_Natural Gas_Furnace - Direct Fuel_Baseline Forecast | F2 | Residential | CZ2 - Multi Family | Existing | Space Heating | Natural Gas | Furnace - Direct Fuel | Baseline Forecast | Usage (MMtherm) | 0.7188 | 0.71257 | 0.70653 | 0.70066 | 0.69496 | 0.68741 | 0.68007 | 0.67294 | 0.66603 | 0.65933 | 0.65283 | 0.64652 | 0.64035 | 0.6343 | 0.62839 | 0.62259 | 0.61702 | 0.61167 | 0.60652 | 0.60155 | 0.59677 | 0.59215 | 0 | 0 | 0 | 0 | 0 | 0 | 0 | 0
F3_Residential_CZ2 - Multi Family_Existing_Space Heating_Natural Gas_Furnace - Direct Fuel_Baseline Forecast | F3 | Residential | CZ2 - Multi Family | Existing | Space Heating | Natural Gas | Furnace - Direct Fuel | Baseline Forecast | Peak Demand (S) | 0 | 0 | 0 | 0 | 0 | 0 | 0 | 0 | 0 | 0 | 0 | 0 | 0 | 0 | 0 | 0 | 0 | 0 | 0 | 0 | 0 | 0 | 0 | 0 | 0 | 0 | 0 | 0 | 0 | 0
F4_Residential_CZ2 - Multi Family_Existing_Space Heating_Natural Gas_Furnace - Direct Fuel_Baseline Forecast | F4 | Residential | CZ2 - Multi Family | Existing | Space Heating | Natural Gas | Furnace - Direct Fuel | Baseline Forecast | Peak Demand (W) | 0 | 0 | 0 | 0 | 0 | 0 | 0 | 0 | 0 | 0 | 0 | 0 | 0 | 0 | 0 | 0 | 0 | 0 | 0 | 0 | 0 | 0 | 0 | 0 | 0 | 0 | 0 | 0 | 0 | 0
F5_Residential_CZ2 - Multi Family_Existing_Space Heating_Natural Gas_Furnace - Direct Fuel_Baseline Forecast | F5 | Residential | CZ2 - Multi Family | Existing | Space Heating | Natural Gas | Furnace - Direct Fuel | Baseline Forecast | Turnover | 0 | 171.1308 | 167.2639 | 163.6117 | 160.1607 | 156.8987 | 153.8137 | 149.72 | 145.8604 | 142.2204 | 138.7862 | 135.545 | 136.6332 | 137.4405 | 138.0501 | 138.4281 | 138.5958 | 138.5767 | 138.329 | 137.8802 | 137.2556 | 136.4777 | 0 | 0 | 0 | 0 | 0 | 0 | 0 | 0
F6_Residential_CZ2 - Multi Family_Existing_Space Heating_Natural Gas_Furnace - Direct Fuel_Baseline Forecast | F6 | Residential | CZ2 - Multi Family | Existing | Space Heating | Natural Gas | Furnace - Direct Fuel | Baseline Forecast | Avg. Replacement Usage | 165.0394 | 164.3258 | 164.4048 | 164.4739 | 164.5363 | 151.6743 | 151.6759 | 151.6767 | 151.6789 | 151.6848 | 151.6723 | 151.6807 | 151.6877 | 151.6984 | 151.7114 | 151.7277 | 151.7211 | 151.7146 | 151.7091 | 151.7039 | 151.7085 | 151.7122 | 0 | 0 | 0 | 0 | 0 | 0 | 0 | 0
F7_Residential_CZ2 - Multi Family_Existing_Space Heating_Natural Gas_Furnace - Direct Fuel_Baseline Forecast | F7 | Residential | CZ2 - Multi Family | Existing | Space Heating | Natural Gas | Furnace - Direct Fuel | Baseline Forecast | Avg. Replacement Demand (S) | 0 | 0 | 0 | 0 | 0 | 0 | 0 | 0 | 0 | 0 | 0 | 0 | 0 | 0 | 0 | 0 | 0 | 0 | 0 | 0 | 0 | 0 | 0 | 0 | 0 | 0 | 0 | 0 | 0 | 0
F8_Residential_CZ2 - Multi Family_Existing_Space Heating_Natural Gas_Furnace - Direct Fuel_Baseline Forecast | F8 | Residential | CZ2 - Multi Family | Existing | Space Heating | Natural Gas | Furnace - Direct Fuel | Baseline Forecast | Avg. Replacement Demand (W) | 0 | 0 | 0 | 0 | 0 | 0 | 0 | 0 | 0 | 0 | 0 | 0 | 0 | 0 | 0 | 0 | 0 | 0 | 0 | 0 | 0 | 0 | 0 | 0 | 0 | 0 | 0 | 0 | 0 | 0
F1_Residential_CZ2 - Multi Family_Existing_Space Heating_Natural Gas_Boiler - Direct Fuel_Baseline Forecast | F1 | Residential | CZ2 - Multi Family | Existing | Space Heating | Natural Gas | Boiler - Direct Fuel | Baseline Forecast | Units | 74.2433 | 73.9463 | 73.6505 | 73.3559 | 73.0625 | 72.7702 | 72.4792 | 72.1892 | 71.9005 | 71.6129 | 71.3264 | 71.0411 | 70.757 | 70.4739 | 70.192 | 69.9113 | 69.6316 | 69.3531 | 69.0757 | 68.7994 | 68.5242 | 68.2501 | 0 | 0 | 0 | 0 | 0 | 0 | 0 | 0
F2_Residential_CZ2 - Multi Family_Existing_Space Heating_Natural Gas_Boiler - Direct Fuel_Baseline Forecast | F2 | Residential | CZ2 - Multi Family | Existing | Space Heating | Natural Gas | Boiler - Direct Fuel | Baseline Forecast | Usage (MMtherm) | 0.014232 | 0.014106 | 0.013977 | 0.01385 | 0.013727 | 0.013606 | 0.013488 | 0.013373 | 0.013261 | 0.013152 | 0.013045 | 0.012941 | 0.01284 | 0.012742 | 0.012647 | 0.012554 | 0.012464 | 0.012376 | 0.012291 | 0.012208 | 0.012126 | 0.012047 | 0 | 0 | 0 | 0 | 0 | 0 | 0 | 0
F3_Residential_CZ2 - Multi Family_Existing_Space Heating_Natural Gas_Boiler - Direct Fuel_Baseline Forecast | F3 | Residential | CZ2 - Multi Family | Existing | Space Heating | Natural Gas | Boiler - Direct Fuel | Baseline Forecast | Peak Demand (S) | 0 | 0 | 0 | 0 | 0 | 0 | 0 | 0 | 0 | 0 | 0 | 0 | 0 | 0 | 0 | 0 | 0 | 0 | 0 | 0 | 0 | 0 | 0 | 0 | 0 | 0 | 0 | 0 | 0 | 0
F4_Residential_CZ2 - Multi Family_Existing_Space Heating_Natural Gas_Boiler - Direct Fuel_Baseline Forecast | F4 | Residential | CZ2 - Multi Family | Existing | Space Heating | Natural Gas | Boiler - Direct Fuel | Baseline Forecast | Peak Demand (W) | 0 | 0 | 0 | 0 | 0 | 0 | 0 | 0 | 0 | 0 | 0 | 0 | 0 | 0 | 0 | 0 | 0 | 0 | 0 | 0 | 0 | 0 | 0 | 0 | 0 | 0 | 0 | 0 | 0 | 0
F5_Residential_CZ2 - Multi Family_Existing_Space Heating_Natural Gas_Boiler - Direct Fuel_Baseline Forecast | F5 | Residential | CZ2 - Multi Family | Existing | Space Heating | Natural Gas | Boiler - Direct Fuel | Baseline Forecast | Turnover | 0 | 2.5771 | 2.5476 | 2.5193 | 2.4919 | 2.4656 | 2.4402 | 2.3981 | 2.3577 | 2.3191 | 2.2822 | 2.2468 | 2.2487 | 2.2491 | 2.2483 | 2.2462 | 2.243 | 2.2388 | 2.233 | 2.2256 | 2.2168 | 2.2068 | 0 | 0 | 0 | 0 | 0 | 0 | 0 | 0
F6_Residential_CZ2 - Multi Family_Existing_Space Heating_Natural Gas_Boiler - Direct Fuel_Baseline Forecast | F6 | Residential | CZ2 - Multi Family | Existing | Space Heating | Natural Gas | Boiler - Direct Fuel | Baseline Forecast | Avg. Replacement Usage | 172.2801 | 169.6703 | 167.5957 | 167.6014 | 167.6061 | 167.6117 | 167.6116 | 167.612 | 167.6147 | 167.6157 | 167.5381 | 167.5393 | 167.528 | 167.5263 | 167.5241 | 167.5232 | 167.5212 | 167.518 | 167.5131 | 167.5078 | 167.5 | 167.4903 | 0 | 0 | 0 | 0 | 0 | 0 | 0 | 0
F7_Residential_CZ2 - Multi Family_Existing_Space Heating_Natural Gas_Boiler - Direct Fuel_Baseline Forecast | F7 | Residential | CZ2 - Multi Family | Existing | Space Heating | Natural Gas | Boiler - Direct Fuel | Baseline Forecast | Avg. Replacement Demand (S) | 0 | 0 | 0 | 0 | 0 | 0 | 0 | 0 | 0 | 0 | 0 | 0 | 0 | 0 | 0 | 0 | 0 | 0 | 0 | 0 | 0 | 0 | 0 | 0 | 0 | 0 | 0 | 0 | 0 | 0
F8_Residential_CZ2 - Multi Family_Existing_Space Heating_Natural Gas_Boiler - Direct Fuel_Baseline Forecast | F8 | Residential | CZ2 - Multi Family | Existing | Space Heating | Natural Gas | Boiler - Direct Fuel | Baseline Forecast | Avg. Replacement Demand (W) | 0 | 0 | 0 | 0 | 0 | 0 | 0 | 0 | 0 | 0 | 0 | 0 | 0 | 0 | 0 | 0 | 0 | 0 | 0 | 0 | 0 | 0 | 0 | 0 | 0 | 0 | 0 | 0 | 0 | 0
F1_Residential_CZ2 - Multi Family_Existing_Secondary Heating_Natural Gas_Fireplace_Baseline Forecast | F1 | Residential | CZ2 - Multi Family | Existing | Secondary Heating | Natural Gas | Fireplace | Baseline Forecast | Units | 751.4868 | 748.4809 | 745.4869 | 742.505 | 739.535 | 736.5768 | 733.6305 | 730.696 | 727.7732 | 724.8621 | 721.9627 | 719.0748 | 716.1985 | 713.3337 | 710.4804 | 707.6385 | 704.8079 | 701.9887 | 699.1807 | 696.384 | 693.5985 | 690.8241 | 0 | 0 | 0 | 0 | 0 | 0 | 0 | 0
F2_Residential_CZ2 - Multi Family_Existing_Secondary Heating_Natural Gas_Fireplace_Baseline Forecast | F2 | Residential | CZ2 - Multi Family | Existing | Secondary Heating | Natural Gas | Fireplace | Baseline Forecast | Usage (MMtherm) | 0.051773 | 0.051566 | 0.05136 | 0.051154 | 0.05095 | 0.050746 | 0.050543 | 0.050341 | 0.050139 | 0.049939 | 0.049739 | 0.04954 | 0.049342 | 0.049144 | 0.048948 | 0.048752 | 0.048557 | 0.048363 | 0.048169 | 0.047977 | 0.047785 | 0.047594 | 0 | 0 | 0 | 0 | 0 | 0 | 0 | 0
F3_Residential_CZ2 - Multi Family_Existing_Secondary Heating_Natural Gas_Fireplace_Baseline Forecast | F3 | Residential | CZ2 - Multi Family | Existing | Secondary Heating | Natural Gas | Fireplace | Baseline Forecast | Peak Demand (S) | 0 | 0 | 0 | 0 | 0 | 0 | 0 | 0 | 0 | 0 | 0 | 0 | 0 | 0 | 0 | 0 | 0 | 0 | 0 | 0 | 0 | 0 | 0 | 0 | 0 | 0 | 0 | 0 | 0 | 0
F4_Residential_CZ2 - Multi Family_Existing_Secondary Heating_Natural Gas_Fireplace_Baseline Forecast | F4 | Residential | CZ2 - Multi Family | Existing | Secondary Heating | Natural Gas | Fireplace | Baseline Forecast | Peak Demand (W) | 0 | 0 | 0 | 0 | 0 | 0 | 0 | 0 | 0 | 0 | 0 | 0 | 0 | 0 | 0 | 0 | 0 | 0 | 0 | 0 | 0 | 0 | 0 | 0 | 0 | 0 | 0 | 0 | 0 | 0
F5_Residential_CZ2 - Multi Family_Existing_Secondary Heating_Natural Gas_Fireplace_Baseline Forecast | F5 | Residential | CZ2 - Multi Family | Existing | Secondary Heating | Natural Gas | Fireplace | Baseline Forecast | Turnover | 0 | 31.3513 | 30.3235 | 29.3852 | 28.5278 | 27.7438 | 26.574 | 25.5089 | 24.5388 | 23.6546 | 22.8483 | 23.801 | 24.6511 | 25.4085 | 26.7343 | 27.9198 | 28.9783 | 28.9116 | 28.7636 | 28.5496 | 28.2827 | 27.9742 | 0 | 0 | 0 | 0 | 0 | 0 | 0 | 0
F6_Residential_CZ2 - Multi Family_Existing_Secondary Heating_Natural Gas_Fireplace_Baseline Forecast | F6 | Residential | CZ2 - Multi Family | Existing | Secondary Heating | Natural Gas | Fireplace | Baseline Forecast | Avg. Replacement Usage | 68.8941 | 68.8941 | 68.8941 | 68.8941 | 68.8941 | 68.8941 | 68.8941 | 68.8941 | 68.8941 | 68.8941 | 68.8941 | 68.8941 | 68.8941 | 68.8941 | 68.8941 | 68.8941 | 68.8941 | 68.8941 | 68.8941 | 68.8941 | 68.8941 | 68.8941 | 0 | 0 | 0 | 0 | 0 | 0 | 0 | 0
F7_Residential_CZ2 - Multi Family_Existing_Secondary Heating_Natural Gas_Fireplace_Baseline Forecast | F7 | Residential | CZ2 - Multi Family | Existing | Secondary Heating | Natural Gas | Fireplace | Baseline Forecast | Avg. Replacement Demand (S) | 0 | 0 | 0 | 0 | 0 | 0 | 0 | 0 | 0 | 0 | 0 | 0 | 0 | 0 | 0 | 0 | 0 | 0 | 0 | 0 | 0 | 0 | 0 | 0 | 0 | 0 | 0 | 0 | 0 | 0
F8_Residential_CZ2 - Multi Family_Existing_Secondary Heating_Natural Gas_Fireplace_Baseline Forecast | F8 | Residential | CZ2 - Multi Family | Existing | Secondary Heating | Natural Gas | Fireplace | Baseline Forecast | Avg. Replacement Demand (W) | 0 | 0 | 0 | 0 | 0 | 0 | 0 | 0 | 0 | 0 | 0 | 0 | 0 | 0 | 0 | 0 | 0 | 0 | 0 | 0 | 0 | 0 | 0 | 0 | 0 | 0 | 0 | 0 | 0 | 0
F1_Residential_CZ2 - Multi Family_Existing_Water Heating_Natural Gas_Water Heater <= 55 gal._Baseline Forecast | F1 | Residential | CZ2 - Multi Family | Existing | Water Heating | Natural Gas | Water Heater <= 55 gal. | Baseline Forecast | Units | 3139.8301 | 3127.2708 | 3114.7617 | 3102.3026 | 3089.8934 | 3077.5339 | 3065.2237 | 3052.9628 | 3040.751 | 3028.588 | 3016.4736 | 3004.4077 | 2992.3901 | 2980.4205 | 2968.4989 | 2956.6249 | 2944.7984 | 2933.0192 | 2921.2871 | 2909.6019 | 2897.9635 | 2886.3717 | 0 | 0 | 0 | 0 | 0 | 0 | 0 | 0
F2_Residential_CZ2 - Multi Family_Existing_Water Heating_Natural Gas_Water Heater <= 55 gal._Baseline Forecast | F2 | Residential | CZ2 - Multi Family | Existing | Water Heating | Natural Gas | Water Heater <= 55 gal. | Baseline Forecast | Usage (MMtherm) | 0.35219 | 0.34292 | 0.33411 | 0.32576 | 0.31791 | 0.31056 | 0.30371 | 0.29743 | 0.2917 | 0.2865 | 0.28184 | 0.2777 | 0.27402 | 0.27073 | 0.26776 | 0.26509 | 0.26265 | 0.26042 | 0.25837 | 0.25647 | 0.25469 | 0.25304 | 0 | 0 | 0 | 0 | 0 | 0 | 0 | 0
F3_Residential_CZ2 - Multi Family_Existing_Water Heating_Natural Gas_Water Heater <= 55 gal._Baseline Forecast | F3 | Residential | CZ2 - Multi Family | Existing | Water Heating | Natural Gas | Water Heater <= 55 gal. | Baseline Forecast | Peak Demand (S) | 0 | 0 | 0 | 0 | 0 | 0 | 0 | 0 | 0 | 0 | 0 | 0 | 0 | 0 | 0 | 0 | 0 | 0 | 0 | 0 | 0 | 0 | 0 | 0 | 0 | 0 | 0 | 0 | 0 | 0
F4_Residential_CZ2 - Multi Family_Existing_Water Heating_Natural Gas_Water Heater <= 55 gal._Baseline Forecast | F4 | Residential | CZ2 - Multi Family | Existing | Water Heating | Natural Gas | Water Heater <= 55 gal. | Baseline Forecast | Peak Demand (W) | 0 | 0 | 0 | 0 | 0 | 0 | 0 | 0 | 0 | 0 | 0 | 0 | 0 | 0 | 0 | 0 | 0 | 0 | 0 | 0 | 0 | 0 | 0 | 0 | 0 | 0 | 0 | 0 | 0 | 0
F5_Residential_CZ2 - Multi Family_Existing_Water Heating_Natural Gas_Water Heater <= 55 gal._Baseline Forecast | F5 | Residential | CZ2 - Multi Family | Existing | Water Heating | Natural Gas | Water Heater <= 55 gal. | Baseline Forecast | Turnover | 0 | 176.9093 | 179.3418 | 181.3052 | 182.8686 | 184.0909 | 185.0226 | 182.8927 | 180.9747 | 179.2379 | 177.6562 | 176.2073 | 174.6135 | 173.5852 | 172.9758 | 172.6693 | 172.5747 | 172.6212 | 172.3698 | 219.8492 | 213.0407 | 206.8874 | 0 | 0 | 0 | 0 | 0 | 0 | 0 | 0
F6_Residential_CZ2 - Multi Family_Existing_Water Heating_Natural Gas_Water Heater <= 55 gal._Baseline Forecast | F6 | Residential | CZ2 - Multi Family | Existing | Water Heating | Natural Gas | Water Heater <= 55 gal. | Baseline Forecast | Avg. Replacement Usage | 86.4251 | 86.4332 | 86.4535 | 86.4687 | 86.4792 | 86.4903 | 86.4774 | 86.4702 | 86.468 | 86.4637 | 86.379 | 86.3778 | 86.3662 | 86.3624 | 86.3592 | 86.3569 | 86.3548 | 86.3526 | 86.3505 | 86.3494 | 86.3481 | 86.3457 | 0 | 0 | 0 | 0 | 0 | 0 | 0 | 0
F7_Residential_CZ2 - Multi Family_Existing_Water Heating_Natural Gas_Water Heater <= 55 gal._Baseline Forecast | F7 | Residential | CZ2 - Multi Family | Existing | Water Heating | Natural Gas | Water Heater <= 55 gal. | Baseline Forecast | Avg. Replacement Demand (S) | 0 | 0 | 0 | 0 | 0 | 0 | 0 | 0 | 0 | 0 | 0 | 0 | 0 | 0 | 0 | 0 | 0 | 0 | 0 | 0 | 0 | 0 | 0 | 0 | 0 | 0 | 0 | 0 | 0 | 0
F8_Residential_CZ2 - Multi Family_Existing_Water Heating_Natural Gas_Water Heater <= 55 gal._Baseline Forecast | F8 | Residential | CZ2 - Multi Family | Existing | Water Heating | Natural Gas | Water Heater <= 55 gal. | Baseline Forecast | Avg. Replacement Demand (W) | 0 | 0 | 0 | 0 | 0 | 0 | 0 | 0 | 0 | 0 | 0 | 0 | 0 | 0 | 0 | 0 | 0 | 0 | 0 | 0 | 0 | 0 | 0 | 0 | 0 | 0 | 0 | 0 | 0 | 0
F1_Residential_CZ2 - Multi Family_Existing_Water Heating_Natural Gas_Water Heater > 55 gal._Baseline Forecast | F1 | Residential | CZ2 - Multi Family | Existing | Water Heating | Natural Gas | Water Heater > 55 gal. | Baseline Forecast | Units | 670.0741 | 667.3939 | 664.7243 | 662.0654 | 659.4171 | 656.7794 | 654.1523 | 651.5357 | 648.9296 | 646.3339 | 643.7485 | 641.1735 | 638.6088 | 636.0544 | 633.5102 | 630.9761 | 628.4522 | 625.9384 | 623.4347 | 620.9409 | 618.4572 | 615.9833 | 0 | 0 | 0 | 0 | 0 | 0 | 0 | 0
F2_Residential_CZ2 - Multi Family_Existing_Water Heating_Natural Gas_Water Heater > 55 gal._Baseline Forecast | F2 | Residential | CZ2 - Multi Family | Existing | Water Heating | Natural Gas | Water Heater > 55 gal. | Baseline Forecast | Usage (MMtherm) | 0.077415 | 0.076072 | 0.077832 | 0.082109 | 0.088401 | 0.096324 | 0.10537 | 0.11536 | 0.12608 | 0.13733 | 0.14821 | 0.15954 | 0.17074 | 0.18124 | 0.19068 | 0.19887 | 0.20576 | 0.21141 | 0.21586 | 0.21851 | 0.21983 | 0.22028 | 0 | 0 | 0 | 0 | 0 | 0 | 0 | 0
F3_Residential_CZ2 - Multi Family_Existing_Water Heating_Natural Gas_Water Heater > 55 gal._Baseline Forecast | F3 | Residential | CZ2 - Multi Family | Existing | Water Heating | Natural Gas | Water Heater > 55 gal. | Baseline Forecast | Peak Demand (S) | 0 | 0 | 0 | 0 | 0 | 0 | 0 | 0 | 0 | 0 | 0 | 0 | 0 | 0 | 0 | 0 | 0 | 0 | 0 | 0 | 0 | 0 | 0 | 0 | 0 | 0 | 0 | 0 | 0 | 0
F4_Residential_CZ2 - Multi Family_Existing_Water Heating_Natural Gas_Water Heater > 55 gal._Baseline Forecast | F4 | Residential | CZ2 - Multi Family | Existing | Water Heating | Natural Gas | Water Heater > 55 gal. | Baseline Forecast | Peak Demand (W) | 0 | 0 | 0 | 0 | 0 | 0 | 0 | 0 | 0 | 0 | 0 | 0 | 0 | 0 | 0 | 0 | 0 | 0 | 0 | 0 | 0 | 0 | 0 | 0 | 0 | 0 | 0 | 0 | 0 | 0
F5_Residential_CZ2 - Multi Family_Existing_Water Heating_Natural Gas_Water Heater > 55 gal._Baseline Forecast | F5 | Residential | CZ2 - Multi Family | Existing | Water Heating | Natural Gas | Water Heater > 55 gal. | Baseline Forecast | Turnover | 0 | 37.7544 | 67.9751 | 92.0133 | 111.0468 | 126.0746 | 137.8594 | 146.8006 | 153.5007 | 158.412 | 161.9951 | 166.0352 | 164.6381 | 160.5203 | 155.1555 | 149.5731 | 144.3807 | 139.8667 | 136.3521 | 135.6779 | 136.8809 | 139.0402 | 0 | 0 | 0 | 0 | 0 | 0 | 0 | 0
F6_Residential_CZ2 - Multi Family_Existing_Water Heating_Natural Gas_Water Heater > 55 gal._Baseline Forecast | F6 | Residential | CZ2 - Multi Family | Existing | Water Heating | Natural Gas | Water Heater > 55 gal. | Baseline Forecast | Avg. Replacement Usage | 99.3888 | 99.8498 | 101.005 | 101.8606 | 102.4551 | 103.0909 | 102.358 | 101.9463 | 101.8195 | 101.5767 | 96.7742 | 96.7048 | 96.0534 | 95.8373 | 95.6543 | 95.5253 | 95.4036 | 95.2758 | 95.1618 | 95.0981 | 95.0229 | 94.8864 | 0 | 0 | 0 | 0 | 0 | 0 | 0 | 0
F7_Residential_CZ2 - Multi Family_Existing_Water Heating_Natural Gas_Water Heater > 55 gal._Baseline Forecast | F7 | Residential | CZ2 - Multi Family | Existing | Water Heating | Natural Gas | Water Heater > 55 gal. | Baseline Forecast | Avg. Replacement Demand (S) | 0 | 0 | 0 | 0 | 0 | 0 | 0 | 0 | 0 | 0 | 0 | 0 | 0 | 0 | 0 | 0 | 0 | 0 | 0 | 0 | 0 | 0 | 0 | 0 | 0 | 0 | 0 | 0 | 0 | 0
F8_Residential_CZ2 - Multi Family_Existing_Water Heating_Natural Gas_Water Heater > 55 gal._Baseline Forecast | F8 | Residential | CZ2 - Multi Family | Existing | Water Heating | Natural Gas | Water Heater > 55 gal. | Baseline Forecast | Avg. Replacement Demand (W) | 0 | 0 | 0 | 0 | 0 | 0 | 0 | 0 | 0 | 0 | 0 | 0 | 0 | 0 | 0 | 0 | 0 | 0 | 0 | 0 | 0 | 0 | 0 | 0 | 0 | 0 | 0 | 0 | 0 | 0
F1_Residential_CZ2 - Multi Family_Existing_Appliances_Natural Gas_Clothes Dryer_Baseline Forecast | F1 | Residential | CZ2 - Multi Family | Existing | Appliances | Natural Gas | Clothes Dryer | Baseline Forecast | Units | 432.784 | 431.0528 | 429.3286 | 427.6113 | 425.9009 | 424.1973 | 422.5005 | 420.8105 | 419.1272 | 417.4507 | 415.7809 | 414.1178 | 412.4613 | 410.8115 | 409.1682 | 407.5316 | 405.9014 | 404.2778 | 402.6607 | 401.0501 | 399.4459 | 397.8481 | 0 | 0 | 0 | 0 | 0 | 0 | 0 | 0
F2_Residential_CZ2 - Multi Family_Existing_Appliances_Natural Gas_Clothes Dryer_Baseline Forecast | F2 | Residential | CZ2 - Multi Family | Existing | Appliances | Natural Gas | Clothes Dryer | Baseline Forecast | Usage (MMtherm) | 0.0088351 | 0.0087083 | 0.0085822 | 0.0084577 | 0.0083354 | 0.008216 | 0.0081001 | 0.0079899 | 0.0078853 | 0.0077862 | 0.0076923 | 0.0076038 | 0.0075203 | 0.0074414 | 0.0073666 | 0.0072958 | 0.0072285 | 0.0071645 | 0.0071036 | 0.0070455 | 0.0069899 | 0.0069368 | 0 | 0 | 0 | 0 | 0 | 0 | 0 | 0
F3_Residential_CZ2 - Multi Family_Existing_Appliances_Natural Gas_Clothes Dryer_Baseline Forecast | F3 | Residential | CZ2 - Multi Family | Existing | Appliances | Natural Gas | Clothes Dryer | Baseline Forecast | Peak Demand (S) | 0 | 0 | 0 | 0 | 0 | 0 | 0 | 0 | 0 | 0 | 0 | 0 | 0 | 0 | 0 | 0 | 0 | 0 | 0 | 0 | 0 | 0 | 0 | 0 | 0 | 0 | 0 | 0 | 0 | 0
F4_Residential_CZ2 - Multi Family_Existing_Appliances_Natural Gas_Clothes Dryer_Baseline Forecast | F4 | Residential | CZ2 - Multi Family | Existing | Appliances | Natural Gas | Clothes Dryer | Baseline Forecast | Peak Demand (W) | 0 | 0 | 0 | 0 | 0 | 0 | 0 | 0 | 0 | 0 | 0 | 0 | 0 | 0 | 0 | 0 | 0 | 0 | 0 | 0 | 0 | 0 | 0 | 0 | 0 | 0 | 0 | 0 | 0 | 0
F5_Residential_CZ2 - Multi Family_Existing_Appliances_Natural Gas_Clothes Dryer_Baseline Forecast | F5 | Residential | CZ2 - Multi Family | Existing | Appliances | Natural Gas | Clothes Dryer | Baseline Forecast | Turnover | 0 | 15.4371 | 16.5863 | 17.6332 | 18.5863 | 19.4529 | 20.2403 | 19.7224 | 19.2418 | 18.7956 | 18.3808 | 17.9951 | 17.6807 | 17.4762 | 17.3653 | 17.3334 | 17.3679 | 17.4576 | 17.5019 | 17.5073 | 17.4794 | 17.4232 | 0 | 0 | 0 | 0 | 0 | 0 | 0 | 0
F6_Residential_CZ2 - Multi Family_Existing_Appliances_Natural Gas_Clothes Dryer_Baseline Forecast | F6 | Residential | CZ2 - Multi Family | Existing | Appliances | Natural Gas | Clothes Dryer | Baseline Forecast | Avg. Replacement Usage | 16.6985 | 16.6989 | 16.6992 | 16.6993 | 16.6994 | 16.6996 | 16.6994 | 16.6993 | 16.6993 | 16.6992 | 16.6823 | 16.6838 | 16.6807 | 16.6797 | 16.6789 | 16.6783 | 16.6778 | 16.6772 | 16.6767 | 16.6764 | 16.6761 | 16.6755 | 0 | 0 | 0 | 0 | 0 | 0 | 0 | 0
F7_Residential_CZ2 - Multi Family_Existing_Appliances_Natural Gas_Clothes Dryer_Baseline Forecast | F7 | Residential | CZ2 - Multi Family | Existing | Appliances | Natural Gas | Clothes Dryer | Baseline Forecast | Avg. Replacement Demand (S) | 0 | 0 | 0 | 0 | 0 | 0 | 0 | 0 | 0 | 0 | 0 | 0 | 0 | 0 | 0 | 0 | 0 | 0 | 0 | 0 | 0 | 0 | 0 | 0 | 0 | 0 | 0 | 0 | 0 | 0
F8_Residential_CZ2 - Multi Family_Existing_Appliances_Natural Gas_Clothes Dryer_Baseline Forecast | F8 | Residential | CZ2 - Multi Family | Existing | Appliances | Natural Gas | Clothes Dryer | Baseline Forecast | Avg. Replacement Demand (W) | 0 | 0 | 0 | 0 | 0 | 0 | 0 | 0 | 0 | 0 | 0 | 0 | 0 | 0 | 0 | 0 | 0 | 0 | 0 | 0 | 0 | 0 | 0 | 0 | 0 | 0 | 0 | 0 | 0 | 0
F1_Residential_CZ2 - Multi Family_Existing_Appliances_Natural Gas_Stove/Oven_Baseline Forecast | F1 | Residential | CZ2 - Multi Family | Existing | Appliances | Natural Gas | Stove/Oven | Baseline Forecast | Units | 1798.1359 | 1790.9434 | 1783.7796 | 1776.6445 | 1769.5379 | 1762.4598 | 1755.4099 | 1748.3883 | 1741.3947 | 1734.4291 | 1727.4914 | 1720.5815 | 1713.6991 | 1706.8443 | 1700.017 | 1693.2169 | 1686.444 | 1679.6982 | 1672.9795 | 1666.2875 | 1659.6224 | 1652.9839 | 0 | 0 | 0 | 0 | 0 | 0 | 0 | 0
F2_Residential_CZ2 - Multi Family_Existing_Appliances_Natural Gas_Stove/Oven_Baseline Forecast | F2 | Residential | CZ2 - Multi Family | Existing | Appliances | Natural Gas | Stove/Oven | Baseline Forecast | Usage (MMtherm) | 0.098081 | 0.096767 | 0.095551 | 0.094424 | 0.093379 | 0.092411 | 0.091513 | 0.09068 | 0.089909 | 0.089196 | 0.088526 | 0.087903 | 0.087317 | 0.086765 | 0.086242 | 0.085745 | 0.085268 | 0.084811 | 0.084364 | 0.083933 | 0.083516 | 0.083112 | 0 | 0 | 0 | 0 | 0 | 0 | 0 | 0
F3_Residential_CZ2 - Multi Family_Existing_Appliances_Natural Gas_Stove/Oven_Baseline Forecast | F3 | Residential | CZ2 - Multi Family | Existing | Appliances | Natural Gas | Stove/Oven | Baseline Forecast | Peak Demand (S) | 0 | 0 | 0 | 0 | 0 | 0 | 0 | 0 | 0 | 0 | 0 | 0 | 0 | 0 | 0 | 0 | 0 | 0 | 0 | 0 | 0 | 0 | 0 | 0 | 0 | 0 | 0 | 0 | 0 | 0
F4_Residential_CZ2 - Multi Family_Existing_Appliances_Natural Gas_Stove/Oven_Baseline Forecast | F4 | Residential | CZ2 - Multi Family | Existing | Appliances | Natural Gas | Stove/Oven | Baseline Forecast | Peak Demand (W) | 0 | 0 | 0 | 0 | 0 | 0 | 0 | 0 | 0 | 0 | 0 | 0 | 0 | 0 | 0 | 0 | 0 | 0 | 0 | 0 | 0 | 0 | 0 | 0 | 0 | 0 | 0 | 0 | 0 | 0
F5_Residential_CZ2 - Multi Family_Existing_Appliances_Natural Gas_Stove/Oven_Baseline Forecast | F5 | Residential | CZ2 - Multi Family | Existing | Appliances | Natural Gas | Stove/Oven | Baseline Forecast | Turnover | 0 | 131.2562 | 126.0801 | 121.6051 | 117.7288 | 114.0134 | 110.7875 | 107.9796 | 105.529 | 103.3834 | 101.4985 | 104.6649 | 106.6578 | 107.7449 | 108.141 | 107.9693 | 107.3799 | 106.4914 | 141.12 | 133.3991 | 126.7342 | 121.6369 | 0 | 0 | 0 | 0 | 0 | 0 | 0 | 0
F6_Residential_CZ2 - Multi Family_Existing_Appliances_Natural Gas_Stove/Oven_Baseline Forecast | F6 | Residential | CZ2 - Multi Family | Existing | Appliances | Natural Gas | Stove/Oven | Baseline Forecast | Avg. Replacement Usage | 50.1946 | 50.1979 | 50.2016 | 50.2043 | 50.2061 | 50.208 | 50.2057 | 50.2043 | 50.2038 | 50.2029 | 50.0947 | 50.0911 | 50.0713 | 50.0649 | 50.0596 | 50.0559 | 50.0524 | 50.0488 | 50.0456 | 50.0438 | 50.0417 | 50.0379 | 0 | 0 | 0 | 0 | 0 | 0 | 0 | 0
F7_Residential_CZ2 - Multi Family_Existing_Appliances_Natural Gas_Stove/Oven_Baseline Forecast | F7 | Residential | CZ2 - Multi Family | Existing | Appliances | Natural Gas | Stove/Oven | Baseline Forecast | Avg. Replacement Demand (S) | 0 | 0 | 0 | 0 | 0 | 0 | 0 | 0 | 0 | 0 | 0 | 0 | 0 | 0 | 0 | 0 | 0 | 0 | 0 | 0 | 0 | 0 | 0 | 0 | 0 | 0 | 0 | 0 | 0 | 0
F8_Residential_CZ2 - Multi Family_Existing_Appliances_Natural Gas_Stove/Oven_Baseline Forecast | F8 | Residential | CZ2 - Multi Family | Existing | Appliances | Natural Gas | Stove/Oven | Baseline Forecast | Avg. Replacement Demand (W) | 0 | 0 | 0 | 0 | 0 | 0 | 0 | 0 | 0 | 0 | 0 | 0 | 0 | 0 | 0 | 0 | 0 | 0 | 0 | 0 | 0 | 0 | 0 | 0 | 0 | 0 | 0 | 0 | 0 | 0
F1_Residential_CZ2 - Multi Family_Existing_Miscellaneous_Natural Gas_Pool Heater_Baseline Forecast | F1 | Residential | CZ2 - Multi Family | Existing | Miscellaneous | Natural Gas | Pool Heater | Baseline Forecast | Units | 43.4595 | 43.2856 | 43.1125 | 42.94 | 42.7683 | 42.5972 | 42.4268 | 42.2571 | 42.0881 | 41.9197 | 41.7521 | 41.5851 | 41.4187 | 41.253 | 41.088 | 40.9237 | 40.76 | 40.5969 | 40.4345 | 40.2728 | 40.1117 | 39.9513 | 0 | 0 | 0 | 0 | 0 | 0 | 0 | 0
F2_Residential_CZ2 - Multi Family_Existing_Miscellaneous_Natural Gas_Pool Heater_Baseline Forecast | F2 | Residential | CZ2 - Multi Family | Existing | Miscellaneous | Natural Gas | Pool Heater | Baseline Forecast | Usage (MMtherm) | 0.0056772 | 0.0056539 | 0.0056307 | 0.0056077 | 0.0055848 | 0.005562 | 0.0055394 | 0.0055169 | 0.0054945 | 0.0054723 | 0.0054501 | 0.0054281 | 0.0054062 | 0.0053844 | 0.0053627 | 0.0053411 | 0.0053196 | 0.0052982 | 0.0052769 | 0.0052556 | 0.0052345 | 0.0052135 | 0 | 0 | 0 | 0 | 0 | 0 | 0 | 0
F3_Residential_CZ2 - Multi Family_Existing_Miscellaneous_Natural Gas_Pool Heater_Baseline Forecast | F3 | Residential | CZ2 - Multi Family | Existing | Miscellaneous | Natural Gas | Pool Heater | Baseline Forecast | Peak Demand (S) | 0 | 0 | 0 | 0 | 0 | 0 | 0 | 0 | 0 | 0 | 0 | 0 | 0 | 0 | 0 | 0 | 0 | 0 | 0 | 0 | 0 | 0 | 0 | 0 | 0 | 0 | 0 | 0 | 0 | 0
F4_Residential_CZ2 - Multi Family_Existing_Miscellaneous_Natural Gas_Pool Heater_Baseline Forecast | F4 | Residential | CZ2 - Multi Family | Existing | Miscellaneous | Natural Gas | Pool Heater | Baseline Forecast | Peak Demand (W) | 0 | 0 | 0 | 0 | 0 | 0 | 0 | 0 | 0 | 0 | 0 | 0 | 0 | 0 | 0 | 0 | 0 | 0 | 0 | 0 | 0 | 0 | 0 | 0 | 0 | 0 | 0 | 0 | 0 | 0
F5_Residential_CZ2 - Multi Family_Existing_Miscellaneous_Natural Gas_Pool Heater_Baseline Forecast | F5 | Residential | CZ2 - Multi Family | Existing | Miscellaneous | Natural Gas | Pool Heater | Baseline Forecast | Turnover | 0 | 3.4836 | 3.2442 | 3.027 | 2.83 | 2.6513 | 2.4892 | 2.563 | 2.6086 | 2.6306 | 2.6331 | 2.6194 | 2.5927 | 2.575 | 2.5631 | 2.5542 | 2.5464 | 2.5381 | 3.5651 | 3.3895 | 3.2357 | 3.1014 | 0 | 0 | 0 | 0 | 0 | 0 | 0 | 0
F6_Residential_CZ2 - Multi Family_Existing_Miscellaneous_Natural Gas_Pool Heater_Baseline Forecast | F6 | Residential | CZ2 - Multi Family | Existing | Miscellaneous | Natural Gas | Pool Heater | Baseline Forecast | Avg. Replacement Usage | 130.4755 | 130.4755 | 130.4755 | 130.4755 | 130.4755 | 130.4755 | 130.4755 | 130.4755 | 130.4755 | 130.4755 | 130.4755 | 130.4755 | 130.4755 | 130.4755 | 130.4755 | 130.4755 | 130.4755 | 130.4755 | 130.4755 | 130.4755 | 130.4755 | 130.4755 | 0 | 0 | 0 | 0 | 0 | 0 | 0 | 0
F7_Residential_CZ2 - Multi Family_Existing_Miscellaneous_Natural Gas_Pool Heater_Baseline Forecast | F7 | Residential | CZ2 - Multi Family | Existing | Miscellaneous | Natural Gas | Pool Heater | Baseline Forecast | Avg. Replacement Demand (S) | 0 | 0 | 0 | 0 | 0 | 0 | 0 | 0 | 0 | 0 | 0 | 0 | 0 | 0 | 0 | 0 | 0 | 0 | 0 | 0 | 0 | 0 | 0 | 0 | 0 | 0 | 0 | 0 | 0 | 0
F8_Residential_CZ2 - Multi Family_Existing_Miscellaneous_Natural Gas_Pool Heater_Baseline Forecast | F8 | Residential | CZ2 - Multi Family | Existing | Miscellaneous | Natural Gas | Pool Heater | Baseline Forecast | Avg. Replacement Demand (W) | 0 | 0 | 0 | 0 | 0 | 0 | 0 | 0 | 0 | 0 | 0 | 0 | 0 | 0 | 0 | 0 | 0 | 0 | 0 | 0 | 0 | 0 | 0 | 0 | 0 | 0 | 0 | 0 | 0 | 0
F1_Residential_CZ2 - Multi Family_Existing_Miscellaneous_Natural Gas_Miscellaneous_Baseline Forecast | F1 | Residential | CZ2 - Multi Family | Existing | Miscellaneous | Natural Gas | Miscellaneous | Baseline Forecast | Units | 5006.8941 | 4986.8665 | 4966.919 | 4947.0514 | 4927.2631 | 4907.5541 | 4887.9239 | 4868.3722 | 4848.8987 | 4829.5031 | 4810.1851 | 4790.9443 | 4771.7806 | 4752.6934 | 4733.6827 | 4714.7479 | 4695.8889 | 4677.1054 | 4658.397 | 4639.7634 | 4621.2043 | 4602.7195 | 0 | 0 | 0 | 0 | 0 | 0 | 0 | 0
F2_Residential_CZ2 - Multi Family_Existing_Miscellaneous_Natural Gas_Miscellaneous_Baseline Forecast | F2 | Residential | CZ2 - Multi Family | Existing | Miscellaneous | Natural Gas | Miscellaneous | Baseline Forecast | Usage (MMtherm) | 0.011922 | 0.011874 | 0.011827 | 0.011779 | 0.011732 | 0.011685 | 0.011639 | 0.011592 | 0.011546 | 0.0115 | 0.011454 | 0.011408 | 0.011362 | 0.011317 | 0.011271 | 0.011226 | 0.011181 | 0.011137 | 0.011092 | 0.011048 | 0.011004 | 0.01096 | 0 | 0 | 0 | 0 | 0 | 0 | 0 | 0
F3_Residential_CZ2 - Multi Family_Existing_Miscellaneous_Natural Gas_Miscellaneous_Baseline Forecast | F3 | Residential | CZ2 - Multi Family | Existing | Miscellaneous | Natural Gas | Miscellaneous | Baseline Forecast | Peak Demand (S) | 0 | 0 | 0 | 0 | 0 | 0 | 0 | 0 | 0 | 0 | 0 | 0 | 0 | 0 | 0 | 0 | 0 | 0 | 0 | 0 | 0 | 0 | 0 | 0 | 0 | 0 | 0 | 0 | 0 | 0
F4_Residential_CZ2 - Multi Family_Existing_Miscellaneous_Natural Gas_Miscellaneous_Baseline Forecast | F4 | Residential | CZ2 - Multi Family | Existing | Miscellaneous | Natural Gas | Miscellaneous | Baseline Forecast | Peak Demand (W) | 0 | 0 | 0 | 0 | 0 | 0 | 0 | 0 | 0 | 0 | 0 | 0 | 0 | 0 | 0 | 0 | 0 | 0 | 0 | 0 | 0 | 0 | 0 | 0 | 0 | 0 | 0 | 0 | 0 | 0
F5_Residential_CZ2 - Multi Family_Existing_Miscellaneous_Natural Gas_Miscellaneous_Baseline Forecast | F5 | Residential | CZ2 - Multi Family | Existing | Miscellaneous | Natural Gas | Miscellaneous | Baseline Forecast | Turnover | 0 | 0 | 165.564 | 302.3198 | 415.1675 | 508.1742 | 584.7154 | 485.3138 | 429.7488 | 405.8808 | 404.4315 | 418.3614 | 442.3769 | 446.1365 | 484.2523 | 504.5189 | 514.8908 | 520.6087 | 524.9816 | 482.5076 | 465.0097 | 462.1554 | 0 | 0 | 0 | 0 | 0 | 0 | 0 | 0
F6_Residential_CZ2 - Multi Family_Existing_Miscellaneous_Natural Gas_Miscellaneous_Baseline Forecast | F6 | Residential | CZ2 - Multi Family | Existing | Miscellaneous | Natural Gas | Miscellaneous | Baseline Forecast | Avg. Replacement Usage | 2.3811 | 2.3811 | 2.3811 | 2.3811 | 2.3811 | 2.3811 | 2.3811 | 2.3811 | 2.3811 | 2.3811 | 2.3811 | 2.3811 | 2.3811 | 2.3811 | 2.3811 | 2.3811 | 2.3811 | 2.3811 | 2.3811 | 2.3811 | 2.3811 | 2.3811 | 0 | 0 | 0 | 0 | 0 | 0 | 0 | 0
F7_Residential_CZ2 - Multi Family_Existing_Miscellaneous_Natural Gas_Miscellaneous_Baseline Forecast | F7 | Residential | CZ2 - Multi Family | Existing | Miscellaneous | Natural Gas | Miscellaneous | Baseline Forecast | Avg. Replacement Demand (S) | 0 | 0 | 0 | 0 | 0 | 0 | 0 | 0 | 0 | 0 | 0 | 0 | 0 | 0 | 0 | 0 | 0 | 0 | 0 | 0 | 0 | 0 | 0 | 0 | 0 | 0 | 0 | 0 | 0 | 0
F8_Residential_CZ2 - Multi Family_Existing_Miscellaneous_Natural Gas_Miscellaneous_Baseline Forecast | F8 | Residential | CZ2 - Multi Family | Existing | Miscellaneous | Natural Gas | Miscellaneous | Baseline Forecast | Avg. Replacement Demand (W) | 0 | 0 | 0 | 0 | 0 | 0 | 0 | 0 | 0 | 0 | 0 | 0 | 0 | 0 | 0 | 0 | 0 | 0 | 0 | 0 | 0 | 0 | 0 | 0 | 0 | 0 | 0 | 0 | 0 | 0
F1_Residential_CZ2 - Multi Family_New_Space Heating_Natural Gas_Furnace - Direct Fuel_Baseline Forecast | F1 | Residential | CZ2 - Multi Family | New | Space Heating | Natural Gas | Furnace - Direct Fuel | Baseline Forecast | Units | 0 | 50.0495 | 100.0246 | 175.0972 | 248.674 | 322.6129 | 396.831 | 471.5172 | 545.9809 | 620.3302 | 694.6871 | 769.045 | 843.2478 | 917.12 | 990.7574 | 1063.9475 | 1137.1268 | 1210.0989 | 1282.8759 | 1355.5867 | 1428.1747 | 1502.9633 | 0 | 0 | 0 | 0 | 0 | 0 | 0 | 0
F2_Residential_CZ2 - Multi Family_New_Space Heating_Natural Gas_Furnace - Direct Fuel_Baseline Forecast | F2 | Residential | CZ2 - Multi Family | New | Space Heating | Natural Gas | Furnace - Direct Fuel | Baseline Forecast | Usage (MMtherm) | 0 | 0.0051446 | 0.010281 | 0.017995 | 0.025547 | 0.032241 | 0.03896 | 0.045721 | 0.052462 | 0.059192 | 0.065923 | 0.072654 | 0.079335 | 0.085951 | 0.092496 | 0.098955 | 0.10542 | 0.11188 | 0.11833 | 0.12478 | 0.13122 | 0.13788 | 0 | 0 | 0 | 0 | 0 | 0 | 0 | 0
F3_Residential_CZ2 - Multi Family_New_Space Heating_Natural Gas_Furnace - Direct Fuel_Baseline Forecast | F3 | Residential | CZ2 - Multi Family | New | Space Heating | Natural Gas | Furnace - Direct Fuel | Baseline Forecast | Peak Demand (S) | 0 | 0 | 0 | 0 | 0 | 0 | 0 | 0 | 0 | 0 | 0 | 0 | 0 | 0 | 0 | 0 | 0 | 0 | 0 | 0 | 0 | 0 | 0 | 0 | 0 | 0 | 0 | 0 | 0 | 0
F4_Residential_CZ2 - Multi Family_New_Space Heating_Natural Gas_Furnace - Direct Fuel_Baseline Forecast | F4 | Residential | CZ2 - Multi Family | New | Space Heating | Natural Gas | Furnace - Direct Fuel | Baseline Forecast | Peak Demand (W) | 0 | 0 | 0 | 0 | 0 | 0 | 0 | 0 | 0 | 0 | 0 | 0 | 0 | 0 | 0 | 0 | 0 | 0 | 0 | 0 | 0 | 0 | 0 | 0 | 0 | 0 | 0 | 0 | 0 | 0
F5_Residential_CZ2 - Multi Family_New_Space Heating_Natural Gas_Furnace - Direct Fuel_Baseline Forecast | F5 | Residential | CZ2 - Multi Family | New | Space Heating | Natural Gas | Furnace - Direct Fuel | Baseline Forecast | Turnover | 0 | 50.0495 | 49.9751 | 75.0726 | 73.5769 | 73.9388 | 74.2181 | 74.6862 | 74.4638 | 74.3493 | 74.3569 | 74.3578 | 77.147 | 79.5828 | 83.4282 | 86.733 | 90.2748 | 93.4278 | 96.4227 | 99.3459 | 102.0297 | 106.8724 | 0 | 0 | 0 | 0 | 0 | 0 | 0 | 0
F6_Residential_CZ2 - Multi Family_New_Space Heating_Natural Gas_Furnace - Direct Fuel_Baseline Forecast | F6 | Residential | CZ2 - Multi Family | New | Space Heating | Natural Gas | Furnace - Direct Fuel | Baseline Forecast | Avg. Replacement Usage | 102.7867 | 102.7897 | 102.7734 | 102.7588 | 102.6464 | 90.5289 | 90.5279 | 90.5269 | 90.5255 | 90.524 | 90.5222 | 90.5203 | 90.5183 | 90.516 | 90.5135 | 90.5109 | 90.5081 | 90.5051 | 90.5019 | 90.4986 | 90.4951 | 90.4914 | 0 | 0 | 0 | 0 | 0 | 0 | 0 | 0
F7_Residential_CZ2 - Multi Family_New_Space Heating_Natural Gas_Furnace - Direct Fuel_Baseline Forecast | F7 | Residential | CZ2 - Multi Family | New | Space Heating | Natural Gas | Furnace - Direct Fuel | Baseline Forecast | Avg. Replacement Demand (S) | 0 | 0 | 0 | 0 | 0 | 0 | 0 | 0 | 0 | 0 | 0 | 0 | 0 | 0 | 0 | 0 | 0 | 0 | 0 | 0 | 0 | 0 | 0 | 0 | 0 | 0 | 0 | 0 | 0 | 0
F8_Residential_CZ2 - Multi Family_New_Space Heating_Natural Gas_Furnace - Direct Fuel_Baseline Forecast | F8 | Residential | CZ2 - Multi Family | New | Space Heating | Natural Gas | Furnace - Direct Fuel | Baseline Forecast | Avg. Replacement Demand (W) | 0 | 0 | 0 | 0 | 0 | 0 | 0 | 0 | 0 | 0 | 0 | 0 | 0 | 0 | 0 | 0 | 0 | 0 | 0 | 0 | 0 | 0 | 0 | 0 | 0 | 0 | 0 | 0 | 0 | 0
F1_Residential_CZ2 - Multi Family_New_Space Heating_Natural Gas_Boiler - Direct Fuel_Baseline Forecast | F1 | Residential | CZ2 - Multi Family | New | Space Heating | Natural Gas | Boiler - Direct Fuel | Baseline Forecast | Units | 0 | 0.66596 | 1.3309 | 2.3298 | 3.3088 | 4.2927 | 5.2802 | 6.274 | 7.2648 | 8.2541 | 9.2435 | 10.2329 | 11.2202 | 12.2031 | 13.183 | 14.1568 | 15.1305 | 16.1015 | 17.0699 | 18.0374 | 19.0032 | 19.9983 | 0 | 0 | 0 | 0 | 0 | 0 | 0 | 0
F2_Residential_CZ2 - Multi Family_New_Space Heating_Natural Gas_Boiler - Direct Fuel_Baseline Forecast | F2 | Residential | CZ2 - Multi Family | New | Space Heating | Natural Gas | Boiler - Direct Fuel | Baseline Forecast | Usage (MMtherm) | 0 | 6.8431e-05 | 0.00013632 | 0.0002383 | 0.00033824 | 0.00043868 | 0.0005395 | 0.00064095 | 0.00074211 | 0.0008431 | 0.00094411 | 0.0010451 | 0.0011459 | 0.0012462 | 0.0013462 | 0.0014456 | 0.001545 | 0.0016441 | 0.001743 | 0.0018417 | 0.0019403 | 0.0020419 | 0 | 0 | 0 | 0 | 0 | 0 | 0 | 0
F3_Residential_CZ2 - Multi Family_New_Space Heating_Natural Gas_Boiler - Direct Fuel_Baseline Forecast | F3 | Residential | CZ2 - Multi Family | New | Space Heating | Natural Gas | Boiler - Direct Fuel | Baseline Forecast | Peak Demand (S) | 0 | 0 | 0 | 0 | 0 | 0 | 0 | 0 | 0 | 0 | 0 | 0 | 0 | 0 | 0 | 0 | 0 | 0 | 0 | 0 | 0 | 0 | 0 | 0 | 0 | 0 | 0 | 0 | 0 | 0
F4_Residential_CZ2 - Multi Family_New_Space Heating_Natural Gas_Boiler - Direct Fuel_Baseline Forecast | F4 | Residential | CZ2 - Multi Family | New | Space Heating | Natural Gas | Boiler - Direct Fuel | Baseline Forecast | Peak Demand (W) | 0 | 0 | 0 | 0 | 0 | 0 | 0 | 0 | 0 | 0 | 0 | 0 | 0 | 0 | 0 | 0 | 0 | 0 | 0 | 0 | 0 | 0 | 0 | 0 | 0 | 0 | 0 | 0 | 0 | 0
F5_Residential_CZ2 - Multi Family_New_Space Heating_Natural Gas_Boiler - Direct Fuel_Baseline Forecast | F5 | Residential | CZ2 - Multi Family | New | Space Heating | Natural Gas | Boiler - Direct Fuel | Baseline Forecast | Turnover | 0 | 0.66596 | 0.66497 | 0.99891 | 0.97901 | 0.98383 | 0.98754 | 0.99377 | 0.99081 | 0.98929 | 0.98939 | 0.9894 | 1.0191 | 1.0448 | 1.0863 | 1.1219 | 1.1616 | 1.1969 | 1.2308 | 1.2647 | 1.296 | 1.3566 | 0 | 0 | 0 | 0 | 0 | 0 | 0 | 0
F6_Residential_CZ2 - Multi Family_New_Space Heating_Natural Gas_Boiler - Direct Fuel_Baseline Forecast | F6 | Residential | CZ2 - Multi Family | New | Space Heating | Natural Gas | Boiler - Direct Fuel | Baseline Forecast | Avg. Replacement Usage | 102.7562 | 102.7562 | 102.09 | 102.09 | 102.09 | 102.09 | 102.09 | 102.09 | 102.09 | 102.09 | 102.09 | 102.09 | 102.09 | 102.09 | 102.09 | 102.09 | 102.09 | 102.09 | 102.09 | 102.09 | 102.09 | 102.09 | 0 | 0 | 0 | 0 | 0 | 0 | 0 | 0
F7_Residential_CZ2 - Multi Family_New_Space Heating_Natural Gas_Boiler - Direct Fuel_Baseline Forecast | F7 | Residential | CZ2 - Multi Family | New | Space Heating | Natural Gas | Boiler - Direct Fuel | Baseline Forecast | Avg. Replacement Demand (S) | 0 | 0 | 0 | 0 | 0 | 0 | 0 | 0 | 0 | 0 | 0 | 0 | 0 | 0 | 0 | 0 | 0 | 0 | 0 | 0 | 0 | 0 | 0 | 0 | 0 | 0 | 0 | 0 | 0 | 0
F8_Residential_CZ2 - Multi Family_New_Space Heating_Natural Gas_Boiler - Direct Fuel_Baseline Forecast | F8 | Residential | CZ2 - Multi Family | New | Space Heating | Natural Gas | Boiler - Direct Fuel | Baseline Forecast | Avg. Replacement Demand (W) | 0 | 0 | 0 | 0 | 0 | 0 | 0 | 0 | 0 | 0 | 0 | 0 | 0 | 0 | 0 | 0 | 0 | 0 | 0 | 0 | 0 | 0 | 0 | 0 | 0 | 0 | 0 | 0 | 0 | 0
F1_Residential_CZ2 - Multi Family_New_Secondary Heating_Natural Gas_Fireplace_Baseline Forecast | F1 | Residential | CZ2 - Multi Family | New | Secondary Heating | Natural Gas | Fireplace | Baseline Forecast | Units | 0 | 16.1657 | 32.3074 | 56.5555 | 80.3204 | 104.2023 | 128.1743 | 152.2976 | 176.349 | 200.3634 | 224.3803 | 248.3975 | 272.3646 | 296.2249 | 320.0094 | 343.6495 | 367.286 | 390.8556 | 414.3622 | 437.8474 | 461.2929 | 485.4492 | 0 | 0 | 0 | 0 | 0 | 0 | 0 | 0
F2_Residential_CZ2 - Multi Family_New_Secondary Heating_Natural Gas_Fireplace_Baseline Forecast | F2 | Residential | CZ2 - Multi Family | New | Secondary Heating | Natural Gas | Fireplace | Baseline Forecast | Usage (MMtherm) | 0 | 0.0011137 | 0.0022258 | 0.0038963 | 0.0055336 | 0.0071789 | 0.0088305 | 0.010492 | 0.012149 | 0.013804 | 0.015458 | 0.017113 | 0.018764 | 0.020408 | 0.022047 | 0.023675 | 0.025304 | 0.026928 | 0.028547 | 0.030165 | 0.03178 | 0.033445 | 0 | 0 | 0 | 0 | 0 | 0 | 0 | 0
F3_Residential_CZ2 - Multi Family_New_Secondary Heating_Natural Gas_Fireplace_Baseline Forecast | F3 | Residential | CZ2 - Multi Family | New | Secondary Heating | Natural Gas | Fireplace | Baseline Forecast | Peak Demand (S) | 0 | 0 | 0 | 0 | 0 | 0 | 0 | 0 | 0 | 0 | 0 | 0 | 0 | 0 | 0 | 0 | 0 | 0 | 0 | 0 | 0 | 0 | 0 | 0 | 0 | 0 | 0 | 0 | 0 | 0
F4_Residential_CZ2 - Multi Family_New_Secondary Heating_Natural Gas_Fireplace_Baseline Forecast | F4 | Residential | CZ2 - Multi Family | New | Secondary Heating | Natural Gas | Fireplace | Baseline Forecast | Peak Demand (W) | 0 | 0 | 0 | 0 | 0 | 0 | 0 | 0 | 0 | 0 | 0 | 0 | 0 | 0 | 0 | 0 | 0 | 0 | 0 | 0 | 0 | 0 | 0 | 0 | 0 | 0 | 0 | 0 | 0 | 0
F5_Residential_CZ2 - Multi Family_New_Secondary Heating_Natural Gas_Fireplace_Baseline Forecast | F5 | Residential | CZ2 - Multi Family | New | Secondary Heating | Natural Gas | Fireplace | Baseline Forecast | Turnover | 0 | 16.1657 | 16.1417 | 24.2481 | 23.7649 | 23.8819 | 23.9721 | 24.1232 | 24.0514 | 24.0144 | 24.0169 | 24.0172 | 23.9671 | 23.8603 | 23.7845 | 23.64 | 23.6365 | 25.0392 | 26.31 | 28.2382 | 29.9268 | 32.2195 | 0 | 0 | 0 | 0 | 0 | 0 | 0 | 0
F6_Residential_CZ2 - Multi Family_New_Secondary Heating_Natural Gas_Fireplace_Baseline Forecast | F6 | Residential | CZ2 - Multi Family | New | Secondary Heating | Natural Gas | Fireplace | Baseline Forecast | Avg. Replacement Usage | 68.8941 | 68.8941 | 68.8941 | 68.8941 | 68.8941 | 68.8941 | 68.8941 | 68.8941 | 68.8941 | 68.8941 | 68.8941 | 68.8941 | 68.8941 | 68.8941 | 68.8941 | 68.8941 | 68.8941 | 68.8941 | 68.8941 | 68.8941 | 68.8941 | 68.8941 | 0 | 0 | 0 | 0 | 0 | 0 | 0 | 0
F7_Residential_CZ2 - Multi Family_New_Secondary Heating_Natural Gas_Fireplace_Baseline Forecast | F7 | Residential | CZ2 - Multi Family | New | Secondary Heating | Natural Gas | Fireplace | Baseline Forecast | Avg. Replacement Demand (S) | 0 | 0 | 0 | 0 | 0 | 0 | 0 | 0 | 0 | 0 | 0 | 0 | 0 | 0 | 0 | 0 | 0 | 0 | 0 | 0 | 0 | 0 | 0 | 0 | 0 | 0 | 0 | 0 | 0 | 0
F8_Residential_CZ2 - Multi Family_New_Secondary Heating_Natural Gas_Fireplace_Baseline Forecast | F8 | Residential | CZ2 - Multi Family | New | Secondary Heating | Natural Gas | Fireplace | Baseline Forecast | Avg. Replacement Demand (W) | 0 | 0 | 0 | 0 | 0 | 0 | 0 | 0 | 0 | 0 | 0 | 0 | 0 | 0 | 0 | 0 | 0 | 0 | 0 | 0 | 0 | 0 | 0 | 0 | 0 | 0 | 0 | 0 | 0 | 0
F1_Residential_CZ2 - Multi Family_New_Water Heating_Natural Gas_Water Heater <= 55 gal._Baseline Forecast | F1 | Residential | CZ2 - Multi Family | New | Water Heating | Natural Gas | Water Heater <= 55 gal. | Baseline Forecast | Units | 0 | 34.8942 | 69.7364 | 122.0764 | 173.3737 | 224.9233 | 276.6676 | 328.7382 | 380.6538 | 432.4896 | 484.3307 | 536.1724 | 587.9061 | 639.4092 | 690.7487 | 741.7763 | 792.7963 | 843.6719 | 894.4115 | 945.1049 | 995.7127 | 1047.8548 | 0 | 0 | 0 | 0 | 0 | 0 | 0 | 0
F2_Residential_CZ2 - Multi Family_New_Water Heating_Natural Gas_Water Heater <= 55 gal._Baseline Forecast | F2 | Residential | CZ2 - Multi Family | New | Water Heating | Natural Gas | Water Heater <= 55 gal. | Baseline Forecast | Usage (MMtherm) | 0 | 0.0030162 | 0.0060286 | 0.010555 | 0.014991 | 0.01945 | 0.023924 | 0.028427 | 0.032916 | 0.037398 | 0.041876 | 0.046354 | 0.050822 | 0.055269 | 0.059701 | 0.064106 | 0.068508 | 0.072898 | 0.077275 | 0.081647 | 0.086012 | 0.090508 | 0 | 0 | 0 | 0 | 0 | 0 | 0 | 0
F3_Residential_CZ2 - Multi Family_New_Water Heating_Natural Gas_Water Heater <= 55 gal._Baseline Forecast | F3 | Residential | CZ2 - Multi Family | New | Water Heating | Natural Gas | Water Heater <= 55 gal. | Baseline Forecast | Peak Demand (S) | 0 | 0 | 0 | 0 | 0 | 0 | 0 | 0 | 0 | 0 | 0 | 0 | 0 | 0 | 0 | 0 | 0 | 0 | 0 | 0 | 0 | 0 | 0 | 0 | 0 | 0 | 0 | 0 | 0 | 0
F4_Residential_CZ2 - Multi Family_New_Water Heating_Natural Gas_Water Heater <= 55 gal._Baseline Forecast | F4 | Residential | CZ2 - Multi Family | New | Water Heating | Natural Gas | Water Heater <= 55 gal. | Baseline Forecast | Peak Demand (W) | 0 | 0 | 0 | 0 | 0 | 0 | 0 | 0 | 0 | 0 | 0 | 0 | 0 | 0 | 0 | 0 | 0 | 0 | 0 | 0 | 0 | 0 | 0 | 0 | 0 | 0 | 0 | 0 | 0 | 0
F5_Residential_CZ2 - Multi Family_New_Water Heating_Natural Gas_Water Heater <= 55 gal._Baseline Forecast | F5 | Residential | CZ2 - Multi Family | New | Water Heating | Natural Gas | Water Heater <= 55 gal. | Baseline Forecast | Turnover | 0 | 34.8942 | 34.8422 | 52.34 | 51.2972 | 51.5496 | 51.7443 | 52.0706 | 51.9156 | 51.8358 | 51.8411 | 51.8417 | 56.7186 | 60.7533 | 66.7454 | 71.5608 | 75.9842 | 79.6655 | 82.8553 | 95.8044 | 96.6643 | 104.123 | 0 | 0 | 0 | 0 | 0 | 0 | 0 | 0
F6_Residential_CZ2 - Multi Family_New_Water Heating_Natural Gas_Water Heater <= 55 gal._Baseline Forecast | F6 | Residential | CZ2 - Multi Family | New | Water Heating | Natural Gas | Water Heater <= 55 gal. | Baseline Forecast | Avg. Replacement Usage | 86.4296 | 86.4377 | 86.458 | 86.4729 | 86.4828 | 86.4938 | 86.4804 | 86.4727 | 86.4702 | 86.4651 | 86.3801 | 86.3781 | 86.3665 | 86.3624 | 86.3594 | 86.3569 | 86.3549 | 86.3525 | 86.3509 | 86.3497 | 86.3481 | 86.3458 | 0 | 0 | 0 | 0 | 0 | 0 | 0 | 0
F7_Residential_CZ2 - Multi Family_New_Water Heating_Natural Gas_Water Heater <= 55 gal._Baseline Forecast | F7 | Residential | CZ2 - Multi Family | New | Water Heating | Natural Gas | Water Heater <= 55 gal. | Baseline Forecast | Avg. Replacement Demand (S) | 0 | 0 | 0 | 0 | 0 | 0 | 0 | 0 | 0 | 0 | 0 | 0 | 0 | 0 | 0 | 0 | 0 | 0 | 0 | 0 | 0 | 0 | 0 | 0 | 0 | 0 | 0 | 0 | 0 | 0
F8_Residential_CZ2 - Multi Family_New_Water Heating_Natural Gas_Water Heater <= 55 gal._Baseline Forecast | F8 | Residential | CZ2 - Multi Family | New | Water Heating | Natural Gas | Water Heater <= 55 gal. | Baseline Forecast | Avg. Replacement Demand (W) | 0 | 0 | 0 | 0 | 0 | 0 | 0 | 0 | 0 | 0 | 0 | 0 | 0 | 0 | 0 | 0 | 0 | 0 | 0 | 0 | 0 | 0 | 0 | 0 | 0 | 0 | 0 | 0 | 0 | 0
F1_Residential_CZ2 - Multi Family_New_Water Heating_Natural Gas_Water Heater > 55 gal._Baseline Forecast | F1 | Residential | CZ2 - Multi Family | New | Water Heating | Natural Gas | Water Heater > 55 gal. | Baseline Forecast | Units | 0 | 7.4468 | 14.8825 | 26.0524 | 36.9998 | 48.0011 | 59.0439 | 70.1563 | 81.2357 | 92.298 | 103.3615 | 114.4251 | 125.4656 | 136.4569 | 147.4133 | 158.3032 | 169.1914 | 180.0488 | 190.8772 | 201.6958 | 212.496 | 223.6237 | 0 | 0 | 0 | 0 | 0 | 0 | 0 | 0
F2_Residential_CZ2 - Multi Family_New_Water Heating_Natural Gas_Water Heater > 55 gal._Baseline Forecast | F2 | Residential | CZ2 - Multi Family | New | Water Heating | Natural Gas | Water Heater > 55 gal. | Baseline Forecast | Usage (MMtherm) | 0 | 0.00074353 | 0.002088 | 0.0042925 | 0.007155 | 0.010547 | 0.014313 | 0.018387 | 0.022708 | 0.027216 | 0.03166 | 0.03626 | 0.040882 | 0.045487 | 0.050004 | 0.054408 | 0.058697 | 0.062886 | 0.066982 | 0.070857 | 0.074602 | 0.078267 | 0 | 0 | 0 | 0 | 0 | 0 | 0 | 0
F3_Residential_CZ2 - Multi Family_New_Water Heating_Natural Gas_Water Heater > 55 gal._Baseline Forecast | F3 | Residential | CZ2 - Multi Family | New | Water Heating | Natural Gas | Water Heater > 55 gal. | Baseline Forecast | Peak Demand (S) | 0 | 0 | 0 | 0 | 0 | 0 | 0 | 0 | 0 | 0 | 0 | 0 | 0 | 0 | 0 | 0 | 0 | 0 | 0 | 0 | 0 | 0 | 0 | 0 | 0 | 0 | 0 | 0 | 0 | 0
F4_Residential_CZ2 - Multi Family_New_Water Heating_Natural Gas_Water Heater > 55 gal._Baseline Forecast | F4 | Residential | CZ2 - Multi Family | New | Water Heating | Natural Gas | Water Heater > 55 gal. | Baseline Forecast | Peak Demand (W) | 0 | 0 | 0 | 0 | 0 | 0 | 0 | 0 | 0 | 0 | 0 | 0 | 0 | 0 | 0 | 0 | 0 | 0 | 0 | 0 | 0 | 0 | 0 | 0 | 0 | 0 | 0 | 0 | 0 | 0
F5_Residential_CZ2 - Multi Family_New_Water Heating_Natural Gas_Water Heater > 55 gal._Baseline Forecast | F5 | Residential | CZ2 - Multi Family | New | Water Heating | Natural Gas | Water Heater > 55 gal. | Baseline Forecast | Turnover | 0 | 7.4468 | 13.3142 | 21.65 | 27.9522 | 32.9238 | 36.8241 | 40.0031 | 42.4984 | 44.4553 | 46.0174 | 47.6894 | 49.1901 | 50.7023 | 52.3652 | 54.2102 | 56.3102 | 58.5865 | 61.0372 | 64.0195 | 67.2883 | 71.1492 | 0 | 0 | 0 | 0 | 0 | 0 | 0 | 0
F6_Residential_CZ2 - Multi Family_New_Water Heating_Natural Gas_Water Heater > 55 gal._Baseline Forecast | F6 | Residential | CZ2 - Multi Family | New | Water Heating | Natural Gas | Water Heater > 55 gal. | Baseline Forecast | Avg. Replacement Usage | 99.394 | 99.846 | 100.9799 | 101.827 | 102.4037 | 103.02 | 102.268 | 101.8383 | 101.6747 | 101.409 | 96.5801 | 96.4603 | 95.811 | 95.5988 | 95.4142 | 95.2848 | 95.1744 | 95.0476 | 94.9233 | 94.8652 | 94.7828 | 94.6447 | 0 | 0 | 0 | 0 | 0 | 0 | 0 | 0
F7_Residential_CZ2 - Multi Family_New_Water Heating_Natural Gas_Water Heater > 55 gal._Baseline Forecast | F7 | Residential | CZ2 - Multi Family | New | Water Heating | Natural Gas | Water Heater > 55 gal. | Baseline Forecast | Avg. Replacement Demand (S) | 0 | 0 | 0 | 0 | 0 | 0 | 0 | 0 | 0 | 0 | 0 | 0 | 0 | 0 | 0 | 0 | 0 | 0 | 0 | 0 | 0 | 0 | 0 | 0 | 0 | 0 | 0 | 0 | 0 | 0
F8_Residential_CZ2 - Multi Family_New_Water Heating_Natural Gas_Water Heater > 55 gal._Baseline Forecast | F8 | Residential | CZ2 - Multi Family | New | Water Heating | Natural Gas | Water Heater > 55 gal. | Baseline Forecast | Avg. Replacement Demand (W) | 0 | 0 | 0 | 0 | 0 | 0 | 0 | 0 | 0 | 0 | 0 | 0 | 0 | 0 | 0 | 0 | 0 | 0 | 0 | 0 | 0 | 0 | 0 | 0 | 0 | 0 | 0 | 0 | 0 | 0
F1_Residential_CZ2 - Multi Family_New_Appliances_Natural Gas_Clothes Dryer_Baseline Forecast | F1 | Residential | CZ2 - Multi Family | New | Appliances | Natural Gas | Clothes Dryer | Baseline Forecast | Units | 0 | 4.6391 | 9.2712 | 16.2296 | 23.0494 | 29.9028 | 36.782 | 43.7046 | 50.6066 | 57.498 | 64.3901 | 71.2823 | 78.1601 | 85.0072 | 91.8326 | 98.6166 | 105.3995 | 112.1633 | 118.9089 | 125.6484 | 132.3766 | 139.3087 | 0 | 0 | 0 | 0 | 0 | 0 | 0 | 0
F2_Residential_CZ2 - Multi Family_New_Appliances_Natural Gas_Clothes Dryer_Baseline Forecast | F2 | Residential | CZ2 - Multi Family | New | Appliances | Natural Gas | Clothes Dryer | Baseline Forecast | Usage (MMtherm) | 0 | 7.7467e-05 | 0.00015482 | 0.00027102 | 0.00038491 | 0.00049936 | 0.00061424 | 0.00072985 | 0.00084511 | 0.00096019 | 0.0010752 | 0.0011902 | 0.0013049 | 0.0014191 | 0.0015329 | 0.001646 | 0.0017591 | 0.0018718 | 0.0019843 | 0.0020966 | 0.0022087 | 0.0023242 | 0 | 0 | 0 | 0 | 0 | 0 | 0 | 0
F3_Residential_CZ2 - Multi Family_New_Appliances_Natural Gas_Clothes Dryer_Baseline Forecast | F3 | Residential | CZ2 - Multi Family | New | Appliances | Natural Gas | Clothes Dryer | Baseline Forecast | Peak Demand (S) | 0 | 0 | 0 | 0 | 0 | 0 | 0 | 0 | 0 | 0 | 0 | 0 | 0 | 0 | 0 | 0 | 0 | 0 | 0 | 0 | 0 | 0 | 0 | 0 | 0 | 0 | 0 | 0 | 0 | 0
F4_Residential_CZ2 - Multi Family_New_Appliances_Natural Gas_Clothes Dryer_Baseline Forecast | F4 | Residential | CZ2 - Multi Family | New | Appliances | Natural Gas | Clothes Dryer | Baseline Forecast | Peak Demand (W) | 0 | 0 | 0 | 0 | 0 | 0 | 0 | 0 | 0 | 0 | 0 | 0 | 0 | 0 | 0 | 0 | 0 | 0 | 0 | 0 | 0 | 0 | 0 | 0 | 0 | 0 | 0 | 0 | 0 | 0
F5_Residential_CZ2 - Multi Family_New_Appliances_Natural Gas_Clothes Dryer_Baseline Forecast | F5 | Residential | CZ2 - Multi Family | New | Appliances | Natural Gas | Clothes Dryer | Baseline Forecast | Turnover | 0 | 4.6391 | 4.6322 | 6.9584 | 6.8198 | 6.8533 | 6.8792 | 6.9226 | 6.902 | 6.8914 | 6.8921 | 6.8922 | 7.2347 | 7.5329 | 7.9936 | 8.3869 | 8.7898 | 9.1454 | 9.4766 | 9.7913 | 10.0753 | 10.5519 | 0 | 0 | 0 | 0 | 0 | 0 | 0 | 0
F6_Residential_CZ2 - Multi Family_New_Appliances_Natural Gas_Clothes Dryer_Baseline Forecast | F6 | Residential | CZ2 - Multi Family | New | Appliances | Natural Gas | Clothes Dryer | Baseline Forecast | Avg. Replacement Usage | 16.6986 | 16.699 | 16.6993 | 16.6997 | 16.6996 | 16.6998 | 16.6995 | 16.6995 | 16.6995 | 16.6995 | 16.6825 | 16.6842 | 16.6809 | 16.6799 | 16.6792 | 16.6784 | 16.678 | 16.6772 | 16.6768 | 16.6766 | 16.6761 | 16.6758 | 0 | 0 | 0 | 0 | 0 | 0 | 0 | 0
F7_Residential_CZ2 - Multi Family_New_Appliances_Natural Gas_Clothes Dryer_Baseline Forecast | F7 | Residential | CZ2 - Multi Family | New | Appliances | Natural Gas | Clothes Dryer | Baseline Forecast | Avg. Replacement Demand (S) | 0 | 0 | 0 | 0 | 0 | 0 | 0 | 0 | 0 | 0 | 0 | 0 | 0 | 0 | 0 | 0 | 0 | 0 | 0 | 0 | 0 | 0 | 0 | 0 | 0 | 0 | 0 | 0 | 0 | 0
F8_Residential_CZ2 - Multi Family_New_Appliances_Natural Gas_Clothes Dryer_Baseline Forecast | F8 | Residential | CZ2 - Multi Family | New | Appliances | Natural Gas | Clothes Dryer | Baseline Forecast | Avg. Replacement Demand (W) | 0 | 0 | 0 | 0 | 0 | 0 | 0 | 0 | 0 | 0 | 0 | 0 | 0 | 0 | 0 | 0 | 0 | 0 | 0 | 0 | 0 | 0 | 0 | 0 | 0 | 0 | 0 | 0 | 0 | 0
F1_Residential_CZ2 - Multi Family_New_Appliances_Natural Gas_Stove/Oven_Baseline Forecast | F1 | Residential | CZ2 - Multi Family | New | Appliances | Natural Gas | Stove/Oven | Baseline Forecast | Units | 0 | 19.1034 | 38.1783 | 66.8327 | 94.9163 | 123.1379 | 151.4662 | 179.9731 | 208.3952 | 236.7735 | 265.1547 | 293.5363 | 321.8588 | 350.055 | 378.1616 | 406.0975 | 434.0293 | 461.882 | 489.6602 | 517.4131 | 545.1192 | 573.6652 | 0 | 0 | 0 | 0 | 0 | 0 | 0 | 0
F2_Residential_CZ2 - Multi Family_New_Appliances_Natural Gas_Stove/Oven_Baseline Forecast | F2 | Residential | CZ2 - Multi Family | New | Appliances | Natural Gas | Stove/Oven | Baseline Forecast | Usage (MMtherm) | 0 | 0.00095895 | 0.0019165 | 0.0033551 | 0.0047651 | 0.006182 | 0.0076043 | 0.0090355 | 0.010462 | 0.011887 | 0.013309 | 0.01473 | 0.016148 | 0.017558 | 0.018964 | 0.02036 | 0.021755 | 0.023147 | 0.024533 | 0.025918 | 0.0273 | 0.028725 | 0 | 0 | 0 | 0 | 0 | 0 | 0 | 0
F3_Residential_CZ2 - Multi Family_New_Appliances_Natural Gas_Stove/Oven_Baseline Forecast | F3 | Residential | CZ2 - Multi Family | New | Appliances | Natural Gas | Stove/Oven | Baseline Forecast | Peak Demand (S) | 0 | 0 | 0 | 0 | 0 | 0 | 0 | 0 | 0 | 0 | 0 | 0 | 0 | 0 | 0 | 0 | 0 | 0 | 0 | 0 | 0 | 0 | 0 | 0 | 0 | 0 | 0 | 0 | 0 | 0
F4_Residential_CZ2 - Multi Family_New_Appliances_Natural Gas_Stove/Oven_Baseline Forecast | F4 | Residential | CZ2 - Multi Family | New | Appliances | Natural Gas | Stove/Oven | Baseline Forecast | Peak Demand (W) | 0 | 0 | 0 | 0 | 0 | 0 | 0 | 0 | 0 | 0 | 0 | 0 | 0 | 0 | 0 | 0 | 0 | 0 | 0 | 0 | 0 | 0 | 0 | 0 | 0 | 0 | 0 | 0 | 0 | 0
F5_Residential_CZ2 - Multi Family_New_Appliances_Natural Gas_Stove/Oven_Baseline Forecast | F5 | Residential | CZ2 - Multi Family | New | Appliances | Natural Gas | Stove/Oven | Baseline Forecast | Turnover | 0 | 19.1034 | 19.075 | 28.6544 | 28.0835 | 28.2217 | 28.3283 | 28.5069 | 28.422 | 28.3783 | 28.3812 | 31.1107 | 33.3866 | 36.6304 | 39.3479 | 41.6029 | 43.6932 | 45.435 | 52.4749 | 52.9673 | 56.1639 | 57.2165 | 0 | 0 | 0 | 0 | 0 | 0 | 0 | 0
F6_Residential_CZ2 - Multi Family_New_Appliances_Natural Gas_Stove/Oven_Baseline Forecast | F6 | Residential | CZ2 - Multi Family | New | Appliances | Natural Gas | Stove/Oven | Baseline Forecast | Avg. Replacement Usage | 50.1946 | 50.198 | 50.2015 | 50.2044 | 50.2062 | 50.2081 | 50.2056 | 50.2044 | 50.2039 | 50.203 | 50.0946 | 50.0912 | 50.0715 | 50.0649 | 50.0596 | 50.056 | 50.0526 | 50.049 | 50.0458 | 50.0439 | 50.0419 | 50.038 | 0 | 0 | 0 | 0 | 0 | 0 | 0 | 0
F7_Residential_CZ2 - Multi Family_New_Appliances_Natural Gas_Stove/Oven_Baseline Forecast | F7 | Residential | CZ2 - Multi Family | New | Appliances | Natural Gas | Stove/Oven | Baseline Forecast | Avg. Replacement Demand (S) | 0 | 0 | 0 | 0 | 0 | 0 | 0 | 0 | 0 | 0 | 0 | 0 | 0 | 0 | 0 | 0 | 0 | 0 | 0 | 0 | 0 | 0 | 0 | 0 | 0 | 0 | 0 | 0 | 0 | 0
F8_Residential_CZ2 - Multi Family_New_Appliances_Natural Gas_Stove/Oven_Baseline Forecast | F8 | Residential | CZ2 - Multi Family | New | Appliances | Natural Gas | Stove/Oven | Baseline Forecast | Avg. Replacement Demand (W) | 0 | 0 | 0 | 0 | 0 | 0 | 0 | 0 | 0 | 0 | 0 | 0 | 0 | 0 | 0 | 0 | 0 | 0 | 0 | 0 | 0 | 0 | 0 | 0 | 0 | 0 | 0 | 0 | 0 | 0
F1_Residential_CZ2 - Multi Family_New_Miscellaneous_Natural Gas_Pool Heater_Baseline Forecast | F1 | Residential | CZ2 - Multi Family | New | Miscellaneous | Natural Gas | Pool Heater | Baseline Forecast | Units | 0 | 0.46744 | 0.93419 | 1.6353 | 2.3225 | 3.0131 | 3.7062 | 4.4038 | 5.0992 | 5.7936 | 6.4881 | 7.1826 | 7.8756 | 8.5655 | 9.2533 | 9.9369 | 10.6203 | 11.3018 | 11.9816 | 12.6606 | 13.3386 | 14.0371 | 0 | 0 | 0 | 0 | 0 | 0 | 0 | 0
F2_Residential_CZ2 - Multi Family_New_Miscellaneous_Natural Gas_Pool Heater_Baseline Forecast | F2 | Residential | CZ2 - Multi Family | New | Miscellaneous | Natural Gas | Pool Heater | Baseline Forecast | Usage (MMtherm) | 0 | 6.099e-05 | 0.00012189 | 0.00021337 | 0.00030303 | 0.00039313 | 0.00048357 | 0.00057459 | 0.00066533 | 0.00075593 | 0.00084654 | 0.00093715 | 0.0010276 | 0.0011176 | 0.0012073 | 0.0012965 | 0.0013857 | 0.0014746 | 0.0015633 | 0.0016519 | 0.0017404 | 0.0018315 | 0 | 0 | 0 | 0 | 0 | 0 | 0 | 0
F3_Residential_CZ2 - Multi Family_New_Miscellaneous_Natural Gas_Pool Heater_Baseline Forecast | F3 | Residential | CZ2 - Multi Family | New | Miscellaneous | Natural Gas | Pool Heater | Baseline Forecast | Peak Demand (S) | 0 | 0 | 0 | 0 | 0 | 0 | 0 | 0 | 0 | 0 | 0 | 0 | 0 | 0 | 0 | 0 | 0 | 0 | 0 | 0 | 0 | 0 | 0 | 0 | 0 | 0 | 0 | 0 | 0 | 0
F4_Residential_CZ2 - Multi Family_New_Miscellaneous_Natural Gas_Pool Heater_Baseline Forecast | F4 | Residential | CZ2 - Multi Family | New | Miscellaneous | Natural Gas | Pool Heater | Baseline Forecast | Peak Demand (W) | 0 | 0 | 0 | 0 | 0 | 0 | 0 | 0 | 0 | 0 | 0 | 0 | 0 | 0 | 0 | 0 | 0 | 0 | 0 | 0 | 0 | 0 | 0 | 0 | 0 | 0 | 0 | 0 | 0 | 0
F5_Residential_CZ2 - Multi Family_New_Miscellaneous_Natural Gas_Pool Heater_Baseline Forecast | F5 | Residential | CZ2 - Multi Family | New | Miscellaneous | Natural Gas | Pool Heater | Baseline Forecast | Turnover | 0 | 0.46744 | 0.46675 | 0.70115 | 0.68718 | 0.69056 | 0.69317 | 0.74003 | 0.77653 | 0.83183 | 0.88188 | 0.92763 | 0.968 | 1.0072 | 1.0467 | 1.0856 | 1.1291 | 1.171 | 1.3616 | 1.3903 | 1.4944 | 1.5349 | 0 | 0 | 0 | 0 | 0 | 0 | 0 | 0
F6_Residential_CZ2 - Multi Family_New_Miscellaneous_Natural Gas_Pool Heater_Baseline Forecast | F6 | Residential | CZ2 - Multi Family | New | Miscellaneous | Natural Gas | Pool Heater | Baseline Forecast | Avg. Replacement Usage | 130.4755 | 130.4755 | 130.4755 | 130.4755 | 130.4755 | 130.4755 | 130.4755 | 130.4755 | 130.4755 | 130.4755 | 130.4755 | 130.4755 | 130.4755 | 130.4755 | 130.4755 | 130.4755 | 130.4755 | 130.4755 | 130.4755 | 130.4755 | 130.4755 | 130.4755 | 0 | 0 | 0 | 0 | 0 | 0 | 0 | 0
F7_Residential_CZ2 - Multi Family_New_Miscellaneous_Natural Gas_Pool Heater_Baseline Forecast | F7 | Residential | CZ2 - Multi Family | New | Miscellaneous | Natural Gas | Pool Heater | Baseline Forecast | Avg. Replacement Demand (S) | 0 | 0 | 0 | 0 | 0 | 0 | 0 | 0 | 0 | 0 | 0 | 0 | 0 | 0 | 0 | 0 | 0 | 0 | 0 | 0 | 0 | 0 | 0 | 0 | 0 | 0 | 0 | 0 | 0 | 0
F8_Residential_CZ2 - Multi Family_New_Miscellaneous_Natural Gas_Pool Heater_Baseline Forecast | F8 | Residential | CZ2 - Multi Family | New | Miscellaneous | Natural Gas | Pool Heater | Baseline Forecast | Avg. Replacement Demand (W) | 0 | 0 | 0 | 0 | 0 | 0 | 0 | 0 | 0 | 0 | 0 | 0 | 0 | 0 | 0 | 0 | 0 | 0 | 0 | 0 | 0 | 0 | 0 | 0 | 0 | 0 | 0 | 0 | 0 | 0
F1_Residential_CZ2 - Multi Family_New_Miscellaneous_Natural Gas_Miscellaneous_Baseline Forecast | F1 | Residential | CZ2 - Multi Family | New | Miscellaneous | Natural Gas | Miscellaneous | Baseline Forecast | Units | 0 | 53.8533 | 107.6265 | 188.4047 | 267.5734 | 347.1316 | 426.9904 | 507.3527 | 587.4758 | 667.4757 | 747.4838 | 827.4928 | 907.3352 | 986.8216 | 1066.0556 | 1144.8081 | 1223.5491 | 1302.0671 | 1380.3752 | 1458.6121 | 1536.7168 | 1617.1894 | 0 | 0 | 0 | 0 | 0 | 0 | 0 | 0
F2_Residential_CZ2 - Multi Family_New_Miscellaneous_Natural Gas_Miscellaneous_Baseline Forecast | F2 | Residential | CZ2 - Multi Family | New | Miscellaneous | Natural Gas | Miscellaneous | Baseline Forecast | Usage (MMtherm) | 0 | 0.00012823 | 0.00025627 | 0.00044861 | 0.00063712 | 0.00082655 | 0.0010167 | 0.0012081 | 0.0013988 | 0.0015893 | 0.0017798 | 0.0019703 | 0.0021605 | 0.0023497 | 0.0025384 | 0.0027259 | 0.0029134 | 0.0031003 | 0.0032868 | 0.0034731 | 0.0036591 | 0.0038507 | 0 | 0 | 0 | 0 | 0 | 0 | 0 | 0
F3_Residential_CZ2 - Multi Family_New_Miscellaneous_Natural Gas_Miscellaneous_Baseline Forecast | F3 | Residential | CZ2 - Multi Family | New | Miscellaneous | Natural Gas | Miscellaneous | Baseline Forecast | Peak Demand (S) | 0 | 0 | 0 | 0 | 0 | 0 | 0 | 0 | 0 | 0 | 0 | 0 | 0 | 0 | 0 | 0 | 0 | 0 | 0 | 0 | 0 | 0 | 0 | 0 | 0 | 0 | 0 | 0 | 0 | 0
F4_Residential_CZ2 - Multi Family_New_Miscellaneous_Natural Gas_Miscellaneous_Baseline Forecast | F4 | Residential | CZ2 - Multi Family | New | Miscellaneous | Natural Gas | Miscellaneous | Baseline Forecast | Peak Demand (W) | 0 | 0 | 0 | 0 | 0 | 0 | 0 | 0 | 0 | 0 | 0 | 0 | 0 | 0 | 0 | 0 | 0 | 0 | 0 | 0 | 0 | 0 | 0 | 0 | 0 | 0 | 0 | 0 | 0 | 0
F5_Residential_CZ2 - Multi Family_New_Miscellaneous_Natural Gas_Miscellaneous_Baseline Forecast | F5 | Residential | CZ2 - Multi Family | New | Miscellaneous | Natural Gas | Miscellaneous | Baseline Forecast | Turnover | 0 | 53.8533 | 53.7732 | 80.7781 | 79.1688 | 79.5582 | 79.8588 | 89.3379 | 96.5649 | 107.1644 | 115.84 | 123.1287 | 129.0852 | 150.4413 | 154.4347 | 166.8172 | 170.9857 | 176.0188 | 181.1568 | 191.6632 | 200.3826 | 213.1318 | 0 | 0 | 0 | 0 | 0 | 0 | 0 | 0
F6_Residential_CZ2 - Multi Family_New_Miscellaneous_Natural Gas_Miscellaneous_Baseline Forecast | F6 | Residential | CZ2 - Multi Family | New | Miscellaneous | Natural Gas | Miscellaneous | Baseline Forecast | Avg. Replacement Usage | 2.3811 | 2.3811 | 2.3811 | 2.3811 | 2.3811 | 2.3811 | 2.3811 | 2.3811 | 2.3811 | 2.3811 | 2.3811 | 2.3811 | 2.3811 | 2.3811 | 2.3811 | 2.3811 | 2.3811 | 2.3811 | 2.3811 | 2.3811 | 2.3811 | 2.3811 | 0 | 0 | 0 | 0 | 0 | 0 | 0 | 0
F7_Residential_CZ2 - Multi Family_New_Miscellaneous_Natural Gas_Miscellaneous_Baseline Forecast | F7 | Residential | CZ2 - Multi Family | New | Miscellaneous | Natural Gas | Miscellaneous | Baseline Forecast | Avg. Replacement Demand (S) | 0 | 0 | 0 | 0 | 0 | 0 | 0 | 0 | 0 | 0 | 0 | 0 | 0 | 0 | 0 | 0 | 0 | 0 | 0 | 0 | 0 | 0 | 0 | 0 | 0 | 0 | 0 | 0 | 0 | 0
F8_Residential_CZ2 - Multi Family_New_Miscellaneous_Natural Gas_Miscellaneous_Baseline Forecast | F8 | Residential | CZ2 - Multi Family | New | Miscellaneous | Natural Gas | Miscellaneous | Baseline Forecast | Avg. Replacement Demand (W) | 0 | 0 | 0 | 0 | 0 | 0 | 0 | 0 | 0 | 0 | 0 | 0 | 0 | 0 | 0 | 0 | 0 | 0 | 0 | 0 | 0 | 0 | 0 | 0 | 0 | 0 | 0 | 0 | 0 | 0
F1_Residential_CZ3 - Single Family_Existing_Space Heating_Natural Gas_Furnace - Direct Fuel_Baseline Forecast | F1 | Residential | CZ3 - Single Family | Existing | Space Heating | Natural Gas | Furnace - Direct Fuel | Baseline Forecast | Units | 45648.8639 | 45575.8257 | 45502.9044 | 45430.0997 | 45357.4116 | 45284.8397 | 45212.384 | 45140.0441 | 45067.8201 | 44995.7116 | 44923.7184 | 44851.8405 | 44780.0775 | 44708.4294 | 44636.8959 | 44565.4769 | 44494.1721 | 44422.9814 | 44351.9047 | 44280.9416 | 44210.0921 | 44139.356 | 0 | 0 | 0 | 0 | 0 | 0 | 0 | 0
F2_Residential_CZ3 - Single Family_Existing_Space Heating_Natural Gas_Furnace - Direct Fuel_Baseline Forecast | F2 | Residential | CZ3 - Single Family | Existing | Space Heating | Natural Gas | Furnace - Direct Fuel | Baseline Forecast | Usage (MMtherm) | 28.2384 | 28.0482 | 27.8651 | 27.6888 | 27.5191 | 27.2823 | 27.0528 | 26.8313 | 26.6176 | 26.4114 | 26.2122 | 26.0203 | 25.8332 | 25.6507 | 25.4725 | 25.2984 | 25.1326 | 24.9745 | 24.8238 | 24.68 | 24.5426 | 24.4113 | 0 | 0 | 0 | 0 | 0 | 0 | 0 | 0
F3_Residential_CZ3 - Single Family_Existing_Space Heating_Natural Gas_Furnace - Direct Fuel_Baseline Forecast | F3 | Residential | CZ3 - Single Family | Existing | Space Heating | Natural Gas | Furnace - Direct Fuel | Baseline Forecast | Peak Demand (S) | 0 | 0 | 0 | 0 | 0 | 0 | 0 | 0 | 0 | 0 | 0 | 0 | 0 | 0 | 0 | 0 | 0 | 0 | 0 | 0 | 0 | 0 | 0 | 0 | 0 | 0 | 0 | 0 | 0 | 0
F4_Residential_CZ3 - Single Family_Existing_Space Heating_Natural Gas_Furnace - Direct Fuel_Baseline Forecast | F4 | Residential | CZ3 - Single Family | Existing | Space Heating | Natural Gas | Furnace - Direct Fuel | Baseline Forecast | Peak Demand (W) | 0 | 0 | 0 | 0 | 0 | 0 | 0 | 0 | 0 | 0 | 0 | 0 | 0 | 0 | 0 | 0 | 0 | 0 | 0 | 0 | 0 | 0 | 0 | 0 | 0 | 0 | 0 | 0 | 0 | 0
F5_Residential_CZ3 - Single Family_Existing_Space Heating_Natural Gas_Furnace - Direct Fuel_Baseline Forecast | F5 | Residential | CZ3 - Single Family | Existing | Space Heating | Natural Gas | Furnace - Direct Fuel | Baseline Forecast | Turnover | 0 | 1962.0886 | 1922.374 | 1884.9295 | 1849.6184 | 1816.3122 | 1784.89 | 1741.5726 | 1700.7655 | 1662.3175 | 1626.0864 | 1591.9386 | 1608.8098 | 1622.3732 | 1633.3994 | 1641.7217 | 1647.6176 | 1651.3512 | 1652.3684 | 1650.9772 | 1647.4564 | 1642.063 | 0 | 0 | 0 | 0 | 0 | 0 | 0 | 0
F6_Residential_CZ3 - Single Family_Existing_Space Heating_Natural Gas_Furnace - Direct Fuel_Baseline Forecast | F6 | Residential | CZ3 - Single Family | Existing | Space Heating | Natural Gas | Furnace - Direct Fuel | Baseline Forecast | Avg. Replacement Usage | 561.5215 | 559.1556 | 559.6066 | 559.9762 | 560.2493 | 519.9861 | 519.9891 | 520.0041 | 520.037 | 520.0701 | 519.8891 | 519.9534 | 520 | 519.9588 | 519.913 | 519.8603 | 519.8019 | 519.8024 | 519.7985 | 519.7909 | 519.7557 | 519.7155 | 0 | 0 | 0 | 0 | 0 | 0 | 0 | 0
F7_Residential_CZ3 - Single Family_Existing_Space Heating_Natural Gas_Furnace - Direct Fuel_Baseline Forecast | F7 | Residential | CZ3 - Single Family | Existing | Space Heating | Natural Gas | Furnace - Direct Fuel | Baseline Forecast | Avg. Replacement Demand (S) | 0 | 0 | 0 | 0 | 0 | 0 | 0 | 0 | 0 | 0 | 0 | 0 | 0 | 0 | 0 | 0 | 0 | 0 | 0 | 0 | 0 | 0 | 0 | 0 | 0 | 0 | 0 | 0 | 0 | 0
F8_Residential_CZ3 - Single Family_Existing_Space Heating_Natural Gas_Furnace - Direct Fuel_Baseline Forecast | F8 | Residential | CZ3 - Single Family | Existing | Space Heating | Natural Gas | Furnace - Direct Fuel | Baseline Forecast | Avg. Replacement Demand (W) | 0 | 0 | 0 | 0 | 0 | 0 | 0 | 0 | 0 | 0 | 0 | 0 | 0 | 0 | 0 | 0 | 0 | 0 | 0 | 0 | 0 | 0 | 0 | 0 | 0 | 0 | 0 | 0 | 0 | 0
F1_Residential_CZ3 - Single Family_Existing_Space Heating_Natural Gas_Boiler - Direct Fuel_Baseline Forecast | F1 | Residential | CZ3 - Single Family | Existing | Space Heating | Natural Gas | Boiler - Direct Fuel | Baseline Forecast | Units | 355.957 | 355.3875 | 354.8189 | 354.2512 | 353.6844 | 353.1185 | 352.5535 | 351.9894 | 351.4262 | 350.8639 | 350.3025 | 349.7421 | 349.1825 | 348.6238 | 348.066 | 347.5091 | 346.9531 | 346.3979 | 345.8437 | 345.2903 | 344.7379 | 344.1863 | 0 | 0 | 0 | 0 | 0 | 0 | 0 | 0
F2_Residential_CZ3 - Single Family_Existing_Space Heating_Natural Gas_Boiler - Direct Fuel_Baseline Forecast | F2 | Residential | CZ3 - Single Family | Existing | Space Heating | Natural Gas | Boiler - Direct Fuel | Baseline Forecast | Usage (MMtherm) | 0.19585 | 0.19451 | 0.19315 | 0.19183 | 0.19054 | 0.18928 | 0.18805 | 0.18687 | 0.18572 | 0.1846 | 0.18352 | 0.18247 | 0.18146 | 0.18048 | 0.17954 | 0.17864 | 0.17776 | 0.17692 | 0.1761 | 0.17531 | 0.17455 | 0.17381 | 0 | 0 | 0 | 0 | 0 | 0 | 0 | 0
F3_Residential_CZ3 - Single Family_Existing_Space Heating_Natural Gas_Boiler - Direct Fuel_Baseline Forecast | F3 | Residential | CZ3 - Single Family | Existing | Space Heating | Natural Gas | Boiler - Direct Fuel | Baseline Forecast | Peak Demand (S) | 0 | 0 | 0 | 0 | 0 | 0 | 0 | 0 | 0 | 0 | 0 | 0 | 0 | 0 | 0 | 0 | 0 | 0 | 0 | 0 | 0 | 0 | 0 | 0 | 0 | 0 | 0 | 0 | 0 | 0
F4_Residential_CZ3 - Single Family_Existing_Space Heating_Natural Gas_Boiler - Direct Fuel_Baseline Forecast | F4 | Residential | CZ3 - Single Family | Existing | Space Heating | Natural Gas | Boiler - Direct Fuel | Baseline Forecast | Peak Demand (W) | 0 | 0 | 0 | 0 | 0 | 0 | 0 | 0 | 0 | 0 | 0 | 0 | 0 | 0 | 0 | 0 | 0 | 0 | 0 | 0 | 0 | 0 | 0 | 0 | 0 | 0 | 0 | 0 | 0 | 0
F5_Residential_CZ3 - Single Family_Existing_Space Heating_Natural Gas_Boiler - Direct Fuel_Baseline Forecast | F5 | Residential | CZ3 - Single Family | Existing | Space Heating | Natural Gas | Boiler - Direct Fuel | Baseline Forecast | Turnover | 0 | 12.3856 | 12.2734 | 12.166 | 12.0631 | 11.9644 | 11.8698 | 11.6927 | 11.5238 | 11.3625 | 11.2084 | 11.0613 | 11.0947 | 11.1212 | 11.1442 | 11.1612 | 11.1727 | 11.1793 | 11.1772 | 11.1675 | 11.1506 | 11.1274 | 0 | 0 | 0 | 0 | 0 | 0 | 0 | 0
F6_Residential_CZ3 - Single Family_Existing_Space Heating_Natural Gas_Boiler - Direct Fuel_Baseline Forecast | F6 | Residential | CZ3 - Single Family | Existing | Space Heating | Natural Gas | Boiler - Direct Fuel | Baseline Forecast | Avg. Replacement Usage | 489.9811 | 482.9987 | 478.4704 | 478.5579 | 478.6196 | 478.6857 | 478.6866 | 478.7108 | 478.7606 | 478.807 | 478.3043 | 478.3917 | 478.4141 | 478.4038 | 478.3914 | 478.3809 | 478.3667 | 478.4022 | 478.4202 | 478.4238 | 478.3891 | 478.3279 | 0 | 0 | 0 | 0 | 0 | 0 | 0 | 0
F7_Residential_CZ3 - Single Family_Existing_Space Heating_Natural Gas_Boiler - Direct Fuel_Baseline Forecast | F7 | Residential | CZ3 - Single Family | Existing | Space Heating | Natural Gas | Boiler - Direct Fuel | Baseline Forecast | Avg. Replacement Demand (S) | 0 | 0 | 0 | 0 | 0 | 0 | 0 | 0 | 0 | 0 | 0 | 0 | 0 | 0 | 0 | 0 | 0 | 0 | 0 | 0 | 0 | 0 | 0 | 0 | 0 | 0 | 0 | 0 | 0 | 0
F8_Residential_CZ3 - Single Family_Existing_Space Heating_Natural Gas_Boiler - Direct Fuel_Baseline Forecast | F8 | Residential | CZ3 - Single Family | Existing | Space Heating | Natural Gas | Boiler - Direct Fuel | Baseline Forecast | Avg. Replacement Demand (W) | 0 | 0 | 0 | 0 | 0 | 0 | 0 | 0 | 0 | 0 | 0 | 0 | 0 | 0 | 0 | 0 | 0 | 0 | 0 | 0 | 0 | 0 | 0 | 0 | 0 | 0 | 0 | 0 | 0 | 0
F1_Residential_CZ3 - Single Family_Existing_Secondary Heating_Natural Gas_Fireplace_Baseline Forecast | F1 | Residential | CZ3 - Single Family | Existing | Secondary Heating | Natural Gas | Fireplace | Baseline Forecast | Units | 17257.0544 | 17229.4431 | 17201.876 | 17174.353 | 17146.874 | 17119.439 | 17092.0479 | 17064.7006 | 17037.3971 | 17010.1373 | 16982.921 | 16955.7484 | 16928.6192 | 16901.5334 | 16874.4909 | 16847.4917 | 16820.5358 | 16793.6229 | 16766.7531 | 16739.9263 | 16713.1424 | 16686.4014 | 0 | 0 | 0 | 0 | 0 | 0 | 0 | 0
F2_Residential_CZ3 - Single Family_Existing_Secondary Heating_Natural Gas_Fireplace_Baseline Forecast | F2 | Residential | CZ3 - Single Family | Existing | Secondary Heating | Natural Gas | Fireplace | Baseline Forecast | Usage (MMtherm) | 2.224 | 2.2205 | 2.2169 | 2.2134 | 2.2098 | 2.2063 | 2.2028 | 2.1992 | 2.1957 | 2.1922 | 2.1887 | 2.1852 | 2.1817 | 2.1782 | 2.1747 | 2.1712 | 2.1678 | 2.1643 | 2.1608 | 2.1574 | 2.1539 | 2.1505 | 0 | 0 | 0 | 0 | 0 | 0 | 0 | 0
F3_Residential_CZ3 - Single Family_Existing_Secondary Heating_Natural Gas_Fireplace_Baseline Forecast | F3 | Residential | CZ3 - Single Family | Existing | Secondary Heating | Natural Gas | Fireplace | Baseline Forecast | Peak Demand (S) | 0 | 0 | 0 | 0 | 0 | 0 | 0 | 0 | 0 | 0 | 0 | 0 | 0 | 0 | 0 | 0 | 0 | 0 | 0 | 0 | 0 | 0 | 0 | 0 | 0 | 0 | 0 | 0 | 0 | 0
F4_Residential_CZ3 - Single Family_Existing_Secondary Heating_Natural Gas_Fireplace_Baseline Forecast | F4 | Residential | CZ3 - Single Family | Existing | Secondary Heating | Natural Gas | Fireplace | Baseline Forecast | Peak Demand (W) | 0 | 0 | 0 | 0 | 0 | 0 | 0 | 0 | 0 | 0 | 0 | 0 | 0 | 0 | 0 | 0 | 0 | 0 | 0 | 0 | 0 | 0 | 0 | 0 | 0 | 0 | 0 | 0 | 0 | 0
F5_Residential_CZ3 - Single Family_Existing_Secondary Heating_Natural Gas_Fireplace_Baseline Forecast | F5 | Residential | CZ3 - Single Family | Existing | Secondary Heating | Natural Gas | Fireplace | Baseline Forecast | Turnover | 0 | 721.6827 | 699.7057 | 679.687 | 661.446 | 644.8185 | 619.1178 | 595.7368 | 574.4612 | 555.0967 | 537.4669 | 561.226 | 582.6732 | 602.0222 | 634.9607 | 664.7152 | 691.58 | 691.6511 | 689.7683 | 686.2856 | 681.5081 | 675.6986 | 0 | 0 | 0 | 0 | 0 | 0 | 0 | 0
F6_Residential_CZ3 - Single Family_Existing_Secondary Heating_Natural Gas_Fireplace_Baseline Forecast | F6 | Residential | CZ3 - Single Family | Existing | Secondary Heating | Natural Gas | Fireplace | Baseline Forecast | Avg. Replacement Usage | 128.8766 | 128.8766 | 128.8766 | 128.8766 | 128.8766 | 128.8766 | 128.8766 | 128.8766 | 128.8766 | 128.8766 | 128.8766 | 128.8766 | 128.8766 | 128.8766 | 128.8766 | 128.8766 | 128.8766 | 128.8766 | 128.8766 | 128.8766 | 128.8766 | 128.8766 | 0 | 0 | 0 | 0 | 0 | 0 | 0 | 0
F7_Residential_CZ3 - Single Family_Existing_Secondary Heating_Natural Gas_Fireplace_Baseline Forecast | F7 | Residential | CZ3 - Single Family | Existing | Secondary Heating | Natural Gas | Fireplace | Baseline Forecast | Avg. Replacement Demand (S) | 0 | 0 | 0 | 0 | 0 | 0 | 0 | 0 | 0 | 0 | 0 | 0 | 0 | 0 | 0 | 0 | 0 | 0 | 0 | 0 | 0 | 0 | 0 | 0 | 0 | 0 | 0 | 0 | 0 | 0
F8_Residential_CZ3 - Single Family_Existing_Secondary Heating_Natural Gas_Fireplace_Baseline Forecast | F8 | Residential | CZ3 - Single Family | Existing | Secondary Heating | Natural Gas | Fireplace | Baseline Forecast | Avg. Replacement Demand (W) | 0 | 0 | 0 | 0 | 0 | 0 | 0 | 0 | 0 | 0 | 0 | 0 | 0 | 0 | 0 | 0 | 0 | 0 | 0 | 0 | 0 | 0 | 0 | 0 | 0 | 0 | 0 | 0 | 0 | 0
F1_Residential_CZ3 - Single Family_Existing_Water Heating_Natural Gas_Water Heater <= 55 gal._Baseline Forecast | F1 | Residential | CZ3 - Single Family | Existing | Water Heating | Natural Gas | Water Heater <= 55 gal. | Baseline Forecast | Units | 33081.6818 | 33028.7511 | 32975.9051 | 32923.1437 | 32870.4666 | 32817.8739 | 32765.3653 | 32712.9407 | 32660.6 | 32608.343 | 32556.1697 | 32504.0798 | 32452.0733 | 32400.15 | 32348.3097 | 32296.5524 | 32244.878 | 32193.2862 | 32141.7769 | 32090.3501 | 32039.0055 | 31987.7431 | 0 | 0 | 0 | 0 | 0 | 0 | 0 | 0
F2_Residential_CZ3 - Single Family_Existing_Water Heating_Natural Gas_Water Heater <= 55 gal._Baseline Forecast | F2 | Residential | CZ3 - Single Family | Existing | Water Heating | Natural Gas | Water Heater <= 55 gal. | Baseline Forecast | Usage (MMtherm) | 5.8885 | 5.7461 | 5.6105 | 5.4822 | 5.3616 | 5.2491 | 5.1447 | 5.0493 | 4.963 | 4.8856 | 4.8167 | 4.7567 | 4.7043 | 4.6584 | 4.6179 | 4.5823 | 4.5507 | 4.5225 | 4.4973 | 4.4746 | 4.4541 | 4.4354 | 0 | 0 | 0 | 0 | 0 | 0 | 0 | 0
F3_Residential_CZ3 - Single Family_Existing_Water Heating_Natural Gas_Water Heater <= 55 gal._Baseline Forecast | F3 | Residential | CZ3 - Single Family | Existing | Water Heating | Natural Gas | Water Heater <= 55 gal. | Baseline Forecast | Peak Demand (S) | 0 | 0 | 0 | 0 | 0 | 0 | 0 | 0 | 0 | 0 | 0 | 0 | 0 | 0 | 0 | 0 | 0 | 0 | 0 | 0 | 0 | 0 | 0 | 0 | 0 | 0 | 0 | 0 | 0 | 0
F4_Residential_CZ3 - Single Family_Existing_Water Heating_Natural Gas_Water Heater <= 55 gal._Baseline Forecast | F4 | Residential | CZ3 - Single Family | Existing | Water Heating | Natural Gas | Water Heater <= 55 gal. | Baseline Forecast | Peak Demand (W) | 0 | 0 | 0 | 0 | 0 | 0 | 0 | 0 | 0 | 0 | 0 | 0 | 0 | 0 | 0 | 0 | 0 | 0 | 0 | 0 | 0 | 0 | 0 | 0 | 0 | 0 | 0 | 0 | 0 | 0
F5_Residential_CZ3 - Single Family_Existing_Water Heating_Natural Gas_Water Heater <= 55 gal._Baseline Forecast | F5 | Residential | CZ3 - Single Family | Existing | Water Heating | Natural Gas | Water Heater <= 55 gal. | Baseline Forecast | Turnover | 0 | 1868.4321 | 1898.687 | 1924.0987 | 1945.3666 | 1963.0889 | 1977.7779 | 1959.722 | 1943.8426 | 1929.8268 | 1917.4062 | 1906.3516 | 1893.6597 | 1887.0451 | 1884.9513 | 1886.1447 | 1889.6535 | 1894.7181 | 1896.5178 | 2424.7434 | 2355.313 | 2292.7957 | 0 | 0 | 0 | 0 | 0 | 0 | 0 | 0
F6_Residential_CZ3 - Single Family_Existing_Water Heating_Natural Gas_Water Heater <= 55 gal._Baseline Forecast | F6 | Residential | CZ3 - Single Family | Existing | Water Heating | Natural Gas | Water Heater <= 55 gal. | Baseline Forecast | Avg. Replacement Usage | 136.7028 | 136.7189 | 136.7584 | 136.7878 | 136.8083 | 136.8302 | 136.805 | 136.7907 | 136.7864 | 136.7779 | 136.5925 | 136.5893 | 136.5637 | 136.5552 | 136.5482 | 136.5432 | 136.5385 | 136.5337 | 136.5293 | 136.5269 | 136.524 | 136.5188 | 0 | 0 | 0 | 0 | 0 | 0 | 0 | 0
F7_Residential_CZ3 - Single Family_Existing_Water Heating_Natural Gas_Water Heater <= 55 gal._Baseline Forecast | F7 | Residential | CZ3 - Single Family | Existing | Water Heating | Natural Gas | Water Heater <= 55 gal. | Baseline Forecast | Avg. Replacement Demand (S) | 0 | 0 | 0 | 0 | 0 | 0 | 0 | 0 | 0 | 0 | 0 | 0 | 0 | 0 | 0 | 0 | 0 | 0 | 0 | 0 | 0 | 0 | 0 | 0 | 0 | 0 | 0 | 0 | 0 | 0
F8_Residential_CZ3 - Single Family_Existing_Water Heating_Natural Gas_Water Heater <= 55 gal._Baseline Forecast | F8 | Residential | CZ3 - Single Family | Existing | Water Heating | Natural Gas | Water Heater <= 55 gal. | Baseline Forecast | Avg. Replacement Demand (W) | 0 | 0 | 0 | 0 | 0 | 0 | 0 | 0 | 0 | 0 | 0 | 0 | 0 | 0 | 0 | 0 | 0 | 0 | 0 | 0 | 0 | 0 | 0 | 0 | 0 | 0 | 0 | 0 | 0 | 0
F1_Residential_CZ3 - Single Family_Existing_Water Heating_Natural Gas_Water Heater > 55 gal._Baseline Forecast | F1 | Residential | CZ3 - Single Family | Existing | Water Heating | Natural Gas | Water Heater > 55 gal. | Baseline Forecast | Units | 4781.6097 | 4773.9591 | 4766.3208 | 4758.6947 | 4751.0808 | 4743.479 | 4735.8895 | 4728.312 | 4720.7467 | 4713.1935 | 4705.6524 | 4698.1234 | 4690.6064 | 4683.1014 | 4675.6085 | 4668.1275 | 4660.6585 | 4653.2014 | 4645.7563 | 4638.3231 | 4630.9018 | 4623.4923 | 0 | 0 | 0 | 0 | 0 | 0 | 0 | 0
F2_Residential_CZ3 - Single Family_Existing_Water Heating_Natural Gas_Water Heater > 55 gal._Baseline Forecast | F2 | Residential | CZ3 - Single Family | Existing | Water Heating | Natural Gas | Water Heater > 55 gal. | Baseline Forecast | Usage (MMtherm) | 0.87666 | 0.86338 | 0.8871 | 0.94239 | 1.0242 | 1.1285 | 1.2486 | 1.3825 | 1.5279 | 1.6821 | 1.8277 | 1.9813 | 2.1353 | 2.2833 | 2.42 | 2.5426 | 2.6495 | 2.7407 | 2.8161 | 2.8681 | 2.9012 | 2.9213 | 0 | 0 | 0 | 0 | 0 | 0 | 0 | 0
F3_Residential_CZ3 - Single Family_Existing_Water Heating_Natural Gas_Water Heater > 55 gal._Baseline Forecast | F3 | Residential | CZ3 - Single Family | Existing | Water Heating | Natural Gas | Water Heater > 55 gal. | Baseline Forecast | Peak Demand (S) | 0 | 0 | 0 | 0 | 0 | 0 | 0 | 0 | 0 | 0 | 0 | 0 | 0 | 0 | 0 | 0 | 0 | 0 | 0 | 0 | 0 | 0 | 0 | 0 | 0 | 0 | 0 | 0 | 0 | 0
F4_Residential_CZ3 - Single Family_Existing_Water Heating_Natural Gas_Water Heater > 55 gal._Baseline Forecast | F4 | Residential | CZ3 - Single Family | Existing | Water Heating | Natural Gas | Water Heater > 55 gal. | Baseline Forecast | Peak Demand (W) | 0 | 0 | 0 | 0 | 0 | 0 | 0 | 0 | 0 | 0 | 0 | 0 | 0 | 0 | 0 | 0 | 0 | 0 | 0 | 0 | 0 | 0 | 0 | 0 | 0 | 0 | 0 | 0 | 0 | 0
F5_Residential_CZ3 - Single Family_Existing_Water Heating_Natural Gas_Water Heater > 55 gal._Baseline Forecast | F5 | Residential | CZ3 - Single Family | Existing | Water Heating | Natural Gas | Water Heater > 55 gal. | Baseline Forecast | Turnover | 0 | 270.0622 | 495.9138 | 683.42 | 838.3134 | 965.9276 | 1070.3919 | 1154.549 | 1221.9216 | 1275.1818 | 1317.5761 | 1367.9168 | 1375.4785 | 1359.3221 | 1329.3026 | 1293.3965 | 1256.8438 | 1222.6095 | 1193.9584 | 1183.1317 | 1185.8369 | 1196.1441 | 0 | 0 | 0 | 0 | 0 | 0 | 0 | 0
F6_Residential_CZ3 - Single Family_Existing_Water Heating_Natural Gas_Water Heater > 55 gal._Baseline Forecast | F6 | Residential | CZ3 - Single Family | Existing | Water Heating | Natural Gas | Water Heater > 55 gal. | Baseline Forecast | Avg. Replacement Usage | 157.2082 | 158.2958 | 160.9497 | 162.9334 | 164.3113 | 165.7892 | 164.0877 | 163.131 | 162.8383 | 162.269 | 149.7852 | 149.568 | 147.8464 | 147.2766 | 146.7999 | 146.4669 | 146.1517 | 145.8215 | 145.5254 | 145.3645 | 145.1707 | 144.8178 | 0 | 0 | 0 | 0 | 0 | 0 | 0 | 0
F7_Residential_CZ3 - Single Family_Existing_Water Heating_Natural Gas_Water Heater > 55 gal._Baseline Forecast | F7 | Residential | CZ3 - Single Family | Existing | Water Heating | Natural Gas | Water Heater > 55 gal. | Baseline Forecast | Avg. Replacement Demand (S) | 0 | 0 | 0 | 0 | 0 | 0 | 0 | 0 | 0 | 0 | 0 | 0 | 0 | 0 | 0 | 0 | 0 | 0 | 0 | 0 | 0 | 0 | 0 | 0 | 0 | 0 | 0 | 0 | 0 | 0
F8_Residential_CZ3 - Single Family_Existing_Water Heating_Natural Gas_Water Heater > 55 gal._Baseline Forecast | F8 | Residential | CZ3 - Single Family | Existing | Water Heating | Natural Gas | Water Heater > 55 gal. | Baseline Forecast | Avg. Replacement Demand (W) | 0 | 0 | 0 | 0 | 0 | 0 | 0 | 0 | 0 | 0 | 0 | 0 | 0 | 0 | 0 | 0 | 0 | 0 | 0 | 0 | 0 | 0 | 0 | 0 | 0 | 0 | 0 | 0 | 0 | 0
F1_Residential_CZ3 - Single Family_Existing_Appliances_Natural Gas_Clothes Dryer_Baseline Forecast | F1 | Residential | CZ3 - Single Family | Existing | Appliances | Natural Gas | Clothes Dryer | Baseline Forecast | Units | 1940.4097 | 1937.305 | 1934.2053 | 1931.1106 | 1928.0208 | 1924.936 | 1921.8561 | 1918.7811 | 1915.7111 | 1912.6459 | 1909.5857 | 1906.5304 | 1903.4799 | 1900.4343 | 1897.3936 | 1894.3578 | 1891.3268 | 1888.3007 | 1885.2794 | 1882.263 | 1879.2514 | 1876.2446 | 0 | 0 | 0 | 0 | 0 | 0 | 0 | 0
F2_Residential_CZ3 - Single Family_Existing_Appliances_Natural Gas_Clothes Dryer_Baseline Forecast | F2 | Residential | CZ3 - Single Family | Existing | Appliances | Natural Gas | Clothes Dryer | Baseline Forecast | Usage (MMtherm) | 0.054464 | 0.053811 | 0.05316 | 0.052514 | 0.051879 | 0.051259 | 0.050657 | 0.050088 | 0.049551 | 0.049046 | 0.048571 | 0.048128 | 0.047713 | 0.047326 | 0.046963 | 0.046623 | 0.046305 | 0.046005 | 0.045724 | 0.045458 | 0.045209 | 0.044973 | 0 | 0 | 0 | 0 | 0 | 0 | 0 | 0
F3_Residential_CZ3 - Single Family_Existing_Appliances_Natural Gas_Clothes Dryer_Baseline Forecast | F3 | Residential | CZ3 - Single Family | Existing | Appliances | Natural Gas | Clothes Dryer | Baseline Forecast | Peak Demand (S) | 0 | 0 | 0 | 0 | 0 | 0 | 0 | 0 | 0 | 0 | 0 | 0 | 0 | 0 | 0 | 0 | 0 | 0 | 0 | 0 | 0 | 0 | 0 | 0 | 0 | 0 | 0 | 0 | 0 | 0
F4_Residential_CZ3 - Single Family_Existing_Appliances_Natural Gas_Clothes Dryer_Baseline Forecast | F4 | Residential | CZ3 - Single Family | Existing | Appliances | Natural Gas | Clothes Dryer | Baseline Forecast | Peak Demand (W) | 0 | 0 | 0 | 0 | 0 | 0 | 0 | 0 | 0 | 0 | 0 | 0 | 0 | 0 | 0 | 0 | 0 | 0 | 0 | 0 | 0 | 0 | 0 | 0 | 0 | 0 | 0 | 0 | 0 | 0
F5_Residential_CZ3 - Single Family_Existing_Appliances_Natural Gas_Clothes Dryer_Baseline Forecast | F5 | Residential | CZ3 - Single Family | Existing | Appliances | Natural Gas | Clothes Dryer | Baseline Forecast | Turnover | 0 | 69.38 | 74.7243 | 79.6325 | 84.1386 | 88.2742 | 92.0684 | 89.9289 | 87.9489 | 86.1161 | 84.4189 | 82.8467 | 81.5952 | 80.8458 | 80.5261 | 80.5721 | 80.927 | 81.5408 | 81.9449 | 82.1676 | 82.2343 | 82.1675 | 0 | 0 | 0 | 0 | 0 | 0 | 0 | 0
F6_Residential_CZ3 - Single Family_Existing_Appliances_Natural Gas_Clothes Dryer_Baseline Forecast | F6 | Residential | CZ3 - Single Family | Existing | Appliances | Natural Gas | Clothes Dryer | Baseline Forecast | Avg. Replacement Usage | 22.9554 | 22.9561 | 22.9565 | 22.9569 | 22.9571 | 22.9573 | 22.957 | 22.9569 | 22.9568 | 22.9567 | 22.9326 | 22.9347 | 22.9303 | 22.9289 | 22.9277 | 22.9269 | 22.9261 | 22.9253 | 22.9246 | 22.9242 | 22.9237 | 22.9229 | 0 | 0 | 0 | 0 | 0 | 0 | 0 | 0
F7_Residential_CZ3 - Single Family_Existing_Appliances_Natural Gas_Clothes Dryer_Baseline Forecast | F7 | Residential | CZ3 - Single Family | Existing | Appliances | Natural Gas | Clothes Dryer | Baseline Forecast | Avg. Replacement Demand (S) | 0 | 0 | 0 | 0 | 0 | 0 | 0 | 0 | 0 | 0 | 0 | 0 | 0 | 0 | 0 | 0 | 0 | 0 | 0 | 0 | 0 | 0 | 0 | 0 | 0 | 0 | 0 | 0 | 0 | 0
F8_Residential_CZ3 - Single Family_Existing_Appliances_Natural Gas_Clothes Dryer_Baseline Forecast | F8 | Residential | CZ3 - Single Family | Existing | Appliances | Natural Gas | Clothes Dryer | Baseline Forecast | Avg. Replacement Demand (W) | 0 | 0 | 0 | 0 | 0 | 0 | 0 | 0 | 0 | 0 | 0 | 0 | 0 | 0 | 0 | 0 | 0 | 0 | 0 | 0 | 0 | 0 | 0 | 0 | 0 | 0 | 0 | 0 | 0 | 0
F1_Residential_CZ3 - Single Family_Existing_Appliances_Natural Gas_Stove/Oven_Baseline Forecast | F1 | Residential | CZ3 - Single Family | Existing | Appliances | Natural Gas | Stove/Oven | Baseline Forecast | Units | 12799.9237 | 12779.4438 | 12758.9967 | 12738.5823 | 12718.2006 | 12697.8514 | 12677.5349 | 12657.2508 | 12636.9992 | 12616.78 | 12596.5932 | 12576.4386 | 12556.3163 | 12536.2262 | 12516.1682 | 12496.1424 | 12476.1486 | 12456.1867 | 12436.2568 | 12416.3588 | 12396.4926 | 12376.6582 | 0 | 0 | 0 | 0 | 0 | 0 | 0 | 0
F2_Residential_CZ3 - Single Family_Existing_Appliances_Natural Gas_Stove/Oven_Baseline Forecast | F2 | Residential | CZ3 - Single Family | Existing | Appliances | Natural Gas | Stove/Oven | Baseline Forecast | Usage (MMtherm) | 0.69691 | 0.6892 | 0.68216 | 0.67571 | 0.66983 | 0.66446 | 0.65957 | 0.65513 | 0.65111 | 0.64749 | 0.64417 | 0.64116 | 0.63841 | 0.6359 | 0.63358 | 0.63143 | 0.62943 | 0.62755 | 0.62574 | 0.62404 | 0.62243 | 0.6209 | 0 | 0 | 0 | 0 | 0 | 0 | 0 | 0
F3_Residential_CZ3 - Single Family_Existing_Appliances_Natural Gas_Stove/Oven_Baseline Forecast | F3 | Residential | CZ3 - Single Family | Existing | Appliances | Natural Gas | Stove/Oven | Baseline Forecast | Peak Demand (S) | 0 | 0 | 0 | 0 | 0 | 0 | 0 | 0 | 0 | 0 | 0 | 0 | 0 | 0 | 0 | 0 | 0 | 0 | 0 | 0 | 0 | 0 | 0 | 0 | 0 | 0 | 0 | 0 | 0 | 0
F4_Residential_CZ3 - Single Family_Existing_Appliances_Natural Gas_Stove/Oven_Baseline Forecast | F4 | Residential | CZ3 - Single Family | Existing | Appliances | Natural Gas | Stove/Oven | Baseline Forecast | Peak Demand (W) | 0 | 0 | 0 | 0 | 0 | 0 | 0 | 0 | 0 | 0 | 0 | 0 | 0 | 0 | 0 | 0 | 0 | 0 | 0 | 0 | 0 | 0 | 0 | 0 | 0 | 0 | 0 | 0 | 0 | 0
F5_Residential_CZ3 - Single Family_Existing_Appliances_Natural Gas_Stove/Oven_Baseline Forecast | F5 | Residential | CZ3 - Single Family | Existing | Appliances | Natural Gas | Stove/Oven | Baseline Forecast | Turnover | 0 | 936.591 | 901.8243 | 871.9114 | 846.1525 | 821.4232 | 800.1049 | 781.7059 | 765.8053 | 752.0431 | 740.1111 | 765.0392 | 781.4842 | 791.352 | 796.1751 | 796.826 | 794.386 | 789.7111 | 1049.0295 | 994.0249 | 946.6365 | 910.7518 | 0 | 0 | 0 | 0 | 0 | 0 | 0 | 0
F6_Residential_CZ3 - Single Family_Existing_Appliances_Natural Gas_Stove/Oven_Baseline Forecast | F6 | Residential | CZ3 - Single Family | Existing | Appliances | Natural Gas | Stove/Oven | Baseline Forecast | Avg. Replacement Usage | 50.0841 | 50.0876 | 50.0918 | 50.0949 | 50.097 | 50.0993 | 50.0965 | 50.0949 | 50.0944 | 50.0934 | 49.9813 | 49.9776 | 49.9573 | 49.9507 | 49.9452 | 49.9414 | 49.9378 | 49.934 | 49.9307 | 49.9289 | 49.9267 | 49.9228 | 0 | 0 | 0 | 0 | 0 | 0 | 0 | 0
F7_Residential_CZ3 - Single Family_Existing_Appliances_Natural Gas_Stove/Oven_Baseline Forecast | F7 | Residential | CZ3 - Single Family | Existing | Appliances | Natural Gas | Stove/Oven | Baseline Forecast | Avg. Replacement Demand (S) | 0 | 0 | 0 | 0 | 0 | 0 | 0 | 0 | 0 | 0 | 0 | 0 | 0 | 0 | 0 | 0 | 0 | 0 | 0 | 0 | 0 | 0 | 0 | 0 | 0 | 0 | 0 | 0 | 0 | 0
F8_Residential_CZ3 - Single Family_Existing_Appliances_Natural Gas_Stove/Oven_Baseline Forecast | F8 | Residential | CZ3 - Single Family | Existing | Appliances | Natural Gas | Stove/Oven | Baseline Forecast | Avg. Replacement Demand (W) | 0 | 0 | 0 | 0 | 0 | 0 | 0 | 0 | 0 | 0 | 0 | 0 | 0 | 0 | 0 | 0 | 0 | 0 | 0 | 0 | 0 | 0 | 0 | 0 | 0 | 0 | 0 | 0 | 0 | 0
F1_Residential_CZ3 - Single Family_Existing_Miscellaneous_Natural Gas_Pool Heater_Baseline Forecast | F1 | Residential | CZ3 - Single Family | Existing | Miscellaneous | Natural Gas | Pool Heater | Baseline Forecast | Units | 908.0536 | 906.6007 | 905.1502 | 903.7019 | 902.256 | 900.8124 | 899.3711 | 897.9321 | 896.4954 | 895.061 | 893.6289 | 892.1991 | 890.7716 | 889.3464 | 887.9234 | 886.5027 | 885.0843 | 883.6682 | 882.2543 | 880.8427 | 879.4334 | 878.0263 | 0 | 0 | 0 | 0 | 0 | 0 | 0 | 0
F2_Residential_CZ3 - Single Family_Existing_Miscellaneous_Natural Gas_Pool Heater_Baseline Forecast | F2 | Residential | CZ3 - Single Family | Existing | Miscellaneous | Natural Gas | Pool Heater | Baseline Forecast | Usage (MMtherm) | 0.11862 | 0.11842 | 0.11822 | 0.11802 | 0.11782 | 0.11762 | 0.11743 | 0.11723 | 0.11704 | 0.11684 | 0.11665 | 0.11646 | 0.11627 | 0.11608 | 0.11589 | 0.1157 | 0.11551 | 0.11532 | 0.11514 | 0.11495 | 0.11476 | 0.11458 | 0 | 0 | 0 | 0 | 0 | 0 | 0 | 0
F3_Residential_CZ3 - Single Family_Existing_Miscellaneous_Natural Gas_Pool Heater_Baseline Forecast | F3 | Residential | CZ3 - Single Family | Existing | Miscellaneous | Natural Gas | Pool Heater | Baseline Forecast | Peak Demand (S) | 0 | 0 | 0 | 0 | 0 | 0 | 0 | 0 | 0 | 0 | 0 | 0 | 0 | 0 | 0 | 0 | 0 | 0 | 0 | 0 | 0 | 0 | 0 | 0 | 0 | 0 | 0 | 0 | 0 | 0
F4_Residential_CZ3 - Single Family_Existing_Miscellaneous_Natural Gas_Pool Heater_Baseline Forecast | F4 | Residential | CZ3 - Single Family | Existing | Miscellaneous | Natural Gas | Pool Heater | Baseline Forecast | Peak Demand (W) | 0 | 0 | 0 | 0 | 0 | 0 | 0 | 0 | 0 | 0 | 0 | 0 | 0 | 0 | 0 | 0 | 0 | 0 | 0 | 0 | 0 | 0 | 0 | 0 | 0 | 0 | 0 | 0 | 0 | 0
F5_Residential_CZ3 - Single Family_Existing_Miscellaneous_Natural Gas_Pool Heater_Baseline Forecast | F5 | Residential | CZ3 - Single Family | Existing | Miscellaneous | Natural Gas | Pool Heater | Baseline Forecast | Turnover | 0 | 72.9628 | 68.1118 | 63.7058 | 59.7037 | 56.0682 | 52.7656 | 54.4615 | 55.564 | 56.168 | 56.3558 | 56.199 | 55.7592 | 55.5128 | 55.3884 | 55.3299 | 55.2937 | 55.2467 | 77.7884 | 74.1339 | 70.9414 | 68.1616 | 0 | 0 | 0 | 0 | 0 | 0 | 0 | 0
F6_Residential_CZ3 - Single Family_Existing_Miscellaneous_Natural Gas_Pool Heater_Baseline Forecast | F6 | Residential | CZ3 - Single Family | Existing | Miscellaneous | Natural Gas | Pool Heater | Baseline Forecast | Avg. Replacement Usage | 130.4755 | 130.4755 | 130.4755 | 130.4755 | 130.4755 | 130.4755 | 130.4755 | 130.4755 | 130.4755 | 130.4755 | 130.4755 | 130.4755 | 130.4755 | 130.4755 | 130.4755 | 130.4755 | 130.4755 | 130.4755 | 130.4755 | 130.4755 | 130.4755 | 130.4755 | 0 | 0 | 0 | 0 | 0 | 0 | 0 | 0
F7_Residential_CZ3 - Single Family_Existing_Miscellaneous_Natural Gas_Pool Heater_Baseline Forecast | F7 | Residential | CZ3 - Single Family | Existing | Miscellaneous | Natural Gas | Pool Heater | Baseline Forecast | Avg. Replacement Demand (S) | 0 | 0 | 0 | 0 | 0 | 0 | 0 | 0 | 0 | 0 | 0 | 0 | 0 | 0 | 0 | 0 | 0 | 0 | 0 | 0 | 0 | 0 | 0 | 0 | 0 | 0 | 0 | 0 | 0 | 0
F8_Residential_CZ3 - Single Family_Existing_Miscellaneous_Natural Gas_Pool Heater_Baseline Forecast | F8 | Residential | CZ3 - Single Family | Existing | Miscellaneous | Natural Gas | Pool Heater | Baseline Forecast | Avg. Replacement Demand (W) | 0 | 0 | 0 | 0 | 0 | 0 | 0 | 0 | 0 | 0 | 0 | 0 | 0 | 0 | 0 | 0 | 0 | 0 | 0 | 0 | 0 | 0 | 0 | 0 | 0 | 0 | 0 | 0 | 0 | 0
F1_Residential_CZ3 - Single Family_Existing_Miscellaneous_Natural Gas_Miscellaneous_Baseline Forecast | F1 | Residential | CZ3 - Single Family | Existing | Miscellaneous | Natural Gas | Miscellaneous | Baseline Forecast | Units | 57136.3474 | 57044.9292 | 56953.6573 | 56862.5315 | 56771.5514 | 56680.717 | 56590.0278 | 56499.4838 | 56409.0846 | 56318.8301 | 56228.7199 | 56138.754 | 56048.932 | 55959.2537 | 55869.7189 | 55780.3273 | 55691.0788 | 55601.9731 | 55513.0099 | 55424.1891 | 55335.5104 | 55246.9736 | 0 | 0 | 0 | 0 | 0 | 0 | 0 | 0
F2_Residential_CZ3 - Single Family_Existing_Miscellaneous_Natural Gas_Miscellaneous_Baseline Forecast | F2 | Residential | CZ3 - Single Family | Existing | Miscellaneous | Natural Gas | Miscellaneous | Baseline Forecast | Usage (MMtherm) | 0.22085 | 0.2205 | 0.22015 | 0.2198 | 0.21944 | 0.21909 | 0.21874 | 0.21839 | 0.21804 | 0.21769 | 0.21735 | 0.217 | 0.21665 | 0.2163 | 0.21596 | 0.21561 | 0.21527 | 0.21492 | 0.21458 | 0.21424 | 0.21389 | 0.21355 | 0 | 0 | 0 | 0 | 0 | 0 | 0 | 0
F3_Residential_CZ3 - Single Family_Existing_Miscellaneous_Natural Gas_Miscellaneous_Baseline Forecast | F3 | Residential | CZ3 - Single Family | Existing | Miscellaneous | Natural Gas | Miscellaneous | Baseline Forecast | Peak Demand (S) | 0 | 0 | 0 | 0 | 0 | 0 | 0 | 0 | 0 | 0 | 0 | 0 | 0 | 0 | 0 | 0 | 0 | 0 | 0 | 0 | 0 | 0 | 0 | 0 | 0 | 0 | 0 | 0 | 0 | 0
F4_Residential_CZ3 - Single Family_Existing_Miscellaneous_Natural Gas_Miscellaneous_Baseline Forecast | F4 | Residential | CZ3 - Single Family | Existing | Miscellaneous | Natural Gas | Miscellaneous | Baseline Forecast | Peak Demand (W) | 0 | 0 | 0 | 0 | 0 | 0 | 0 | 0 | 0 | 0 | 0 | 0 | 0 | 0 | 0 | 0 | 0 | 0 | 0 | 0 | 0 | 0 | 0 | 0 | 0 | 0 | 0 | 0 | 0 | 0
F5_Residential_CZ3 - Single Family_Existing_Miscellaneous_Natural Gas_Miscellaneous_Baseline Forecast | F5 | Residential | CZ3 - Single Family | Existing | Miscellaneous | Natural Gas | Miscellaneous | Baseline Forecast | Turnover | 0 | 0 | 1898.4552 | 3474.9325 | 4783.5289 | 5869.2533 | 6769.553 | 5632.2681 | 4999.4308 | 4733.1442 | 4727.6077 | 4902.2251 | 5196.1221 | 5252.9093 | 5715.4323 | 5968.9782 | 6106.3673 | 6189.0572 | 6256.0815 | 5763.7841 | 5568.1474 | 5547.3047 | 0 | 0 | 0 | 0 | 0 | 0 | 0 | 0
F6_Residential_CZ3 - Single Family_Existing_Miscellaneous_Natural Gas_Miscellaneous_Baseline Forecast | F6 | Residential | CZ3 - Single Family | Existing | Miscellaneous | Natural Gas | Miscellaneous | Baseline Forecast | Avg. Replacement Usage | 3.8654 | 3.8654 | 3.8654 | 3.8654 | 3.8654 | 3.8654 | 3.8654 | 3.8654 | 3.8654 | 3.8654 | 3.8654 | 3.8654 | 3.8654 | 3.8654 | 3.8654 | 3.8654 | 3.8654 | 3.8654 | 3.8654 | 3.8654 | 3.8654 | 3.8654 | 0 | 0 | 0 | 0 | 0 | 0 | 0 | 0
F7_Residential_CZ3 - Single Family_Existing_Miscellaneous_Natural Gas_Miscellaneous_Baseline Forecast | F7 | Residential | CZ3 - Single Family | Existing | Miscellaneous | Natural Gas | Miscellaneous | Baseline Forecast | Avg. Replacement Demand (S) | 0 | 0 | 0 | 0 | 0 | 0 | 0 | 0 | 0 | 0 | 0 | 0 | 0 | 0 | 0 | 0 | 0 | 0 | 0 | 0 | 0 | 0 | 0 | 0 | 0 | 0 | 0 | 0 | 0 | 0
F8_Residential_CZ3 - Single Family_Existing_Miscellaneous_Natural Gas_Miscellaneous_Baseline Forecast | F8 | Residential | CZ3 - Single Family | Existing | Miscellaneous | Natural Gas | Miscellaneous | Baseline Forecast | Avg. Replacement Demand (W) | 0 | 0 | 0 | 0 | 0 | 0 | 0 | 0 | 0 | 0 | 0 | 0 | 0 | 0 | 0 | 0 | 0 | 0 | 0 | 0 | 0 | 0 | 0 | 0 | 0 | 0 | 0 | 0 | 0 | 0
F1_Residential_CZ3 - Single Family_New_Space Heating_Natural Gas_Furnace - Direct Fuel_Baseline Forecast | F1 | Residential | CZ3 - Single Family | New | Space Heating | Natural Gas | Furnace - Direct Fuel | Baseline Forecast | Units | 0 | 2014.9855 | 4029.8347 | 5116.3822 | 6176.8139 | 7233.4361 | 8285.638 | 9336.0082 | 10376.0752 | 11407.1113 | 12430.5339 | 13446.1658 | 14451.9755 | 15445.704 | 16428.4875 | 17397.4359 | 18357.9716 | 19307.5053 | 20246.0377 | 21175.0951 | 22093.8342 | 22917.5877 | 0 | 0 | 0 | 0 | 0 | 0 | 0 | 0
F2_Residential_CZ3 - Single Family_New_Space Heating_Natural Gas_Furnace - Direct Fuel_Baseline Forecast | F2 | Residential | CZ3 - Single Family | New | Space Heating | Natural Gas | Furnace - Direct Fuel | Baseline Forecast | Usage (MMtherm) | 0 | 0.79324 | 1.5864 | 2.0141 | 2.4313 | 2.797 | 3.1612 | 3.5247 | 3.8847 | 4.2415 | 4.5957 | 4.9472 | 5.2897 | 5.6226 | 5.9494 | 6.2693 | 6.5871 | 6.902 | 7.2138 | 7.5232 | 7.8297 | 8.1039 | 0 | 0 | 0 | 0 | 0 | 0 | 0 | 0
F3_Residential_CZ3 - Single Family_New_Space Heating_Natural Gas_Furnace - Direct Fuel_Baseline Forecast | F3 | Residential | CZ3 - Single Family | New | Space Heating | Natural Gas | Furnace - Direct Fuel | Baseline Forecast | Peak Demand (S) | 0 | 0 | 0 | 0 | 0 | 0 | 0 | 0 | 0 | 0 | 0 | 0 | 0 | 0 | 0 | 0 | 0 | 0 | 0 | 0 | 0 | 0 | 0 | 0 | 0 | 0 | 0 | 0 | 0 | 0
F4_Residential_CZ3 - Single Family_New_Space Heating_Natural Gas_Furnace - Direct Fuel_Baseline Forecast | F4 | Residential | CZ3 - Single Family | New | Space Heating | Natural Gas | Furnace - Direct Fuel | Baseline Forecast | Peak Demand (W) | 0 | 0 | 0 | 0 | 0 | 0 | 0 | 0 | 0 | 0 | 0 | 0 | 0 | 0 | 0 | 0 | 0 | 0 | 0 | 0 | 0 | 0 | 0 | 0 | 0 | 0 | 0 | 0 | 0 | 0
F5_Residential_CZ3 - Single Family_New_Space Heating_Natural Gas_Furnace - Direct Fuel_Baseline Forecast | F5 | Residential | CZ3 - Single Family | New | Space Heating | Natural Gas | Furnace - Direct Fuel | Baseline Forecast | Turnover | 0 | 2014.9855 | 2014.8492 | 1086.5475 | 1060.4317 | 1056.6223 | 1052.2019 | 1050.3702 | 1040.067 | 1031.0361 | 1023.4226 | 1015.6319 | 1124.3383 | 1223.8053 | 1263.2409 | 1295.2867 | 1329.8319 | 1359.0007 | 1385.6997 | 1411.1011 | 1433.0765 | 1368.0371 | 0 | 0 | 0 | 0 | 0 | 0 | 0 | 0
F6_Residential_CZ3 - Single Family_New_Space Heating_Natural Gas_Furnace - Direct Fuel_Baseline Forecast | F6 | Residential | CZ3 - Single Family | New | Space Heating | Natural Gas | Furnace - Direct Fuel | Baseline Forecast | Avg. Replacement Usage | 393.6465 | 393.6724 | 393.6456 | 393.6289 | 393.426 | 346.1052 | 346.1043 | 346.1034 | 346.1024 | 346.101 | 346.0965 | 346.0947 | 346.0923 | 346.0901 | 346.0876 | 346.0849 | 346.0821 | 346.0792 | 346.0761 | 346.0728 | 346.0694 | 346.0656 | 0 | 0 | 0 | 0 | 0 | 0 | 0 | 0
F7_Residential_CZ3 - Single Family_New_Space Heating_Natural Gas_Furnace - Direct Fuel_Baseline Forecast | F7 | Residential | CZ3 - Single Family | New | Space Heating | Natural Gas | Furnace - Direct Fuel | Baseline Forecast | Avg. Replacement Demand (S) | 0 | 0 | 0 | 0 | 0 | 0 | 0 | 0 | 0 | 0 | 0 | 0 | 0 | 0 | 0 | 0 | 0 | 0 | 0 | 0 | 0 | 0 | 0 | 0 | 0 | 0 | 0 | 0 | 0 | 0
F8_Residential_CZ3 - Single Family_New_Space Heating_Natural Gas_Furnace - Direct Fuel_Baseline Forecast | F8 | Residential | CZ3 - Single Family | New | Space Heating | Natural Gas | Furnace - Direct Fuel | Baseline Forecast | Avg. Replacement Demand (W) | 0 | 0 | 0 | 0 | 0 | 0 | 0 | 0 | 0 | 0 | 0 | 0 | 0 | 0 | 0 | 0 | 0 | 0 | 0 | 0 | 0 | 0 | 0 | 0 | 0 | 0 | 0 | 0 | 0 | 0
F1_Residential_CZ3 - Single Family_New_Space Heating_Natural Gas_Boiler - Direct Fuel_Baseline Forecast | F1 | Residential | CZ3 - Single Family | New | Space Heating | Natural Gas | Boiler - Direct Fuel | Baseline Forecast | Units | 0 | 0.15727 | 11.5191 | 17.6463 | 23.6261 | 29.5845 | 35.5179 | 41.441 | 47.306 | 53.1201 | 58.8913 | 64.6185 | 70.2903 | 75.894 | 81.436 | 86.9 | 92.3165 | 97.671 | 102.9634 | 108.2025 | 113.3833 | 118.0285 | 0 | 0 | 0 | 0 | 0 | 0 | 0 | 0
F2_Residential_CZ3 - Single Family_New_Space Heating_Natural Gas_Boiler - Direct Fuel_Baseline Forecast | F2 | Residential | CZ3 - Single Family | New | Space Heating | Natural Gas | Boiler - Direct Fuel | Baseline Forecast | Usage (MMtherm) | 0 | 5.8393e-05 | 0.0045649 | 0.0069951 | 0.0093663 | 0.011728 | 0.014081 | 0.016429 | 0.018753 | 0.021058 | 0.023344 | 0.025613 | 0.02786 | 0.030078 | 0.032272 | 0.034433 | 0.036575 | 0.03869 | 0.04078 | 0.042847 | 0.044891 | 0.046721 | 0 | 0 | 0 | 0 | 0 | 0 | 0 | 0
F3_Residential_CZ3 - Single Family_New_Space Heating_Natural Gas_Boiler - Direct Fuel_Baseline Forecast | F3 | Residential | CZ3 - Single Family | New | Space Heating | Natural Gas | Boiler - Direct Fuel | Baseline Forecast | Peak Demand (S) | 0 | 0 | 0 | 0 | 0 | 0 | 0 | 0 | 0 | 0 | 0 | 0 | 0 | 0 | 0 | 0 | 0 | 0 | 0 | 0 | 0 | 0 | 0 | 0 | 0 | 0 | 0 | 0 | 0 | 0
F4_Residential_CZ3 - Single Family_New_Space Heating_Natural Gas_Boiler - Direct Fuel_Baseline Forecast | F4 | Residential | CZ3 - Single Family | New | Space Heating | Natural Gas | Boiler - Direct Fuel | Baseline Forecast | Peak Demand (W) | 0 | 0 | 0 | 0 | 0 | 0 | 0 | 0 | 0 | 0 | 0 | 0 | 0 | 0 | 0 | 0 | 0 | 0 | 0 | 0 | 0 | 0 | 0 | 0 | 0 | 0 | 0 | 0 | 0 | 0
F5_Residential_CZ3 - Single Family_New_Space Heating_Natural Gas_Boiler - Direct Fuel_Baseline Forecast | F5 | Residential | CZ3 - Single Family | New | Space Heating | Natural Gas | Boiler - Direct Fuel | Baseline Forecast | Turnover | 0 | 0.15727 | 11.3619 | 6.1271 | 5.9798 | 5.9584 | 5.9334 | 5.9231 | 5.865 | 5.8141 | 5.7712 | 5.7272 | 5.6793 | 6.1519 | 6.3558 | 6.5238 | 6.7096 | 6.8686 | 7.0165 | 7.1602 | 7.2874 | 6.9263 | 0 | 0 | 0 | 0 | 0 | 0 | 0 | 0
F6_Residential_CZ3 - Single Family_New_Space Heating_Natural Gas_Boiler - Direct Fuel_Baseline Forecast | F6 | Residential | CZ3 - Single Family | New | Space Heating | Natural Gas | Boiler - Direct Fuel | Baseline Forecast | Avg. Replacement Usage | 399.3647 | 5.139 | 396.6338 | 396.6322 | 396.5356 | 396.4415 | 396.4438 | 396.4346 | 396.3221 | 396.3135 | 396.2266 | 396.1518 | 396.0658 | 395.9443 | 395.8581 | 395.7875 | 395.623 | 395.3062 | 395.2074 | 395.1079 | 394.9925 | 394.8132 | 0 | 0 | 0 | 0 | 0 | 0 | 0 | 0
F7_Residential_CZ3 - Single Family_New_Space Heating_Natural Gas_Boiler - Direct Fuel_Baseline Forecast | F7 | Residential | CZ3 - Single Family | New | Space Heating | Natural Gas | Boiler - Direct Fuel | Baseline Forecast | Avg. Replacement Demand (S) | 0 | 0 | 0 | 0 | 0 | 0 | 0 | 0 | 0 | 0 | 0 | 0 | 0 | 0 | 0 | 0 | 0 | 0 | 0 | 0 | 0 | 0 | 0 | 0 | 0 | 0 | 0 | 0 | 0 | 0
F8_Residential_CZ3 - Single Family_New_Space Heating_Natural Gas_Boiler - Direct Fuel_Baseline Forecast | F8 | Residential | CZ3 - Single Family | New | Space Heating | Natural Gas | Boiler - Direct Fuel | Baseline Forecast | Avg. Replacement Demand (W) | 0 | 0 | 0 | 0 | 0 | 0 | 0 | 0 | 0 | 0 | 0 | 0 | 0 | 0 | 0 | 0 | 0 | 0 | 0 | 0 | 0 | 0 | 0 | 0 | 0 | 0 | 0 | 0 | 0 | 0
F1_Residential_CZ3 - Single Family_New_Secondary Heating_Natural Gas_Fireplace_Baseline Forecast | F1 | Residential | CZ3 - Single Family | New | Secondary Heating | Natural Gas | Fireplace | Baseline Forecast | Units | 0 | 1306.675 | 2613.2616 | 3317.8644 | 4005.5317 | 4690.7286 | 5373.059 | 6054.2016 | 6728.6628 | 7397.2677 | 8060.9353 | 8719.5509 | 9371.797 | 10016.2086 | 10653.5227 | 11281.865 | 11904.7519 | 12520.5041 | 13129.1223 | 13731.5962 | 14327.3788 | 14861.5654 | 0 | 0 | 0 | 0 | 0 | 0 | 0 | 0
F2_Residential_CZ3 - Single Family_New_Secondary Heating_Natural Gas_Fireplace_Baseline Forecast | F2 | Residential | CZ3 - Single Family | New | Secondary Heating | Natural Gas | Fireplace | Baseline Forecast | Usage (MMtherm) | 0 | 0.1684 | 0.33679 | 0.4276 | 0.51622 | 0.60453 | 0.69246 | 0.78025 | 0.86717 | 0.95334 | 1.0389 | 1.1237 | 1.2078 | 1.2909 | 1.373 | 1.454 | 1.5342 | 1.6136 | 1.692 | 1.7697 | 1.8465 | 1.9153 | 0 | 0 | 0 | 0 | 0 | 0 | 0 | 0
F3_Residential_CZ3 - Single Family_New_Secondary Heating_Natural Gas_Fireplace_Baseline Forecast | F3 | Residential | CZ3 - Single Family | New | Secondary Heating | Natural Gas | Fireplace | Baseline Forecast | Peak Demand (S) | 0 | 0 | 0 | 0 | 0 | 0 | 0 | 0 | 0 | 0 | 0 | 0 | 0 | 0 | 0 | 0 | 0 | 0 | 0 | 0 | 0 | 0 | 0 | 0 | 0 | 0 | 0 | 0 | 0 | 0
F4_Residential_CZ3 - Single Family_New_Secondary Heating_Natural Gas_Fireplace_Baseline Forecast | F4 | Residential | CZ3 - Single Family | New | Secondary Heating | Natural Gas | Fireplace | Baseline Forecast | Peak Demand (W) | 0 | 0 | 0 | 0 | 0 | 0 | 0 | 0 | 0 | 0 | 0 | 0 | 0 | 0 | 0 | 0 | 0 | 0 | 0 | 0 | 0 | 0 | 0 | 0 | 0 | 0 | 0 | 0 | 0 | 0
F5_Residential_CZ3 - Single Family_New_Secondary Heating_Natural Gas_Fireplace_Baseline Forecast | F5 | Residential | CZ3 - Single Family | New | Secondary Heating | Natural Gas | Fireplace | Baseline Forecast | Turnover | 0 | 1306.675 | 1306.5866 | 704.6028 | 687.6673 | 685.1969 | 682.3304 | 681.1426 | 674.4612 | 668.6049 | 663.6676 | 658.6156 | 652.2461 | 644.4116 | 637.3141 | 628.3423 | 622.8869 | 734.5409 | 835.3885 | 872.6834 | 903.9429 | 876.6229 | 0 | 0 | 0 | 0 | 0 | 0 | 0 | 0
F6_Residential_CZ3 - Single Family_New_Secondary Heating_Natural Gas_Fireplace_Baseline Forecast | F6 | Residential | CZ3 - Single Family | New | Secondary Heating | Natural Gas | Fireplace | Baseline Forecast | Avg. Replacement Usage | 128.8766 | 128.8766 | 128.8766 | 128.8766 | 128.8766 | 128.8766 | 128.8766 | 128.8766 | 128.8766 | 128.8766 | 128.8766 | 128.8766 | 128.8766 | 128.8766 | 128.8766 | 128.8766 | 128.8766 | 128.8766 | 128.8766 | 128.8766 | 128.8766 | 128.8766 | 0 | 0 | 0 | 0 | 0 | 0 | 0 | 0
F7_Residential_CZ3 - Single Family_New_Secondary Heating_Natural Gas_Fireplace_Baseline Forecast | F7 | Residential | CZ3 - Single Family | New | Secondary Heating | Natural Gas | Fireplace | Baseline Forecast | Avg. Replacement Demand (S) | 0 | 0 | 0 | 0 | 0 | 0 | 0 | 0 | 0 | 0 | 0 | 0 | 0 | 0 | 0 | 0 | 0 | 0 | 0 | 0 | 0 | 0 | 0 | 0 | 0 | 0 | 0 | 0 | 0 | 0
F8_Residential_CZ3 - Single Family_New_Secondary Heating_Natural Gas_Fireplace_Baseline Forecast | F8 | Residential | CZ3 - Single Family | New | Secondary Heating | Natural Gas | Fireplace | Baseline Forecast | Avg. Replacement Demand (W) | 0 | 0 | 0 | 0 | 0 | 0 | 0 | 0 | 0 | 0 | 0 | 0 | 0 | 0 | 0 | 0 | 0 | 0 | 0 | 0 | 0 | 0 | 0 | 0 | 0 | 0 | 0 | 0 | 0 | 0
F1_Residential_CZ3 - Single Family_New_Water Heating_Natural Gas_Water Heater <= 55 gal._Baseline Forecast | F1 | Residential | CZ3 - Single Family | New | Water Heating | Natural Gas | Water Heater <= 55 gal. | Baseline Forecast | Units | 0 | 1409.9772 | 2819.859 | 3580.1659 | 4322.1982 | 5061.565 | 5797.8386 | 6532.8305 | 7260.6128 | 7982.0757 | 8698.2112 | 9408.8951 | 10112.706 | 10808.0631 | 11495.7615 | 12173.7789 | 12845.9095 | 13510.3415 | 14167.0754 | 14817.1792 | 15460.0628 | 16036.4807 | 0 | 0 | 0 | 0 | 0 | 0 | 0 | 0
F2_Residential_CZ3 - Single Family_New_Water Heating_Natural Gas_Water Heater <= 55 gal._Baseline Forecast | F2 | Residential | CZ3 - Single Family | New | Water Heating | Natural Gas | Water Heater <= 55 gal. | Baseline Forecast | Usage (MMtherm) | 0 | 0.19278 | 0.38561 | 0.48961 | 0.59113 | 0.69231 | 0.79304 | 0.89358 | 0.99313 | 1.0918 | 1.1896 | 1.2867 | 1.3828 | 1.4777 | 1.5715 | 1.664 | 1.7556 | 1.8462 | 1.9357 | 2.0242 | 2.1117 | 2.1902 | 0 | 0 | 0 | 0 | 0 | 0 | 0 | 0
F3_Residential_CZ3 - Single Family_New_Water Heating_Natural Gas_Water Heater <= 55 gal._Baseline Forecast | F3 | Residential | CZ3 - Single Family | New | Water Heating | Natural Gas | Water Heater <= 55 gal. | Baseline Forecast | Peak Demand (S) | 0 | 0 | 0 | 0 | 0 | 0 | 0 | 0 | 0 | 0 | 0 | 0 | 0 | 0 | 0 | 0 | 0 | 0 | 0 | 0 | 0 | 0 | 0 | 0 | 0 | 0 | 0 | 0 | 0 | 0
F4_Residential_CZ3 - Single Family_New_Water Heating_Natural Gas_Water Heater <= 55 gal._Baseline Forecast | F4 | Residential | CZ3 - Single Family | New | Water Heating | Natural Gas | Water Heater <= 55 gal. | Baseline Forecast | Peak Demand (W) | 0 | 0 | 0 | 0 | 0 | 0 | 0 | 0 | 0 | 0 | 0 | 0 | 0 | 0 | 0 | 0 | 0 | 0 | 0 | 0 | 0 | 0 | 0 | 0 | 0 | 0 | 0 | 0 | 0 | 0
F5_Residential_CZ3 - Single Family_New_Water Heating_Natural Gas_Water Heater <= 55 gal._Baseline Forecast | F5 | Residential | CZ3 - Single Family | New | Water Heating | Natural Gas | Water Heater <= 55 gal. | Baseline Forecast | Turnover | 0 | 1409.9772 | 1409.8818 | 760.3068 | 742.0324 | 739.3668 | 736.2736 | 734.9919 | 727.7823 | 721.463 | 716.1354 | 710.6839 | 905.2363 | 1069.4191 | 1116.9382 | 1151.9418 | 1183.9754 | 1208.338 | 1227.9379 | 1654.4831 | 1606.8185 | 1315.6945 | 0 | 0 | 0 | 0 | 0 | 0 | 0 | 0
F6_Residential_CZ3 - Single Family_New_Water Heating_Natural Gas_Water Heater <= 55 gal._Baseline Forecast | F6 | Residential | CZ3 - Single Family | New | Water Heating | Natural Gas | Water Heater <= 55 gal. | Baseline Forecast | Avg. Replacement Usage | 136.711 | 136.7269 | 136.7662 | 136.795 | 136.8151 | 136.8363 | 136.8104 | 136.7952 | 136.79 | 136.7805 | 136.5939 | 136.5893 | 136.5638 | 136.5552 | 136.5483 | 136.5432 | 136.5385 | 136.5336 | 136.5294 | 136.527 | 136.5241 | 136.5187 | 0 | 0 | 0 | 0 | 0 | 0 | 0 | 0
F7_Residential_CZ3 - Single Family_New_Water Heating_Natural Gas_Water Heater <= 55 gal._Baseline Forecast | F7 | Residential | CZ3 - Single Family | New | Water Heating | Natural Gas | Water Heater <= 55 gal. | Baseline Forecast | Avg. Replacement Demand (S) | 0 | 0 | 0 | 0 | 0 | 0 | 0 | 0 | 0 | 0 | 0 | 0 | 0 | 0 | 0 | 0 | 0 | 0 | 0 | 0 | 0 | 0 | 0 | 0 | 0 | 0 | 0 | 0 | 0 | 0
F8_Residential_CZ3 - Single Family_New_Water Heating_Natural Gas_Water Heater <= 55 gal._Baseline Forecast | F8 | Residential | CZ3 - Single Family | New | Water Heating | Natural Gas | Water Heater <= 55 gal. | Baseline Forecast | Avg. Replacement Demand (W) | 0 | 0 | 0 | 0 | 0 | 0 | 0 | 0 | 0 | 0 | 0 | 0 | 0 | 0 | 0 | 0 | 0 | 0 | 0 | 0 | 0 | 0 | 0 | 0 | 0 | 0 | 0 | 0 | 0 | 0
F1_Residential_CZ3 - Single Family_New_Water Heating_Natural Gas_Water Heater > 55 gal._Baseline Forecast | F1 | Residential | CZ3 - Single Family | New | Water Heating | Natural Gas | Water Heater > 55 gal. | Baseline Forecast | Units | 0 | 203.7974 | 407.581 | 517.4754 | 624.7284 | 731.5961 | 838.0167 | 944.252 | 1049.4453 | 1153.7252 | 1257.2351 | 1359.957 | 1461.6855 | 1562.192 | 1661.5916 | 1759.5919 | 1856.7413 | 1952.778 | 2047.702 | 2141.6676 | 2234.5897 | 2317.9049 | 0 | 0 | 0 | 0 | 0 | 0 | 0 | 0
F2_Residential_CZ3 - Single Family_New_Water Heating_Natural Gas_Water Heater > 55 gal._Baseline Forecast | F2 | Residential | CZ3 - Single Family | New | Water Heating | Natural Gas | Water Heater > 55 gal. | Baseline Forecast | Usage (MMtherm) | 0 | 0.032259 | 0.091968 | 0.1593 | 0.2323 | 0.30999 | 0.38993 | 0.47198 | 0.55588 | 0.64098 | 0.72059 | 0.80187 | 0.88038 | 0.95463 | 1.0252 | 1.0926 | 1.1574 | 1.2205 | 1.2815 | 1.3343 | 1.3822 | 1.4303 | 0 | 0 | 0 | 0 | 0 | 0 | 0 | 0
F3_Residential_CZ3 - Single Family_New_Water Heating_Natural Gas_Water Heater > 55 gal._Baseline Forecast | F3 | Residential | CZ3 - Single Family | New | Water Heating | Natural Gas | Water Heater > 55 gal. | Baseline Forecast | Peak Demand (S) | 0 | 0 | 0 | 0 | 0 | 0 | 0 | 0 | 0 | 0 | 0 | 0 | 0 | 0 | 0 | 0 | 0 | 0 | 0 | 0 | 0 | 0 | 0 | 0 | 0 | 0 | 0 | 0 | 0 | 0
F4_Residential_CZ3 - Single Family_New_Water Heating_Natural Gas_Water Heater > 55 gal._Baseline Forecast | F4 | Residential | CZ3 - Single Family | New | Water Heating | Natural Gas | Water Heater > 55 gal. | Baseline Forecast | Peak Demand (W) | 0 | 0 | 0 | 0 | 0 | 0 | 0 | 0 | 0 | 0 | 0 | 0 | 0 | 0 | 0 | 0 | 0 | 0 | 0 | 0 | 0 | 0 | 0 | 0 | 0 | 0 | 0 | 0 | 0 | 0
F5_Residential_CZ3 - Single Family_New_Water Heating_Natural Gas_Water Heater > 55 gal._Baseline Forecast | F5 | Residential | CZ3 - Single Family | New | Water Heating | Natural Gas | Water Heater > 55 gal. | Baseline Forecast | Turnover | 0 | 203.7974 | 371.0694 | 413.4546 | 444.6361 | 469.0647 | 487.8055 | 503.7572 | 516.2546 | 525.7316 | 533.0582 | 545.3277 | 558.7525 | 576.6419 | 597.7102 | 620.8379 | 645.8119 | 671.4326 | 698.2235 | 734.69 | 776.1491 | 805.7819 | 0 | 0 | 0 | 0 | 0 | 0 | 0 | 0
F6_Residential_CZ3 - Single Family_New_Water Heating_Natural Gas_Water Heater > 55 gal._Baseline Forecast | F6 | Residential | CZ3 - Single Family | New | Water Heating | Natural Gas | Water Heater > 55 gal. | Baseline Forecast | Avg. Replacement Usage | 157.2177 | 158.2903 | 160.9095 | 162.8507 | 164.1895 | 165.6196 | 163.8801 | 162.868 | 162.5165 | 161.8716 | 149.3569 | 149.0471 | 147.3337 | 146.7625 | 146.2891 | 145.9597 | 145.6436 | 145.3152 | 145.0182 | 144.8555 | 144.6639 | 144.3165 | 0 | 0 | 0 | 0 | 0 | 0 | 0 | 0
F7_Residential_CZ3 - Single Family_New_Water Heating_Natural Gas_Water Heater > 55 gal._Baseline Forecast | F7 | Residential | CZ3 - Single Family | New | Water Heating | Natural Gas | Water Heater > 55 gal. | Baseline Forecast | Avg. Replacement Demand (S) | 0 | 0 | 0 | 0 | 0 | 0 | 0 | 0 | 0 | 0 | 0 | 0 | 0 | 0 | 0 | 0 | 0 | 0 | 0 | 0 | 0 | 0 | 0 | 0 | 0 | 0 | 0 | 0 | 0 | 0
F8_Residential_CZ3 - Single Family_New_Water Heating_Natural Gas_Water Heater > 55 gal._Baseline Forecast | F8 | Residential | CZ3 - Single Family | New | Water Heating | Natural Gas | Water Heater > 55 gal. | Baseline Forecast | Avg. Replacement Demand (W) | 0 | 0 | 0 | 0 | 0 | 0 | 0 | 0 | 0 | 0 | 0 | 0 | 0 | 0 | 0 | 0 | 0 | 0 | 0 | 0 | 0 | 0 | 0 | 0 | 0 | 0 | 0 | 0 | 0 | 0
F1_Residential_CZ3 - Single Family_New_Appliances_Natural Gas_Clothes Dryer_Baseline Forecast | F1 | Residential | CZ3 - Single Family | New | Appliances | Natural Gas | Clothes Dryer | Baseline Forecast | Units | 0 | 87.5367 | 175.0674 | 222.2701 | 268.3383 | 314.241 | 359.9516 | 405.5827 | 450.7661 | 495.5572 | 540.0176 | 584.1395 | 627.8348 | 671.0051 | 713.7 | 755.7939 | 797.5223 | 838.7727 | 879.5452 | 919.9061 | 959.8188 | 995.6049 | 0 | 0 | 0 | 0 | 0 | 0 | 0 | 0
F2_Residential_CZ3 - Single Family_New_Appliances_Natural Gas_Clothes Dryer_Baseline Forecast | F2 | Residential | CZ3 - Single Family | New | Appliances | Natural Gas | Clothes Dryer | Baseline Forecast | Usage (MMtherm) | 0 | 0.0020095 | 0.0040189 | 0.0051025 | 0.0061601 | 0.0072139 | 0.0082633 | 0.0093109 | 0.010348 | 0.011376 | 0.012396 | 0.013408 | 0.01441 | 0.015399 | 0.016378 | 0.017342 | 0.018298 | 0.019243 | 0.020177 | 0.021102 | 0.022016 | 0.022835 | 0 | 0 | 0 | 0 | 0 | 0 | 0 | 0
F3_Residential_CZ3 - Single Family_New_Appliances_Natural Gas_Clothes Dryer_Baseline Forecast | F3 | Residential | CZ3 - Single Family | New | Appliances | Natural Gas | Clothes Dryer | Baseline Forecast | Peak Demand (S) | 0 | 0 | 0 | 0 | 0 | 0 | 0 | 0 | 0 | 0 | 0 | 0 | 0 | 0 | 0 | 0 | 0 | 0 | 0 | 0 | 0 | 0 | 0 | 0 | 0 | 0 | 0 | 0 | 0 | 0
F4_Residential_CZ3 - Single Family_New_Appliances_Natural Gas_Clothes Dryer_Baseline Forecast | F4 | Residential | CZ3 - Single Family | New | Appliances | Natural Gas | Clothes Dryer | Baseline Forecast | Peak Demand (W) | 0 | 0 | 0 | 0 | 0 | 0 | 0 | 0 | 0 | 0 | 0 | 0 | 0 | 0 | 0 | 0 | 0 | 0 | 0 | 0 | 0 | 0 | 0 | 0 | 0 | 0 | 0 | 0 | 0 | 0
F5_Residential_CZ3 - Single Family_New_Appliances_Natural Gas_Clothes Dryer_Baseline Forecast | F5 | Residential | CZ3 - Single Family | New | Appliances | Natural Gas | Clothes Dryer | Baseline Forecast | Turnover | 0 | 87.5367 | 87.5308 | 47.2027 | 46.0682 | 45.9027 | 45.7106 | 45.6311 | 45.1835 | 44.7911 | 44.4604 | 44.1219 | 50.4288 | 56.1191 | 58.2786 | 60.0225 | 61.8089 | 63.3025 | 64.6383 | 65.8665 | 66.9018 | 64.1193 | 0 | 0 | 0 | 0 | 0 | 0 | 0 | 0
F6_Residential_CZ3 - Single Family_New_Appliances_Natural Gas_Clothes Dryer_Baseline Forecast | F6 | Residential | CZ3 - Single Family | New | Appliances | Natural Gas | Clothes Dryer | Baseline Forecast | Avg. Replacement Usage | 22.9555 | 22.9561 | 22.9565 | 22.9569 | 22.9571 | 22.9573 | 22.9571 | 22.9569 | 22.9568 | 22.9567 | 22.9327 | 22.9347 | 22.9303 | 22.9289 | 22.9277 | 22.9269 | 22.9261 | 22.9253 | 22.9246 | 22.9242 | 22.9237 | 22.9229 | 0 | 0 | 0 | 0 | 0 | 0 | 0 | 0
F7_Residential_CZ3 - Single Family_New_Appliances_Natural Gas_Clothes Dryer_Baseline Forecast | F7 | Residential | CZ3 - Single Family | New | Appliances | Natural Gas | Clothes Dryer | Baseline Forecast | Avg. Replacement Demand (S) | 0 | 0 | 0 | 0 | 0 | 0 | 0 | 0 | 0 | 0 | 0 | 0 | 0 | 0 | 0 | 0 | 0 | 0 | 0 | 0 | 0 | 0 | 0 | 0 | 0 | 0 | 0 | 0 | 0 | 0
F8_Residential_CZ3 - Single Family_New_Appliances_Natural Gas_Clothes Dryer_Baseline Forecast | F8 | Residential | CZ3 - Single Family | New | Appliances | Natural Gas | Clothes Dryer | Baseline Forecast | Avg. Replacement Demand (W) | 0 | 0 | 0 | 0 | 0 | 0 | 0 | 0 | 0 | 0 | 0 | 0 | 0 | 0 | 0 | 0 | 0 | 0 | 0 | 0 | 0 | 0 | 0 | 0 | 0 | 0 | 0 | 0 | 0 | 0
F1_Residential_CZ3 - Single Family_New_Appliances_Natural Gas_Stove/Oven_Baseline Forecast | F1 | Residential | CZ3 - Single Family | New | Appliances | Natural Gas | Stove/Oven | Baseline Forecast | Units | 0 | 503.7914 | 1007.5487 | 1279.2099 | 1544.3415 | 1808.5206 | 2071.5946 | 2334.2106 | 2594.2506 | 2852.0327 | 3107.9112 | 3361.8419 | 3613.3168 | 3861.7711 | 4107.4889 | 4349.7477 | 4589.9031 | 4827.3077 | 5061.9618 | 5294.2469 | 5523.9522 | 5729.909 | 0 | 0 | 0 | 0 | 0 | 0 | 0 | 0
F2_Residential_CZ3 - Single Family_New_Appliances_Natural Gas_Stove/Oven_Baseline Forecast | F2 | Residential | CZ3 - Single Family | New | Appliances | Natural Gas | Stove/Oven | Baseline Forecast | Usage (MMtherm) | 0 | 0.025234 | 0.050468 | 0.064077 | 0.077359 | 0.090594 | 0.10377 | 0.11693 | 0.12996 | 0.14287 | 0.15566 | 0.16834 | 0.18089 | 0.19328 | 0.20552 | 0.21759 | 0.22956 | 0.24138 | 0.25304 | 0.26458 | 0.27601 | 0.28625 | 0 | 0 | 0 | 0 | 0 | 0 | 0 | 0
F3_Residential_CZ3 - Single Family_New_Appliances_Natural Gas_Stove/Oven_Baseline Forecast | F3 | Residential | CZ3 - Single Family | New | Appliances | Natural Gas | Stove/Oven | Baseline Forecast | Peak Demand (S) | 0 | 0 | 0 | 0 | 0 | 0 | 0 | 0 | 0 | 0 | 0 | 0 | 0 | 0 | 0 | 0 | 0 | 0 | 0 | 0 | 0 | 0 | 0 | 0 | 0 | 0 | 0 | 0 | 0 | 0
F4_Residential_CZ3 - Single Family_New_Appliances_Natural Gas_Stove/Oven_Baseline Forecast | F4 | Residential | CZ3 - Single Family | New | Appliances | Natural Gas | Stove/Oven | Baseline Forecast | Peak Demand (W) | 0 | 0 | 0 | 0 | 0 | 0 | 0 | 0 | 0 | 0 | 0 | 0 | 0 | 0 | 0 | 0 | 0 | 0 | 0 | 0 | 0 | 0 | 0 | 0 | 0 | 0 | 0 | 0 | 0 | 0
F5_Residential_CZ3 - Single Family_New_Appliances_Natural Gas_Stove/Oven_Baseline Forecast | F5 | Residential | CZ3 - Single Family | New | Appliances | Natural Gas | Stove/Oven | Baseline Forecast | Turnover | 0 | 503.7914 | 503.7573 | 271.6612 | 265.1316 | 264.1792 | 263.074 | 262.616 | 260.04 | 257.7821 | 255.8785 | 325.9009 | 385.129 | 401.8237 | 415.0532 | 425.1433 | 434.4955 | 441.4985 | 593.5235 | 576.7035 | 493.8523 | 477.0233 | 0 | 0 | 0 | 0 | 0 | 0 | 0 | 0
F6_Residential_CZ3 - Single Family_New_Appliances_Natural Gas_Stove/Oven_Baseline Forecast | F6 | Residential | CZ3 - Single Family | New | Appliances | Natural Gas | Stove/Oven | Baseline Forecast | Avg. Replacement Usage | 50.0841 | 50.0876 | 50.0918 | 50.095 | 50.0971 | 50.0993 | 50.0965 | 50.095 | 50.0944 | 50.0933 | 49.9814 | 49.9777 | 49.9573 | 49.9506 | 49.9451 | 49.9414 | 49.9377 | 49.934 | 49.9307 | 49.9289 | 49.9267 | 49.9227 | 0 | 0 | 0 | 0 | 0 | 0 | 0 | 0
F7_Residential_CZ3 - Single Family_New_Appliances_Natural Gas_Stove/Oven_Baseline Forecast | F7 | Residential | CZ3 - Single Family | New | Appliances | Natural Gas | Stove/Oven | Baseline Forecast | Avg. Replacement Demand (S) | 0 | 0 | 0 | 0 | 0 | 0 | 0 | 0 | 0 | 0 | 0 | 0 | 0 | 0 | 0 | 0 | 0 | 0 | 0 | 0 | 0 | 0 | 0 | 0 | 0 | 0 | 0 | 0 | 0 | 0
F8_Residential_CZ3 - Single Family_New_Appliances_Natural Gas_Stove/Oven_Baseline Forecast | F8 | Residential | CZ3 - Single Family | New | Appliances | Natural Gas | Stove/Oven | Baseline Forecast | Avg. Replacement Demand (W) | 0 | 0 | 0 | 0 | 0 | 0 | 0 | 0 | 0 | 0 | 0 | 0 | 0 | 0 | 0 | 0 | 0 | 0 | 0 | 0 | 0 | 0 | 0 | 0 | 0 | 0 | 0 | 0 | 0 | 0
F1_Residential_CZ3 - Single Family_New_Miscellaneous_Natural Gas_Pool Heater_Baseline Forecast | F1 | Residential | CZ3 - Single Family | New | Miscellaneous | Natural Gas | Pool Heater | Baseline Forecast | Units | 0 | 47.3548 | 94.7064 | 120.2416 | 145.1632 | 169.9952 | 194.7233 | 219.4083 | 243.8513 | 268.082 | 292.1337 | 316.0024 | 339.6402 | 362.9942 | 386.0908 | 408.8624 | 431.4362 | 453.7515 | 475.8082 | 497.6423 | 519.2339 | 538.5932 | 0 | 0 | 0 | 0 | 0 | 0 | 0 | 0
F2_Residential_CZ3 - Single Family_New_Miscellaneous_Natural Gas_Pool Heater_Baseline Forecast | F2 | Residential | CZ3 - Single Family | New | Miscellaneous | Natural Gas | Pool Heater | Baseline Forecast | Usage (MMtherm) | 0 | 0.0061786 | 0.012357 | 0.015689 | 0.01894 | 0.02218 | 0.025407 | 0.028627 | 0.031817 | 0.034978 | 0.038116 | 0.041231 | 0.044315 | 0.047362 | 0.050375 | 0.053347 | 0.056292 | 0.059203 | 0.062081 | 0.06493 | 0.067747 | 0.070273 | 0 | 0 | 0 | 0 | 0 | 0 | 0 | 0
F3_Residential_CZ3 - Single Family_New_Miscellaneous_Natural Gas_Pool Heater_Baseline Forecast | F3 | Residential | CZ3 - Single Family | New | Miscellaneous | Natural Gas | Pool Heater | Baseline Forecast | Peak Demand (S) | 0 | 0 | 0 | 0 | 0 | 0 | 0 | 0 | 0 | 0 | 0 | 0 | 0 | 0 | 0 | 0 | 0 | 0 | 0 | 0 | 0 | 0 | 0 | 0 | 0 | 0 | 0 | 0 | 0 | 0
F4_Residential_CZ3 - Single Family_New_Miscellaneous_Natural Gas_Pool Heater_Baseline Forecast | F4 | Residential | CZ3 - Single Family | New | Miscellaneous | Natural Gas | Pool Heater | Baseline Forecast | Peak Demand (W) | 0 | 0 | 0 | 0 | 0 | 0 | 0 | 0 | 0 | 0 | 0 | 0 | 0 | 0 | 0 | 0 | 0 | 0 | 0 | 0 | 0 | 0 | 0 | 0 | 0 | 0 | 0 | 0 | 0 | 0
F5_Residential_CZ3 - Single Family_New_Miscellaneous_Natural Gas_Pool Heater_Baseline Forecast | F5 | Residential | CZ3 - Single Family | New | Miscellaneous | Natural Gas | Pool Heater | Baseline Forecast | Turnover | 0 | 47.3548 | 47.3516 | 25.5353 | 24.9215 | 24.832 | 24.7281 | 28.99 | 32.6612 | 34.0233 | 35.2197 | 36.2788 | 37.1678 | 38.2893 | 39.6435 | 40.9072 | 42.2625 | 43.5122 | 59.7942 | 59.6207 | 52.5957 | 51.0681 | 0 | 0 | 0 | 0 | 0 | 0 | 0 | 0
F6_Residential_CZ3 - Single Family_New_Miscellaneous_Natural Gas_Pool Heater_Baseline Forecast | F6 | Residential | CZ3 - Single Family | New | Miscellaneous | Natural Gas | Pool Heater | Baseline Forecast | Avg. Replacement Usage | 130.4755 | 130.4755 | 130.4755 | 130.4755 | 130.4755 | 130.4755 | 130.4755 | 130.4755 | 130.4755 | 130.4755 | 130.4755 | 130.4755 | 130.4755 | 130.4755 | 130.4755 | 130.4755 | 130.4755 | 130.4755 | 130.4755 | 130.4755 | 130.4755 | 130.4755 | 0 | 0 | 0 | 0 | 0 | 0 | 0 | 0
F7_Residential_CZ3 - Single Family_New_Miscellaneous_Natural Gas_Pool Heater_Baseline Forecast | F7 | Residential | CZ3 - Single Family | New | Miscellaneous | Natural Gas | Pool Heater | Baseline Forecast | Avg. Replacement Demand (S) | 0 | 0 | 0 | 0 | 0 | 0 | 0 | 0 | 0 | 0 | 0 | 0 | 0 | 0 | 0 | 0 | 0 | 0 | 0 | 0 | 0 | 0 | 0 | 0 | 0 | 0 | 0 | 0 | 0 | 0
F8_Residential_CZ3 - Single Family_New_Miscellaneous_Natural Gas_Pool Heater_Baseline Forecast | F8 | Residential | CZ3 - Single Family | New | Miscellaneous | Natural Gas | Pool Heater | Baseline Forecast | Avg. Replacement Demand (W) | 0 | 0 | 0 | 0 | 0 | 0 | 0 | 0 | 0 | 0 | 0 | 0 | 0 | 0 | 0 | 0 | 0 | 0 | 0 | 0 | 0 | 0 | 0 | 0 | 0 | 0 | 0 | 0 | 0 | 0
F1_Residential_CZ3 - Single Family_New_Miscellaneous_Natural Gas_Miscellaneous_Baseline Forecast | F1 | Residential | CZ3 - Single Family | New | Miscellaneous | Natural Gas | Miscellaneous | Baseline Forecast | Units | 0 | 2163.1338 | 4326.1213 | 5492.5554 | 6630.9535 | 7765.2621 | 8894.8253 | 10022.4221 | 11138.9582 | 12245.7995 | 13344.4674 | 14434.7719 | 15514.5321 | 16581.3227 | 17636.3637 | 18676.5524 | 19707.7098 | 20727.0563 | 21734.5927 | 22731.9574 | 23718.2452 | 24602.5638 | 0 | 0 | 0 | 0 | 0 | 0 | 0 | 0
F2_Residential_CZ3 - Single Family_New_Miscellaneous_Natural Gas_Miscellaneous_Baseline Forecast | F2 | Residential | CZ3 - Single Family | New | Miscellaneous | Natural Gas | Miscellaneous | Baseline Forecast | Usage (MMtherm) | 0 | 0.0083614 | 0.016722 | 0.021231 | 0.025631 | 0.030016 | 0.034382 | 0.038741 | 0.043056 | 0.047335 | 0.051582 | 0.055796 | 0.05997 | 0.064093 | 0.068171 | 0.072192 | 0.076178 | 0.080118 | 0.084013 | 0.087868 | 0.09168 | 0.095098 | 0 | 0 | 0 | 0 | 0 | 0 | 0 | 0
F3_Residential_CZ3 - Single Family_New_Miscellaneous_Natural Gas_Miscellaneous_Baseline Forecast | F3 | Residential | CZ3 - Single Family | New | Miscellaneous | Natural Gas | Miscellaneous | Baseline Forecast | Peak Demand (S) | 0 | 0 | 0 | 0 | 0 | 0 | 0 | 0 | 0 | 0 | 0 | 0 | 0 | 0 | 0 | 0 | 0 | 0 | 0 | 0 | 0 | 0 | 0 | 0 | 0 | 0 | 0 | 0 | 0 | 0
F4_Residential_CZ3 - Single Family_New_Miscellaneous_Natural Gas_Miscellaneous_Baseline Forecast | F4 | Residential | CZ3 - Single Family | New | Miscellaneous | Natural Gas | Miscellaneous | Baseline Forecast | Peak Demand (W) | 0 | 0 | 0 | 0 | 0 | 0 | 0 | 0 | 0 | 0 | 0 | 0 | 0 | 0 | 0 | 0 | 0 | 0 | 0 | 0 | 0 | 0 | 0 | 0 | 0 | 0 | 0 | 0 | 0 | 0
F5_Residential_CZ3 - Single Family_New_Miscellaneous_Natural Gas_Miscellaneous_Baseline Forecast | F5 | Residential | CZ3 - Single Family | New | Miscellaneous | Natural Gas | Miscellaneous | Baseline Forecast | Turnover | 0 | 2163.1338 | 2162.9875 | 1166.4341 | 1138.3981 | 1134.3086 | 1129.5632 | 1488.1191 | 1777.4693 | 1852.0246 | 1909.387 | 1954.9552 | 1988.563 | 2675.8371 | 2692.117 | 2434.9697 | 2503.8819 | 2571.3014 | 2630.935 | 2896.236 | 3098.1191 | 3070.8133 | 0 | 0 | 0 | 0 | 0 | 0 | 0 | 0
F6_Residential_CZ3 - Single Family_New_Miscellaneous_Natural Gas_Miscellaneous_Baseline Forecast | F6 | Residential | CZ3 - Single Family | New | Miscellaneous | Natural Gas | Miscellaneous | Baseline Forecast | Avg. Replacement Usage | 3.8654 | 3.8654 | 3.8654 | 3.8654 | 3.8654 | 3.8654 | 3.8654 | 3.8654 | 3.8654 | 3.8654 | 3.8654 | 3.8654 | 3.8654 | 3.8654 | 3.8654 | 3.8654 | 3.8654 | 3.8654 | 3.8654 | 3.8654 | 3.8654 | 3.8654 | 0 | 0 | 0 | 0 | 0 | 0 | 0 | 0
F7_Residential_CZ3 - Single Family_New_Miscellaneous_Natural Gas_Miscellaneous_Baseline Forecast | F7 | Residential | CZ3 - Single Family | New | Miscellaneous | Natural Gas | Miscellaneous | Baseline Forecast | Avg. Replacement Demand (S) | 0 | 0 | 0 | 0 | 0 | 0 | 0 | 0 | 0 | 0 | 0 | 0 | 0 | 0 | 0 | 0 | 0 | 0 | 0 | 0 | 0 | 0 | 0 | 0 | 0 | 0 | 0 | 0 | 0 | 0
F8_Residential_CZ3 - Single Family_New_Miscellaneous_Natural Gas_Miscellaneous_Baseline Forecast | F8 | Residential | CZ3 - Single Family | New | Miscellaneous | Natural Gas | Miscellaneous | Baseline Forecast | Avg. Replacement Demand (W) | 0 | 0 | 0 | 0 | 0 | 0 | 0 | 0 | 0 | 0 | 0 | 0 | 0 | 0 | 0 | 0 | 0 | 0 | 0 | 0 | 0 | 0 | 0 | 0 | 0 | 0 | 0 | 0 | 0 | 0
F1_Residential_CZ3 - Multi Family_Existing_Space Heating_Natural Gas_Furnace - Direct Fuel_Baseline Forecast | F1 | Residential | CZ3 - Multi Family | Existing | Space Heating | Natural Gas | Furnace - Direct Fuel | Baseline Forecast | Units | 13505.3504 | 13451.329 | 13397.5237 | 13343.9336 | 13290.5579 | 13237.3957 | 13184.4461 | 13131.7083 | 13079.1815 | 13026.8647 | 12974.7573 | 12922.8583 | 12871.1668 | 12819.6822 | 12768.4034 | 12717.3298 | 12666.4605 | 12615.7946 | 12565.3315 | 12515.0701 | 12465.0099 | 12415.1498 | 0 | 0 | 0 | 0 | 0 | 0 | 0 | 0
F2_Residential_CZ3 - Multi Family_Existing_Space Heating_Natural Gas_Furnace - Direct Fuel_Baseline Forecast | F2 | Residential | CZ3 - Multi Family | Existing | Space Heating | Natural Gas | Furnace - Direct Fuel | Baseline Forecast | Usage (MMtherm) | 3.0058 | 2.9798 | 2.9545 | 2.9299 | 2.9061 | 2.8745 | 2.8438 | 2.8141 | 2.7852 | 2.7572 | 2.73 | 2.7036 | 2.6778 | 2.6525 | 2.6278 | 2.6036 | 2.5803 | 2.5579 | 2.5364 | 2.5156 | 2.4956 | 2.4764 | 0 | 0 | 0 | 0 | 0 | 0 | 0 | 0
F3_Residential_CZ3 - Multi Family_Existing_Space Heating_Natural Gas_Furnace - Direct Fuel_Baseline Forecast | F3 | Residential | CZ3 - Multi Family | Existing | Space Heating | Natural Gas | Furnace - Direct Fuel | Baseline Forecast | Peak Demand (S) | 0 | 0 | 0 | 0 | 0 | 0 | 0 | 0 | 0 | 0 | 0 | 0 | 0 | 0 | 0 | 0 | 0 | 0 | 0 | 0 | 0 | 0 | 0 | 0 | 0 | 0 | 0 | 0 | 0 | 0
F4_Residential_CZ3 - Multi Family_Existing_Space Heating_Natural Gas_Furnace - Direct Fuel_Baseline Forecast | F4 | Residential | CZ3 - Multi Family | Existing | Space Heating | Natural Gas | Furnace - Direct Fuel | Baseline Forecast | Peak Demand (W) | 0 | 0 | 0 | 0 | 0 | 0 | 0 | 0 | 0 | 0 | 0 | 0 | 0 | 0 | 0 | 0 | 0 | 0 | 0 | 0 | 0 | 0 | 0 | 0 | 0 | 0 | 0 | 0 | 0 | 0
F5_Residential_CZ3 - Multi Family_Existing_Space Heating_Natural Gas_Furnace - Direct Fuel_Baseline Forecast | F5 | Residential | CZ3 - Multi Family | Existing | Space Heating | Natural Gas | Furnace - Direct Fuel | Baseline Forecast | Turnover | 0 | 579.0943 | 566.009 | 553.65 | 541.9723 | 530.9336 | 520.4943 | 506.6416 | 493.581 | 481.2633 | 469.6423 | 458.6745 | 462.3568 | 465.0887 | 467.1516 | 468.4306 | 468.9981 | 468.9333 | 468.0954 | 466.5765 | 464.4628 | 461.8304 | 0 | 0 | 0 | 0 | 0 | 0 | 0 | 0
F6_Residential_CZ3 - Multi Family_Existing_Space Heating_Natural Gas_Furnace - Direct Fuel_Baseline Forecast | F6 | Residential | CZ3 - Multi Family | Existing | Space Heating | Natural Gas | Furnace - Direct Fuel | Baseline Forecast | Avg. Replacement Usage | 203.947 | 203.0659 | 203.1634 | 203.2489 | 203.3259 | 187.452 | 187.454 | 187.4549 | 187.4577 | 187.465 | 187.4495 | 187.46 | 187.4686 | 187.4818 | 187.4979 | 187.518 | 187.5099 | 187.5019 | 187.495 | 187.4886 | 187.4942 | 187.4988 | 0 | 0 | 0 | 0 | 0 | 0 | 0 | 0
F7_Residential_CZ3 - Multi Family_Existing_Space Heating_Natural Gas_Furnace - Direct Fuel_Baseline Forecast | F7 | Residential | CZ3 - Multi Family | Existing | Space Heating | Natural Gas | Furnace - Direct Fuel | Baseline Forecast | Avg. Replacement Demand (S) | 0 | 0 | 0 | 0 | 0 | 0 | 0 | 0 | 0 | 0 | 0 | 0 | 0 | 0 | 0 | 0 | 0 | 0 | 0 | 0 | 0 | 0 | 0 | 0 | 0 | 0 | 0 | 0 | 0 | 0
F8_Residential_CZ3 - Multi Family_Existing_Space Heating_Natural Gas_Furnace - Direct Fuel_Baseline Forecast | F8 | Residential | CZ3 - Multi Family | Existing | Space Heating | Natural Gas | Furnace - Direct Fuel | Baseline Forecast | Avg. Replacement Demand (W) | 0 | 0 | 0 | 0 | 0 | 0 | 0 | 0 | 0 | 0 | 0 | 0 | 0 | 0 | 0 | 0 | 0 | 0 | 0 | 0 | 0 | 0 | 0 | 0 | 0 | 0 | 0 | 0 | 0 | 0
F1_Residential_CZ3 - Multi Family_Existing_Space Heating_Natural Gas_Boiler - Direct Fuel_Baseline Forecast | F1 | Residential | CZ3 - Multi Family | Existing | Space Heating | Natural Gas | Boiler - Direct Fuel | Baseline Forecast | Units | 110.8198 | 110.3765 | 109.935 | 109.4953 | 109.0573 | 108.6211 | 108.1866 | 107.7539 | 107.3228 | 106.8935 | 106.466 | 106.0401 | 105.6159 | 105.1935 | 104.7727 | 104.3536 | 103.9362 | 103.5205 | 103.1064 | 102.694 | 102.2832 | 101.874 | 0 | 0 | 0 | 0 | 0 | 0 | 0 | 0
F2_Residential_CZ3 - Multi Family_Existing_Space Heating_Natural Gas_Boiler - Direct Fuel_Baseline Forecast | F2 | Residential | CZ3 - Multi Family | Existing | Space Heating | Natural Gas | Boiler - Direct Fuel | Baseline Forecast | Usage (MMtherm) | 0.02626 | 0.026026 | 0.025788 | 0.025555 | 0.025327 | 0.025105 | 0.024887 | 0.024675 | 0.024468 | 0.024266 | 0.024069 | 0.023878 | 0.023691 | 0.02351 | 0.023335 | 0.023164 | 0.022997 | 0.022835 | 0.022678 | 0.022524 | 0.022374 | 0.022228 | 0 | 0 | 0 | 0 | 0 | 0 | 0 | 0
F3_Residential_CZ3 - Multi Family_Existing_Space Heating_Natural Gas_Boiler - Direct Fuel_Baseline Forecast | F3 | Residential | CZ3 - Multi Family | Existing | Space Heating | Natural Gas | Boiler - Direct Fuel | Baseline Forecast | Peak Demand (S) | 0 | 0 | 0 | 0 | 0 | 0 | 0 | 0 | 0 | 0 | 0 | 0 | 0 | 0 | 0 | 0 | 0 | 0 | 0 | 0 | 0 | 0 | 0 | 0 | 0 | 0 | 0 | 0 | 0 | 0
F4_Residential_CZ3 - Multi Family_Existing_Space Heating_Natural Gas_Boiler - Direct Fuel_Baseline Forecast | F4 | Residential | CZ3 - Multi Family | Existing | Space Heating | Natural Gas | Boiler - Direct Fuel | Baseline Forecast | Peak Demand (W) | 0 | 0 | 0 | 0 | 0 | 0 | 0 | 0 | 0 | 0 | 0 | 0 | 0 | 0 | 0 | 0 | 0 | 0 | 0 | 0 | 0 | 0 | 0 | 0 | 0 | 0 | 0 | 0 | 0 | 0
F5_Residential_CZ3 - Multi Family_Existing_Space Heating_Natural Gas_Boiler - Direct Fuel_Baseline Forecast | F5 | Residential | CZ3 - Multi Family | Existing | Space Heating | Natural Gas | Boiler - Direct Fuel | Baseline Forecast | Turnover | 0 | 3.8467 | 3.8027 | 3.7604 | 3.7196 | 3.6803 | 3.6424 | 3.5795 | 3.5193 | 3.4617 | 3.4065 | 3.3537 | 3.3565 | 3.3572 | 3.3559 | 3.3528 | 3.348 | 3.3418 | 3.3331 | 3.322 | 3.3089 | 3.2939 | 0 | 0 | 0 | 0 | 0 | 0 | 0 | 0
F6_Residential_CZ3 - Multi Family_Existing_Space Heating_Natural Gas_Boiler - Direct Fuel_Baseline Forecast | F6 | Residential | CZ3 - Multi Family | Existing | Space Heating | Natural Gas | Boiler - Direct Fuel | Baseline Forecast | Avg. Replacement Usage | 212.958 | 209.732 | 207.1675 | 207.1746 | 207.1804 | 207.1873 | 207.1872 | 207.1877 | 207.1911 | 207.1923 | 207.0964 | 207.0978 | 207.0839 | 207.0818 | 207.079 | 207.0779 | 207.0755 | 207.0715 | 207.0655 | 207.0588 | 207.0493 | 207.0372 | 0 | 0 | 0 | 0 | 0 | 0 | 0 | 0
F7_Residential_CZ3 - Multi Family_Existing_Space Heating_Natural Gas_Boiler - Direct Fuel_Baseline Forecast | F7 | Residential | CZ3 - Multi Family | Existing | Space Heating | Natural Gas | Boiler - Direct Fuel | Baseline Forecast | Avg. Replacement Demand (S) | 0 | 0 | 0 | 0 | 0 | 0 | 0 | 0 | 0 | 0 | 0 | 0 | 0 | 0 | 0 | 0 | 0 | 0 | 0 | 0 | 0 | 0 | 0 | 0 | 0 | 0 | 0 | 0 | 0 | 0
F8_Residential_CZ3 - Multi Family_Existing_Space Heating_Natural Gas_Boiler - Direct Fuel_Baseline Forecast | F8 | Residential | CZ3 - Multi Family | Existing | Space Heating | Natural Gas | Boiler - Direct Fuel | Baseline Forecast | Avg. Replacement Demand (W) | 0 | 0 | 0 | 0 | 0 | 0 | 0 | 0 | 0 | 0 | 0 | 0 | 0 | 0 | 0 | 0 | 0 | 0 | 0 | 0 | 0 | 0 | 0 | 0 | 0 | 0 | 0 | 0 | 0 | 0
F1_Residential_CZ3 - Multi Family_Existing_Secondary Heating_Natural Gas_Fireplace_Baseline Forecast | F1 | Residential | CZ3 - Multi Family | Existing | Secondary Heating | Natural Gas | Fireplace | Baseline Forecast | Units | 2099.0577 | 2090.6615 | 2082.2988 | 2073.9697 | 2065.6738 | 2057.4111 | 2049.1814 | 2040.9847 | 2032.8208 | 2024.6895 | 2016.5907 | 2008.5244 | 2000.4903 | 1992.4883 | 1984.5184 | 1976.5803 | 1968.674 | 1960.7993 | 1952.9561 | 1945.1442 | 1937.3637 | 1929.6142 | 0 | 0 | 0 | 0 | 0 | 0 | 0 | 0
F2_Residential_CZ3 - Multi Family_Existing_Secondary Heating_Natural Gas_Fireplace_Baseline Forecast | F2 | Residential | CZ3 - Multi Family | Existing | Secondary Heating | Natural Gas | Fireplace | Baseline Forecast | Usage (MMtherm) | 0.14461 | 0.14403 | 0.14346 | 0.14288 | 0.14231 | 0.14174 | 0.14118 | 0.14061 | 0.14005 | 0.13949 | 0.13893 | 0.13838 | 0.13782 | 0.13727 | 0.13672 | 0.13617 | 0.13563 | 0.13509 | 0.13455 | 0.13401 | 0.13347 | 0.13294 | 0 | 0 | 0 | 0 | 0 | 0 | 0 | 0
F3_Residential_CZ3 - Multi Family_Existing_Secondary Heating_Natural Gas_Fireplace_Baseline Forecast | F3 | Residential | CZ3 - Multi Family | Existing | Secondary Heating | Natural Gas | Fireplace | Baseline Forecast | Peak Demand (S) | 0 | 0 | 0 | 0 | 0 | 0 | 0 | 0 | 0 | 0 | 0 | 0 | 0 | 0 | 0 | 0 | 0 | 0 | 0 | 0 | 0 | 0 | 0 | 0 | 0 | 0 | 0 | 0 | 0 | 0
F4_Residential_CZ3 - Multi Family_Existing_Secondary Heating_Natural Gas_Fireplace_Baseline Forecast | F4 | Residential | CZ3 - Multi Family | Existing | Secondary Heating | Natural Gas | Fireplace | Baseline Forecast | Peak Demand (W) | 0 | 0 | 0 | 0 | 0 | 0 | 0 | 0 | 0 | 0 | 0 | 0 | 0 | 0 | 0 | 0 | 0 | 0 | 0 | 0 | 0 | 0 | 0 | 0 | 0 | 0 | 0 | 0 | 0 | 0
F5_Residential_CZ3 - Multi Family_Existing_Secondary Heating_Natural Gas_Fireplace_Baseline Forecast | F5 | Residential | CZ3 - Multi Family | Existing | Secondary Heating | Natural Gas | Fireplace | Baseline Forecast | Turnover | 0 | 87.5707 | 84.6999 | 82.0788 | 79.684 | 77.4942 | 74.2266 | 71.2517 | 68.542 | 66.0723 | 63.82 | 66.4811 | 68.8557 | 70.9712 | 74.6743 | 77.9857 | 80.9425 | 80.7562 | 80.3428 | 79.7449 | 78.9995 | 78.1377 | 0 | 0 | 0 | 0 | 0 | 0 | 0 | 0
F6_Residential_CZ3 - Multi Family_Existing_Secondary Heating_Natural Gas_Fireplace_Baseline Forecast | F6 | Residential | CZ3 - Multi Family | Existing | Secondary Heating | Natural Gas | Fireplace | Baseline Forecast | Avg. Replacement Usage | 68.8941 | 68.8941 | 68.8941 | 68.8941 | 68.8941 | 68.8941 | 68.8941 | 68.8941 | 68.8941 | 68.8941 | 68.8941 | 68.8941 | 68.8941 | 68.8941 | 68.8941 | 68.8941 | 68.8941 | 68.8941 | 68.8941 | 68.8941 | 68.8941 | 68.8941 | 0 | 0 | 0 | 0 | 0 | 0 | 0 | 0
F7_Residential_CZ3 - Multi Family_Existing_Secondary Heating_Natural Gas_Fireplace_Baseline Forecast | F7 | Residential | CZ3 - Multi Family | Existing | Secondary Heating | Natural Gas | Fireplace | Baseline Forecast | Avg. Replacement Demand (S) | 0 | 0 | 0 | 0 | 0 | 0 | 0 | 0 | 0 | 0 | 0 | 0 | 0 | 0 | 0 | 0 | 0 | 0 | 0 | 0 | 0 | 0 | 0 | 0 | 0 | 0 | 0 | 0 | 0 | 0
F8_Residential_CZ3 - Multi Family_Existing_Secondary Heating_Natural Gas_Fireplace_Baseline Forecast | F8 | Residential | CZ3 - Multi Family | Existing | Secondary Heating | Natural Gas | Fireplace | Baseline Forecast | Avg. Replacement Demand (W) | 0 | 0 | 0 | 0 | 0 | 0 | 0 | 0 | 0 | 0 | 0 | 0 | 0 | 0 | 0 | 0 | 0 | 0 | 0 | 0 | 0 | 0 | 0 | 0 | 0 | 0 | 0 | 0 | 0 | 0
F1_Residential_CZ3 - Multi Family_Existing_Water Heating_Natural Gas_Water Heater <= 55 gal._Baseline Forecast | F1 | Residential | CZ3 - Multi Family | Existing | Water Heating | Natural Gas | Water Heater <= 55 gal. | Baseline Forecast | Units | 9029.2502 | 8993.1332 | 8957.1607 | 8921.332 | 8885.6467 | 8850.1041 | 8814.7037 | 8779.4449 | 8744.3271 | 8709.3498 | 8674.5124 | 8639.8144 | 8605.2551 | 8570.8341 | 8536.5507 | 8502.4045 | 8468.3949 | 8434.5213 | 8400.7833 | 8367.1801 | 8333.7114 | 8300.3766 | 0 | 0 | 0 | 0 | 0 | 0 | 0 | 0
F2_Residential_CZ3 - Multi Family_Existing_Water Heating_Natural Gas_Water Heater <= 55 gal._Baseline Forecast | F2 | Residential | CZ3 - Multi Family | Existing | Water Heating | Natural Gas | Water Heater <= 55 gal. | Baseline Forecast | Usage (MMtherm) | 1.0053 | 0.97882 | 0.95366 | 0.92984 | 0.90741 | 0.88643 | 0.8669 | 0.84896 | 0.8326 | 0.81778 | 0.80446 | 0.79265 | 0.78215 | 0.77274 | 0.76429 | 0.75664 | 0.74969 | 0.74332 | 0.73747 | 0.73204 | 0.72698 | 0.72225 | 0 | 0 | 0 | 0 | 0 | 0 | 0 | 0
F3_Residential_CZ3 - Multi Family_Existing_Water Heating_Natural Gas_Water Heater <= 55 gal._Baseline Forecast | F3 | Residential | CZ3 - Multi Family | Existing | Water Heating | Natural Gas | Water Heater <= 55 gal. | Baseline Forecast | Peak Demand (S) | 0 | 0 | 0 | 0 | 0 | 0 | 0 | 0 | 0 | 0 | 0 | 0 | 0 | 0 | 0 | 0 | 0 | 0 | 0 | 0 | 0 | 0 | 0 | 0 | 0 | 0 | 0 | 0 | 0 | 0
F4_Residential_CZ3 - Multi Family_Existing_Water Heating_Natural Gas_Water Heater <= 55 gal._Baseline Forecast | F4 | Residential | CZ3 - Multi Family | Existing | Water Heating | Natural Gas | Water Heater <= 55 gal. | Baseline Forecast | Peak Demand (W) | 0 | 0 | 0 | 0 | 0 | 0 | 0 | 0 | 0 | 0 | 0 | 0 | 0 | 0 | 0 | 0 | 0 | 0 | 0 | 0 | 0 | 0 | 0 | 0 | 0 | 0 | 0 | 0 | 0 | 0
F5_Residential_CZ3 - Multi Family_Existing_Water Heating_Natural Gas_Water Heater <= 55 gal._Baseline Forecast | F5 | Residential | CZ3 - Multi Family | Existing | Water Heating | Natural Gas | Water Heater <= 55 gal. | Baseline Forecast | Turnover | 0 | 508.7404 | 515.7355 | 521.3817 | 525.8775 | 529.3927 | 532.0718 | 525.9469 | 520.4312 | 515.4367 | 510.8882 | 506.7217 | 502.1382 | 499.1813 | 497.4288 | 496.5473 | 496.2752 | 496.4091 | 495.6862 | 632.2232 | 612.6438 | 594.9487 | 0 | 0 | 0 | 0 | 0 | 0 | 0 | 0
F6_Residential_CZ3 - Multi Family_Existing_Water Heating_Natural Gas_Water Heater <= 55 gal._Baseline Forecast | F6 | Residential | CZ3 - Multi Family | Existing | Water Heating | Natural Gas | Water Heater <= 55 gal. | Baseline Forecast | Avg. Replacement Usage | 85.7825 | 85.7905 | 85.8107 | 85.8258 | 85.8362 | 85.8472 | 85.8344 | 85.8272 | 85.8251 | 85.8208 | 85.7367 | 85.7355 | 85.7241 | 85.7203 | 85.7171 | 85.7148 | 85.7127 | 85.7105 | 85.7084 | 85.7074 | 85.7061 | 85.7037 | 0 | 0 | 0 | 0 | 0 | 0 | 0 | 0
F7_Residential_CZ3 - Multi Family_Existing_Water Heating_Natural Gas_Water Heater <= 55 gal._Baseline Forecast | F7 | Residential | CZ3 - Multi Family | Existing | Water Heating | Natural Gas | Water Heater <= 55 gal. | Baseline Forecast | Avg. Replacement Demand (S) | 0 | 0 | 0 | 0 | 0 | 0 | 0 | 0 | 0 | 0 | 0 | 0 | 0 | 0 | 0 | 0 | 0 | 0 | 0 | 0 | 0 | 0 | 0 | 0 | 0 | 0 | 0 | 0 | 0 | 0
F8_Residential_CZ3 - Multi Family_Existing_Water Heating_Natural Gas_Water Heater <= 55 gal._Baseline Forecast | F8 | Residential | CZ3 - Multi Family | Existing | Water Heating | Natural Gas | Water Heater <= 55 gal. | Baseline Forecast | Avg. Replacement Demand (W) | 0 | 0 | 0 | 0 | 0 | 0 | 0 | 0 | 0 | 0 | 0 | 0 | 0 | 0 | 0 | 0 | 0 | 0 | 0 | 0 | 0 | 0 | 0 | 0 | 0 | 0 | 0 | 0 | 0 | 0
F1_Residential_CZ3 - Multi Family_Existing_Water Heating_Natural Gas_Water Heater > 55 gal._Baseline Forecast | F1 | Residential | CZ3 - Multi Family | Existing | Water Heating | Natural Gas | Water Heater > 55 gal. | Baseline Forecast | Units | 1926.9409 | 1919.2332 | 1911.5562 | 1903.91 | 1896.2944 | 1888.7092 | 1881.1544 | 1873.6297 | 1866.1352 | 1858.6707 | 1851.236 | 1843.8311 | 1836.4557 | 1829.1099 | 1821.7935 | 1814.5063 | 1807.2483 | 1800.0193 | 1792.8192 | 1785.6479 | 1778.5053 | 1771.3913 | 0 | 0 | 0 | 0 | 0 | 0 | 0 | 0
F2_Residential_CZ3 - Multi Family_Existing_Water Heating_Natural Gas_Water Heater > 55 gal._Baseline Forecast | F2 | Residential | CZ3 - Multi Family | Existing | Water Heating | Natural Gas | Water Heater > 55 gal. | Baseline Forecast | Usage (MMtherm) | 0.22097 | 0.21713 | 0.22216 | 0.23437 | 0.25232 | 0.27494 | 0.30077 | 0.32928 | 0.35987 | 0.39197 | 0.42305 | 0.45538 | 0.48735 | 0.51733 | 0.54425 | 0.56763 | 0.58731 | 0.60344 | 0.61614 | 0.62369 | 0.62747 | 0.62876 | 0 | 0 | 0 | 0 | 0 | 0 | 0 | 0
F3_Residential_CZ3 - Multi Family_Existing_Water Heating_Natural Gas_Water Heater > 55 gal._Baseline Forecast | F3 | Residential | CZ3 - Multi Family | Existing | Water Heating | Natural Gas | Water Heater > 55 gal. | Baseline Forecast | Peak Demand (S) | 0 | 0 | 0 | 0 | 0 | 0 | 0 | 0 | 0 | 0 | 0 | 0 | 0 | 0 | 0 | 0 | 0 | 0 | 0 | 0 | 0 | 0 | 0 | 0 | 0 | 0 | 0 | 0 | 0 | 0
F4_Residential_CZ3 - Multi Family_Existing_Water Heating_Natural Gas_Water Heater > 55 gal._Baseline Forecast | F4 | Residential | CZ3 - Multi Family | Existing | Water Heating | Natural Gas | Water Heater > 55 gal. | Baseline Forecast | Peak Demand (W) | 0 | 0 | 0 | 0 | 0 | 0 | 0 | 0 | 0 | 0 | 0 | 0 | 0 | 0 | 0 | 0 | 0 | 0 | 0 | 0 | 0 | 0 | 0 | 0 | 0 | 0 | 0 | 0 | 0 | 0
F5_Residential_CZ3 - Multi Family_Existing_Water Heating_Natural Gas_Water Heater > 55 gal._Baseline Forecast | F5 | Residential | CZ3 - Multi Family | Existing | Water Heating | Natural Gas | Water Heater > 55 gal. | Baseline Forecast | Turnover | 0 | 108.5708 | 195.477 | 264.6038 | 319.3387 | 362.5545 | 396.444 | 422.1563 | 441.424 | 455.5473 | 465.8515 | 477.4697 | 473.4518 | 461.6103 | 446.1827 | 430.1292 | 415.1975 | 402.2165 | 392.1096 | 390.1708 | 393.6303 | 399.8397 | 0 | 0 | 0 | 0 | 0 | 0 | 0 | 0
F6_Residential_CZ3 - Multi Family_Existing_Water Heating_Natural Gas_Water Heater > 55 gal._Baseline Forecast | F6 | Residential | CZ3 - Multi Family | Existing | Water Heating | Natural Gas | Water Heater > 55 gal. | Baseline Forecast | Avg. Replacement Usage | 98.6498 | 99.1073 | 100.254 | 101.1032 | 101.6933 | 102.3244 | 101.5969 | 101.1883 | 101.0624 | 100.8215 | 96.0546 | 95.9858 | 95.3392 | 95.1247 | 94.9431 | 94.815 | 94.6942 | 94.5674 | 94.4543 | 94.391 | 94.3164 | 94.1809 | 0 | 0 | 0 | 0 | 0 | 0 | 0 | 0
F7_Residential_CZ3 - Multi Family_Existing_Water Heating_Natural Gas_Water Heater > 55 gal._Baseline Forecast | F7 | Residential | CZ3 - Multi Family | Existing | Water Heating | Natural Gas | Water Heater > 55 gal. | Baseline Forecast | Avg. Replacement Demand (S) | 0 | 0 | 0 | 0 | 0 | 0 | 0 | 0 | 0 | 0 | 0 | 0 | 0 | 0 | 0 | 0 | 0 | 0 | 0 | 0 | 0 | 0 | 0 | 0 | 0 | 0 | 0 | 0 | 0 | 0
F8_Residential_CZ3 - Multi Family_Existing_Water Heating_Natural Gas_Water Heater > 55 gal._Baseline Forecast | F8 | Residential | CZ3 - Multi Family | Existing | Water Heating | Natural Gas | Water Heater > 55 gal. | Baseline Forecast | Avg. Replacement Demand (W) | 0 | 0 | 0 | 0 | 0 | 0 | 0 | 0 | 0 | 0 | 0 | 0 | 0 | 0 | 0 | 0 | 0 | 0 | 0 | 0 | 0 | 0 | 0 | 0 | 0 | 0 | 0 | 0 | 0 | 0
F1_Residential_CZ3 - Multi Family_Existing_Appliances_Natural Gas_Clothes Dryer_Baseline Forecast | F1 | Residential | CZ3 - Multi Family | Existing | Appliances | Natural Gas | Clothes Dryer | Baseline Forecast | Units | 705.6615 | 702.8388 | 700.0275 | 697.2274 | 694.4385 | 691.6607 | 688.8941 | 686.1385 | 683.3939 | 680.6604 | 677.9377 | 675.226 | 672.5251 | 669.835 | 667.1556 | 664.487 | 661.8291 | 659.1817 | 656.545 | 653.9188 | 651.3032 | 648.6979 | 0 | 0 | 0 | 0 | 0 | 0 | 0 | 0
F2_Residential_CZ3 - Multi Family_Existing_Appliances_Natural Gas_Clothes Dryer_Baseline Forecast | F2 | Residential | CZ3 - Multi Family | Existing | Appliances | Natural Gas | Clothes Dryer | Baseline Forecast | Usage (MMtherm) | 0.014406 | 0.014199 | 0.013993 | 0.01379 | 0.013591 | 0.013396 | 0.013207 | 0.013028 | 0.012857 | 0.012696 | 0.012542 | 0.012398 | 0.012262 | 0.012133 | 0.012011 | 0.011896 | 0.011786 | 0.011682 | 0.011583 | 0.011488 | 0.011397 | 0.011311 | 0 | 0 | 0 | 0 | 0 | 0 | 0 | 0
F3_Residential_CZ3 - Multi Family_Existing_Appliances_Natural Gas_Clothes Dryer_Baseline Forecast | F3 | Residential | CZ3 - Multi Family | Existing | Appliances | Natural Gas | Clothes Dryer | Baseline Forecast | Peak Demand (S) | 0 | 0 | 0 | 0 | 0 | 0 | 0 | 0 | 0 | 0 | 0 | 0 | 0 | 0 | 0 | 0 | 0 | 0 | 0 | 0 | 0 | 0 | 0 | 0 | 0 | 0 | 0 | 0 | 0 | 0
F4_Residential_CZ3 - Multi Family_Existing_Appliances_Natural Gas_Clothes Dryer_Baseline Forecast | F4 | Residential | CZ3 - Multi Family | Existing | Appliances | Natural Gas | Clothes Dryer | Baseline Forecast | Peak Demand (W) | 0 | 0 | 0 | 0 | 0 | 0 | 0 | 0 | 0 | 0 | 0 | 0 | 0 | 0 | 0 | 0 | 0 | 0 | 0 | 0 | 0 | 0 | 0 | 0 | 0 | 0 | 0 | 0 | 0 | 0
F5_Residential_CZ3 - Multi Family_Existing_Appliances_Natural Gas_Clothes Dryer_Baseline Forecast | F5 | Residential | CZ3 - Multi Family | Existing | Appliances | Natural Gas | Clothes Dryer | Baseline Forecast | Turnover | 0 | 25.1705 | 27.0442 | 28.7513 | 30.3052 | 31.7183 | 33.0021 | 32.1577 | 31.3741 | 30.6465 | 29.9703 | 29.3414 | 28.8287 | 28.4953 | 28.3143 | 28.2624 | 28.3187 | 28.4649 | 28.5371 | 28.5459 | 28.5004 | 28.4088 | 0 | 0 | 0 | 0 | 0 | 0 | 0 | 0
F6_Residential_CZ3 - Multi Family_Existing_Appliances_Natural Gas_Clothes Dryer_Baseline Forecast | F6 | Residential | CZ3 - Multi Family | Existing | Appliances | Natural Gas | Clothes Dryer | Baseline Forecast | Avg. Replacement Usage | 16.6985 | 16.6989 | 16.6992 | 16.6993 | 16.6994 | 16.6996 | 16.6994 | 16.6993 | 16.6993 | 16.6992 | 16.6823 | 16.6838 | 16.6807 | 16.6797 | 16.6789 | 16.6783 | 16.6778 | 16.6772 | 16.6767 | 16.6764 | 16.6761 | 16.6755 | 0 | 0 | 0 | 0 | 0 | 0 | 0 | 0
F7_Residential_CZ3 - Multi Family_Existing_Appliances_Natural Gas_Clothes Dryer_Baseline Forecast | F7 | Residential | CZ3 - Multi Family | Existing | Appliances | Natural Gas | Clothes Dryer | Baseline Forecast | Avg. Replacement Demand (S) | 0 | 0 | 0 | 0 | 0 | 0 | 0 | 0 | 0 | 0 | 0 | 0 | 0 | 0 | 0 | 0 | 0 | 0 | 0 | 0 | 0 | 0 | 0 | 0 | 0 | 0 | 0 | 0 | 0 | 0
F8_Residential_CZ3 - Multi Family_Existing_Appliances_Natural Gas_Clothes Dryer_Baseline Forecast | F8 | Residential | CZ3 - Multi Family | Existing | Appliances | Natural Gas | Clothes Dryer | Baseline Forecast | Avg. Replacement Demand (W) | 0 | 0 | 0 | 0 | 0 | 0 | 0 | 0 | 0 | 0 | 0 | 0 | 0 | 0 | 0 | 0 | 0 | 0 | 0 | 0 | 0 | 0 | 0 | 0 | 0 | 0 | 0 | 0 | 0 | 0
F1_Residential_CZ3 - Multi Family_Existing_Appliances_Natural Gas_Stove/Oven_Baseline Forecast | F1 | Residential | CZ3 - Multi Family | Existing | Appliances | Natural Gas | Stove/Oven | Baseline Forecast | Units | 3415.8579 | 3402.1945 | 3388.5857 | 3375.0314 | 3361.5312 | 3348.0851 | 3334.6928 | 3321.354 | 3308.0686 | 3294.8363 | 3281.657 | 3268.5303 | 3255.4562 | 3242.4344 | 3229.4647 | 3216.5468 | 3203.6806 | 3190.8659 | 3178.1024 | 3165.39 | 3152.7285 | 3140.1175 | 0 | 0 | 0 | 0 | 0 | 0 | 0 | 0
F2_Residential_CZ3 - Multi Family_Existing_Appliances_Natural Gas_Stove/Oven_Baseline Forecast | F2 | Residential | CZ3 - Multi Family | Existing | Appliances | Natural Gas | Stove/Oven | Baseline Forecast | Usage (MMtherm) | 0.18632 | 0.18383 | 0.18151 | 0.17937 | 0.17739 | 0.17555 | 0.17384 | 0.17226 | 0.1708 | 0.16944 | 0.16817 | 0.16699 | 0.16587 | 0.16482 | 0.16383 | 0.16289 | 0.16198 | 0.16111 | 0.16026 | 0.15944 | 0.15865 | 0.15788 | 0 | 0 | 0 | 0 | 0 | 0 | 0 | 0
F3_Residential_CZ3 - Multi Family_Existing_Appliances_Natural Gas_Stove/Oven_Baseline Forecast | F3 | Residential | CZ3 - Multi Family | Existing | Appliances | Natural Gas | Stove/Oven | Baseline Forecast | Peak Demand (S) | 0 | 0 | 0 | 0 | 0 | 0 | 0 | 0 | 0 | 0 | 0 | 0 | 0 | 0 | 0 | 0 | 0 | 0 | 0 | 0 | 0 | 0 | 0 | 0 | 0 | 0 | 0 | 0 | 0 | 0
F4_Residential_CZ3 - Multi Family_Existing_Appliances_Natural Gas_Stove/Oven_Baseline Forecast | F4 | Residential | CZ3 - Multi Family | Existing | Appliances | Natural Gas | Stove/Oven | Baseline Forecast | Peak Demand (W) | 0 | 0 | 0 | 0 | 0 | 0 | 0 | 0 | 0 | 0 | 0 | 0 | 0 | 0 | 0 | 0 | 0 | 0 | 0 | 0 | 0 | 0 | 0 | 0 | 0 | 0 | 0 | 0 | 0 | 0
F5_Residential_CZ3 - Multi Family_Existing_Appliances_Natural Gas_Stove/Oven_Baseline Forecast | F5 | Residential | CZ3 - Multi Family | Existing | Appliances | Natural Gas | Stove/Oven | Baseline Forecast | Turnover | 0 | 249.343 | 239.5101 | 231.0091 | 223.6455 | 216.5874 | 210.4592 | 205.1253 | 200.4698 | 196.3939 | 192.8133 | 198.8285 | 202.6142 | 204.6794 | 205.4318 | 205.1056 | 203.9859 | 202.2981 | 268.0809 | 253.4138 | 240.7526 | 231.0694 | 0 | 0 | 0 | 0 | 0 | 0 | 0 | 0
F6_Residential_CZ3 - Multi Family_Existing_Appliances_Natural Gas_Stove/Oven_Baseline Forecast | F6 | Residential | CZ3 - Multi Family | Existing | Appliances | Natural Gas | Stove/Oven | Baseline Forecast | Avg. Replacement Usage | 50.1946 | 50.1979 | 50.2016 | 50.2043 | 50.2061 | 50.208 | 50.2057 | 50.2043 | 50.2038 | 50.2029 | 50.0947 | 50.0911 | 50.0713 | 50.0649 | 50.0596 | 50.0559 | 50.0524 | 50.0488 | 50.0456 | 50.0438 | 50.0417 | 50.0379 | 0 | 0 | 0 | 0 | 0 | 0 | 0 | 0
F7_Residential_CZ3 - Multi Family_Existing_Appliances_Natural Gas_Stove/Oven_Baseline Forecast | F7 | Residential | CZ3 - Multi Family | Existing | Appliances | Natural Gas | Stove/Oven | Baseline Forecast | Avg. Replacement Demand (S) | 0 | 0 | 0 | 0 | 0 | 0 | 0 | 0 | 0 | 0 | 0 | 0 | 0 | 0 | 0 | 0 | 0 | 0 | 0 | 0 | 0 | 0 | 0 | 0 | 0 | 0 | 0 | 0 | 0 | 0
F8_Residential_CZ3 - Multi Family_Existing_Appliances_Natural Gas_Stove/Oven_Baseline Forecast | F8 | Residential | CZ3 - Multi Family | Existing | Appliances | Natural Gas | Stove/Oven | Baseline Forecast | Avg. Replacement Demand (W) | 0 | 0 | 0 | 0 | 0 | 0 | 0 | 0 | 0 | 0 | 0 | 0 | 0 | 0 | 0 | 0 | 0 | 0 | 0 | 0 | 0 | 0 | 0 | 0 | 0 | 0 | 0 | 0 | 0 | 0
F1_Residential_CZ3 - Multi Family_Existing_Miscellaneous_Natural Gas_Pool Heater_Baseline Forecast | F1 | Residential | CZ3 - Multi Family | Existing | Miscellaneous | Natural Gas | Pool Heater | Baseline Forecast | Units | 428.6119 | 426.8975 | 425.1899 | 423.4891 | 421.7952 | 420.108 | 418.4276 | 416.7539 | 415.0868 | 413.4265 | 411.7728 | 410.1257 | 408.4852 | 406.8513 | 405.2239 | 403.603 | 401.9885 | 400.3806 | 398.7791 | 397.184 | 395.5952 | 394.0128 | 0 | 0 | 0 | 0 | 0 | 0 | 0 | 0
F2_Residential_CZ3 - Multi Family_Existing_Miscellaneous_Natural Gas_Pool Heater_Baseline Forecast | F2 | Residential | CZ3 - Multi Family | Existing | Miscellaneous | Natural Gas | Pool Heater | Baseline Forecast | Usage (MMtherm) | 0.05599 | 0.05576 | 0.055532 | 0.055305 | 0.055079 | 0.054855 | 0.054631 | 0.05441 | 0.054189 | 0.053969 | 0.053751 | 0.053534 | 0.053318 | 0.053103 | 0.052888 | 0.052675 | 0.052463 | 0.052252 | 0.052042 | 0.051833 | 0.051625 | 0.051417 | 0 | 0 | 0 | 0 | 0 | 0 | 0 | 0
F3_Residential_CZ3 - Multi Family_Existing_Miscellaneous_Natural Gas_Pool Heater_Baseline Forecast | F3 | Residential | CZ3 - Multi Family | Existing | Miscellaneous | Natural Gas | Pool Heater | Baseline Forecast | Peak Demand (S) | 0 | 0 | 0 | 0 | 0 | 0 | 0 | 0 | 0 | 0 | 0 | 0 | 0 | 0 | 0 | 0 | 0 | 0 | 0 | 0 | 0 | 0 | 0 | 0 | 0 | 0 | 0 | 0 | 0 | 0
F4_Residential_CZ3 - Multi Family_Existing_Miscellaneous_Natural Gas_Pool Heater_Baseline Forecast | F4 | Residential | CZ3 - Multi Family | Existing | Miscellaneous | Natural Gas | Pool Heater | Baseline Forecast | Peak Demand (W) | 0 | 0 | 0 | 0 | 0 | 0 | 0 | 0 | 0 | 0 | 0 | 0 | 0 | 0 | 0 | 0 | 0 | 0 | 0 | 0 | 0 | 0 | 0 | 0 | 0 | 0 | 0 | 0 | 0 | 0
F5_Residential_CZ3 - Multi Family_Existing_Miscellaneous_Natural Gas_Pool Heater_Baseline Forecast | F5 | Residential | CZ3 - Multi Family | Existing | Miscellaneous | Natural Gas | Pool Heater | Baseline Forecast | Turnover | 0 | 34.3565 | 31.9952 | 29.8535 | 27.9108 | 26.1483 | 24.5489 | 25.277 | 25.7267 | 25.9439 | 25.968 | 25.8335 | 25.5698 | 25.3956 | 25.2778 | 25.1904 | 25.1134 | 25.0317 | 35.1604 | 33.428 | 31.9116 | 30.5874 | 0 | 0 | 0 | 0 | 0 | 0 | 0 | 0
F6_Residential_CZ3 - Multi Family_Existing_Miscellaneous_Natural Gas_Pool Heater_Baseline Forecast | F6 | Residential | CZ3 - Multi Family | Existing | Miscellaneous | Natural Gas | Pool Heater | Baseline Forecast | Avg. Replacement Usage | 130.4755 | 130.4755 | 130.4755 | 130.4755 | 130.4755 | 130.4755 | 130.4755 | 130.4755 | 130.4755 | 130.4755 | 130.4755 | 130.4755 | 130.4755 | 130.4755 | 130.4755 | 130.4755 | 130.4755 | 130.4755 | 130.4755 | 130.4755 | 130.4755 | 130.4755 | 0 | 0 | 0 | 0 | 0 | 0 | 0 | 0
F7_Residential_CZ3 - Multi Family_Existing_Miscellaneous_Natural Gas_Pool Heater_Baseline Forecast | F7 | Residential | CZ3 - Multi Family | Existing | Miscellaneous | Natural Gas | Pool Heater | Baseline Forecast | Avg. Replacement Demand (S) | 0 | 0 | 0 | 0 | 0 | 0 | 0 | 0 | 0 | 0 | 0 | 0 | 0 | 0 | 0 | 0 | 0 | 0 | 0 | 0 | 0 | 0 | 0 | 0 | 0 | 0 | 0 | 0 | 0 | 0
F8_Residential_CZ3 - Multi Family_Existing_Miscellaneous_Natural Gas_Pool Heater_Baseline Forecast | F8 | Residential | CZ3 - Multi Family | Existing | Miscellaneous | Natural Gas | Pool Heater | Baseline Forecast | Avg. Replacement Demand (W) | 0 | 0 | 0 | 0 | 0 | 0 | 0 | 0 | 0 | 0 | 0 | 0 | 0 | 0 | 0 | 0 | 0 | 0 | 0 | 0 | 0 | 0 | 0 | 0 | 0 | 0 | 0 | 0 | 0 | 0
F1_Residential_CZ3 - Multi Family_Existing_Miscellaneous_Natural Gas_Miscellaneous_Baseline Forecast | F1 | Residential | CZ3 - Multi Family | Existing | Miscellaneous | Natural Gas | Miscellaneous | Baseline Forecast | Units | 15816.2696 | 15753.0045 | 15689.9925 | 15627.2325 | 15564.7236 | 15502.4647 | 15440.4548 | 15378.693 | 15317.1782 | 15255.9095 | 15194.8859 | 15134.1064 | 15073.5699 | 15013.2756 | 14953.2225 | 14893.4097 | 14833.836 | 14774.5007 | 14715.4027 | 14656.5411 | 14597.9149 | 14539.5232 | 0 | 0 | 0 | 0 | 0 | 0 | 0 | 0
F2_Residential_CZ3 - Multi Family_Existing_Miscellaneous_Natural Gas_Miscellaneous_Baseline Forecast | F2 | Residential | CZ3 - Multi Family | Existing | Miscellaneous | Natural Gas | Miscellaneous | Baseline Forecast | Usage (MMtherm) | 0.0037748 | 0.0037597 | 0.0037447 | 0.0037297 | 0.0037148 | 0.0036999 | 0.0036851 | 0.0036704 | 0.0036557 | 0.0036411 | 0.0036265 | 0.003612 | 0.0035975 | 0.0035832 | 0.0035688 | 0.0035545 | 0.0035403 | 0.0035262 | 0.0035121 | 0.003498 | 0.003484 | 0.0034701 | 0 | 0 | 0 | 0 | 0 | 0 | 0 | 0
F3_Residential_CZ3 - Multi Family_Existing_Miscellaneous_Natural Gas_Miscellaneous_Baseline Forecast | F3 | Residential | CZ3 - Multi Family | Existing | Miscellaneous | Natural Gas | Miscellaneous | Baseline Forecast | Peak Demand (S) | 0 | 0 | 0 | 0 | 0 | 0 | 0 | 0 | 0 | 0 | 0 | 0 | 0 | 0 | 0 | 0 | 0 | 0 | 0 | 0 | 0 | 0 | 0 | 0 | 0 | 0 | 0 | 0 | 0 | 0
F4_Residential_CZ3 - Multi Family_Existing_Miscellaneous_Natural Gas_Miscellaneous_Baseline Forecast | F4 | Residential | CZ3 - Multi Family | Existing | Miscellaneous | Natural Gas | Miscellaneous | Baseline Forecast | Peak Demand (W) | 0 | 0 | 0 | 0 | 0 | 0 | 0 | 0 | 0 | 0 | 0 | 0 | 0 | 0 | 0 | 0 | 0 | 0 | 0 | 0 | 0 | 0 | 0 | 0 | 0 | 0 | 0 | 0 | 0 | 0
F5_Residential_CZ3 - Multi Family_Existing_Miscellaneous_Natural Gas_Miscellaneous_Baseline Forecast | F5 | Residential | CZ3 - Multi Family | Existing | Miscellaneous | Natural Gas | Miscellaneous | Baseline Forecast | Turnover | 0 | 0 | 522.9997 | 954.9975 | 1311.4721 | 1605.2706 | 1847.0565 | 1533.0569 | 1357.5326 | 1282.1364 | 1277.5581 | 1321.5612 | 1397.4238 | 1409.3 | 1529.704 | 1593.7239 | 1626.4876 | 1644.5501 | 1658.3637 | 1524.1926 | 1468.9183 | 1459.902 | 0 | 0 | 0 | 0 | 0 | 0 | 0 | 0
F6_Residential_CZ3 - Multi Family_Existing_Miscellaneous_Natural Gas_Miscellaneous_Baseline Forecast | F6 | Residential | CZ3 - Multi Family | Existing | Miscellaneous | Natural Gas | Miscellaneous | Baseline Forecast | Avg. Replacement Usage | 0.23867 | 0.23867 | 0.23867 | 0.23867 | 0.23867 | 0.23867 | 0.23867 | 0.23867 | 0.23867 | 0.23867 | 0.23867 | 0.23867 | 0.23867 | 0.23867 | 0.23867 | 0.23867 | 0.23867 | 0.23867 | 0.23867 | 0.23867 | 0.23867 | 0.23867 | 0 | 0 | 0 | 0 | 0 | 0 | 0 | 0
F7_Residential_CZ3 - Multi Family_Existing_Miscellaneous_Natural Gas_Miscellaneous_Baseline Forecast | F7 | Residential | CZ3 - Multi Family | Existing | Miscellaneous | Natural Gas | Miscellaneous | Baseline Forecast | Avg. Replacement Demand (S) | 0 | 0 | 0 | 0 | 0 | 0 | 0 | 0 | 0 | 0 | 0 | 0 | 0 | 0 | 0 | 0 | 0 | 0 | 0 | 0 | 0 | 0 | 0 | 0 | 0 | 0 | 0 | 0 | 0 | 0
F8_Residential_CZ3 - Multi Family_Existing_Miscellaneous_Natural Gas_Miscellaneous_Baseline Forecast | F8 | Residential | CZ3 - Multi Family | Existing | Miscellaneous | Natural Gas | Miscellaneous | Baseline Forecast | Avg. Replacement Demand (W) | 0 | 0 | 0 | 0 | 0 | 0 | 0 | 0 | 0 | 0 | 0 | 0 | 0 | 0 | 0 | 0 | 0 | 0 | 0 | 0 | 0 | 0 | 0 | 0 | 0 | 0 | 0 | 0 | 0 | 0
F1_Residential_CZ3 - Multi Family_New_Space Heating_Natural Gas_Furnace - Direct Fuel_Baseline Forecast | F1 | Residential | CZ3 - Multi Family | New | Space Heating | Natural Gas | Furnace - Direct Fuel | Baseline Forecast | Units | 0 | 633.9303 | 1267.6088 | 1626.4357 | 1977.3264 | 2326.8813 | 2674.9206 | 3022.211 | 3366.2471 | 3707.4063 | 4046.1088 | 4382.3031 | 4715.3892 | 5044.6995 | 5370.5711 | 5692.15 | 6011.0411 | 6326.4793 | 6638.4658 | 6947.453 | 7253.1922 | 7530.6353 | 0 | 0 | 0 | 0 | 0 | 0 | 0 | 0
F2_Residential_CZ3 - Multi Family_New_Space Heating_Natural Gas_Furnace - Direct Fuel_Baseline Forecast | F2 | Residential | CZ3 - Multi Family | New | Space Heating | Natural Gas | Furnace - Direct Fuel | Baseline Forecast | Usage (MMtherm) | 0 | 0.091352 | 0.18265 | 0.23435 | 0.28484 | 0.32918 | 0.37332 | 0.41737 | 0.46101 | 0.50428 | 0.54724 | 0.58988 | 0.63148 | 0.67199 | 0.71178 | 0.75075 | 0.78949 | 0.82789 | 0.86595 | 0.90371 | 0.94114 | 0.97505 | 0 | 0 | 0 | 0 | 0 | 0 | 0 | 0
F3_Residential_CZ3 - Multi Family_New_Space Heating_Natural Gas_Furnace - Direct Fuel_Baseline Forecast | F3 | Residential | CZ3 - Multi Family | New | Space Heating | Natural Gas | Furnace - Direct Fuel | Baseline Forecast | Peak Demand (S) | 0 | 0 | 0 | 0 | 0 | 0 | 0 | 0 | 0 | 0 | 0 | 0 | 0 | 0 | 0 | 0 | 0 | 0 | 0 | 0 | 0 | 0 | 0 | 0 | 0 | 0 | 0 | 0 | 0 | 0
F4_Residential_CZ3 - Multi Family_New_Space Heating_Natural Gas_Furnace - Direct Fuel_Baseline Forecast | F4 | Residential | CZ3 - Multi Family | New | Space Heating | Natural Gas | Furnace - Direct Fuel | Baseline Forecast | Peak Demand (W) | 0 | 0 | 0 | 0 | 0 | 0 | 0 | 0 | 0 | 0 | 0 | 0 | 0 | 0 | 0 | 0 | 0 | 0 | 0 | 0 | 0 | 0 | 0 | 0 | 0 | 0 | 0 | 0 | 0 | 0
F5_Residential_CZ3 - Multi Family_New_Space Heating_Natural Gas_Furnace - Direct Fuel_Baseline Forecast | F5 | Residential | CZ3 - Multi Family | New | Space Heating | Natural Gas | Furnace - Direct Fuel | Baseline Forecast | Turnover | 0 | 633.9303 | 633.6784 | 358.8269 | 350.8907 | 349.5549 | 348.0392 | 347.2904 | 344.0361 | 341.1592 | 338.7025 | 336.1943 | 370.3761 | 401.682 | 415.0936 | 426.1931 | 437.9137 | 447.9324 | 457.1157 | 465.8168 | 473.4118 | 455.1762 | 0 | 0 | 0 | 0 | 0 | 0 | 0 | 0
F6_Residential_CZ3 - Multi Family_New_Space Heating_Natural Gas_Furnace - Direct Fuel_Baseline Forecast | F6 | Residential | CZ3 - Multi Family | New | Space Heating | Natural Gas | Furnace - Direct Fuel | Baseline Forecast | Avg. Replacement Usage | 144.1005 | 144.1047 | 144.0818 | 144.0613 | 143.9035 | 126.8402 | 126.8388 | 126.8373 | 126.8354 | 126.8333 | 126.8307 | 126.8281 | 126.8252 | 126.822 | 126.8186 | 126.8148 | 126.8109 | 126.8067 | 126.8023 | 126.7975 | 126.7926 | 126.7875 | 0 | 0 | 0 | 0 | 0 | 0 | 0 | 0
F7_Residential_CZ3 - Multi Family_New_Space Heating_Natural Gas_Furnace - Direct Fuel_Baseline Forecast | F7 | Residential | CZ3 - Multi Family | New | Space Heating | Natural Gas | Furnace - Direct Fuel | Baseline Forecast | Avg. Replacement Demand (S) | 0 | 0 | 0 | 0 | 0 | 0 | 0 | 0 | 0 | 0 | 0 | 0 | 0 | 0 | 0 | 0 | 0 | 0 | 0 | 0 | 0 | 0 | 0 | 0 | 0 | 0 | 0 | 0 | 0 | 0
F8_Residential_CZ3 - Multi Family_New_Space Heating_Natural Gas_Furnace - Direct Fuel_Baseline Forecast | F8 | Residential | CZ3 - Multi Family | New | Space Heating | Natural Gas | Furnace - Direct Fuel | Baseline Forecast | Avg. Replacement Demand (W) | 0 | 0 | 0 | 0 | 0 | 0 | 0 | 0 | 0 | 0 | 0 | 0 | 0 | 0 | 0 | 0 | 0 | 0 | 0 | 0 | 0 | 0 | 0 | 0 | 0 | 0 | 0 | 0 | 0 | 0
F1_Residential_CZ3 - Multi Family_New_Space Heating_Natural Gas_Boiler - Direct Fuel_Baseline Forecast | F1 | Residential | CZ3 - Multi Family | New | Space Heating | Natural Gas | Boiler - Direct Fuel | Baseline Forecast | Units | 0 | 3.7207 | 7.44 | 9.546 | 11.6055 | 13.6571 | 15.6999 | 17.7382 | 19.7574 | 21.7598 | 23.7477 | 25.721 | 27.6759 | 29.6088 | 31.5214 | 33.4088 | 35.2805 | 37.1319 | 38.963 | 40.7766 | 42.571 | 44.1994 | 0 | 0 | 0 | 0 | 0 | 0 | 0 | 0
F2_Residential_CZ3 - Multi Family_New_Space Heating_Natural Gas_Boiler - Direct Fuel_Baseline Forecast | F2 | Residential | CZ3 - Multi Family | New | Space Heating | Natural Gas | Boiler - Direct Fuel | Baseline Forecast | Usage (MMtherm) | 0 | 0.00053632 | 0.0010685 | 0.0013699 | 0.0016646 | 0.0019582 | 0.0022505 | 0.0025422 | 0.0028311 | 0.0031177 | 0.0034021 | 0.0036845 | 0.0039641 | 0.0042405 | 0.004514 | 0.0047839 | 0.0050516 | 0.0053164 | 0.0055783 | 0.0058377 | 0.0060943 | 0.0063272 | 0 | 0 | 0 | 0 | 0 | 0 | 0 | 0
F3_Residential_CZ3 - Multi Family_New_Space Heating_Natural Gas_Boiler - Direct Fuel_Baseline Forecast | F3 | Residential | CZ3 - Multi Family | New | Space Heating | Natural Gas | Boiler - Direct Fuel | Baseline Forecast | Peak Demand (S) | 0 | 0 | 0 | 0 | 0 | 0 | 0 | 0 | 0 | 0 | 0 | 0 | 0 | 0 | 0 | 0 | 0 | 0 | 0 | 0 | 0 | 0 | 0 | 0 | 0 | 0 | 0 | 0 | 0 | 0
F4_Residential_CZ3 - Multi Family_New_Space Heating_Natural Gas_Boiler - Direct Fuel_Baseline Forecast | F4 | Residential | CZ3 - Multi Family | New | Space Heating | Natural Gas | Boiler - Direct Fuel | Baseline Forecast | Peak Demand (W) | 0 | 0 | 0 | 0 | 0 | 0 | 0 | 0 | 0 | 0 | 0 | 0 | 0 | 0 | 0 | 0 | 0 | 0 | 0 | 0 | 0 | 0 | 0 | 0 | 0 | 0 | 0 | 0 | 0 | 0
F5_Residential_CZ3 - Multi Family_New_Space Heating_Natural Gas_Boiler - Direct Fuel_Baseline Forecast | F5 | Residential | CZ3 - Multi Family | New | Space Heating | Natural Gas | Boiler - Direct Fuel | Baseline Forecast | Turnover | 0 | 3.7207 | 3.7192 | 2.1061 | 2.0595 | 2.0516 | 2.0427 | 2.0383 | 2.0192 | 2.0024 | 1.9879 | 1.9732 | 2.1322 | 2.2787 | 2.3423 | 2.3947 | 2.4525 | 2.5018 | 2.5477 | 2.5921 | 2.6313 | 2.52 | 0 | 0 | 0 | 0 | 0 | 0 | 0 | 0
F6_Residential_CZ3 - Multi Family_New_Space Heating_Natural Gas_Boiler - Direct Fuel_Baseline Forecast | F6 | Residential | CZ3 - Multi Family | New | Space Heating | Natural Gas | Boiler - Direct Fuel | Baseline Forecast | Avg. Replacement Usage | 144.1434 | 144.1434 | 143.0982 | 143.0982 | 143.0982 | 143.0982 | 143.0982 | 143.0982 | 143.0982 | 143.0982 | 143.0982 | 143.0982 | 143.0982 | 143.0982 | 143.0982 | 143.0982 | 143.0982 | 143.0982 | 143.0982 | 143.0982 | 143.0982 | 143.0982 | 0 | 0 | 0 | 0 | 0 | 0 | 0 | 0
F7_Residential_CZ3 - Multi Family_New_Space Heating_Natural Gas_Boiler - Direct Fuel_Baseline Forecast | F7 | Residential | CZ3 - Multi Family | New | Space Heating | Natural Gas | Boiler - Direct Fuel | Baseline Forecast | Avg. Replacement Demand (S) | 0 | 0 | 0 | 0 | 0 | 0 | 0 | 0 | 0 | 0 | 0 | 0 | 0 | 0 | 0 | 0 | 0 | 0 | 0 | 0 | 0 | 0 | 0 | 0 | 0 | 0 | 0 | 0 | 0 | 0
F8_Residential_CZ3 - Multi Family_New_Space Heating_Natural Gas_Boiler - Direct Fuel_Baseline Forecast | F8 | Residential | CZ3 - Multi Family | New | Space Heating | Natural Gas | Boiler - Direct Fuel | Baseline Forecast | Avg. Replacement Demand (W) | 0 | 0 | 0 | 0 | 0 | 0 | 0 | 0 | 0 | 0 | 0 | 0 | 0 | 0 | 0 | 0 | 0 | 0 | 0 | 0 | 0 | 0 | 0 | 0 | 0 | 0 | 0 | 0 | 0 | 0
F1_Residential_CZ3 - Multi Family_New_Secondary Heating_Natural Gas_Fireplace_Baseline Forecast | F1 | Residential | CZ3 - Multi Family | New | Secondary Heating | Natural Gas | Fireplace | Baseline Forecast | Units | 0 | 169.0126 | 337.958 | 433.6251 | 527.1763 | 620.3713 | 713.1623 | 805.7536 | 897.4773 | 988.434 | 1078.7357 | 1168.3687 | 1257.1729 | 1344.9706 | 1431.8514 | 1517.5878 | 1602.6075 | 1686.7067 | 1769.8857 | 1852.2649 | 1933.7783 | 2007.7475 | 0 | 0 | 0 | 0 | 0 | 0 | 0 | 0
F2_Residential_CZ3 - Multi Family_New_Secondary Heating_Natural Gas_Fireplace_Baseline Forecast | F2 | Residential | CZ3 - Multi Family | New | Secondary Heating | Natural Gas | Fireplace | Baseline Forecast | Usage (MMtherm) | 0 | 0.011644 | 0.023283 | 0.029874 | 0.036319 | 0.04274 | 0.049133 | 0.055512 | 0.061831 | 0.068097 | 0.074319 | 0.080494 | 0.086612 | 0.092661 | 0.098646 | 0.10455 | 0.11041 | 0.1162 | 0.12193 | 0.12761 | 0.13323 | 0.13832 | 0 | 0 | 0 | 0 | 0 | 0 | 0 | 0
F3_Residential_CZ3 - Multi Family_New_Secondary Heating_Natural Gas_Fireplace_Baseline Forecast | F3 | Residential | CZ3 - Multi Family | New | Secondary Heating | Natural Gas | Fireplace | Baseline Forecast | Peak Demand (S) | 0 | 0 | 0 | 0 | 0 | 0 | 0 | 0 | 0 | 0 | 0 | 0 | 0 | 0 | 0 | 0 | 0 | 0 | 0 | 0 | 0 | 0 | 0 | 0 | 0 | 0 | 0 | 0 | 0 | 0
F4_Residential_CZ3 - Multi Family_New_Secondary Heating_Natural Gas_Fireplace_Baseline Forecast | F4 | Residential | CZ3 - Multi Family | New | Secondary Heating | Natural Gas | Fireplace | Baseline Forecast | Peak Demand (W) | 0 | 0 | 0 | 0 | 0 | 0 | 0 | 0 | 0 | 0 | 0 | 0 | 0 | 0 | 0 | 0 | 0 | 0 | 0 | 0 | 0 | 0 | 0 | 0 | 0 | 0 | 0 | 0 | 0 | 0
F5_Residential_CZ3 - Multi Family_New_Secondary Heating_Natural Gas_Fireplace_Baseline Forecast | F5 | Residential | CZ3 - Multi Family | New | Secondary Heating | Natural Gas | Fireplace | Baseline Forecast | Turnover | 0 | 169.0126 | 168.9454 | 95.6671 | 93.5512 | 93.1951 | 92.791 | 92.5913 | 91.7237 | 90.9567 | 90.3017 | 89.633 | 88.8043 | 87.7976 | 86.8808 | 85.7363 | 85.0198 | 99.464 | 112.5056 | 117.7369 | 122.1613 | 119.3942 | 0 | 0 | 0 | 0 | 0 | 0 | 0 | 0
F6_Residential_CZ3 - Multi Family_New_Secondary Heating_Natural Gas_Fireplace_Baseline Forecast | F6 | Residential | CZ3 - Multi Family | New | Secondary Heating | Natural Gas | Fireplace | Baseline Forecast | Avg. Replacement Usage | 68.8941 | 68.8941 | 68.8941 | 68.8941 | 68.8941 | 68.8941 | 68.8941 | 68.8941 | 68.8941 | 68.8941 | 68.8941 | 68.8941 | 68.8941 | 68.8941 | 68.8941 | 68.8941 | 68.8941 | 68.8941 | 68.8941 | 68.8941 | 68.8941 | 68.8941 | 0 | 0 | 0 | 0 | 0 | 0 | 0 | 0
F7_Residential_CZ3 - Multi Family_New_Secondary Heating_Natural Gas_Fireplace_Baseline Forecast | F7 | Residential | CZ3 - Multi Family | New | Secondary Heating | Natural Gas | Fireplace | Baseline Forecast | Avg. Replacement Demand (S) | 0 | 0 | 0 | 0 | 0 | 0 | 0 | 0 | 0 | 0 | 0 | 0 | 0 | 0 | 0 | 0 | 0 | 0 | 0 | 0 | 0 | 0 | 0 | 0 | 0 | 0 | 0 | 0 | 0 | 0
F8_Residential_CZ3 - Multi Family_New_Secondary Heating_Natural Gas_Fireplace_Baseline Forecast | F8 | Residential | CZ3 - Multi Family | New | Secondary Heating | Natural Gas | Fireplace | Baseline Forecast | Avg. Replacement Demand (W) | 0 | 0 | 0 | 0 | 0 | 0 | 0 | 0 | 0 | 0 | 0 | 0 | 0 | 0 | 0 | 0 | 0 | 0 | 0 | 0 | 0 | 0 | 0 | 0 | 0 | 0 | 0 | 0 | 0 | 0
F1_Residential_CZ3 - Multi Family_New_Water Heating_Natural Gas_Water Heater <= 55 gal._Baseline Forecast | F1 | Residential | CZ3 - Multi Family | New | Water Heating | Natural Gas | Water Heater <= 55 gal. | Baseline Forecast | Units | 0 | 375.5941 | 751.039 | 963.6385 | 1171.536 | 1378.642 | 1584.85 | 1790.6143 | 1994.4505 | 2196.5821 | 2397.2582 | 2596.4483 | 2793.7968 | 2988.9081 | 3181.9821 | 3372.5127 | 3561.4509 | 3748.3433 | 3933.1906 | 4116.2608 | 4297.4067 | 4461.7875 | 0 | 0 | 0 | 0 | 0 | 0 | 0 | 0
F2_Residential_CZ3 - Multi Family_New_Water Heating_Natural Gas_Water Heater <= 55 gal._Baseline Forecast | F2 | Residential | CZ3 - Multi Family | New | Water Heating | Natural Gas | Water Heater <= 55 gal. | Baseline Forecast | Usage (MMtherm) | 0 | 0.032224 | 0.064443 | 0.08269 | 0.10054 | 0.11832 | 0.13602 | 0.15368 | 0.17117 | 0.18852 | 0.20573 | 0.2228 | 0.23972 | 0.25643 | 0.27297 | 0.28929 | 0.30547 | 0.32147 | 0.33729 | 0.35296 | 0.36845 | 0.38251 | 0 | 0 | 0 | 0 | 0 | 0 | 0 | 0
F3_Residential_CZ3 - Multi Family_New_Water Heating_Natural Gas_Water Heater <= 55 gal._Baseline Forecast | F3 | Residential | CZ3 - Multi Family | New | Water Heating | Natural Gas | Water Heater <= 55 gal. | Baseline Forecast | Peak Demand (S) | 0 | 0 | 0 | 0 | 0 | 0 | 0 | 0 | 0 | 0 | 0 | 0 | 0 | 0 | 0 | 0 | 0 | 0 | 0 | 0 | 0 | 0 | 0 | 0 | 0 | 0 | 0 | 0 | 0 | 0
F4_Residential_CZ3 - Multi Family_New_Water Heating_Natural Gas_Water Heater <= 55 gal._Baseline Forecast | F4 | Residential | CZ3 - Multi Family | New | Water Heating | Natural Gas | Water Heater <= 55 gal. | Baseline Forecast | Peak Demand (W) | 0 | 0 | 0 | 0 | 0 | 0 | 0 | 0 | 0 | 0 | 0 | 0 | 0 | 0 | 0 | 0 | 0 | 0 | 0 | 0 | 0 | 0 | 0 | 0 | 0 | 0 | 0 | 0 | 0 | 0
F5_Residential_CZ3 - Multi Family_New_Water Heating_Natural Gas_Water Heater <= 55 gal._Baseline Forecast | F5 | Residential | CZ3 - Multi Family | New | Water Heating | Natural Gas | Water Heater <= 55 gal. | Baseline Forecast | Turnover | 0 | 375.5941 | 375.4449 | 212.5995 | 207.8975 | 207.106 | 206.208 | 205.7643 | 203.8362 | 202.1317 | 200.6761 | 199.1901 | 251.0048 | 294.7375 | 308.8392 | 319.4575 | 329.0335 | 336.4324 | 342.4193 | 456.6835 | 444.504 | 371.3382 | 0 | 0 | 0 | 0 | 0 | 0 | 0 | 0
F6_Residential_CZ3 - Multi Family_New_Water Heating_Natural Gas_Water Heater <= 55 gal._Baseline Forecast | F6 | Residential | CZ3 - Multi Family | New | Water Heating | Natural Gas | Water Heater <= 55 gal. | Baseline Forecast | Avg. Replacement Usage | 85.787 | 85.795 | 85.8151 | 85.83 | 85.8397 | 85.8507 | 85.8374 | 85.8297 | 85.8273 | 85.8222 | 85.7378 | 85.7358 | 85.7244 | 85.7203 | 85.7173 | 85.7148 | 85.7128 | 85.7105 | 85.7088 | 85.7077 | 85.7061 | 85.7038 | 0 | 0 | 0 | 0 | 0 | 0 | 0 | 0
F7_Residential_CZ3 - Multi Family_New_Water Heating_Natural Gas_Water Heater <= 55 gal._Baseline Forecast | F7 | Residential | CZ3 - Multi Family | New | Water Heating | Natural Gas | Water Heater <= 55 gal. | Baseline Forecast | Avg. Replacement Demand (S) | 0 | 0 | 0 | 0 | 0 | 0 | 0 | 0 | 0 | 0 | 0 | 0 | 0 | 0 | 0 | 0 | 0 | 0 | 0 | 0 | 0 | 0 | 0 | 0 | 0 | 0 | 0 | 0 | 0 | 0
F8_Residential_CZ3 - Multi Family_New_Water Heating_Natural Gas_Water Heater <= 55 gal._Baseline Forecast | F8 | Residential | CZ3 - Multi Family | New | Water Heating | Natural Gas | Water Heater <= 55 gal. | Baseline Forecast | Avg. Replacement Demand (W) | 0 | 0 | 0 | 0 | 0 | 0 | 0 | 0 | 0 | 0 | 0 | 0 | 0 | 0 | 0 | 0 | 0 | 0 | 0 | 0 | 0 | 0 | 0 | 0 | 0 | 0 | 0 | 0 | 0 | 0
F1_Residential_CZ3 - Multi Family_New_Water Heating_Natural Gas_Water Heater > 55 gal._Baseline Forecast | F1 | Residential | CZ3 - Multi Family | New | Water Heating | Natural Gas | Water Heater > 55 gal. | Baseline Forecast | Units | 0 | 80.1559 | 160.28 | 205.651 | 250.0186 | 294.2173 | 338.2244 | 382.1367 | 425.6376 | 468.7747 | 511.6012 | 554.1105 | 596.2268 | 637.8657 | 679.0699 | 719.7312 | 760.0526 | 799.9375 | 839.386 | 878.4552 | 917.1137 | 952.1943 | 0 | 0 | 0 | 0 | 0 | 0 | 0 | 0
F2_Residential_CZ3 - Multi Family_New_Water Heating_Natural Gas_Water Heater > 55 gal._Baseline Forecast | F2 | Residential | CZ3 - Multi Family | New | Water Heating | Natural Gas | Water Heater > 55 gal. | Baseline Forecast | Usage (MMtherm) | 0 | 0.0079437 | 0.022316 | 0.03831 | 0.055453 | 0.073499 | 0.091993 | 0.11088 | 0.13008 | 0.14947 | 0.1681 | 0.18697 | 0.20512 | 0.22218 | 0.23835 | 0.25381 | 0.26873 | 0.2833 | 0.2975 | 0.3098 | 0.32115 | 0.33272 | 0 | 0 | 0 | 0 | 0 | 0 | 0 | 0
F3_Residential_CZ3 - Multi Family_New_Water Heating_Natural Gas_Water Heater > 55 gal._Baseline Forecast | F3 | Residential | CZ3 - Multi Family | New | Water Heating | Natural Gas | Water Heater > 55 gal. | Baseline Forecast | Peak Demand (S) | 0 | 0 | 0 | 0 | 0 | 0 | 0 | 0 | 0 | 0 | 0 | 0 | 0 | 0 | 0 | 0 | 0 | 0 | 0 | 0 | 0 | 0 | 0 | 0 | 0 | 0 | 0 | 0 | 0 | 0
F4_Residential_CZ3 - Multi Family_New_Water Heating_Natural Gas_Water Heater > 55 gal._Baseline Forecast | F4 | Residential | CZ3 - Multi Family | New | Water Heating | Natural Gas | Water Heater > 55 gal. | Baseline Forecast | Peak Demand (W) | 0 | 0 | 0 | 0 | 0 | 0 | 0 | 0 | 0 | 0 | 0 | 0 | 0 | 0 | 0 | 0 | 0 | 0 | 0 | 0 | 0 | 0 | 0 | 0 | 0 | 0 | 0 | 0 | 0 | 0
F5_Residential_CZ3 - Multi Family_New_Water Heating_Natural Gas_Water Heater > 55 gal._Baseline Forecast | F5 | Residential | CZ3 - Multi Family | New | Water Heating | Natural Gas | Water Heater > 55 gal. | Baseline Forecast | Turnover | 0 | 80.1559 | 143.3986 | 158.2449 | 168.6599 | 176.4766 | 182.1986 | 186.8579 | 190.2619 | 192.6347 | 194.2896 | 197.1469 | 201.0291 | 207.1655 | 214.9123 | 223.6616 | 233.1885 | 242.9377 | 253.0673 | 267.5975 | 284.0006 | 295.433 | 0 | 0 | 0 | 0 | 0 | 0 | 0 | 0
F6_Residential_CZ3 - Multi Family_New_Water Heating_Natural Gas_Water Heater > 55 gal._Baseline Forecast | F6 | Residential | CZ3 - Multi Family | New | Water Heating | Natural Gas | Water Heater > 55 gal. | Baseline Forecast | Avg. Replacement Usage | 98.655 | 99.1036 | 100.229 | 101.0699 | 101.6423 | 102.254 | 101.5076 | 101.0811 | 100.9187 | 100.655 | 95.862 | 95.743 | 95.0986 | 94.888 | 94.7048 | 94.5763 | 94.4667 | 94.3409 | 94.2175 | 94.1599 | 94.078 | 93.941 | 0 | 0 | 0 | 0 | 0 | 0 | 0 | 0
F7_Residential_CZ3 - Multi Family_New_Water Heating_Natural Gas_Water Heater > 55 gal._Baseline Forecast | F7 | Residential | CZ3 - Multi Family | New | Water Heating | Natural Gas | Water Heater > 55 gal. | Baseline Forecast | Avg. Replacement Demand (S) | 0 | 0 | 0 | 0 | 0 | 0 | 0 | 0 | 0 | 0 | 0 | 0 | 0 | 0 | 0 | 0 | 0 | 0 | 0 | 0 | 0 | 0 | 0 | 0 | 0 | 0 | 0 | 0 | 0 | 0
F8_Residential_CZ3 - Multi Family_New_Water Heating_Natural Gas_Water Heater > 55 gal._Baseline Forecast | F8 | Residential | CZ3 - Multi Family | New | Water Heating | Natural Gas | Water Heater > 55 gal. | Baseline Forecast | Avg. Replacement Demand (W) | 0 | 0 | 0 | 0 | 0 | 0 | 0 | 0 | 0 | 0 | 0 | 0 | 0 | 0 | 0 | 0 | 0 | 0 | 0 | 0 | 0 | 0 | 0 | 0 | 0 | 0 | 0 | 0 | 0 | 0
F1_Residential_CZ3 - Multi Family_New_Appliances_Natural Gas_Clothes Dryer_Baseline Forecast | F1 | Residential | CZ3 - Multi Family | New | Appliances | Natural Gas | Clothes Dryer | Baseline Forecast | Units | 0 | 28.3123 | 56.6134 | 72.6392 | 88.3105 | 103.9222 | 119.4662 | 134.9767 | 150.3419 | 165.5786 | 180.7056 | 195.7206 | 210.5967 | 225.3042 | 239.8582 | 254.2204 | 268.4626 | 282.5505 | 296.4843 | 310.2842 | 323.939 | 336.33 | 0 | 0 | 0 | 0 | 0 | 0 | 0 | 0
F2_Residential_CZ3 - Multi Family_New_Appliances_Natural Gas_Clothes Dryer_Baseline Forecast | F2 | Residential | CZ3 - Multi Family | New | Appliances | Natural Gas | Clothes Dryer | Baseline Forecast | Usage (MMtherm) | 0 | 0.00047279 | 0.00094539 | 0.001213 | 0.0014747 | 0.0017354 | 0.001995 | 0.002254 | 0.0025106 | 0.0027651 | 0.0030174 | 0.0032679 | 0.003516 | 0.0037613 | 0.0040039 | 0.0042433 | 0.0044807 | 0.0047155 | 0.0049477 | 0.0051776 | 0.0054051 | 0.0056116 | 0 | 0 | 0 | 0 | 0 | 0 | 0 | 0
F3_Residential_CZ3 - Multi Family_New_Appliances_Natural Gas_Clothes Dryer_Baseline Forecast | F3 | Residential | CZ3 - Multi Family | New | Appliances | Natural Gas | Clothes Dryer | Baseline Forecast | Peak Demand (S) | 0 | 0 | 0 | 0 | 0 | 0 | 0 | 0 | 0 | 0 | 0 | 0 | 0 | 0 | 0 | 0 | 0 | 0 | 0 | 0 | 0 | 0 | 0 | 0 | 0 | 0 | 0 | 0 | 0 | 0
F4_Residential_CZ3 - Multi Family_New_Appliances_Natural Gas_Clothes Dryer_Baseline Forecast | F4 | Residential | CZ3 - Multi Family | New | Appliances | Natural Gas | Clothes Dryer | Baseline Forecast | Peak Demand (W) | 0 | 0 | 0 | 0 | 0 | 0 | 0 | 0 | 0 | 0 | 0 | 0 | 0 | 0 | 0 | 0 | 0 | 0 | 0 | 0 | 0 | 0 | 0 | 0 | 0 | 0 | 0 | 0 | 0 | 0
F5_Residential_CZ3 - Multi Family_New_Appliances_Natural Gas_Clothes Dryer_Baseline Forecast | F5 | Residential | CZ3 - Multi Family | New | Appliances | Natural Gas | Clothes Dryer | Baseline Forecast | Turnover | 0 | 28.3123 | 28.3011 | 16.0258 | 15.6713 | 15.6117 | 15.544 | 15.5105 | 15.3652 | 15.2367 | 15.127 | 15.015 | 17.054 | 18.8949 | 19.6519 | 20.2735 | 20.8997 | 21.4291 | 21.9033 | 22.3383 | 22.7085 | 21.9119 | 0 | 0 | 0 | 0 | 0 | 0 | 0 | 0
F6_Residential_CZ3 - Multi Family_New_Appliances_Natural Gas_Clothes Dryer_Baseline Forecast | F6 | Residential | CZ3 - Multi Family | New | Appliances | Natural Gas | Clothes Dryer | Baseline Forecast | Avg. Replacement Usage | 16.6986 | 16.699 | 16.6993 | 16.6997 | 16.6996 | 16.6998 | 16.6995 | 16.6995 | 16.6995 | 16.6995 | 16.6825 | 16.6842 | 16.6809 | 16.6799 | 16.6792 | 16.6784 | 16.678 | 16.6772 | 16.6768 | 16.6766 | 16.6761 | 16.6758 | 0 | 0 | 0 | 0 | 0 | 0 | 0 | 0
F7_Residential_CZ3 - Multi Family_New_Appliances_Natural Gas_Clothes Dryer_Baseline Forecast | F7 | Residential | CZ3 - Multi Family | New | Appliances | Natural Gas | Clothes Dryer | Baseline Forecast | Avg. Replacement Demand (S) | 0 | 0 | 0 | 0 | 0 | 0 | 0 | 0 | 0 | 0 | 0 | 0 | 0 | 0 | 0 | 0 | 0 | 0 | 0 | 0 | 0 | 0 | 0 | 0 | 0 | 0 | 0 | 0 | 0 | 0
F8_Residential_CZ3 - Multi Family_New_Appliances_Natural Gas_Clothes Dryer_Baseline Forecast | F8 | Residential | CZ3 - Multi Family | New | Appliances | Natural Gas | Clothes Dryer | Baseline Forecast | Avg. Replacement Demand (W) | 0 | 0 | 0 | 0 | 0 | 0 | 0 | 0 | 0 | 0 | 0 | 0 | 0 | 0 | 0 | 0 | 0 | 0 | 0 | 0 | 0 | 0 | 0 | 0 | 0 | 0 | 0 | 0 | 0 | 0
F1_Residential_CZ3 - Multi Family_New_Appliances_Natural Gas_Stove/Oven_Baseline Forecast | F1 | Residential | CZ3 - Multi Family | New | Appliances | Natural Gas | Stove/Oven | Baseline Forecast | Units | 0 | 135.8338 | 271.6137 | 348.5004 | 423.6867 | 498.5867 | 573.1619 | 647.5767 | 721.2941 | 794.3952 | 866.9698 | 939.007 | 1010.3782 | 1080.9403 | 1150.7656 | 1219.6711 | 1288.0007 | 1355.5905 | 1422.4406 | 1488.648 | 1554.1595 | 1613.608 | 0 | 0 | 0 | 0 | 0 | 0 | 0 | 0
F2_Residential_CZ3 - Multi Family_New_Appliances_Natural Gas_Stove/Oven_Baseline Forecast | F2 | Residential | CZ3 - Multi Family | New | Appliances | Natural Gas | Stove/Oven | Baseline Forecast | Usage (MMtherm) | 0 | 0.0068186 | 0.013635 | 0.017495 | 0.02127 | 0.02503 | 0.028774 | 0.03251 | 0.036211 | 0.039881 | 0.043517 | 0.047123 | 0.050692 | 0.054219 | 0.057708 | 0.06115 | 0.064562 | 0.067935 | 0.071266 | 0.074564 | 0.077831 | 0.080795 | 0 | 0 | 0 | 0 | 0 | 0 | 0 | 0
F3_Residential_CZ3 - Multi Family_New_Appliances_Natural Gas_Stove/Oven_Baseline Forecast | F3 | Residential | CZ3 - Multi Family | New | Appliances | Natural Gas | Stove/Oven | Baseline Forecast | Peak Demand (S) | 0 | 0 | 0 | 0 | 0 | 0 | 0 | 0 | 0 | 0 | 0 | 0 | 0 | 0 | 0 | 0 | 0 | 0 | 0 | 0 | 0 | 0 | 0 | 0 | 0 | 0 | 0 | 0 | 0 | 0
F4_Residential_CZ3 - Multi Family_New_Appliances_Natural Gas_Stove/Oven_Baseline Forecast | F4 | Residential | CZ3 - Multi Family | New | Appliances | Natural Gas | Stove/Oven | Baseline Forecast | Peak Demand (W) | 0 | 0 | 0 | 0 | 0 | 0 | 0 | 0 | 0 | 0 | 0 | 0 | 0 | 0 | 0 | 0 | 0 | 0 | 0 | 0 | 0 | 0 | 0 | 0 | 0 | 0 | 0 | 0 | 0 | 0
F5_Residential_CZ3 - Multi Family_New_Appliances_Natural Gas_Stove/Oven_Baseline Forecast | F5 | Residential | CZ3 - Multi Family | New | Appliances | Natural Gas | Stove/Oven | Baseline Forecast | Turnover | 0 | 135.8338 | 135.7798 | 76.8867 | 75.1862 | 74.9 | 74.5752 | 74.4148 | 73.7175 | 73.101 | 72.5746 | 91.442 | 107.401 | 112.4287 | 116.4518 | 119.5711 | 122.4108 | 124.5758 | 165.8025 | 161.4511 | 140.3578 | 136.17 | 0 | 0 | 0 | 0 | 0 | 0 | 0 | 0
F6_Residential_CZ3 - Multi Family_New_Appliances_Natural Gas_Stove/Oven_Baseline Forecast | F6 | Residential | CZ3 - Multi Family | New | Appliances | Natural Gas | Stove/Oven | Baseline Forecast | Avg. Replacement Usage | 50.1946 | 50.198 | 50.2015 | 50.2044 | 50.2062 | 50.2081 | 50.2056 | 50.2044 | 50.2039 | 50.203 | 50.0946 | 50.0912 | 50.0715 | 50.0649 | 50.0596 | 50.056 | 50.0526 | 50.049 | 50.0458 | 50.0439 | 50.0419 | 50.038 | 0 | 0 | 0 | 0 | 0 | 0 | 0 | 0
F7_Residential_CZ3 - Multi Family_New_Appliances_Natural Gas_Stove/Oven_Baseline Forecast | F7 | Residential | CZ3 - Multi Family | New | Appliances | Natural Gas | Stove/Oven | Baseline Forecast | Avg. Replacement Demand (S) | 0 | 0 | 0 | 0 | 0 | 0 | 0 | 0 | 0 | 0 | 0 | 0 | 0 | 0 | 0 | 0 | 0 | 0 | 0 | 0 | 0 | 0 | 0 | 0 | 0 | 0 | 0 | 0 | 0 | 0
F8_Residential_CZ3 - Multi Family_New_Appliances_Natural Gas_Stove/Oven_Baseline Forecast | F8 | Residential | CZ3 - Multi Family | New | Appliances | Natural Gas | Stove/Oven | Baseline Forecast | Avg. Replacement Demand (W) | 0 | 0 | 0 | 0 | 0 | 0 | 0 | 0 | 0 | 0 | 0 | 0 | 0 | 0 | 0 | 0 | 0 | 0 | 0 | 0 | 0 | 0 | 0 | 0 | 0 | 0 | 0 | 0 | 0 | 0
F1_Residential_CZ3 - Multi Family_New_Miscellaneous_Natural Gas_Pool Heater_Baseline Forecast | F1 | Residential | CZ3 - Multi Family | New | Miscellaneous | Natural Gas | Pool Heater | Baseline Forecast | Units | 0 | 17.2556 | 34.5043 | 44.2715 | 53.8227 | 63.3376 | 72.8112 | 82.2644 | 91.6291 | 100.9154 | 110.1349 | 119.2861 | 128.3527 | 137.3165 | 146.1867 | 154.9401 | 163.6203 | 172.2065 | 180.6987 | 189.1093 | 197.4316 | 204.9835 | 0 | 0 | 0 | 0 | 0 | 0 | 0 | 0
F2_Residential_CZ3 - Multi Family_New_Miscellaneous_Natural Gas_Pool Heater_Baseline Forecast | F2 | Residential | CZ3 - Multi Family | New | Miscellaneous | Natural Gas | Pool Heater | Baseline Forecast | Usage (MMtherm) | 0 | 0.0022514 | 0.004502 | 0.0057763 | 0.0070225 | 0.008264 | 0.0095001 | 0.010733 | 0.011955 | 0.013167 | 0.01437 | 0.015564 | 0.016747 | 0.017916 | 0.019074 | 0.020216 | 0.021348 | 0.022469 | 0.023577 | 0.024674 | 0.02576 | 0.026745 | 0 | 0 | 0 | 0 | 0 | 0 | 0 | 0
F3_Residential_CZ3 - Multi Family_New_Miscellaneous_Natural Gas_Pool Heater_Baseline Forecast | F3 | Residential | CZ3 - Multi Family | New | Miscellaneous | Natural Gas | Pool Heater | Baseline Forecast | Peak Demand (S) | 0 | 0 | 0 | 0 | 0 | 0 | 0 | 0 | 0 | 0 | 0 | 0 | 0 | 0 | 0 | 0 | 0 | 0 | 0 | 0 | 0 | 0 | 0 | 0 | 0 | 0 | 0 | 0 | 0 | 0
F4_Residential_CZ3 - Multi Family_New_Miscellaneous_Natural Gas_Pool Heater_Baseline Forecast | F4 | Residential | CZ3 - Multi Family | New | Miscellaneous | Natural Gas | Pool Heater | Baseline Forecast | Peak Demand (W) | 0 | 0 | 0 | 0 | 0 | 0 | 0 | 0 | 0 | 0 | 0 | 0 | 0 | 0 | 0 | 0 | 0 | 0 | 0 | 0 | 0 | 0 | 0 | 0 | 0 | 0 | 0 | 0 | 0 | 0
F5_Residential_CZ3 - Multi Family_New_Miscellaneous_Natural Gas_Pool Heater_Baseline Forecast | F5 | Residential | CZ3 - Multi Family | New | Miscellaneous | Natural Gas | Pool Heater | Baseline Forecast | Turnover | 0 | 17.2556 | 17.2487 | 9.7673 | 9.5512 | 9.5149 | 9.4736 | 11.0219 | 12.3588 | 12.8962 | 13.3695 | 13.7889 | 14.1439 | 14.5816 | 15.1008 | 15.5899 | 16.1107 | 16.5947 | 22.5567 | 22.5199 | 20.1378 | 19.6418 | 0 | 0 | 0 | 0 | 0 | 0 | 0 | 0
F6_Residential_CZ3 - Multi Family_New_Miscellaneous_Natural Gas_Pool Heater_Baseline Forecast | F6 | Residential | CZ3 - Multi Family | New | Miscellaneous | Natural Gas | Pool Heater | Baseline Forecast | Avg. Replacement Usage | 130.4755 | 130.4755 | 130.4755 | 130.4755 | 130.4755 | 130.4755 | 130.4755 | 130.4755 | 130.4755 | 130.4755 | 130.4755 | 130.4755 | 130.4755 | 130.4755 | 130.4755 | 130.4755 | 130.4755 | 130.4755 | 130.4755 | 130.4755 | 130.4755 | 130.4755 | 0 | 0 | 0 | 0 | 0 | 0 | 0 | 0
F7_Residential_CZ3 - Multi Family_New_Miscellaneous_Natural Gas_Pool Heater_Baseline Forecast | F7 | Residential | CZ3 - Multi Family | New | Miscellaneous | Natural Gas | Pool Heater | Baseline Forecast | Avg. Replacement Demand (S) | 0 | 0 | 0 | 0 | 0 | 0 | 0 | 0 | 0 | 0 | 0 | 0 | 0 | 0 | 0 | 0 | 0 | 0 | 0 | 0 | 0 | 0 | 0 | 0 | 0 | 0 | 0 | 0 | 0 | 0
F8_Residential_CZ3 - Multi Family_New_Miscellaneous_Natural Gas_Pool Heater_Baseline Forecast | F8 | Residential | CZ3 - Multi Family | New | Miscellaneous | Natural Gas | Pool Heater | Baseline Forecast | Avg. Replacement Demand (W) | 0 | 0 | 0 | 0 | 0 | 0 | 0 | 0 | 0 | 0 | 0 | 0 | 0 | 0 | 0 | 0 | 0 | 0 | 0 | 0 | 0 | 0 | 0 | 0 | 0 | 0 | 0 | 0 | 0 | 0
F1_Residential_CZ3 - Multi Family_New_Miscellaneous_Natural Gas_Miscellaneous_Baseline Forecast | F1 | Residential | CZ3 - Multi Family | New | Miscellaneous | Natural Gas | Miscellaneous | Baseline Forecast | Units | 0 | 636.7496 | 1273.2462 | 1633.669 | 1986.1202 | 2337.2297 | 2686.8168 | 3035.6517 | 3381.2179 | 3723.8943 | 4064.1031 | 4401.7926 | 4736.36 | 5067.1349 | 5394.4558 | 5717.4648 | 6037.7741 | 6354.6152 | 6667.9892 | 6978.3506 | 7285.4495 | 7564.1265 | 0 | 0 | 0 | 0 | 0 | 0 | 0 | 0
F2_Residential_CZ3 - Multi Family_New_Miscellaneous_Natural Gas_Miscellaneous_Baseline Forecast | F2 | Residential | CZ3 - Multi Family | New | Miscellaneous | Natural Gas | Miscellaneous | Baseline Forecast | Usage (MMtherm) | 0 | 0.00015197 | 0.00030388 | 0.0003899 | 0.00047402 | 0.00055782 | 0.00064125 | 0.00072451 | 0.00080698 | 0.00088877 | 0.00096996 | 0.0010506 | 0.0011304 | 0.0012094 | 0.0012875 | 0.0013646 | 0.001441 | 0.0015166 | 0.0015914 | 0.0016655 | 0.0017388 | 0.0018053 | 0 | 0 | 0 | 0 | 0 | 0 | 0 | 0
F3_Residential_CZ3 - Multi Family_New_Miscellaneous_Natural Gas_Miscellaneous_Baseline Forecast | F3 | Residential | CZ3 - Multi Family | New | Miscellaneous | Natural Gas | Miscellaneous | Baseline Forecast | Peak Demand (S) | 0 | 0 | 0 | 0 | 0 | 0 | 0 | 0 | 0 | 0 | 0 | 0 | 0 | 0 | 0 | 0 | 0 | 0 | 0 | 0 | 0 | 0 | 0 | 0 | 0 | 0 | 0 | 0 | 0 | 0
F4_Residential_CZ3 - Multi Family_New_Miscellaneous_Natural Gas_Miscellaneous_Baseline Forecast | F4 | Residential | CZ3 - Multi Family | New | Miscellaneous | Natural Gas | Miscellaneous | Baseline Forecast | Peak Demand (W) | 0 | 0 | 0 | 0 | 0 | 0 | 0 | 0 | 0 | 0 | 0 | 0 | 0 | 0 | 0 | 0 | 0 | 0 | 0 | 0 | 0 | 0 | 0 | 0 | 0 | 0 | 0 | 0 | 0 | 0
F5_Residential_CZ3 - Multi Family_New_Miscellaneous_Natural Gas_Miscellaneous_Baseline Forecast | F5 | Residential | CZ3 - Multi Family | New | Miscellaneous | Natural Gas | Miscellaneous | Baseline Forecast | Turnover | 0 | 636.7496 | 636.4966 | 360.4228 | 352.4513 | 351.1095 | 349.5871 | 454.9598 | 540.0864 | 564.8471 | 584.0929 | 599.4445 | 610.9611 | 814.6347 | 820.4812 | 751.0699 | 772.1509 | 792.9087 | 811.499 | 890.6455 | 951.1732 | 947.4941 | 0 | 0 | 0 | 0 | 0 | 0 | 0 | 0
F6_Residential_CZ3 - Multi Family_New_Miscellaneous_Natural Gas_Miscellaneous_Baseline Forecast | F6 | Residential | CZ3 - Multi Family | New | Miscellaneous | Natural Gas | Miscellaneous | Baseline Forecast | Avg. Replacement Usage | 0.23867 | 0.23867 | 0.23867 | 0.23867 | 0.23867 | 0.23867 | 0.23867 | 0.23867 | 0.23867 | 0.23867 | 0.23867 | 0.23867 | 0.23867 | 0.23867 | 0.23867 | 0.23867 | 0.23867 | 0.23867 | 0.23867 | 0.23867 | 0.23867 | 0.23867 | 0 | 0 | 0 | 0 | 0 | 0 | 0 | 0
F7_Residential_CZ3 - Multi Family_New_Miscellaneous_Natural Gas_Miscellaneous_Baseline Forecast | F7 | Residential | CZ3 - Multi Family | New | Miscellaneous | Natural Gas | Miscellaneous | Baseline Forecast | Avg. Replacement Demand (S) | 0 | 0 | 0 | 0 | 0 | 0 | 0 | 0 | 0 | 0 | 0 | 0 | 0 | 0 | 0 | 0 | 0 | 0 | 0 | 0 | 0 | 0 | 0 | 0 | 0 | 0 | 0 | 0 | 0 | 0
F8_Residential_CZ3 - Multi Family_New_Miscellaneous_Natural Gas_Miscellaneous_Baseline Forecast | F8 | Residential | CZ3 - Multi Family | New | Miscellaneous | Natural Gas | Miscellaneous | Baseline Forecast | Avg. Replacement Demand (W) | 0 | 0 | 0 | 0 | 0 | 0 | 0 | 0 | 0 | 0 | 0 | 0 | 0 | 0 | 0 | 0 | 0 | 0 | 0 | 0 | 0 | 0 | 0 | 0 | 0 | 0 | 0 | 0 | 0 | 0
F1_Residential_CZ1 - Single Family_Existing_Space Heating_Natural Gas_Furnace - Direct Fuel_Codes & Standards Forecast | F1 | Residential | CZ1 - Single Family | Existing | Space Heating | Natural Gas | Furnace - Direct Fuel | Codes & Standards Forecast | Units | 0 | 0 | 0 | 0 | 0 | 0 | 0 | 0 | 0 | 0 | 0 | 0 | 0 | 0 | 0 | 0 | 0 | 0 | 0 | 0 | 0 | 0 | 0 | 0 | 0 | 0 | 0 | 0 | 0 | 0
F2_Residential_CZ1 - Single Family_Existing_Space Heating_Natural Gas_Furnace - Direct Fuel_Codes & Standards Forecast | F2 | Residential | CZ1 - Single Family | Existing | Space Heating | Natural Gas | Furnace - Direct Fuel | Codes & Standards Forecast | Usage (MMtherm) | 0 | 0 | 0 | 0 | 0 | 0 | 0 | 0 | 0 | 0 | 0 | 0 | 0 | 0 | 0 | 0 | 0 | 0 | 0 | 0 | 0 | 0 | 0 | 0 | 0 | 0 | 0 | 0 | 0 | 0
F3_Residential_CZ1 - Single Family_Existing_Space Heating_Natural Gas_Furnace - Direct Fuel_Codes & Standards Forecast | F3 | Residential | CZ1 - Single Family | Existing | Space Heating | Natural Gas | Furnace - Direct Fuel | Codes & Standards Forecast | Peak Demand (S) | 0 | 0 | 0 | 0 | 0 | 0 | 0 | 0 | 0 | 0 | 0 | 0 | 0 | 0 | 0 | 0 | 0 | 0 | 0 | 0 | 0 | 0 | 0 | 0 | 0 | 0 | 0 | 0 | 0 | 0
F4_Residential_CZ1 - Single Family_Existing_Space Heating_Natural Gas_Furnace - Direct Fuel_Codes & Standards Forecast | F4 | Residential | CZ1 - Single Family | Existing | Space Heating | Natural Gas | Furnace - Direct Fuel | Codes & Standards Forecast | Peak Demand (W) | 0 | 0 | 0 | 0 | 0 | 0 | 0 | 0 | 0 | 0 | 0 | 0 | 0 | 0 | 0 | 0 | 0 | 0 | 0 | 0 | 0 | 0 | 0 | 0 | 0 | 0 | 0 | 0 | 0 | 0
F5_Residential_CZ1 - Single Family_Existing_Space Heating_Natural Gas_Furnace - Direct Fuel_Codes & Standards Forecast | F5 | Residential | CZ1 - Single Family | Existing | Space Heating | Natural Gas | Furnace - Direct Fuel | Codes & Standards Forecast | Turnover | 0 | 0 | 0 | 0 | 0 | 0 | 0 | 0 | 0 | 0 | 0 | 0 | 0 | 0 | 0 | 0 | 0 | 0 | 0 | 0 | 0 | 0 | 0 | 0 | 0 | 0 | 0 | 0 | 0 | 0
F6_Residential_CZ1 - Single Family_Existing_Space Heating_Natural Gas_Furnace - Direct Fuel_Codes & Standards Forecast | F6 | Residential | CZ1 - Single Family | Existing | Space Heating | Natural Gas | Furnace - Direct Fuel | Codes & Standards Forecast | Avg. Replacement Usage | 0 | 0 | 0 | 0 | 0 | 0 | 0 | 0 | 0 | 0 | 0 | 0 | 0 | 0 | 0 | 0 | 0 | 0 | 0 | 0 | 0 | 0 | 0 | 0 | 0 | 0 | 0 | 0 | 0 | 0
F7_Residential_CZ1 - Single Family_Existing_Space Heating_Natural Gas_Furnace - Direct Fuel_Codes & Standards Forecast | F7 | Residential | CZ1 - Single Family | Existing | Space Heating | Natural Gas | Furnace - Direct Fuel | Codes & Standards Forecast | Avg. Replacement Demand (S) | 0 | 0 | 0 | 0 | 0 | 0 | 0 | 0 | 0 | 0 | 0 | 0 | 0 | 0 | 0 | 0 | 0 | 0 | 0 | 0 | 0 | 0 | 0 | 0 | 0 | 0 | 0 | 0 | 0 | 0
F8_Residential_CZ1 - Single Family_Existing_Space Heating_Natural Gas_Furnace - Direct Fuel_Codes & Standards Forecast | F8 | Residential | CZ1 - Single Family | Existing | Space Heating | Natural Gas | Furnace - Direct Fuel | Codes & Standards Forecast | Avg. Replacement Demand (W) | 0 | 0 | 0 | 0 | 0 | 0 | 0 | 0 | 0 | 0 | 0 | 0 | 0 | 0 | 0 | 0 | 0 | 0 | 0 | 0 | 0 | 0 | 0 | 0 | 0 | 0 | 0 | 0 | 0 | 0
F1_Residential_CZ1 - Single Family_Existing_Space Heating_Natural Gas_Boiler - Direct Fuel_Codes & Standards Forecast | F1 | Residential | CZ1 - Single Family | Existing | Space Heating | Natural Gas | Boiler - Direct Fuel | Codes & Standards Forecast | Units | 0 | 0 | 0 | 0 | 0 | 0 | 0 | 0 | 0 | 0 | 0 | 0 | 0 | 0 | 0 | 0 | 0 | 0 | 0 | 0 | 0 | 0 | 0 | 0 | 0 | 0 | 0 | 0 | 0 | 0
F2_Residential_CZ1 - Single Family_Existing_Space Heating_Natural Gas_Boiler - Direct Fuel_Codes & Standards Forecast | F2 | Residential | CZ1 - Single Family | Existing | Space Heating | Natural Gas | Boiler - Direct Fuel | Codes & Standards Forecast | Usage (MMtherm) | 0 | 0 | 0 | 0 | 0 | 0 | 0 | 0 | 0 | 0 | 0 | 0 | 0 | 0 | 0 | 0 | 0 | 0 | 0 | 0 | 0 | 0 | 0 | 0 | 0 | 0 | 0 | 0 | 0 | 0
F3_Residential_CZ1 - Single Family_Existing_Space Heating_Natural Gas_Boiler - Direct Fuel_Codes & Standards Forecast | F3 | Residential | CZ1 - Single Family | Existing | Space Heating | Natural Gas | Boiler - Direct Fuel | Codes & Standards Forecast | Peak Demand (S) | 0 | 0 | 0 | 0 | 0 | 0 | 0 | 0 | 0 | 0 | 0 | 0 | 0 | 0 | 0 | 0 | 0 | 0 | 0 | 0 | 0 | 0 | 0 | 0 | 0 | 0 | 0 | 0 | 0 | 0
F4_Residential_CZ1 - Single Family_Existing_Space Heating_Natural Gas_Boiler - Direct Fuel_Codes & Standards Forecast | F4 | Residential | CZ1 - Single Family | Existing | Space Heating | Natural Gas | Boiler - Direct Fuel | Codes & Standards Forecast | Peak Demand (W) | 0 | 0 | 0 | 0 | 0 | 0 | 0 | 0 | 0 | 0 | 0 | 0 | 0 | 0 | 0 | 0 | 0 | 0 | 0 | 0 | 0 | 0 | 0 | 0 | 0 | 0 | 0 | 0 | 0 | 0
F5_Residential_CZ1 - Single Family_Existing_Space Heating_Natural Gas_Boiler - Direct Fuel_Codes & Standards Forecast | F5 | Residential | CZ1 - Single Family | Existing | Space Heating | Natural Gas | Boiler - Direct Fuel | Codes & Standards Forecast | Turnover | 0 | 0 | 0 | 0 | 0 | 0 | 0 | 0 | 0 | 0 | 0 | 0 | 0 | 0 | 0 | 0 | 0 | 0 | 0 | 0 | 0 | 0 | 0 | 0 | 0 | 0 | 0 | 0 | 0 | 0
F6_Residential_CZ1 - Single Family_Existing_Space Heating_Natural Gas_Boiler - Direct Fuel_Codes & Standards Forecast | F6 | Residential | CZ1 - Single Family | Existing | Space Heating | Natural Gas | Boiler - Direct Fuel | Codes & Standards Forecast | Avg. Replacement Usage | 0 | 0 | 0 | 0 | 0 | 0 | 0 | 0 | 0 | 0 | 0 | 0 | 0 | 0 | 0 | 0 | 0 | 0 | 0 | 0 | 0 | 0 | 0 | 0 | 0 | 0 | 0 | 0 | 0 | 0
F7_Residential_CZ1 - Single Family_Existing_Space Heating_Natural Gas_Boiler - Direct Fuel_Codes & Standards Forecast | F7 | Residential | CZ1 - Single Family | Existing | Space Heating | Natural Gas | Boiler - Direct Fuel | Codes & Standards Forecast | Avg. Replacement Demand (S) | 0 | 0 | 0 | 0 | 0 | 0 | 0 | 0 | 0 | 0 | 0 | 0 | 0 | 0 | 0 | 0 | 0 | 0 | 0 | 0 | 0 | 0 | 0 | 0 | 0 | 0 | 0 | 0 | 0 | 0
F8_Residential_CZ1 - Single Family_Existing_Space Heating_Natural Gas_Boiler - Direct Fuel_Codes & Standards Forecast | F8 | Residential | CZ1 - Single Family | Existing | Space Heating | Natural Gas | Boiler - Direct Fuel | Codes & Standards Forecast | Avg. Replacement Demand (W) | 0 | 0 | 0 | 0 | 0 | 0 | 0 | 0 | 0 | 0 | 0 | 0 | 0 | 0 | 0 | 0 | 0 | 0 | 0 | 0 | 0 | 0 | 0 | 0 | 0 | 0 | 0 | 0 | 0 | 0
F1_Residential_CZ1 - Single Family_Existing_Secondary Heating_Natural Gas_Fireplace_Codes & Standards Forecast | F1 | Residential | CZ1 - Single Family | Existing | Secondary Heating | Natural Gas | Fireplace | Codes & Standards Forecast | Units | 0 | 0 | 0 | 0 | 0 | 0 | 0 | 0 | 0 | 0 | 0 | 0 | 0 | 0 | 0 | 0 | 0 | 0 | 0 | 0 | 0 | 0 | 0 | 0 | 0 | 0 | 0 | 0 | 0 | 0
F2_Residential_CZ1 - Single Family_Existing_Secondary Heating_Natural Gas_Fireplace_Codes & Standards Forecast | F2 | Residential | CZ1 - Single Family | Existing | Secondary Heating | Natural Gas | Fireplace | Codes & Standards Forecast | Usage (MMtherm) | 0 | 0 | 0 | 0 | 0 | 0 | 0 | 0 | 0 | 0 | 0 | 0 | 0 | 0 | 0 | 0 | 0 | 0 | 0 | 0 | 0 | 0 | 0 | 0 | 0 | 0 | 0 | 0 | 0 | 0
F3_Residential_CZ1 - Single Family_Existing_Secondary Heating_Natural Gas_Fireplace_Codes & Standards Forecast | F3 | Residential | CZ1 - Single Family | Existing | Secondary Heating | Natural Gas | Fireplace | Codes & Standards Forecast | Peak Demand (S) | 0 | 0 | 0 | 0 | 0 | 0 | 0 | 0 | 0 | 0 | 0 | 0 | 0 | 0 | 0 | 0 | 0 | 0 | 0 | 0 | 0 | 0 | 0 | 0 | 0 | 0 | 0 | 0 | 0 | 0
F4_Residential_CZ1 - Single Family_Existing_Secondary Heating_Natural Gas_Fireplace_Codes & Standards Forecast | F4 | Residential | CZ1 - Single Family | Existing | Secondary Heating | Natural Gas | Fireplace | Codes & Standards Forecast | Peak Demand (W) | 0 | 0 | 0 | 0 | 0 | 0 | 0 | 0 | 0 | 0 | 0 | 0 | 0 | 0 | 0 | 0 | 0 | 0 | 0 | 0 | 0 | 0 | 0 | 0 | 0 | 0 | 0 | 0 | 0 | 0
F5_Residential_CZ1 - Single Family_Existing_Secondary Heating_Natural Gas_Fireplace_Codes & Standards Forecast | F5 | Residential | CZ1 - Single Family | Existing | Secondary Heating | Natural Gas | Fireplace | Codes & Standards Forecast | Turnover | 0 | 0 | 0 | 0 | 0 | 0 | 0 | 0 | 0 | 0 | 0 | 0 | 0 | 0 | 0 | 0 | 0 | 0 | 0 | 0 | 0 | 0 | 0 | 0 | 0 | 0 | 0 | 0 | 0 | 0
F6_Residential_CZ1 - Single Family_Existing_Secondary Heating_Natural Gas_Fireplace_Codes & Standards Forecast | F6 | Residential | CZ1 - Single Family | Existing | Secondary Heating | Natural Gas | Fireplace | Codes & Standards Forecast | Avg. Replacement Usage | 0 | 0 | 0 | 0 | 0 | 0 | 0 | 0 | 0 | 0 | 0 | 0 | 0 | 0 | 0 | 0 | 0 | 0 | 0 | 0 | 0 | 0 | 0 | 0 | 0 | 0 | 0 | 0 | 0 | 0
F7_Residential_CZ1 - Single Family_Existing_Secondary Heating_Natural Gas_Fireplace_Codes & Standards Forecast | F7 | Residential | CZ1 - Single Family | Existing | Secondary Heating | Natural Gas | Fireplace | Codes & Standards Forecast | Avg. Replacement Demand (S) | 0 | 0 | 0 | 0 | 0 | 0 | 0 | 0 | 0 | 0 | 0 | 0 | 0 | 0 | 0 | 0 | 0 | 0 | 0 | 0 | 0 | 0 | 0 | 0 | 0 | 0 | 0 | 0 | 0 | 0
F8_Residential_CZ1 - Single Family_Existing_Secondary Heating_Natural Gas_Fireplace_Codes & Standards Forecast | F8 | Residential | CZ1 - Single Family | Existing | Secondary Heating | Natural Gas | Fireplace | Codes & Standards Forecast | Avg. Replacement Demand (W) | 0 | 0 | 0 | 0 | 0 | 0 | 0 | 0 | 0 | 0 | 0 | 0 | 0 | 0 | 0 | 0 | 0 | 0 | 0 | 0 | 0 | 0 | 0 | 0 | 0 | 0 | 0 | 0 | 0 | 0
F1_Residential_CZ1 - Single Family_Existing_Water Heating_Natural Gas_Water Heater <= 55 gal._Codes & Standards Forecast | F1 | Residential | CZ1 - Single Family | Existing | Water Heating | Natural Gas | Water Heater <= 55 gal. | Codes & Standards Forecast | Units | 0 | 0 | 0 | 0 | 0 | 0 | 0 | 0 | 0 | 0 | 0 | 0 | 0 | 0 | 0 | 0 | 0 | 0 | 0 | 0 | 0 | 0 | 0 | 0 | 0 | 0 | 0 | 0 | 0 | 0
F2_Residential_CZ1 - Single Family_Existing_Water Heating_Natural Gas_Water Heater <= 55 gal._Codes & Standards Forecast | F2 | Residential | CZ1 - Single Family | Existing | Water Heating | Natural Gas | Water Heater <= 55 gal. | Codes & Standards Forecast | Usage (MMtherm) | 0 | 0 | 0 | 0 | 0 | 0 | 0 | 0 | 0 | 0 | 0 | 0 | 0 | 0 | 0 | 0 | 0 | 0 | 0 | 0 | 0 | 0 | 0 | 0 | 0 | 0 | 0 | 0 | 0 | 0
F3_Residential_CZ1 - Single Family_Existing_Water Heating_Natural Gas_Water Heater <= 55 gal._Codes & Standards Forecast | F3 | Residential | CZ1 - Single Family | Existing | Water Heating | Natural Gas | Water Heater <= 55 gal. | Codes & Standards Forecast | Peak Demand (S) | 0 | 0 | 0 | 0 | 0 | 0 | 0 | 0 | 0 | 0 | 0 | 0 | 0 | 0 | 0 | 0 | 0 | 0 | 0 | 0 | 0 | 0 | 0 | 0 | 0 | 0 | 0 | 0 | 0 | 0
F4_Residential_CZ1 - Single Family_Existing_Water Heating_Natural Gas_Water Heater <= 55 gal._Codes & Standards Forecast | F4 | Residential | CZ1 - Single Family | Existing | Water Heating | Natural Gas | Water Heater <= 55 gal. | Codes & Standards Forecast | Peak Demand (W) | 0 | 0 | 0 | 0 | 0 | 0 | 0 | 0 | 0 | 0 | 0 | 0 | 0 | 0 | 0 | 0 | 0 | 0 | 0 | 0 | 0 | 0 | 0 | 0 | 0 | 0 | 0 | 0 | 0 | 0
F5_Residential_CZ1 - Single Family_Existing_Water Heating_Natural Gas_Water Heater <= 55 gal._Codes & Standards Forecast | F5 | Residential | CZ1 - Single Family | Existing | Water Heating | Natural Gas | Water Heater <= 55 gal. | Codes & Standards Forecast | Turnover | 0 | 0 | 0 | 0 | 0 | 0 | 0 | 0 | 0 | 0 | 0 | 0 | 0 | 0 | 0 | 0 | 0 | 0 | 0 | 0 | 0 | 0 | 0 | 0 | 0 | 0 | 0 | 0 | 0 | 0
F6_Residential_CZ1 - Single Family_Existing_Water Heating_Natural Gas_Water Heater <= 55 gal._Codes & Standards Forecast | F6 | Residential | CZ1 - Single Family | Existing | Water Heating | Natural Gas | Water Heater <= 55 gal. | Codes & Standards Forecast | Avg. Replacement Usage | 0 | 0 | 0 | 0 | 0 | 0 | 0 | 0 | 0 | 0 | 0 | 0 | 0 | 0 | 0 | 0 | 0 | 0 | 0 | 0 | 0 | 0 | 0 | 0 | 0 | 0 | 0 | 0 | 0 | 0
F7_Residential_CZ1 - Single Family_Existing_Water Heating_Natural Gas_Water Heater <= 55 gal._Codes & Standards Forecast | F7 | Residential | CZ1 - Single Family | Existing | Water Heating | Natural Gas | Water Heater <= 55 gal. | Codes & Standards Forecast | Avg. Replacement Demand (S) | 0 | 0 | 0 | 0 | 0 | 0 | 0 | 0 | 0 | 0 | 0 | 0 | 0 | 0 | 0 | 0 | 0 | 0 | 0 | 0 | 0 | 0 | 0 | 0 | 0 | 0 | 0 | 0 | 0 | 0
F8_Residential_CZ1 - Single Family_Existing_Water Heating_Natural Gas_Water Heater <= 55 gal._Codes & Standards Forecast | F8 | Residential | CZ1 - Single Family | Existing | Water Heating | Natural Gas | Water Heater <= 55 gal. | Codes & Standards Forecast | Avg. Replacement Demand (W) | 0 | 0 | 0 | 0 | 0 | 0 | 0 | 0 | 0 | 0 | 0 | 0 | 0 | 0 | 0 | 0 | 0 | 0 | 0 | 0 | 0 | 0 | 0 | 0 | 0 | 0 | 0 | 0 | 0 | 0
F1_Residential_CZ1 - Single Family_Existing_Water Heating_Natural Gas_Water Heater > 55 gal._Codes & Standards Forecast | F1 | Residential | CZ1 - Single Family | Existing | Water Heating | Natural Gas | Water Heater > 55 gal. | Codes & Standards Forecast | Units | 0 | 0 | 0 | 0 | 0 | 0 | 0 | 0 | 0 | 0 | 0 | 0 | 0 | 0 | 0 | 0 | 0 | 0 | 0 | 0 | 0 | 0 | 0 | 0 | 0 | 0 | 0 | 0 | 0 | 0
F2_Residential_CZ1 - Single Family_Existing_Water Heating_Natural Gas_Water Heater > 55 gal._Codes & Standards Forecast | F2 | Residential | CZ1 - Single Family | Existing | Water Heating | Natural Gas | Water Heater > 55 gal. | Codes & Standards Forecast | Usage (MMtherm) | 0 | 0 | 0 | 0 | 0 | 0 | 0 | 0 | 0 | 0 | 0 | 0 | 0 | 0 | 0 | 0 | 0 | 0 | 0 | 0 | 0 | 0 | 0 | 0 | 0 | 0 | 0 | 0 | 0 | 0
F3_Residential_CZ1 - Single Family_Existing_Water Heating_Natural Gas_Water Heater > 55 gal._Codes & Standards Forecast | F3 | Residential | CZ1 - Single Family | Existing | Water Heating | Natural Gas | Water Heater > 55 gal. | Codes & Standards Forecast | Peak Demand (S) | 0 | 0 | 0 | 0 | 0 | 0 | 0 | 0 | 0 | 0 | 0 | 0 | 0 | 0 | 0 | 0 | 0 | 0 | 0 | 0 | 0 | 0 | 0 | 0 | 0 | 0 | 0 | 0 | 0 | 0
F4_Residential_CZ1 - Single Family_Existing_Water Heating_Natural Gas_Water Heater > 55 gal._Codes & Standards Forecast | F4 | Residential | CZ1 - Single Family | Existing | Water Heating | Natural Gas | Water Heater > 55 gal. | Codes & Standards Forecast | Peak Demand (W) | 0 | 0 | 0 | 0 | 0 | 0 | 0 | 0 | 0 | 0 | 0 | 0 | 0 | 0 | 0 | 0 | 0 | 0 | 0 | 0 | 0 | 0 | 0 | 0 | 0 | 0 | 0 | 0 | 0 | 0
F5_Residential_CZ1 - Single Family_Existing_Water Heating_Natural Gas_Water Heater > 55 gal._Codes & Standards Forecast | F5 | Residential | CZ1 - Single Family | Existing | Water Heating | Natural Gas | Water Heater > 55 gal. | Codes & Standards Forecast | Turnover | 0 | 0 | 0 | 0 | 0 | 0 | 0 | 0 | 0 | 0 | 0 | 0 | 0 | 0 | 0 | 0 | 0 | 0 | 0 | 0 | 0 | 0 | 0 | 0 | 0 | 0 | 0 | 0 | 0 | 0
F6_Residential_CZ1 - Single Family_Existing_Water Heating_Natural Gas_Water Heater > 55 gal._Codes & Standards Forecast | F6 | Residential | CZ1 - Single Family | Existing | Water Heating | Natural Gas | Water Heater > 55 gal. | Codes & Standards Forecast | Avg. Replacement Usage | 0 | 0 | 0 | 0 | 0 | 0 | 0 | 0 | 0 | 0 | 0 | 0 | 0 | 0 | 0 | 0 | 0 | 0 | 0 | 0 | 0 | 0 | 0 | 0 | 0 | 0 | 0 | 0 | 0 | 0
F7_Residential_CZ1 - Single Family_Existing_Water Heating_Natural Gas_Water Heater > 55 gal._Codes & Standards Forecast | F7 | Residential | CZ1 - Single Family | Existing | Water Heating | Natural Gas | Water Heater > 55 gal. | Codes & Standards Forecast | Avg. Replacement Demand (S) | 0 | 0 | 0 | 0 | 0 | 0 | 0 | 0 | 0 | 0 | 0 | 0 | 0 | 0 | 0 | 0 | 0 | 0 | 0 | 0 | 0 | 0 | 0 | 0 | 0 | 0 | 0 | 0 | 0 | 0
F8_Residential_CZ1 - Single Family_Existing_Water Heating_Natural Gas_Water Heater > 55 gal._Codes & Standards Forecast | F8 | Residential | CZ1 - Single Family | Existing | Water Heating | Natural Gas | Water Heater > 55 gal. | Codes & Standards Forecast | Avg. Replacement Demand (W) | 0 | 0 | 0 | 0 | 0 | 0 | 0 | 0 | 0 | 0 | 0 | 0 | 0 | 0 | 0 | 0 | 0 | 0 | 0 | 0 | 0 | 0 | 0 | 0 | 0 | 0 | 0 | 0 | 0 | 0
F1_Residential_CZ1 - Single Family_Existing_Appliances_Natural Gas_Clothes Dryer_Codes & Standards Forecast | F1 | Residential | CZ1 - Single Family | Existing | Appliances | Natural Gas | Clothes Dryer | Codes & Standards Forecast | Units | 0 | 0 | 0 | 0 | 0 | 0 | 0 | 0 | 0 | 0 | 0 | 0 | 0 | 0 | 0 | 0 | 0 | 0 | 0 | 0 | 0 | 0 | 0 | 0 | 0 | 0 | 0 | 0 | 0 | 0
F2_Residential_CZ1 - Single Family_Existing_Appliances_Natural Gas_Clothes Dryer_Codes & Standards Forecast | F2 | Residential | CZ1 - Single Family | Existing | Appliances | Natural Gas | Clothes Dryer | Codes & Standards Forecast | Usage (MMtherm) | 0 | 0 | 0 | 0 | 0 | 0 | 0 | 0 | 0 | 0 | 0 | 0 | 0 | 0 | 0 | 0 | 0 | 0 | 0 | 0 | 0 | 0 | 0 | 0 | 0 | 0 | 0 | 0 | 0 | 0
F3_Residential_CZ1 - Single Family_Existing_Appliances_Natural Gas_Clothes Dryer_Codes & Standards Forecast | F3 | Residential | CZ1 - Single Family | Existing | Appliances | Natural Gas | Clothes Dryer | Codes & Standards Forecast | Peak Demand (S) | 0 | 0 | 0 | 0 | 0 | 0 | 0 | 0 | 0 | 0 | 0 | 0 | 0 | 0 | 0 | 0 | 0 | 0 | 0 | 0 | 0 | 0 | 0 | 0 | 0 | 0 | 0 | 0 | 0 | 0
F4_Residential_CZ1 - Single Family_Existing_Appliances_Natural Gas_Clothes Dryer_Codes & Standards Forecast | F4 | Residential | CZ1 - Single Family | Existing | Appliances | Natural Gas | Clothes Dryer | Codes & Standards Forecast | Peak Demand (W) | 0 | 0 | 0 | 0 | 0 | 0 | 0 | 0 | 0 | 0 | 0 | 0 | 0 | 0 | 0 | 0 | 0 | 0 | 0 | 0 | 0 | 0 | 0 | 0 | 0 | 0 | 0 | 0 | 0 | 0
F5_Residential_CZ1 - Single Family_Existing_Appliances_Natural Gas_Clothes Dryer_Codes & Standards Forecast | F5 | Residential | CZ1 - Single Family | Existing | Appliances | Natural Gas | Clothes Dryer | Codes & Standards Forecast | Turnover | 0 | 0 | 0 | 0 | 0 | 0 | 0 | 0 | 0 | 0 | 0 | 0 | 0 | 0 | 0 | 0 | 0 | 0 | 0 | 0 | 0 | 0 | 0 | 0 | 0 | 0 | 0 | 0 | 0 | 0
F6_Residential_CZ1 - Single Family_Existing_Appliances_Natural Gas_Clothes Dryer_Codes & Standards Forecast | F6 | Residential | CZ1 - Single Family | Existing | Appliances | Natural Gas | Clothes Dryer | Codes & Standards Forecast | Avg. Replacement Usage | 0 | 0 | 0 | 0 | 0 | 0 | 0 | 0 | 0 | 0 | 0 | 0 | 0 | 0 | 0 | 0 | 0 | 0 | 0 | 0 | 0 | 0 | 0 | 0 | 0 | 0 | 0 | 0 | 0 | 0
F7_Residential_CZ1 - Single Family_Existing_Appliances_Natural Gas_Clothes Dryer_Codes & Standards Forecast | F7 | Residential | CZ1 - Single Family | Existing | Appliances | Natural Gas | Clothes Dryer | Codes & Standards Forecast | Avg. Replacement Demand (S) | 0 | 0 | 0 | 0 | 0 | 0 | 0 | 0 | 0 | 0 | 0 | 0 | 0 | 0 | 0 | 0 | 0 | 0 | 0 | 0 | 0 | 0 | 0 | 0 | 0 | 0 | 0 | 0 | 0 | 0
F8_Residential_CZ1 - Single Family_Existing_Appliances_Natural Gas_Clothes Dryer_Codes & Standards Forecast | F8 | Residential | CZ1 - Single Family | Existing | Appliances | Natural Gas | Clothes Dryer | Codes & Standards Forecast | Avg. Replacement Demand (W) | 0 | 0 | 0 | 0 | 0 | 0 | 0 | 0 | 0 | 0 | 0 | 0 | 0 | 0 | 0 | 0 | 0 | 0 | 0 | 0 | 0 | 0 | 0 | 0 | 0 | 0 | 0 | 0 | 0 | 0
F1_Residential_CZ1 - Single Family_Existing_Appliances_Natural Gas_Stove/Oven_Codes & Standards Forecast | F1 | Residential | CZ1 - Single Family | Existing | Appliances | Natural Gas | Stove/Oven | Codes & Standards Forecast | Units | 0 | 0 | 0 | 0 | 0 | 0 | 0 | 0 | 0 | 0 | 0 | 0 | 0 | 0 | 0 | 0 | 0 | 0 | 0 | 0 | 0 | 0 | 0 | 0 | 0 | 0 | 0 | 0 | 0 | 0
F2_Residential_CZ1 - Single Family_Existing_Appliances_Natural Gas_Stove/Oven_Codes & Standards Forecast | F2 | Residential | CZ1 - Single Family | Existing | Appliances | Natural Gas | Stove/Oven | Codes & Standards Forecast | Usage (MMtherm) | 0 | 0 | 0 | 0 | 0 | 0 | 0 | 0 | 0 | 0 | 0 | 0 | 0 | 0 | 0 | 0 | 0 | 0 | 0 | 0 | 0 | 0 | 0 | 0 | 0 | 0 | 0 | 0 | 0 | 0
F3_Residential_CZ1 - Single Family_Existing_Appliances_Natural Gas_Stove/Oven_Codes & Standards Forecast | F3 | Residential | CZ1 - Single Family | Existing | Appliances | Natural Gas | Stove/Oven | Codes & Standards Forecast | Peak Demand (S) | 0 | 0 | 0 | 0 | 0 | 0 | 0 | 0 | 0 | 0 | 0 | 0 | 0 | 0 | 0 | 0 | 0 | 0 | 0 | 0 | 0 | 0 | 0 | 0 | 0 | 0 | 0 | 0 | 0 | 0
F4_Residential_CZ1 - Single Family_Existing_Appliances_Natural Gas_Stove/Oven_Codes & Standards Forecast | F4 | Residential | CZ1 - Single Family | Existing | Appliances | Natural Gas | Stove/Oven | Codes & Standards Forecast | Peak Demand (W) | 0 | 0 | 0 | 0 | 0 | 0 | 0 | 0 | 0 | 0 | 0 | 0 | 0 | 0 | 0 | 0 | 0 | 0 | 0 | 0 | 0 | 0 | 0 | 0 | 0 | 0 | 0 | 0 | 0 | 0
F5_Residential_CZ1 - Single Family_Existing_Appliances_Natural Gas_Stove/Oven_Codes & Standards Forecast | F5 | Residential | CZ1 - Single Family | Existing | Appliances | Natural Gas | Stove/Oven | Codes & Standards Forecast | Turnover | 0 | 0 | 0 | 0 | 0 | 0 | 0 | 0 | 0 | 0 | 0 | 0 | 0 | 0 | 0 | 0 | 0 | 0 | 0 | 0 | 0 | 0 | 0 | 0 | 0 | 0 | 0 | 0 | 0 | 0
F6_Residential_CZ1 - Single Family_Existing_Appliances_Natural Gas_Stove/Oven_Codes & Standards Forecast | F6 | Residential | CZ1 - Single Family | Existing | Appliances | Natural Gas | Stove/Oven | Codes & Standards Forecast | Avg. Replacement Usage | 0 | 0 | 0 | 0 | 0 | 0 | 0 | 0 | 0 | 0 | 0 | 0 | 0 | 0 | 0 | 0 | 0 | 0 | 0 | 0 | 0 | 0 | 0 | 0 | 0 | 0 | 0 | 0 | 0 | 0
F7_Residential_CZ1 - Single Family_Existing_Appliances_Natural Gas_Stove/Oven_Codes & Standards Forecast | F7 | Residential | CZ1 - Single Family | Existing | Appliances | Natural Gas | Stove/Oven | Codes & Standards Forecast | Avg. Replacement Demand (S) | 0 | 0 | 0 | 0 | 0 | 0 | 0 | 0 | 0 | 0 | 0 | 0 | 0 | 0 | 0 | 0 | 0 | 0 | 0 | 0 | 0 | 0 | 0 | 0 | 0 | 0 | 0 | 0 | 0 | 0
F8_Residential_CZ1 - Single Family_Existing_Appliances_Natural Gas_Stove/Oven_Codes & Standards Forecast | F8 | Residential | CZ1 - Single Family | Existing | Appliances | Natural Gas | Stove/Oven | Codes & Standards Forecast | Avg. Replacement Demand (W) | 0 | 0 | 0 | 0 | 0 | 0 | 0 | 0 | 0 | 0 | 0 | 0 | 0 | 0 | 0 | 0 | 0 | 0 | 0 | 0 | 0 | 0 | 0 | 0 | 0 | 0 | 0 | 0 | 0 | 0
F1_Residential_CZ1 - Single Family_Existing_Miscellaneous_Natural Gas_Pool Heater_Codes & Standards Forecast | F1 | Residential | CZ1 - Single Family | Existing | Miscellaneous | Natural Gas | Pool Heater | Codes & Standards Forecast | Units | 0 | 0 | 0 | 0 | 0 | 0 | 0 | 0 | 0 | 0 | 0 | 0 | 0 | 0 | 0 | 0 | 0 | 0 | 0 | 0 | 0 | 0 | 0 | 0 | 0 | 0 | 0 | 0 | 0 | 0
F2_Residential_CZ1 - Single Family_Existing_Miscellaneous_Natural Gas_Pool Heater_Codes & Standards Forecast | F2 | Residential | CZ1 - Single Family | Existing | Miscellaneous | Natural Gas | Pool Heater | Codes & Standards Forecast | Usage (MMtherm) | 0 | 0 | 0 | 0 | 0 | 0 | 0 | 0 | 0 | 0 | 0 | 0 | 0 | 0 | 0 | 0 | 0 | 0 | 0 | 0 | 0 | 0 | 0 | 0 | 0 | 0 | 0 | 0 | 0 | 0
F3_Residential_CZ1 - Single Family_Existing_Miscellaneous_Natural Gas_Pool Heater_Codes & Standards Forecast | F3 | Residential | CZ1 - Single Family | Existing | Miscellaneous | Natural Gas | Pool Heater | Codes & Standards Forecast | Peak Demand (S) | 0 | 0 | 0 | 0 | 0 | 0 | 0 | 0 | 0 | 0 | 0 | 0 | 0 | 0 | 0 | 0 | 0 | 0 | 0 | 0 | 0 | 0 | 0 | 0 | 0 | 0 | 0 | 0 | 0 | 0
F4_Residential_CZ1 - Single Family_Existing_Miscellaneous_Natural Gas_Pool Heater_Codes & Standards Forecast | F4 | Residential | CZ1 - Single Family | Existing | Miscellaneous | Natural Gas | Pool Heater | Codes & Standards Forecast | Peak Demand (W) | 0 | 0 | 0 | 0 | 0 | 0 | 0 | 0 | 0 | 0 | 0 | 0 | 0 | 0 | 0 | 0 | 0 | 0 | 0 | 0 | 0 | 0 | 0 | 0 | 0 | 0 | 0 | 0 | 0 | 0
F5_Residential_CZ1 - Single Family_Existing_Miscellaneous_Natural Gas_Pool Heater_Codes & Standards Forecast | F5 | Residential | CZ1 - Single Family | Existing | Miscellaneous | Natural Gas | Pool Heater | Codes & Standards Forecast | Turnover | 0 | 0 | 0 | 0 | 0 | 0 | 0 | 0 | 0 | 0 | 0 | 0 | 0 | 0 | 0 | 0 | 0 | 0 | 0 | 0 | 0 | 0 | 0 | 0 | 0 | 0 | 0 | 0 | 0 | 0
F6_Residential_CZ1 - Single Family_Existing_Miscellaneous_Natural Gas_Pool Heater_Codes & Standards Forecast | F6 | Residential | CZ1 - Single Family | Existing | Miscellaneous | Natural Gas | Pool Heater | Codes & Standards Forecast | Avg. Replacement Usage | 0 | 0 | 0 | 0 | 0 | 0 | 0 | 0 | 0 | 0 | 0 | 0 | 0 | 0 | 0 | 0 | 0 | 0 | 0 | 0 | 0 | 0 | 0 | 0 | 0 | 0 | 0 | 0 | 0 | 0
F7_Residential_CZ1 - Single Family_Existing_Miscellaneous_Natural Gas_Pool Heater_Codes & Standards Forecast | F7 | Residential | CZ1 - Single Family | Existing | Miscellaneous | Natural Gas | Pool Heater | Codes & Standards Forecast | Avg. Replacement Demand (S) | 0 | 0 | 0 | 0 | 0 | 0 | 0 | 0 | 0 | 0 | 0 | 0 | 0 | 0 | 0 | 0 | 0 | 0 | 0 | 0 | 0 | 0 | 0 | 0 | 0 | 0 | 0 | 0 | 0 | 0
F8_Residential_CZ1 - Single Family_Existing_Miscellaneous_Natural Gas_Pool Heater_Codes & Standards Forecast | F8 | Residential | CZ1 - Single Family | Existing | Miscellaneous | Natural Gas | Pool Heater | Codes & Standards Forecast | Avg. Replacement Demand (W) | 0 | 0 | 0 | 0 | 0 | 0 | 0 | 0 | 0 | 0 | 0 | 0 | 0 | 0 | 0 | 0 | 0 | 0 | 0 | 0 | 0 | 0 | 0 | 0 | 0 | 0 | 0 | 0 | 0 | 0
F1_Residential_CZ1 - Single Family_Existing_Miscellaneous_Natural Gas_Miscellaneous_Codes & Standards Forecast | F1 | Residential | CZ1 - Single Family | Existing | Miscellaneous | Natural Gas | Miscellaneous | Codes & Standards Forecast | Units | 0 | 0 | 0 | 0 | 0 | 0 | 0 | 0 | 0 | 0 | 0 | 0 | 0 | 0 | 0 | 0 | 0 | 0 | 0 | 0 | 0 | 0 | 0 | 0 | 0 | 0 | 0 | 0 | 0 | 0
F2_Residential_CZ1 - Single Family_Existing_Miscellaneous_Natural Gas_Miscellaneous_Codes & Standards Forecast | F2 | Residential | CZ1 - Single Family | Existing | Miscellaneous | Natural Gas | Miscellaneous | Codes & Standards Forecast | Usage (MMtherm) | 0 | 0 | 0 | 0 | 0 | 0 | 0 | 0 | 0 | 0 | 0 | 0 | 0 | 0 | 0 | 0 | 0 | 0 | 0 | 0 | 0 | 0 | 0 | 0 | 0 | 0 | 0 | 0 | 0 | 0
F3_Residential_CZ1 - Single Family_Existing_Miscellaneous_Natural Gas_Miscellaneous_Codes & Standards Forecast | F3 | Residential | CZ1 - Single Family | Existing | Miscellaneous | Natural Gas | Miscellaneous | Codes & Standards Forecast | Peak Demand (S) | 0 | 0 | 0 | 0 | 0 | 0 | 0 | 0 | 0 | 0 | 0 | 0 | 0 | 0 | 0 | 0 | 0 | 0 | 0 | 0 | 0 | 0 | 0 | 0 | 0 | 0 | 0 | 0 | 0 | 0
F4_Residential_CZ1 - Single Family_Existing_Miscellaneous_Natural Gas_Miscellaneous_Codes & Standards Forecast | F4 | Residential | CZ1 - Single Family | Existing | Miscellaneous | Natural Gas | Miscellaneous | Codes & Standards Forecast | Peak Demand (W) | 0 | 0 | 0 | 0 | 0 | 0 | 0 | 0 | 0 | 0 | 0 | 0 | 0 | 0 | 0 | 0 | 0 | 0 | 0 | 0 | 0 | 0 | 0 | 0 | 0 | 0 | 0 | 0 | 0 | 0
F5_Residential_CZ1 - Single Family_Existing_Miscellaneous_Natural Gas_Miscellaneous_Codes & Standards Forecast | F5 | Residential | CZ1 - Single Family | Existing | Miscellaneous | Natural Gas | Miscellaneous | Codes & Standards Forecast | Turnover | 0 | 0 | 0 | 0 | 0 | 0 | 0 | 0 | 0 | 0 | 0 | 0 | 0 | 0 | 0 | 0 | 0 | 0 | 0 | 0 | 0 | 0 | 0 | 0 | 0 | 0 | 0 | 0 | 0 | 0
F6_Residential_CZ1 - Single Family_Existing_Miscellaneous_Natural Gas_Miscellaneous_Codes & Standards Forecast | F6 | Residential | CZ1 - Single Family | Existing | Miscellaneous | Natural Gas | Miscellaneous | Codes & Standards Forecast | Avg. Replacement Usage | 0 | 0 | 0 | 0 | 0 | 0 | 0 | 0 | 0 | 0 | 0 | 0 | 0 | 0 | 0 | 0 | 0 | 0 | 0 | 0 | 0 | 0 | 0 | 0 | 0 | 0 | 0 | 0 | 0 | 0
F7_Residential_CZ1 - Single Family_Existing_Miscellaneous_Natural Gas_Miscellaneous_Codes & Standards Forecast | F7 | Residential | CZ1 - Single Family | Existing | Miscellaneous | Natural Gas | Miscellaneous | Codes & Standards Forecast | Avg. Replacement Demand (S) | 0 | 0 | 0 | 0 | 0 | 0 | 0 | 0 | 0 | 0 | 0 | 0 | 0 | 0 | 0 | 0 | 0 | 0 | 0 | 0 | 0 | 0 | 0 | 0 | 0 | 0 | 0 | 0 | 0 | 0
F8_Residential_CZ1 - Single Family_Existing_Miscellaneous_Natural Gas_Miscellaneous_Codes & Standards Forecast | F8 | Residential | CZ1 - Single Family | Existing | Miscellaneous | Natural Gas | Miscellaneous | Codes & Standards Forecast | Avg. Replacement Demand (W) | 0 | 0 | 0 | 0 | 0 | 0 | 0 | 0 | 0 | 0 | 0 | 0 | 0 | 0 | 0 | 0 | 0 | 0 | 0 | 0 | 0 | 0 | 0 | 0 | 0 | 0 | 0 | 0 | 0 | 0
F1_Residential_CZ1 - Single Family_New_Space Heating_Natural Gas_Furnace - Direct Fuel_Codes & Standards Forecast | F1 | Residential | CZ1 - Single Family | New | Space Heating | Natural Gas | Furnace - Direct Fuel | Codes & Standards Forecast | Units | 0 | 0 | 0 | 0 | 0 | 0 | 0 | 0 | 0 | 0 | 0 | 0 | 0 | 0 | 0 | 0 | 0 | 0 | 0 | 0 | 0 | 0 | 0 | 0 | 0 | 0 | 0 | 0 | 0 | 0
F2_Residential_CZ1 - Single Family_New_Space Heating_Natural Gas_Furnace - Direct Fuel_Codes & Standards Forecast | F2 | Residential | CZ1 - Single Family | New | Space Heating | Natural Gas | Furnace - Direct Fuel | Codes & Standards Forecast | Usage (MMtherm) | 0 | 0 | 0 | 0 | 0 | 0 | 0 | 0 | 0 | 0 | 0 | 0 | 0 | 0 | 0 | 0 | 0 | 0 | 0 | 0 | 0 | 0 | 0 | 0 | 0 | 0 | 0 | 0 | 0 | 0
F3_Residential_CZ1 - Single Family_New_Space Heating_Natural Gas_Furnace - Direct Fuel_Codes & Standards Forecast | F3 | Residential | CZ1 - Single Family | New | Space Heating | Natural Gas | Furnace - Direct Fuel | Codes & Standards Forecast | Peak Demand (S) | 0 | 0 | 0 | 0 | 0 | 0 | 0 | 0 | 0 | 0 | 0 | 0 | 0 | 0 | 0 | 0 | 0 | 0 | 0 | 0 | 0 | 0 | 0 | 0 | 0 | 0 | 0 | 0 | 0 | 0
F4_Residential_CZ1 - Single Family_New_Space Heating_Natural Gas_Furnace - Direct Fuel_Codes & Standards Forecast | F4 | Residential | CZ1 - Single Family | New | Space Heating | Natural Gas | Furnace - Direct Fuel | Codes & Standards Forecast | Peak Demand (W) | 0 | 0 | 0 | 0 | 0 | 0 | 0 | 0 | 0 | 0 | 0 | 0 | 0 | 0 | 0 | 0 | 0 | 0 | 0 | 0 | 0 | 0 | 0 | 0 | 0 | 0 | 0 | 0 | 0 | 0
F5_Residential_CZ1 - Single Family_New_Space Heating_Natural Gas_Furnace - Direct Fuel_Codes & Standards Forecast | F5 | Residential | CZ1 - Single Family | New | Space Heating | Natural Gas | Furnace - Direct Fuel | Codes & Standards Forecast | Turnover | 0 | 0 | 0 | 0 | 0 | 0 | 0 | 0 | 0 | 0 | 0 | 0 | 0 | 0 | 0 | 0 | 0 | 0 | 0 | 0 | 0 | 0 | 0 | 0 | 0 | 0 | 0 | 0 | 0 | 0
F6_Residential_CZ1 - Single Family_New_Space Heating_Natural Gas_Furnace - Direct Fuel_Codes & Standards Forecast | F6 | Residential | CZ1 - Single Family | New | Space Heating | Natural Gas | Furnace - Direct Fuel | Codes & Standards Forecast | Avg. Replacement Usage | 0 | 0 | 0 | 0 | 0 | 0 | 0 | 0 | 0 | 0 | 0 | 0 | 0 | 0 | 0 | 0 | 0 | 0 | 0 | 0 | 0 | 0 | 0 | 0 | 0 | 0 | 0 | 0 | 0 | 0
F7_Residential_CZ1 - Single Family_New_Space Heating_Natural Gas_Furnace - Direct Fuel_Codes & Standards Forecast | F7 | Residential | CZ1 - Single Family | New | Space Heating | Natural Gas | Furnace - Direct Fuel | Codes & Standards Forecast | Avg. Replacement Demand (S) | 0 | 0 | 0 | 0 | 0 | 0 | 0 | 0 | 0 | 0 | 0 | 0 | 0 | 0 | 0 | 0 | 0 | 0 | 0 | 0 | 0 | 0 | 0 | 0 | 0 | 0 | 0 | 0 | 0 | 0
F8_Residential_CZ1 - Single Family_New_Space Heating_Natural Gas_Furnace - Direct Fuel_Codes & Standards Forecast | F8 | Residential | CZ1 - Single Family | New | Space Heating | Natural Gas | Furnace - Direct Fuel | Codes & Standards Forecast | Avg. Replacement Demand (W) | 0 | 0 | 0 | 0 | 0 | 0 | 0 | 0 | 0 | 0 | 0 | 0 | 0 | 0 | 0 | 0 | 0 | 0 | 0 | 0 | 0 | 0 | 0 | 0 | 0 | 0 | 0 | 0 | 0 | 0
F1_Residential_CZ1 - Single Family_New_Space Heating_Natural Gas_Boiler - Direct Fuel_Codes & Standards Forecast | F1 | Residential | CZ1 - Single Family | New | Space Heating | Natural Gas | Boiler - Direct Fuel | Codes & Standards Forecast | Units | 0 | 0 | 0 | 0 | 0 | 0 | 0 | 0 | 0 | 0 | 0 | 0 | 0 | 0 | 0 | 0 | 0 | 0 | 0 | 0 | 0 | 0 | 0 | 0 | 0 | 0 | 0 | 0 | 0 | 0
F2_Residential_CZ1 - Single Family_New_Space Heating_Natural Gas_Boiler - Direct Fuel_Codes & Standards Forecast | F2 | Residential | CZ1 - Single Family | New | Space Heating | Natural Gas | Boiler - Direct Fuel | Codes & Standards Forecast | Usage (MMtherm) | 0 | 0 | 0 | 0 | 0 | 0 | 0 | 0 | 0 | 0 | 0 | 0 | 0 | 0 | 0 | 0 | 0 | 0 | 0 | 0 | 0 | 0 | 0 | 0 | 0 | 0 | 0 | 0 | 0 | 0
F3_Residential_CZ1 - Single Family_New_Space Heating_Natural Gas_Boiler - Direct Fuel_Codes & Standards Forecast | F3 | Residential | CZ1 - Single Family | New | Space Heating | Natural Gas | Boiler - Direct Fuel | Codes & Standards Forecast | Peak Demand (S) | 0 | 0 | 0 | 0 | 0 | 0 | 0 | 0 | 0 | 0 | 0 | 0 | 0 | 0 | 0 | 0 | 0 | 0 | 0 | 0 | 0 | 0 | 0 | 0 | 0 | 0 | 0 | 0 | 0 | 0
F4_Residential_CZ1 - Single Family_New_Space Heating_Natural Gas_Boiler - Direct Fuel_Codes & Standards Forecast | F4 | Residential | CZ1 - Single Family | New | Space Heating | Natural Gas | Boiler - Direct Fuel | Codes & Standards Forecast | Peak Demand (W) | 0 | 0 | 0 | 0 | 0 | 0 | 0 | 0 | 0 | 0 | 0 | 0 | 0 | 0 | 0 | 0 | 0 | 0 | 0 | 0 | 0 | 0 | 0 | 0 | 0 | 0 | 0 | 0 | 0 | 0
F5_Residential_CZ1 - Single Family_New_Space Heating_Natural Gas_Boiler - Direct Fuel_Codes & Standards Forecast | F5 | Residential | CZ1 - Single Family | New | Space Heating | Natural Gas | Boiler - Direct Fuel | Codes & Standards Forecast | Turnover | 0 | 0 | 0 | 0 | 0 | 0 | 0 | 0 | 0 | 0 | 0 | 0 | 0 | 0 | 0 | 0 | 0 | 0 | 0 | 0 | 0 | 0 | 0 | 0 | 0 | 0 | 0 | 0 | 0 | 0
F6_Residential_CZ1 - Single Family_New_Space Heating_Natural Gas_Boiler - Direct Fuel_Codes & Standards Forecast | F6 | Residential | CZ1 - Single Family | New | Space Heating | Natural Gas | Boiler - Direct Fuel | Codes & Standards Forecast | Avg. Replacement Usage | 0 | 0 | 0 | 0 | 0 | 0 | 0 | 0 | 0 | 0 | 0 | 0 | 0 | 0 | 0 | 0 | 0 | 0 | 0 | 0 | 0 | 0 | 0 | 0 | 0 | 0 | 0 | 0 | 0 | 0
F7_Residential_CZ1 - Single Family_New_Space Heating_Natural Gas_Boiler - Direct Fuel_Codes & Standards Forecast | F7 | Residential | CZ1 - Single Family | New | Space Heating | Natural Gas | Boiler - Direct Fuel | Codes & Standards Forecast | Avg. Replacement Demand (S) | 0 | 0 | 0 | 0 | 0 | 0 | 0 | 0 | 0 | 0 | 0 | 0 | 0 | 0 | 0 | 0 | 0 | 0 | 0 | 0 | 0 | 0 | 0 | 0 | 0 | 0 | 0 | 0 | 0 | 0
F8_Residential_CZ1 - Single Family_New_Space Heating_Natural Gas_Boiler - Direct Fuel_Codes & Standards Forecast | F8 | Residential | CZ1 - Single Family | New | Space Heating | Natural Gas | Boiler - Direct Fuel | Codes & Standards Forecast | Avg. Replacement Demand (W) | 0 | 0 | 0 | 0 | 0 | 0 | 0 | 0 | 0 | 0 | 0 | 0 | 0 | 0 | 0 | 0 | 0 | 0 | 0 | 0 | 0 | 0 | 0 | 0 | 0 | 0 | 0 | 0 | 0 | 0
F1_Residential_CZ1 - Single Family_New_Secondary Heating_Natural Gas_Fireplace_Codes & Standards Forecast | F1 | Residential | CZ1 - Single Family | New | Secondary Heating | Natural Gas | Fireplace | Codes & Standards Forecast | Units | 0 | 0 | 0 | 0 | 0 | 0 | 0 | 0 | 0 | 0 | 0 | 0 | 0 | 0 | 0 | 0 | 0 | 0 | 0 | 0 | 0 | 0 | 0 | 0 | 0 | 0 | 0 | 0 | 0 | 0
F2_Residential_CZ1 - Single Family_New_Secondary Heating_Natural Gas_Fireplace_Codes & Standards Forecast | F2 | Residential | CZ1 - Single Family | New | Secondary Heating | Natural Gas | Fireplace | Codes & Standards Forecast | Usage (MMtherm) | 0 | 0 | 0 | 0 | 0 | 0 | 0 | 0 | 0 | 0 | 0 | 0 | 0 | 0 | 0 | 0 | 0 | 0 | 0 | 0 | 0 | 0 | 0 | 0 | 0 | 0 | 0 | 0 | 0 | 0
F3_Residential_CZ1 - Single Family_New_Secondary Heating_Natural Gas_Fireplace_Codes & Standards Forecast | F3 | Residential | CZ1 - Single Family | New | Secondary Heating | Natural Gas | Fireplace | Codes & Standards Forecast | Peak Demand (S) | 0 | 0 | 0 | 0 | 0 | 0 | 0 | 0 | 0 | 0 | 0 | 0 | 0 | 0 | 0 | 0 | 0 | 0 | 0 | 0 | 0 | 0 | 0 | 0 | 0 | 0 | 0 | 0 | 0 | 0
F4_Residential_CZ1 - Single Family_New_Secondary Heating_Natural Gas_Fireplace_Codes & Standards Forecast | F4 | Residential | CZ1 - Single Family | New | Secondary Heating | Natural Gas | Fireplace | Codes & Standards Forecast | Peak Demand (W) | 0 | 0 | 0 | 0 | 0 | 0 | 0 | 0 | 0 | 0 | 0 | 0 | 0 | 0 | 0 | 0 | 0 | 0 | 0 | 0 | 0 | 0 | 0 | 0 | 0 | 0 | 0 | 0 | 0 | 0
F5_Residential_CZ1 - Single Family_New_Secondary Heating_Natural Gas_Fireplace_Codes & Standards Forecast | F5 | Residential | CZ1 - Single Family | New | Secondary Heating | Natural Gas | Fireplace | Codes & Standards Forecast | Turnover | 0 | 0 | 0 | 0 | 0 | 0 | 0 | 0 | 0 | 0 | 0 | 0 | 0 | 0 | 0 | 0 | 0 | 0 | 0 | 0 | 0 | 0 | 0 | 0 | 0 | 0 | 0 | 0 | 0 | 0
F6_Residential_CZ1 - Single Family_New_Secondary Heating_Natural Gas_Fireplace_Codes & Standards Forecast | F6 | Residential | CZ1 - Single Family | New | Secondary Heating | Natural Gas | Fireplace | Codes & Standards Forecast | Avg. Replacement Usage | 0 | 0 | 0 | 0 | 0 | 0 | 0 | 0 | 0 | 0 | 0 | 0 | 0 | 0 | 0 | 0 | 0 | 0 | 0 | 0 | 0 | 0 | 0 | 0 | 0 | 0 | 0 | 0 | 0 | 0
F7_Residential_CZ1 - Single Family_New_Secondary Heating_Natural Gas_Fireplace_Codes & Standards Forecast | F7 | Residential | CZ1 - Single Family | New | Secondary Heating | Natural Gas | Fireplace | Codes & Standards Forecast | Avg. Replacement Demand (S) | 0 | 0 | 0 | 0 | 0 | 0 | 0 | 0 | 0 | 0 | 0 | 0 | 0 | 0 | 0 | 0 | 0 | 0 | 0 | 0 | 0 | 0 | 0 | 0 | 0 | 0 | 0 | 0 | 0 | 0
F8_Residential_CZ1 - Single Family_New_Secondary Heating_Natural Gas_Fireplace_Codes & Standards Forecast | F8 | Residential | CZ1 - Single Family | New | Secondary Heating | Natural Gas | Fireplace | Codes & Standards Forecast | Avg. Replacement Demand (W) | 0 | 0 | 0 | 0 | 0 | 0 | 0 | 0 | 0 | 0 | 0 | 0 | 0 | 0 | 0 | 0 | 0 | 0 | 0 | 0 | 0 | 0 | 0 | 0 | 0 | 0 | 0 | 0 | 0 | 0
F1_Residential_CZ1 - Single Family_New_Water Heating_Natural Gas_Water Heater <= 55 gal._Codes & Standards Forecast | F1 | Residential | CZ1 - Single Family | New | Water Heating | Natural Gas | Water Heater <= 55 gal. | Codes & Standards Forecast | Units | 0 | 0 | 0 | 0 | 0 | 0 | 0 | 0 | 0 | 0 | 0 | 0 | 0 | 0 | 0 | 0 | 0 | 0 | 0 | 0 | 0 | 0 | 0 | 0 | 0 | 0 | 0 | 0 | 0 | 0
F2_Residential_CZ1 - Single Family_New_Water Heating_Natural Gas_Water Heater <= 55 gal._Codes & Standards Forecast | F2 | Residential | CZ1 - Single Family | New | Water Heating | Natural Gas | Water Heater <= 55 gal. | Codes & Standards Forecast | Usage (MMtherm) | 0 | 0 | 0 | 0 | 0 | 0 | 0 | 0 | 0 | 0 | 0 | 0 | 0 | 0 | 0 | 0 | 0 | 0 | 0 | 0 | 0 | 0 | 0 | 0 | 0 | 0 | 0 | 0 | 0 | 0
F3_Residential_CZ1 - Single Family_New_Water Heating_Natural Gas_Water Heater <= 55 gal._Codes & Standards Forecast | F3 | Residential | CZ1 - Single Family | New | Water Heating | Natural Gas | Water Heater <= 55 gal. | Codes & Standards Forecast | Peak Demand (S) | 0 | 0 | 0 | 0 | 0 | 0 | 0 | 0 | 0 | 0 | 0 | 0 | 0 | 0 | 0 | 0 | 0 | 0 | 0 | 0 | 0 | 0 | 0 | 0 | 0 | 0 | 0 | 0 | 0 | 0
F4_Residential_CZ1 - Single Family_New_Water Heating_Natural Gas_Water Heater <= 55 gal._Codes & Standards Forecast | F4 | Residential | CZ1 - Single Family | New | Water Heating | Natural Gas | Water Heater <= 55 gal. | Codes & Standards Forecast | Peak Demand (W) | 0 | 0 | 0 | 0 | 0 | 0 | 0 | 0 | 0 | 0 | 0 | 0 | 0 | 0 | 0 | 0 | 0 | 0 | 0 | 0 | 0 | 0 | 0 | 0 | 0 | 0 | 0 | 0 | 0 | 0
F5_Residential_CZ1 - Single Family_New_Water Heating_Natural Gas_Water Heater <= 55 gal._Codes & Standards Forecast | F5 | Residential | CZ1 - Single Family | New | Water Heating | Natural Gas | Water Heater <= 55 gal. | Codes & Standards Forecast | Turnover | 0 | 0 | 0 | 0 | 0 | 0 | 0 | 0 | 0 | 0 | 0 | 0 | 0 | 0 | 0 | 0 | 0 | 0 | 0 | 0 | 0 | 0 | 0 | 0 | 0 | 0 | 0 | 0 | 0 | 0
F6_Residential_CZ1 - Single Family_New_Water Heating_Natural Gas_Water Heater <= 55 gal._Codes & Standards Forecast | F6 | Residential | CZ1 - Single Family | New | Water Heating | Natural Gas | Water Heater <= 55 gal. | Codes & Standards Forecast | Avg. Replacement Usage | 0 | 0 | 0 | 0 | 0 | 0 | 0 | 0 | 0 | 0 | 0 | 0 | 0 | 0 | 0 | 0 | 0 | 0 | 0 | 0 | 0 | 0 | 0 | 0 | 0 | 0 | 0 | 0 | 0 | 0
F7_Residential_CZ1 - Single Family_New_Water Heating_Natural Gas_Water Heater <= 55 gal._Codes & Standards Forecast | F7 | Residential | CZ1 - Single Family | New | Water Heating | Natural Gas | Water Heater <= 55 gal. | Codes & Standards Forecast | Avg. Replacement Demand (S) | 0 | 0 | 0 | 0 | 0 | 0 | 0 | 0 | 0 | 0 | 0 | 0 | 0 | 0 | 0 | 0 | 0 | 0 | 0 | 0 | 0 | 0 | 0 | 0 | 0 | 0 | 0 | 0 | 0 | 0
F8_Residential_CZ1 - Single Family_New_Water Heating_Natural Gas_Water Heater <= 55 gal._Codes & Standards Forecast | F8 | Residential | CZ1 - Single Family | New | Water Heating | Natural Gas | Water Heater <= 55 gal. | Codes & Standards Forecast | Avg. Replacement Demand (W) | 0 | 0 | 0 | 0 | 0 | 0 | 0 | 0 | 0 | 0 | 0 | 0 | 0 | 0 | 0 | 0 | 0 | 0 | 0 | 0 | 0 | 0 | 0 | 0 | 0 | 0 | 0 | 0 | 0 | 0
F1_Residential_CZ1 - Single Family_New_Water Heating_Natural Gas_Water Heater > 55 gal._Codes & Standards Forecast | F1 | Residential | CZ1 - Single Family | New | Water Heating | Natural Gas | Water Heater > 55 gal. | Codes & Standards Forecast | Units | 0 | 0 | 0 | 0 | 0 | 0 | 0 | 0 | 0 | 0 | 0 | 0 | 0 | 0 | 0 | 0 | 0 | 0 | 0 | 0 | 0 | 0 | 0 | 0 | 0 | 0 | 0 | 0 | 0 | 0
F2_Residential_CZ1 - Single Family_New_Water Heating_Natural Gas_Water Heater > 55 gal._Codes & Standards Forecast | F2 | Residential | CZ1 - Single Family | New | Water Heating | Natural Gas | Water Heater > 55 gal. | Codes & Standards Forecast | Usage (MMtherm) | 0 | 0 | 0 | 0 | 0 | 0 | 0 | 0 | 0 | 0 | 0 | 0 | 0 | 0 | 0 | 0 | 0 | 0 | 0 | 0 | 0 | 0 | 0 | 0 | 0 | 0 | 0 | 0 | 0 | 0
F3_Residential_CZ1 - Single Family_New_Water Heating_Natural Gas_Water Heater > 55 gal._Codes & Standards Forecast | F3 | Residential | CZ1 - Single Family | New | Water Heating | Natural Gas | Water Heater > 55 gal. | Codes & Standards Forecast | Peak Demand (S) | 0 | 0 | 0 | 0 | 0 | 0 | 0 | 0 | 0 | 0 | 0 | 0 | 0 | 0 | 0 | 0 | 0 | 0 | 0 | 0 | 0 | 0 | 0 | 0 | 0 | 0 | 0 | 0 | 0 | 0
F4_Residential_CZ1 - Single Family_New_Water Heating_Natural Gas_Water Heater > 55 gal._Codes & Standards Forecast | F4 | Residential | CZ1 - Single Family | New | Water Heating | Natural Gas | Water Heater > 55 gal. | Codes & Standards Forecast | Peak Demand (W) | 0 | 0 | 0 | 0 | 0 | 0 | 0 | 0 | 0 | 0 | 0 | 0 | 0 | 0 | 0 | 0 | 0 | 0 | 0 | 0 | 0 | 0 | 0 | 0 | 0 | 0 | 0 | 0 | 0 | 0
F5_Residential_CZ1 - Single Family_New_Water Heating_Natural Gas_Water Heater > 55 gal._Codes & Standards Forecast | F5 | Residential | CZ1 - Single Family | New | Water Heating | Natural Gas | Water Heater > 55 gal. | Codes & Standards Forecast | Turnover | 0 | 0 | 0 | 0 | 0 | 0 | 0 | 0 | 0 | 0 | 0 | 0 | 0 | 0 | 0 | 0 | 0 | 0 | 0 | 0 | 0 | 0 | 0 | 0 | 0 | 0 | 0 | 0 | 0 | 0
F6_Residential_CZ1 - Single Family_New_Water Heating_Natural Gas_Water Heater > 55 gal._Codes & Standards Forecast | F6 | Residential | CZ1 - Single Family | New | Water Heating | Natural Gas | Water Heater > 55 gal. | Codes & Standards Forecast | Avg. Replacement Usage | 0 | 0 | 0 | 0 | 0 | 0 | 0 | 0 | 0 | 0 | 0 | 0 | 0 | 0 | 0 | 0 | 0 | 0 | 0 | 0 | 0 | 0 | 0 | 0 | 0 | 0 | 0 | 0 | 0 | 0
F7_Residential_CZ1 - Single Family_New_Water Heating_Natural Gas_Water Heater > 55 gal._Codes & Standards Forecast | F7 | Residential | CZ1 - Single Family | New | Water Heating | Natural Gas | Water Heater > 55 gal. | Codes & Standards Forecast | Avg. Replacement Demand (S) | 0 | 0 | 0 | 0 | 0 | 0 | 0 | 0 | 0 | 0 | 0 | 0 | 0 | 0 | 0 | 0 | 0 | 0 | 0 | 0 | 0 | 0 | 0 | 0 | 0 | 0 | 0 | 0 | 0 | 0
F8_Residential_CZ1 - Single Family_New_Water Heating_Natural Gas_Water Heater > 55 gal._Codes & Standards Forecast | F8 | Residential | CZ1 - Single Family | New | Water Heating | Natural Gas | Water Heater > 55 gal. | Codes & Standards Forecast | Avg. Replacement Demand (W) | 0 | 0 | 0 | 0 | 0 | 0 | 0 | 0 | 0 | 0 | 0 | 0 | 0 | 0 | 0 | 0 | 0 | 0 | 0 | 0 | 0 | 0 | 0 | 0 | 0 | 0 | 0 | 0 | 0 | 0
F1_Residential_CZ1 - Single Family_New_Appliances_Natural Gas_Clothes Dryer_Codes & Standards Forecast | F1 | Residential | CZ1 - Single Family | New | Appliances | Natural Gas | Clothes Dryer | Codes & Standards Forecast | Units | 0 | 0 | 0 | 0 | 0 | 0 | 0 | 0 | 0 | 0 | 0 | 0 | 0 | 0 | 0 | 0 | 0 | 0 | 0 | 0 | 0 | 0 | 0 | 0 | 0 | 0 | 0 | 0 | 0 | 0
F2_Residential_CZ1 - Single Family_New_Appliances_Natural Gas_Clothes Dryer_Codes & Standards Forecast | F2 | Residential | CZ1 - Single Family | New | Appliances | Natural Gas | Clothes Dryer | Codes & Standards Forecast | Usage (MMtherm) | 0 | 0 | 0 | 0 | 0 | 0 | 0 | 0 | 0 | 0 | 0 | 0 | 0 | 0 | 0 | 0 | 0 | 0 | 0 | 0 | 0 | 0 | 0 | 0 | 0 | 0 | 0 | 0 | 0 | 0
F3_Residential_CZ1 - Single Family_New_Appliances_Natural Gas_Clothes Dryer_Codes & Standards Forecast | F3 | Residential | CZ1 - Single Family | New | Appliances | Natural Gas | Clothes Dryer | Codes & Standards Forecast | Peak Demand (S) | 0 | 0 | 0 | 0 | 0 | 0 | 0 | 0 | 0 | 0 | 0 | 0 | 0 | 0 | 0 | 0 | 0 | 0 | 0 | 0 | 0 | 0 | 0 | 0 | 0 | 0 | 0 | 0 | 0 | 0
F4_Residential_CZ1 - Single Family_New_Appliances_Natural Gas_Clothes Dryer_Codes & Standards Forecast | F4 | Residential | CZ1 - Single Family | New | Appliances | Natural Gas | Clothes Dryer | Codes & Standards Forecast | Peak Demand (W) | 0 | 0 | 0 | 0 | 0 | 0 | 0 | 0 | 0 | 0 | 0 | 0 | 0 | 0 | 0 | 0 | 0 | 0 | 0 | 0 | 0 | 0 | 0 | 0 | 0 | 0 | 0 | 0 | 0 | 0
F5_Residential_CZ1 - Single Family_New_Appliances_Natural Gas_Clothes Dryer_Codes & Standards Forecast | F5 | Residential | CZ1 - Single Family | New | Appliances | Natural Gas | Clothes Dryer | Codes & Standards Forecast | Turnover | 0 | 0 | 0 | 0 | 0 | 0 | 0 | 0 | 0 | 0 | 0 | 0 | 0 | 0 | 0 | 0 | 0 | 0 | 0 | 0 | 0 | 0 | 0 | 0 | 0 | 0 | 0 | 0 | 0 | 0
F6_Residential_CZ1 - Single Family_New_Appliances_Natural Gas_Clothes Dryer_Codes & Standards Forecast | F6 | Residential | CZ1 - Single Family | New | Appliances | Natural Gas | Clothes Dryer | Codes & Standards Forecast | Avg. Replacement Usage | 0 | 0 | 0 | 0 | 0 | 0 | 0 | 0 | 0 | 0 | 0 | 0 | 0 | 0 | 0 | 0 | 0 | 0 | 0 | 0 | 0 | 0 | 0 | 0 | 0 | 0 | 0 | 0 | 0 | 0
F7_Residential_CZ1 - Single Family_New_Appliances_Natural Gas_Clothes Dryer_Codes & Standards Forecast | F7 | Residential | CZ1 - Single Family | New | Appliances | Natural Gas | Clothes Dryer | Codes & Standards Forecast | Avg. Replacement Demand (S) | 0 | 0 | 0 | 0 | 0 | 0 | 0 | 0 | 0 | 0 | 0 | 0 | 0 | 0 | 0 | 0 | 0 | 0 | 0 | 0 | 0 | 0 | 0 | 0 | 0 | 0 | 0 | 0 | 0 | 0
F8_Residential_CZ1 - Single Family_New_Appliances_Natural Gas_Clothes Dryer_Codes & Standards Forecast | F8 | Residential | CZ1 - Single Family | New | Appliances | Natural Gas | Clothes Dryer | Codes & Standards Forecast | Avg. Replacement Demand (W) | 0 | 0 | 0 | 0 | 0 | 0 | 0 | 0 | 0 | 0 | 0 | 0 | 0 | 0 | 0 | 0 | 0 | 0 | 0 | 0 | 0 | 0 | 0 | 0 | 0 | 0 | 0 | 0 | 0 | 0
F1_Residential_CZ1 - Single Family_New_Appliances_Natural Gas_Stove/Oven_Codes & Standards Forecast | F1 | Residential | CZ1 - Single Family | New | Appliances | Natural Gas | Stove/Oven | Codes & Standards Forecast | Units | 0 | 0 | 0 | 0 | 0 | 0 | 0 | 0 | 0 | 0 | 0 | 0 | 0 | 0 | 0 | 0 | 0 | 0 | 0 | 0 | 0 | 0 | 0 | 0 | 0 | 0 | 0 | 0 | 0 | 0
F2_Residential_CZ1 - Single Family_New_Appliances_Natural Gas_Stove/Oven_Codes & Standards Forecast | F2 | Residential | CZ1 - Single Family | New | Appliances | Natural Gas | Stove/Oven | Codes & Standards Forecast | Usage (MMtherm) | 0 | 0 | 0 | 0 | 0 | 0 | 0 | 0 | 0 | 0 | 0 | 0 | 0 | 0 | 0 | 0 | 0 | 0 | 0 | 0 | 0 | 0 | 0 | 0 | 0 | 0 | 0 | 0 | 0 | 0
F3_Residential_CZ1 - Single Family_New_Appliances_Natural Gas_Stove/Oven_Codes & Standards Forecast | F3 | Residential | CZ1 - Single Family | New | Appliances | Natural Gas | Stove/Oven | Codes & Standards Forecast | Peak Demand (S) | 0 | 0 | 0 | 0 | 0 | 0 | 0 | 0 | 0 | 0 | 0 | 0 | 0 | 0 | 0 | 0 | 0 | 0 | 0 | 0 | 0 | 0 | 0 | 0 | 0 | 0 | 0 | 0 | 0 | 0
F4_Residential_CZ1 - Single Family_New_Appliances_Natural Gas_Stove/Oven_Codes & Standards Forecast | F4 | Residential | CZ1 - Single Family | New | Appliances | Natural Gas | Stove/Oven | Codes & Standards Forecast | Peak Demand (W) | 0 | 0 | 0 | 0 | 0 | 0 | 0 | 0 | 0 | 0 | 0 | 0 | 0 | 0 | 0 | 0 | 0 | 0 | 0 | 0 | 0 | 0 | 0 | 0 | 0 | 0 | 0 | 0 | 0 | 0
F5_Residential_CZ1 - Single Family_New_Appliances_Natural Gas_Stove/Oven_Codes & Standards Forecast | F5 | Residential | CZ1 - Single Family | New | Appliances | Natural Gas | Stove/Oven | Codes & Standards Forecast | Turnover | 0 | 0 | 0 | 0 | 0 | 0 | 0 | 0 | 0 | 0 | 0 | 0 | 0 | 0 | 0 | 0 | 0 | 0 | 0 | 0 | 0 | 0 | 0 | 0 | 0 | 0 | 0 | 0 | 0 | 0
F6_Residential_CZ1 - Single Family_New_Appliances_Natural Gas_Stove/Oven_Codes & Standards Forecast | F6 | Residential | CZ1 - Single Family | New | Appliances | Natural Gas | Stove/Oven | Codes & Standards Forecast | Avg. Replacement Usage | 0 | 0 | 0 | 0 | 0 | 0 | 0 | 0 | 0 | 0 | 0 | 0 | 0 | 0 | 0 | 0 | 0 | 0 | 0 | 0 | 0 | 0 | 0 | 0 | 0 | 0 | 0 | 0 | 0 | 0
F7_Residential_CZ1 - Single Family_New_Appliances_Natural Gas_Stove/Oven_Codes & Standards Forecast | F7 | Residential | CZ1 - Single Family | New | Appliances | Natural Gas | Stove/Oven | Codes & Standards Forecast | Avg. Replacement Demand (S) | 0 | 0 | 0 | 0 | 0 | 0 | 0 | 0 | 0 | 0 | 0 | 0 | 0 | 0 | 0 | 0 | 0 | 0 | 0 | 0 | 0 | 0 | 0 | 0 | 0 | 0 | 0 | 0 | 0 | 0
F8_Residential_CZ1 - Single Family_New_Appliances_Natural Gas_Stove/Oven_Codes & Standards Forecast | F8 | Residential | CZ1 - Single Family | New | Appliances | Natural Gas | Stove/Oven | Codes & Standards Forecast | Avg. Replacement Demand (W) | 0 | 0 | 0 | 0 | 0 | 0 | 0 | 0 | 0 | 0 | 0 | 0 | 0 | 0 | 0 | 0 | 0 | 0 | 0 | 0 | 0 | 0 | 0 | 0 | 0 | 0 | 0 | 0 | 0 | 0
F1_Residential_CZ1 - Single Family_New_Miscellaneous_Natural Gas_Pool Heater_Codes & Standards Forecast | F1 | Residential | CZ1 - Single Family | New | Miscellaneous | Natural Gas | Pool Heater | Codes & Standards Forecast | Units | 0 | 0 | 0 | 0 | 0 | 0 | 0 | 0 | 0 | 0 | 0 | 0 | 0 | 0 | 0 | 0 | 0 | 0 | 0 | 0 | 0 | 0 | 0 | 0 | 0 | 0 | 0 | 0 | 0 | 0
F2_Residential_CZ1 - Single Family_New_Miscellaneous_Natural Gas_Pool Heater_Codes & Standards Forecast | F2 | Residential | CZ1 - Single Family | New | Miscellaneous | Natural Gas | Pool Heater | Codes & Standards Forecast | Usage (MMtherm) | 0 | 0 | 0 | 0 | 0 | 0 | 0 | 0 | 0 | 0 | 0 | 0 | 0 | 0 | 0 | 0 | 0 | 0 | 0 | 0 | 0 | 0 | 0 | 0 | 0 | 0 | 0 | 0 | 0 | 0
F3_Residential_CZ1 - Single Family_New_Miscellaneous_Natural Gas_Pool Heater_Codes & Standards Forecast | F3 | Residential | CZ1 - Single Family | New | Miscellaneous | Natural Gas | Pool Heater | Codes & Standards Forecast | Peak Demand (S) | 0 | 0 | 0 | 0 | 0 | 0 | 0 | 0 | 0 | 0 | 0 | 0 | 0 | 0 | 0 | 0 | 0 | 0 | 0 | 0 | 0 | 0 | 0 | 0 | 0 | 0 | 0 | 0 | 0 | 0
F4_Residential_CZ1 - Single Family_New_Miscellaneous_Natural Gas_Pool Heater_Codes & Standards Forecast | F4 | Residential | CZ1 - Single Family | New | Miscellaneous | Natural Gas | Pool Heater | Codes & Standards Forecast | Peak Demand (W) | 0 | 0 | 0 | 0 | 0 | 0 | 0 | 0 | 0 | 0 | 0 | 0 | 0 | 0 | 0 | 0 | 0 | 0 | 0 | 0 | 0 | 0 | 0 | 0 | 0 | 0 | 0 | 0 | 0 | 0
F5_Residential_CZ1 - Single Family_New_Miscellaneous_Natural Gas_Pool Heater_Codes & Standards Forecast | F5 | Residential | CZ1 - Single Family | New | Miscellaneous | Natural Gas | Pool Heater | Codes & Standards Forecast | Turnover | 0 | 0 | 0 | 0 | 0 | 0 | 0 | 0 | 0 | 0 | 0 | 0 | 0 | 0 | 0 | 0 | 0 | 0 | 0 | 0 | 0 | 0 | 0 | 0 | 0 | 0 | 0 | 0 | 0 | 0
F6_Residential_CZ1 - Single Family_New_Miscellaneous_Natural Gas_Pool Heater_Codes & Standards Forecast | F6 | Residential | CZ1 - Single Family | New | Miscellaneous | Natural Gas | Pool Heater | Codes & Standards Forecast | Avg. Replacement Usage | 0 | 0 | 0 | 0 | 0 | 0 | 0 | 0 | 0 | 0 | 0 | 0 | 0 | 0 | 0 | 0 | 0 | 0 | 0 | 0 | 0 | 0 | 0 | 0 | 0 | 0 | 0 | 0 | 0 | 0
F7_Residential_CZ1 - Single Family_New_Miscellaneous_Natural Gas_Pool Heater_Codes & Standards Forecast | F7 | Residential | CZ1 - Single Family | New | Miscellaneous | Natural Gas | Pool Heater | Codes & Standards Forecast | Avg. Replacement Demand (S) | 0 | 0 | 0 | 0 | 0 | 0 | 0 | 0 | 0 | 0 | 0 | 0 | 0 | 0 | 0 | 0 | 0 | 0 | 0 | 0 | 0 | 0 | 0 | 0 | 0 | 0 | 0 | 0 | 0 | 0
F8_Residential_CZ1 - Single Family_New_Miscellaneous_Natural Gas_Pool Heater_Codes & Standards Forecast | F8 | Residential | CZ1 - Single Family | New | Miscellaneous | Natural Gas | Pool Heater | Codes & Standards Forecast | Avg. Replacement Demand (W) | 0 | 0 | 0 | 0 | 0 | 0 | 0 | 0 | 0 | 0 | 0 | 0 | 0 | 0 | 0 | 0 | 0 | 0 | 0 | 0 | 0 | 0 | 0 | 0 | 0 | 0 | 0 | 0 | 0 | 0
F1_Residential_CZ1 - Single Family_New_Miscellaneous_Natural Gas_Miscellaneous_Codes & Standards Forecast | F1 | Residential | CZ1 - Single Family | New | Miscellaneous | Natural Gas | Miscellaneous | Codes & Standards Forecast | Units | 0 | 0 | 0 | 0 | 0 | 0 | 0 | 0 | 0 | 0 | 0 | 0 | 0 | 0 | 0 | 0 | 0 | 0 | 0 | 0 | 0 | 0 | 0 | 0 | 0 | 0 | 0 | 0 | 0 | 0
F2_Residential_CZ1 - Single Family_New_Miscellaneous_Natural Gas_Miscellaneous_Codes & Standards Forecast | F2 | Residential | CZ1 - Single Family | New | Miscellaneous | Natural Gas | Miscellaneous | Codes & Standards Forecast | Usage (MMtherm) | 0 | 0 | 0 | 0 | 0 | 0 | 0 | 0 | 0 | 0 | 0 | 0 | 0 | 0 | 0 | 0 | 0 | 0 | 0 | 0 | 0 | 0 | 0 | 0 | 0 | 0 | 0 | 0 | 0 | 0
F3_Residential_CZ1 - Single Family_New_Miscellaneous_Natural Gas_Miscellaneous_Codes & Standards Forecast | F3 | Residential | CZ1 - Single Family | New | Miscellaneous | Natural Gas | Miscellaneous | Codes & Standards Forecast | Peak Demand (S) | 0 | 0 | 0 | 0 | 0 | 0 | 0 | 0 | 0 | 0 | 0 | 0 | 0 | 0 | 0 | 0 | 0 | 0 | 0 | 0 | 0 | 0 | 0 | 0 | 0 | 0 | 0 | 0 | 0 | 0
F4_Residential_CZ1 - Single Family_New_Miscellaneous_Natural Gas_Miscellaneous_Codes & Standards Forecast | F4 | Residential | CZ1 - Single Family | New | Miscellaneous | Natural Gas | Miscellaneous | Codes & Standards Forecast | Peak Demand (W) | 0 | 0 | 0 | 0 | 0 | 0 | 0 | 0 | 0 | 0 | 0 | 0 | 0 | 0 | 0 | 0 | 0 | 0 | 0 | 0 | 0 | 0 | 0 | 0 | 0 | 0 | 0 | 0 | 0 | 0
F5_Residential_CZ1 - Single Family_New_Miscellaneous_Natural Gas_Miscellaneous_Codes & Standards Forecast | F5 | Residential | CZ1 - Single Family | New | Miscellaneous | Natural Gas | Miscellaneous | Codes & Standards Forecast | Turnover | 0 | 0 | 0 | 0 | 0 | 0 | 0 | 0 | 0 | 0 | 0 | 0 | 0 | 0 | 0 | 0 | 0 | 0 | 0 | 0 | 0 | 0 | 0 | 0 | 0 | 0 | 0 | 0 | 0 | 0
F6_Residential_CZ1 - Single Family_New_Miscellaneous_Natural Gas_Miscellaneous_Codes & Standards Forecast | F6 | Residential | CZ1 - Single Family | New | Miscellaneous | Natural Gas | Miscellaneous | Codes & Standards Forecast | Avg. Replacement Usage | 0 | 0 | 0 | 0 | 0 | 0 | 0 | 0 | 0 | 0 | 0 | 0 | 0 | 0 | 0 | 0 | 0 | 0 | 0 | 0 | 0 | 0 | 0 | 0 | 0 | 0 | 0 | 0 | 0 | 0
F7_Residential_CZ1 - Single Family_New_Miscellaneous_Natural Gas_Miscellaneous_Codes & Standards Forecast | F7 | Residential | CZ1 - Single Family | New | Miscellaneous | Natural Gas | Miscellaneous | Codes & Standards Forecast | Avg. Replacement Demand (S) | 0 | 0 | 0 | 0 | 0 | 0 | 0 | 0 | 0 | 0 | 0 | 0 | 0 | 0 | 0 | 0 | 0 | 0 | 0 | 0 | 0 | 0 | 0 | 0 | 0 | 0 | 0 | 0 | 0 | 0
F8_Residential_CZ1 - Single Family_New_Miscellaneous_Natural Gas_Miscellaneous_Codes & Standards Forecast | F8 | Residential | CZ1 - Single Family | New | Miscellaneous | Natural Gas | Miscellaneous | Codes & Standards Forecast | Avg. Replacement Demand (W) | 0 | 0 | 0 | 0 | 0 | 0 | 0 | 0 | 0 | 0 | 0 | 0 | 0 | 0 | 0 | 0 | 0 | 0 | 0 | 0 | 0 | 0 | 0 | 0 | 0 | 0 | 0 | 0 | 0 | 0
F1_Residential_CZ1 - Multi Family_Existing_Space Heating_Natural Gas_Furnace - Direct Fuel_Codes & Standards Forecast | F1 | Residential | CZ1 - Multi Family | Existing | Space Heating | Natural Gas | Furnace - Direct Fuel | Codes & Standards Forecast | Units | 0 | 0 | 0 | 0 | 0 | 0 | 0 | 0 | 0 | 0 | 0 | 0 | 0 | 0 | 0 | 0 | 0 | 0 | 0 | 0 | 0 | 0 | 0 | 0 | 0 | 0 | 0 | 0 | 0 | 0
F2_Residential_CZ1 - Multi Family_Existing_Space Heating_Natural Gas_Furnace - Direct Fuel_Codes & Standards Forecast | F2 | Residential | CZ1 - Multi Family | Existing | Space Heating | Natural Gas | Furnace - Direct Fuel | Codes & Standards Forecast | Usage (MMtherm) | 0 | 0 | 0 | 0 | 0 | 0 | 0 | 0 | 0 | 0 | 0 | 0 | 0 | 0 | 0 | 0 | 0 | 0 | 0 | 0 | 0 | 0 | 0 | 0 | 0 | 0 | 0 | 0 | 0 | 0
F3_Residential_CZ1 - Multi Family_Existing_Space Heating_Natural Gas_Furnace - Direct Fuel_Codes & Standards Forecast | F3 | Residential | CZ1 - Multi Family | Existing | Space Heating | Natural Gas | Furnace - Direct Fuel | Codes & Standards Forecast | Peak Demand (S) | 0 | 0 | 0 | 0 | 0 | 0 | 0 | 0 | 0 | 0 | 0 | 0 | 0 | 0 | 0 | 0 | 0 | 0 | 0 | 0 | 0 | 0 | 0 | 0 | 0 | 0 | 0 | 0 | 0 | 0
F4_Residential_CZ1 - Multi Family_Existing_Space Heating_Natural Gas_Furnace - Direct Fuel_Codes & Standards Forecast | F4 | Residential | CZ1 - Multi Family | Existing | Space Heating | Natural Gas | Furnace - Direct Fuel | Codes & Standards Forecast | Peak Demand (W) | 0 | 0 | 0 | 0 | 0 | 0 | 0 | 0 | 0 | 0 | 0 | 0 | 0 | 0 | 0 | 0 | 0 | 0 | 0 | 0 | 0 | 0 | 0 | 0 | 0 | 0 | 0 | 0 | 0 | 0
F5_Residential_CZ1 - Multi Family_Existing_Space Heating_Natural Gas_Furnace - Direct Fuel_Codes & Standards Forecast | F5 | Residential | CZ1 - Multi Family | Existing | Space Heating | Natural Gas | Furnace - Direct Fuel | Codes & Standards Forecast | Turnover | 0 | 0 | 0 | 0 | 0 | 0 | 0 | 0 | 0 | 0 | 0 | 0 | 0 | 0 | 0 | 0 | 0 | 0 | 0 | 0 | 0 | 0 | 0 | 0 | 0 | 0 | 0 | 0 | 0 | 0
F6_Residential_CZ1 - Multi Family_Existing_Space Heating_Natural Gas_Furnace - Direct Fuel_Codes & Standards Forecast | F6 | Residential | CZ1 - Multi Family | Existing | Space Heating | Natural Gas | Furnace - Direct Fuel | Codes & Standards Forecast | Avg. Replacement Usage | 0 | 0 | 0 | 0 | 0 | 0 | 0 | 0 | 0 | 0 | 0 | 0 | 0 | 0 | 0 | 0 | 0 | 0 | 0 | 0 | 0 | 0 | 0 | 0 | 0 | 0 | 0 | 0 | 0 | 0
F7_Residential_CZ1 - Multi Family_Existing_Space Heating_Natural Gas_Furnace - Direct Fuel_Codes & Standards Forecast | F7 | Residential | CZ1 - Multi Family | Existing | Space Heating | Natural Gas | Furnace - Direct Fuel | Codes & Standards Forecast | Avg. Replacement Demand (S) | 0 | 0 | 0 | 0 | 0 | 0 | 0 | 0 | 0 | 0 | 0 | 0 | 0 | 0 | 0 | 0 | 0 | 0 | 0 | 0 | 0 | 0 | 0 | 0 | 0 | 0 | 0 | 0 | 0 | 0
F8_Residential_CZ1 - Multi Family_Existing_Space Heating_Natural Gas_Furnace - Direct Fuel_Codes & Standards Forecast | F8 | Residential | CZ1 - Multi Family | Existing | Space Heating | Natural Gas | Furnace - Direct Fuel | Codes & Standards Forecast | Avg. Replacement Demand (W) | 0 | 0 | 0 | 0 | 0 | 0 | 0 | 0 | 0 | 0 | 0 | 0 | 0 | 0 | 0 | 0 | 0 | 0 | 0 | 0 | 0 | 0 | 0 | 0 | 0 | 0 | 0 | 0 | 0 | 0
F1_Residential_CZ1 - Multi Family_Existing_Space Heating_Natural Gas_Boiler - Direct Fuel_Codes & Standards Forecast | F1 | Residential | CZ1 - Multi Family | Existing | Space Heating | Natural Gas | Boiler - Direct Fuel | Codes & Standards Forecast | Units | 0 | 0 | 0 | 0 | 0 | 0 | 0 | 0 | 0 | 0 | 0 | 0 | 0 | 0 | 0 | 0 | 0 | 0 | 0 | 0 | 0 | 0 | 0 | 0 | 0 | 0 | 0 | 0 | 0 | 0
F2_Residential_CZ1 - Multi Family_Existing_Space Heating_Natural Gas_Boiler - Direct Fuel_Codes & Standards Forecast | F2 | Residential | CZ1 - Multi Family | Existing | Space Heating | Natural Gas | Boiler - Direct Fuel | Codes & Standards Forecast | Usage (MMtherm) | 0 | 0 | 0 | 0 | 0 | 0 | 0 | 0 | 0 | 0 | 0 | 0 | 0 | 0 | 0 | 0 | 0 | 0 | 0 | 0 | 0 | 0 | 0 | 0 | 0 | 0 | 0 | 0 | 0 | 0
F3_Residential_CZ1 - Multi Family_Existing_Space Heating_Natural Gas_Boiler - Direct Fuel_Codes & Standards Forecast | F3 | Residential | CZ1 - Multi Family | Existing | Space Heating | Natural Gas | Boiler - Direct Fuel | Codes & Standards Forecast | Peak Demand (S) | 0 | 0 | 0 | 0 | 0 | 0 | 0 | 0 | 0 | 0 | 0 | 0 | 0 | 0 | 0 | 0 | 0 | 0 | 0 | 0 | 0 | 0 | 0 | 0 | 0 | 0 | 0 | 0 | 0 | 0
F4_Residential_CZ1 - Multi Family_Existing_Space Heating_Natural Gas_Boiler - Direct Fuel_Codes & Standards Forecast | F4 | Residential | CZ1 - Multi Family | Existing | Space Heating | Natural Gas | Boiler - Direct Fuel | Codes & Standards Forecast | Peak Demand (W) | 0 | 0 | 0 | 0 | 0 | 0 | 0 | 0 | 0 | 0 | 0 | 0 | 0 | 0 | 0 | 0 | 0 | 0 | 0 | 0 | 0 | 0 | 0 | 0 | 0 | 0 | 0 | 0 | 0 | 0
F5_Residential_CZ1 - Multi Family_Existing_Space Heating_Natural Gas_Boiler - Direct Fuel_Codes & Standards Forecast | F5 | Residential | CZ1 - Multi Family | Existing | Space Heating | Natural Gas | Boiler - Direct Fuel | Codes & Standards Forecast | Turnover | 0 | 0 | 0 | 0 | 0 | 0 | 0 | 0 | 0 | 0 | 0 | 0 | 0 | 0 | 0 | 0 | 0 | 0 | 0 | 0 | 0 | 0 | 0 | 0 | 0 | 0 | 0 | 0 | 0 | 0
F6_Residential_CZ1 - Multi Family_Existing_Space Heating_Natural Gas_Boiler - Direct Fuel_Codes & Standards Forecast | F6 | Residential | CZ1 - Multi Family | Existing | Space Heating | Natural Gas | Boiler - Direct Fuel | Codes & Standards Forecast | Avg. Replacement Usage | 0 | 0 | 0 | 0 | 0 | 0 | 0 | 0 | 0 | 0 | 0 | 0 | 0 | 0 | 0 | 0 | 0 | 0 | 0 | 0 | 0 | 0 | 0 | 0 | 0 | 0 | 0 | 0 | 0 | 0
F7_Residential_CZ1 - Multi Family_Existing_Space Heating_Natural Gas_Boiler - Direct Fuel_Codes & Standards Forecast | F7 | Residential | CZ1 - Multi Family | Existing | Space Heating | Natural Gas | Boiler - Direct Fuel | Codes & Standards Forecast | Avg. Replacement Demand (S) | 0 | 0 | 0 | 0 | 0 | 0 | 0 | 0 | 0 | 0 | 0 | 0 | 0 | 0 | 0 | 0 | 0 | 0 | 0 | 0 | 0 | 0 | 0 | 0 | 0 | 0 | 0 | 0 | 0 | 0
F8_Residential_CZ1 - Multi Family_Existing_Space Heating_Natural Gas_Boiler - Direct Fuel_Codes & Standards Forecast | F8 | Residential | CZ1 - Multi Family | Existing | Space Heating | Natural Gas | Boiler - Direct Fuel | Codes & Standards Forecast | Avg. Replacement Demand (W) | 0 | 0 | 0 | 0 | 0 | 0 | 0 | 0 | 0 | 0 | 0 | 0 | 0 | 0 | 0 | 0 | 0 | 0 | 0 | 0 | 0 | 0 | 0 | 0 | 0 | 0 | 0 | 0 | 0 | 0
F1_Residential_CZ1 - Multi Family_Existing_Secondary Heating_Natural Gas_Fireplace_Codes & Standards Forecast | F1 | Residential | CZ1 - Multi Family | Existing | Secondary Heating | Natural Gas | Fireplace | Codes & Standards Forecast | Units | 0 | 0 | 0 | 0 | 0 | 0 | 0 | 0 | 0 | 0 | 0 | 0 | 0 | 0 | 0 | 0 | 0 | 0 | 0 | 0 | 0 | 0 | 0 | 0 | 0 | 0 | 0 | 0 | 0 | 0
F2_Residential_CZ1 - Multi Family_Existing_Secondary Heating_Natural Gas_Fireplace_Codes & Standards Forecast | F2 | Residential | CZ1 - Multi Family | Existing | Secondary Heating | Natural Gas | Fireplace | Codes & Standards Forecast | Usage (MMtherm) | 0 | 0 | 0 | 0 | 0 | 0 | 0 | 0 | 0 | 0 | 0 | 0 | 0 | 0 | 0 | 0 | 0 | 0 | 0 | 0 | 0 | 0 | 0 | 0 | 0 | 0 | 0 | 0 | 0 | 0
F3_Residential_CZ1 - Multi Family_Existing_Secondary Heating_Natural Gas_Fireplace_Codes & Standards Forecast | F3 | Residential | CZ1 - Multi Family | Existing | Secondary Heating | Natural Gas | Fireplace | Codes & Standards Forecast | Peak Demand (S) | 0 | 0 | 0 | 0 | 0 | 0 | 0 | 0 | 0 | 0 | 0 | 0 | 0 | 0 | 0 | 0 | 0 | 0 | 0 | 0 | 0 | 0 | 0 | 0 | 0 | 0 | 0 | 0 | 0 | 0
F4_Residential_CZ1 - Multi Family_Existing_Secondary Heating_Natural Gas_Fireplace_Codes & Standards Forecast | F4 | Residential | CZ1 - Multi Family | Existing | Secondary Heating | Natural Gas | Fireplace | Codes & Standards Forecast | Peak Demand (W) | 0 | 0 | 0 | 0 | 0 | 0 | 0 | 0 | 0 | 0 | 0 | 0 | 0 | 0 | 0 | 0 | 0 | 0 | 0 | 0 | 0 | 0 | 0 | 0 | 0 | 0 | 0 | 0 | 0 | 0
F5_Residential_CZ1 - Multi Family_Existing_Secondary Heating_Natural Gas_Fireplace_Codes & Standards Forecast | F5 | Residential | CZ1 - Multi Family | Existing | Secondary Heating | Natural Gas | Fireplace | Codes & Standards Forecast | Turnover | 0 | 0 | 0 | 0 | 0 | 0 | 0 | 0 | 0 | 0 | 0 | 0 | 0 | 0 | 0 | 0 | 0 | 0 | 0 | 0 | 0 | 0 | 0 | 0 | 0 | 0 | 0 | 0 | 0 | 0
F6_Residential_CZ1 - Multi Family_Existing_Secondary Heating_Natural Gas_Fireplace_Codes & Standards Forecast | F6 | Residential | CZ1 - Multi Family | Existing | Secondary Heating | Natural Gas | Fireplace | Codes & Standards Forecast | Avg. Replacement Usage | 0 | 0 | 0 | 0 | 0 | 0 | 0 | 0 | 0 | 0 | 0 | 0 | 0 | 0 | 0 | 0 | 0 | 0 | 0 | 0 | 0 | 0 | 0 | 0 | 0 | 0 | 0 | 0 | 0 | 0
F7_Residential_CZ1 - Multi Family_Existing_Secondary Heating_Natural Gas_Fireplace_Codes & Standards Forecast | F7 | Residential | CZ1 - Multi Family | Existing | Secondary Heating | Natural Gas | Fireplace | Codes & Standards Forecast | Avg. Replacement Demand (S) | 0 | 0 | 0 | 0 | 0 | 0 | 0 | 0 | 0 | 0 | 0 | 0 | 0 | 0 | 0 | 0 | 0 | 0 | 0 | 0 | 0 | 0 | 0 | 0 | 0 | 0 | 0 | 0 | 0 | 0
F8_Residential_CZ1 - Multi Family_Existing_Secondary Heating_Natural Gas_Fireplace_Codes & Standards Forecast | F8 | Residential | CZ1 - Multi Family | Existing | Secondary Heating | Natural Gas | Fireplace | Codes & Standards Forecast | Avg. Replacement Demand (W) | 0 | 0 | 0 | 0 | 0 | 0 | 0 | 0 | 0 | 0 | 0 | 0 | 0 | 0 | 0 | 0 | 0 | 0 | 0 | 0 | 0 | 0 | 0 | 0 | 0 | 0 | 0 | 0 | 0 | 0
F1_Residential_CZ1 - Multi Family_Existing_Water Heating_Natural Gas_Water Heater <= 55 gal._Codes & Standards Forecast | F1 | Residential | CZ1 - Multi Family | Existing | Water Heating | Natural Gas | Water Heater <= 55 gal. | Codes & Standards Forecast | Units | 0 | 0 | 0 | 0 | 0 | 0 | 0 | 0 | 0 | 0 | 0 | 0 | 0 | 0 | 0 | 0 | 0 | 0 | 0 | 0 | 0 | 0 | 0 | 0 | 0 | 0 | 0 | 0 | 0 | 0
F2_Residential_CZ1 - Multi Family_Existing_Water Heating_Natural Gas_Water Heater <= 55 gal._Codes & Standards Forecast | F2 | Residential | CZ1 - Multi Family | Existing | Water Heating | Natural Gas | Water Heater <= 55 gal. | Codes & Standards Forecast | Usage (MMtherm) | 0 | 0 | 0 | 0 | 0 | 0 | 0 | 0 | 0 | 0 | 0 | 0 | 0 | 0 | 0 | 0 | 0 | 0 | 0 | 0 | 0 | 0 | 0 | 0 | 0 | 0 | 0 | 0 | 0 | 0
F3_Residential_CZ1 - Multi Family_Existing_Water Heating_Natural Gas_Water Heater <= 55 gal._Codes & Standards Forecast | F3 | Residential | CZ1 - Multi Family | Existing | Water Heating | Natural Gas | Water Heater <= 55 gal. | Codes & Standards Forecast | Peak Demand (S) | 0 | 0 | 0 | 0 | 0 | 0 | 0 | 0 | 0 | 0 | 0 | 0 | 0 | 0 | 0 | 0 | 0 | 0 | 0 | 0 | 0 | 0 | 0 | 0 | 0 | 0 | 0 | 0 | 0 | 0
F4_Residential_CZ1 - Multi Family_Existing_Water Heating_Natural Gas_Water Heater <= 55 gal._Codes & Standards Forecast | F4 | Residential | CZ1 - Multi Family | Existing | Water Heating | Natural Gas | Water Heater <= 55 gal. | Codes & Standards Forecast | Peak Demand (W) | 0 | 0 | 0 | 0 | 0 | 0 | 0 | 0 | 0 | 0 | 0 | 0 | 0 | 0 | 0 | 0 | 0 | 0 | 0 | 0 | 0 | 0 | 0 | 0 | 0 | 0 | 0 | 0 | 0 | 0
F5_Residential_CZ1 - Multi Family_Existing_Water Heating_Natural Gas_Water Heater <= 55 gal._Codes & Standards Forecast | F5 | Residential | CZ1 - Multi Family | Existing | Water Heating | Natural Gas | Water Heater <= 55 gal. | Codes & Standards Forecast | Turnover | 0 | 0 | 0 | 0 | 0 | 0 | 0 | 0 | 0 | 0 | 0 | 0 | 0 | 0 | 0 | 0 | 0 | 0 | 0 | 0 | 0 | 0 | 0 | 0 | 0 | 0 | 0 | 0 | 0 | 0
F6_Residential_CZ1 - Multi Family_Existing_Water Heating_Natural Gas_Water Heater <= 55 gal._Codes & Standards Forecast | F6 | Residential | CZ1 - Multi Family | Existing | Water Heating | Natural Gas | Water Heater <= 55 gal. | Codes & Standards Forecast | Avg. Replacement Usage | 0 | 0 | 0 | 0 | 0 | 0 | 0 | 0 | 0 | 0 | 0 | 0 | 0 | 0 | 0 | 0 | 0 | 0 | 0 | 0 | 0 | 0 | 0 | 0 | 0 | 0 | 0 | 0 | 0 | 0
F7_Residential_CZ1 - Multi Family_Existing_Water Heating_Natural Gas_Water Heater <= 55 gal._Codes & Standards Forecast | F7 | Residential | CZ1 - Multi Family | Existing | Water Heating | Natural Gas | Water Heater <= 55 gal. | Codes & Standards Forecast | Avg. Replacement Demand (S) | 0 | 0 | 0 | 0 | 0 | 0 | 0 | 0 | 0 | 0 | 0 | 0 | 0 | 0 | 0 | 0 | 0 | 0 | 0 | 0 | 0 | 0 | 0 | 0 | 0 | 0 | 0 | 0 | 0 | 0
F8_Residential_CZ1 - Multi Family_Existing_Water Heating_Natural Gas_Water Heater <= 55 gal._Codes & Standards Forecast | F8 | Residential | CZ1 - Multi Family | Existing | Water Heating | Natural Gas | Water Heater <= 55 gal. | Codes & Standards Forecast | Avg. Replacement Demand (W) | 0 | 0 | 0 | 0 | 0 | 0 | 0 | 0 | 0 | 0 | 0 | 0 | 0 | 0 | 0 | 0 | 0 | 0 | 0 | 0 | 0 | 0 | 0 | 0 | 0 | 0 | 0 | 0 | 0 | 0
F1_Residential_CZ1 - Multi Family_Existing_Water Heating_Natural Gas_Water Heater > 55 gal._Codes & Standards Forecast | F1 | Residential | CZ1 - Multi Family | Existing | Water Heating | Natural Gas | Water Heater > 55 gal. | Codes & Standards Forecast | Units | 0 | 0 | 0 | 0 | 0 | 0 | 0 | 0 | 0 | 0 | 0 | 0 | 0 | 0 | 0 | 0 | 0 | 0 | 0 | 0 | 0 | 0 | 0 | 0 | 0 | 0 | 0 | 0 | 0 | 0
F2_Residential_CZ1 - Multi Family_Existing_Water Heating_Natural Gas_Water Heater > 55 gal._Codes & Standards Forecast | F2 | Residential | CZ1 - Multi Family | Existing | Water Heating | Natural Gas | Water Heater > 55 gal. | Codes & Standards Forecast | Usage (MMtherm) | 0 | 0 | 0 | 0 | 0 | 0 | 0 | 0 | 0 | 0 | 0 | 0 | 0 | 0 | 0 | 0 | 0 | 0 | 0 | 0 | 0 | 0 | 0 | 0 | 0 | 0 | 0 | 0 | 0 | 0
F3_Residential_CZ1 - Multi Family_Existing_Water Heating_Natural Gas_Water Heater > 55 gal._Codes & Standards Forecast | F3 | Residential | CZ1 - Multi Family | Existing | Water Heating | Natural Gas | Water Heater > 55 gal. | Codes & Standards Forecast | Peak Demand (S) | 0 | 0 | 0 | 0 | 0 | 0 | 0 | 0 | 0 | 0 | 0 | 0 | 0 | 0 | 0 | 0 | 0 | 0 | 0 | 0 | 0 | 0 | 0 | 0 | 0 | 0 | 0 | 0 | 0 | 0
F4_Residential_CZ1 - Multi Family_Existing_Water Heating_Natural Gas_Water Heater > 55 gal._Codes & Standards Forecast | F4 | Residential | CZ1 - Multi Family | Existing | Water Heating | Natural Gas | Water Heater > 55 gal. | Codes & Standards Forecast | Peak Demand (W) | 0 | 0 | 0 | 0 | 0 | 0 | 0 | 0 | 0 | 0 | 0 | 0 | 0 | 0 | 0 | 0 | 0 | 0 | 0 | 0 | 0 | 0 | 0 | 0 | 0 | 0 | 0 | 0 | 0 | 0
F5_Residential_CZ1 - Multi Family_Existing_Water Heating_Natural Gas_Water Heater > 55 gal._Codes & Standards Forecast | F5 | Residential | CZ1 - Multi Family | Existing | Water Heating | Natural Gas | Water Heater > 55 gal. | Codes & Standards Forecast | Turnover | 0 | 0 | 0 | 0 | 0 | 0 | 0 | 0 | 0 | 0 | 0 | 0 | 0 | 0 | 0 | 0 | 0 | 0 | 0 | 0 | 0 | 0 | 0 | 0 | 0 | 0 | 0 | 0 | 0 | 0
F6_Residential_CZ1 - Multi Family_Existing_Water Heating_Natural Gas_Water Heater > 55 gal._Codes & Standards Forecast | F6 | Residential | CZ1 - Multi Family | Existing | Water Heating | Natural Gas | Water Heater > 55 gal. | Codes & Standards Forecast | Avg. Replacement Usage | 0 | 0 | 0 | 0 | 0 | 0 | 0 | 0 | 0 | 0 | 0 | 0 | 0 | 0 | 0 | 0 | 0 | 0 | 0 | 0 | 0 | 0 | 0 | 0 | 0 | 0 | 0 | 0 | 0 | 0
F7_Residential_CZ1 - Multi Family_Existing_Water Heating_Natural Gas_Water Heater > 55 gal._Codes & Standards Forecast | F7 | Residential | CZ1 - Multi Family | Existing | Water Heating | Natural Gas | Water Heater > 55 gal. | Codes & Standards Forecast | Avg. Replacement Demand (S) | 0 | 0 | 0 | 0 | 0 | 0 | 0 | 0 | 0 | 0 | 0 | 0 | 0 | 0 | 0 | 0 | 0 | 0 | 0 | 0 | 0 | 0 | 0 | 0 | 0 | 0 | 0 | 0 | 0 | 0
F8_Residential_CZ1 - Multi Family_Existing_Water Heating_Natural Gas_Water Heater > 55 gal._Codes & Standards Forecast | F8 | Residential | CZ1 - Multi Family | Existing | Water Heating | Natural Gas | Water Heater > 55 gal. | Codes & Standards Forecast | Avg. Replacement Demand (W) | 0 | 0 | 0 | 0 | 0 | 0 | 0 | 0 | 0 | 0 | 0 | 0 | 0 | 0 | 0 | 0 | 0 | 0 | 0 | 0 | 0 | 0 | 0 | 0 | 0 | 0 | 0 | 0 | 0 | 0
F1_Residential_CZ1 - Multi Family_Existing_Appliances_Natural Gas_Clothes Dryer_Codes & Standards Forecast | F1 | Residential | CZ1 - Multi Family | Existing | Appliances | Natural Gas | Clothes Dryer | Codes & Standards Forecast | Units | 0 | 0 | 0 | 0 | 0 | 0 | 0 | 0 | 0 | 0 | 0 | 0 | 0 | 0 | 0 | 0 | 0 | 0 | 0 | 0 | 0 | 0 | 0 | 0 | 0 | 0 | 0 | 0 | 0 | 0
F2_Residential_CZ1 - Multi Family_Existing_Appliances_Natural Gas_Clothes Dryer_Codes & Standards Forecast | F2 | Residential | CZ1 - Multi Family | Existing | Appliances | Natural Gas | Clothes Dryer | Codes & Standards Forecast | Usage (MMtherm) | 0 | 0 | 0 | 0 | 0 | 0 | 0 | 0 | 0 | 0 | 0 | 0 | 0 | 0 | 0 | 0 | 0 | 0 | 0 | 0 | 0 | 0 | 0 | 0 | 0 | 0 | 0 | 0 | 0 | 0
F3_Residential_CZ1 - Multi Family_Existing_Appliances_Natural Gas_Clothes Dryer_Codes & Standards Forecast | F3 | Residential | CZ1 - Multi Family | Existing | Appliances | Natural Gas | Clothes Dryer | Codes & Standards Forecast | Peak Demand (S) | 0 | 0 | 0 | 0 | 0 | 0 | 0 | 0 | 0 | 0 | 0 | 0 | 0 | 0 | 0 | 0 | 0 | 0 | 0 | 0 | 0 | 0 | 0 | 0 | 0 | 0 | 0 | 0 | 0 | 0
F4_Residential_CZ1 - Multi Family_Existing_Appliances_Natural Gas_Clothes Dryer_Codes & Standards Forecast | F4 | Residential | CZ1 - Multi Family | Existing | Appliances | Natural Gas | Clothes Dryer | Codes & Standards Forecast | Peak Demand (W) | 0 | 0 | 0 | 0 | 0 | 0 | 0 | 0 | 0 | 0 | 0 | 0 | 0 | 0 | 0 | 0 | 0 | 0 | 0 | 0 | 0 | 0 | 0 | 0 | 0 | 0 | 0 | 0 | 0 | 0
F5_Residential_CZ1 - Multi Family_Existing_Appliances_Natural Gas_Clothes Dryer_Codes & Standards Forecast | F5 | Residential | CZ1 - Multi Family | Existing | Appliances | Natural Gas | Clothes Dryer | Codes & Standards Forecast | Turnover | 0 | 0 | 0 | 0 | 0 | 0 | 0 | 0 | 0 | 0 | 0 | 0 | 0 | 0 | 0 | 0 | 0 | 0 | 0 | 0 | 0 | 0 | 0 | 0 | 0 | 0 | 0 | 0 | 0 | 0
F6_Residential_CZ1 - Multi Family_Existing_Appliances_Natural Gas_Clothes Dryer_Codes & Standards Forecast | F6 | Residential | CZ1 - Multi Family | Existing | Appliances | Natural Gas | Clothes Dryer | Codes & Standards Forecast | Avg. Replacement Usage | 0 | 0 | 0 | 0 | 0 | 0 | 0 | 0 | 0 | 0 | 0 | 0 | 0 | 0 | 0 | 0 | 0 | 0 | 0 | 0 | 0 | 0 | 0 | 0 | 0 | 0 | 0 | 0 | 0 | 0
F7_Residential_CZ1 - Multi Family_Existing_Appliances_Natural Gas_Clothes Dryer_Codes & Standards Forecast | F7 | Residential | CZ1 - Multi Family | Existing | Appliances | Natural Gas | Clothes Dryer | Codes & Standards Forecast | Avg. Replacement Demand (S) | 0 | 0 | 0 | 0 | 0 | 0 | 0 | 0 | 0 | 0 | 0 | 0 | 0 | 0 | 0 | 0 | 0 | 0 | 0 | 0 | 0 | 0 | 0 | 0 | 0 | 0 | 0 | 0 | 0 | 0
F8_Residential_CZ1 - Multi Family_Existing_Appliances_Natural Gas_Clothes Dryer_Codes & Standards Forecast | F8 | Residential | CZ1 - Multi Family | Existing | Appliances | Natural Gas | Clothes Dryer | Codes & Standards Forecast | Avg. Replacement Demand (W) | 0 | 0 | 0 | 0 | 0 | 0 | 0 | 0 | 0 | 0 | 0 | 0 | 0 | 0 | 0 | 0 | 0 | 0 | 0 | 0 | 0 | 0 | 0 | 0 | 0 | 0 | 0 | 0 | 0 | 0
F1_Residential_CZ1 - Multi Family_Existing_Appliances_Natural Gas_Stove/Oven_Codes & Standards Forecast | F1 | Residential | CZ1 - Multi Family | Existing | Appliances | Natural Gas | Stove/Oven | Codes & Standards Forecast | Units | 0 | 0 | 0 | 0 | 0 | 0 | 0 | 0 | 0 | 0 | 0 | 0 | 0 | 0 | 0 | 0 | 0 | 0 | 0 | 0 | 0 | 0 | 0 | 0 | 0 | 0 | 0 | 0 | 0 | 0
F2_Residential_CZ1 - Multi Family_Existing_Appliances_Natural Gas_Stove/Oven_Codes & Standards Forecast | F2 | Residential | CZ1 - Multi Family | Existing | Appliances | Natural Gas | Stove/Oven | Codes & Standards Forecast | Usage (MMtherm) | 0 | 0 | 0 | 0 | 0 | 0 | 0 | 0 | 0 | 0 | 0 | 0 | 0 | 0 | 0 | 0 | 0 | 0 | 0 | 0 | 0 | 0 | 0 | 0 | 0 | 0 | 0 | 0 | 0 | 0
F3_Residential_CZ1 - Multi Family_Existing_Appliances_Natural Gas_Stove/Oven_Codes & Standards Forecast | F3 | Residential | CZ1 - Multi Family | Existing | Appliances | Natural Gas | Stove/Oven | Codes & Standards Forecast | Peak Demand (S) | 0 | 0 | 0 | 0 | 0 | 0 | 0 | 0 | 0 | 0 | 0 | 0 | 0 | 0 | 0 | 0 | 0 | 0 | 0 | 0 | 0 | 0 | 0 | 0 | 0 | 0 | 0 | 0 | 0 | 0
F4_Residential_CZ1 - Multi Family_Existing_Appliances_Natural Gas_Stove/Oven_Codes & Standards Forecast | F4 | Residential | CZ1 - Multi Family | Existing | Appliances | Natural Gas | Stove/Oven | Codes & Standards Forecast | Peak Demand (W) | 0 | 0 | 0 | 0 | 0 | 0 | 0 | 0 | 0 | 0 | 0 | 0 | 0 | 0 | 0 | 0 | 0 | 0 | 0 | 0 | 0 | 0 | 0 | 0 | 0 | 0 | 0 | 0 | 0 | 0
F5_Residential_CZ1 - Multi Family_Existing_Appliances_Natural Gas_Stove/Oven_Codes & Standards Forecast | F5 | Residential | CZ1 - Multi Family | Existing | Appliances | Natural Gas | Stove/Oven | Codes & Standards Forecast | Turnover | 0 | 0 | 0 | 0 | 0 | 0 | 0 | 0 | 0 | 0 | 0 | 0 | 0 | 0 | 0 | 0 | 0 | 0 | 0 | 0 | 0 | 0 | 0 | 0 | 0 | 0 | 0 | 0 | 0 | 0
F6_Residential_CZ1 - Multi Family_Existing_Appliances_Natural Gas_Stove/Oven_Codes & Standards Forecast | F6 | Residential | CZ1 - Multi Family | Existing | Appliances | Natural Gas | Stove/Oven | Codes & Standards Forecast | Avg. Replacement Usage | 0 | 0 | 0 | 0 | 0 | 0 | 0 | 0 | 0 | 0 | 0 | 0 | 0 | 0 | 0 | 0 | 0 | 0 | 0 | 0 | 0 | 0 | 0 | 0 | 0 | 0 | 0 | 0 | 0 | 0
F7_Residential_CZ1 - Multi Family_Existing_Appliances_Natural Gas_Stove/Oven_Codes & Standards Forecast | F7 | Residential | CZ1 - Multi Family | Existing | Appliances | Natural Gas | Stove/Oven | Codes & Standards Forecast | Avg. Replacement Demand (S) | 0 | 0 | 0 | 0 | 0 | 0 | 0 | 0 | 0 | 0 | 0 | 0 | 0 | 0 | 0 | 0 | 0 | 0 | 0 | 0 | 0 | 0 | 0 | 0 | 0 | 0 | 0 | 0 | 0 | 0
F8_Residential_CZ1 - Multi Family_Existing_Appliances_Natural Gas_Stove/Oven_Codes & Standards Forecast | F8 | Residential | CZ1 - Multi Family | Existing | Appliances | Natural Gas | Stove/Oven | Codes & Standards Forecast | Avg. Replacement Demand (W) | 0 | 0 | 0 | 0 | 0 | 0 | 0 | 0 | 0 | 0 | 0 | 0 | 0 | 0 | 0 | 0 | 0 | 0 | 0 | 0 | 0 | 0 | 0 | 0 | 0 | 0 | 0 | 0 | 0 | 0
F1_Residential_CZ1 - Multi Family_Existing_Miscellaneous_Natural Gas_Pool Heater_Codes & Standards Forecast | F1 | Residential | CZ1 - Multi Family | Existing | Miscellaneous | Natural Gas | Pool Heater | Codes & Standards Forecast | Units | 0 | 0 | 0 | 0 | 0 | 0 | 0 | 0 | 0 | 0 | 0 | 0 | 0 | 0 | 0 | 0 | 0 | 0 | 0 | 0 | 0 | 0 | 0 | 0 | 0 | 0 | 0 | 0 | 0 | 0
F2_Residential_CZ1 - Multi Family_Existing_Miscellaneous_Natural Gas_Pool Heater_Codes & Standards Forecast | F2 | Residential | CZ1 - Multi Family | Existing | Miscellaneous | Natural Gas | Pool Heater | Codes & Standards Forecast | Usage (MMtherm) | 0 | 0 | 0 | 0 | 0 | 0 | 0 | 0 | 0 | 0 | 0 | 0 | 0 | 0 | 0 | 0 | 0 | 0 | 0 | 0 | 0 | 0 | 0 | 0 | 0 | 0 | 0 | 0 | 0 | 0
F3_Residential_CZ1 - Multi Family_Existing_Miscellaneous_Natural Gas_Pool Heater_Codes & Standards Forecast | F3 | Residential | CZ1 - Multi Family | Existing | Miscellaneous | Natural Gas | Pool Heater | Codes & Standards Forecast | Peak Demand (S) | 0 | 0 | 0 | 0 | 0 | 0 | 0 | 0 | 0 | 0 | 0 | 0 | 0 | 0 | 0 | 0 | 0 | 0 | 0 | 0 | 0 | 0 | 0 | 0 | 0 | 0 | 0 | 0 | 0 | 0
F4_Residential_CZ1 - Multi Family_Existing_Miscellaneous_Natural Gas_Pool Heater_Codes & Standards Forecast | F4 | Residential | CZ1 - Multi Family | Existing | Miscellaneous | Natural Gas | Pool Heater | Codes & Standards Forecast | Peak Demand (W) | 0 | 0 | 0 | 0 | 0 | 0 | 0 | 0 | 0 | 0 | 0 | 0 | 0 | 0 | 0 | 0 | 0 | 0 | 0 | 0 | 0 | 0 | 0 | 0 | 0 | 0 | 0 | 0 | 0 | 0
F5_Residential_CZ1 - Multi Family_Existing_Miscellaneous_Natural Gas_Pool Heater_Codes & Standards Forecast | F5 | Residential | CZ1 - Multi Family | Existing | Miscellaneous | Natural Gas | Pool Heater | Codes & Standards Forecast | Turnover | 0 | 0 | 0 | 0 | 0 | 0 | 0 | 0 | 0 | 0 | 0 | 0 | 0 | 0 | 0 | 0 | 0 | 0 | 0 | 0 | 0 | 0 | 0 | 0 | 0 | 0 | 0 | 0 | 0 | 0
F6_Residential_CZ1 - Multi Family_Existing_Miscellaneous_Natural Gas_Pool Heater_Codes & Standards Forecast | F6 | Residential | CZ1 - Multi Family | Existing | Miscellaneous | Natural Gas | Pool Heater | Codes & Standards Forecast | Avg. Replacement Usage | 0 | 0 | 0 | 0 | 0 | 0 | 0 | 0 | 0 | 0 | 0 | 0 | 0 | 0 | 0 | 0 | 0 | 0 | 0 | 0 | 0 | 0 | 0 | 0 | 0 | 0 | 0 | 0 | 0 | 0
F7_Residential_CZ1 - Multi Family_Existing_Miscellaneous_Natural Gas_Pool Heater_Codes & Standards Forecast | F7 | Residential | CZ1 - Multi Family | Existing | Miscellaneous | Natural Gas | Pool Heater | Codes & Standards Forecast | Avg. Replacement Demand (S) | 0 | 0 | 0 | 0 | 0 | 0 | 0 | 0 | 0 | 0 | 0 | 0 | 0 | 0 | 0 | 0 | 0 | 0 | 0 | 0 | 0 | 0 | 0 | 0 | 0 | 0 | 0 | 0 | 0 | 0
F8_Residential_CZ1 - Multi Family_Existing_Miscellaneous_Natural Gas_Pool Heater_Codes & Standards Forecast | F8 | Residential | CZ1 - Multi Family | Existing | Miscellaneous | Natural Gas | Pool Heater | Codes & Standards Forecast | Avg. Replacement Demand (W) | 0 | 0 | 0 | 0 | 0 | 0 | 0 | 0 | 0 | 0 | 0 | 0 | 0 | 0 | 0 | 0 | 0 | 0 | 0 | 0 | 0 | 0 | 0 | 0 | 0 | 0 | 0 | 0 | 0 | 0
F1_Residential_CZ1 - Multi Family_Existing_Miscellaneous_Natural Gas_Miscellaneous_Codes & Standards Forecast | F1 | Residential | CZ1 - Multi Family | Existing | Miscellaneous | Natural Gas | Miscellaneous | Codes & Standards Forecast | Units | 0 | 0 | 0 | 0 | 0 | 0 | 0 | 0 | 0 | 0 | 0 | 0 | 0 | 0 | 0 | 0 | 0 | 0 | 0 | 0 | 0 | 0 | 0 | 0 | 0 | 0 | 0 | 0 | 0 | 0
F2_Residential_CZ1 - Multi Family_Existing_Miscellaneous_Natural Gas_Miscellaneous_Codes & Standards Forecast | F2 | Residential | CZ1 - Multi Family | Existing | Miscellaneous | Natural Gas | Miscellaneous | Codes & Standards Forecast | Usage (MMtherm) | 0 | 0 | 0 | 0 | 0 | 0 | 0 | 0 | 0 | 0 | 0 | 0 | 0 | 0 | 0 | 0 | 0 | 0 | 0 | 0 | 0 | 0 | 0 | 0 | 0 | 0 | 0 | 0 | 0 | 0
F3_Residential_CZ1 - Multi Family_Existing_Miscellaneous_Natural Gas_Miscellaneous_Codes & Standards Forecast | F3 | Residential | CZ1 - Multi Family | Existing | Miscellaneous | Natural Gas | Miscellaneous | Codes & Standards Forecast | Peak Demand (S) | 0 | 0 | 0 | 0 | 0 | 0 | 0 | 0 | 0 | 0 | 0 | 0 | 0 | 0 | 0 | 0 | 0 | 0 | 0 | 0 | 0 | 0 | 0 | 0 | 0 | 0 | 0 | 0 | 0 | 0
F4_Residential_CZ1 - Multi Family_Existing_Miscellaneous_Natural Gas_Miscellaneous_Codes & Standards Forecast | F4 | Residential | CZ1 - Multi Family | Existing | Miscellaneous | Natural Gas | Miscellaneous | Codes & Standards Forecast | Peak Demand (W) | 0 | 0 | 0 | 0 | 0 | 0 | 0 | 0 | 0 | 0 | 0 | 0 | 0 | 0 | 0 | 0 | 0 | 0 | 0 | 0 | 0 | 0 | 0 | 0 | 0 | 0 | 0 | 0 | 0 | 0
F5_Residential_CZ1 - Multi Family_Existing_Miscellaneous_Natural Gas_Miscellaneous_Codes & Standards Forecast | F5 | Residential | CZ1 - Multi Family | Existing | Miscellaneous | Natural Gas | Miscellaneous | Codes & Standards Forecast | Turnover | 0 | 0 | 0 | 0 | 0 | 0 | 0 | 0 | 0 | 0 | 0 | 0 | 0 | 0 | 0 | 0 | 0 | 0 | 0 | 0 | 0 | 0 | 0 | 0 | 0 | 0 | 0 | 0 | 0 | 0
F6_Residential_CZ1 - Multi Family_Existing_Miscellaneous_Natural Gas_Miscellaneous_Codes & Standards Forecast | F6 | Residential | CZ1 - Multi Family | Existing | Miscellaneous | Natural Gas | Miscellaneous | Codes & Standards Forecast | Avg. Replacement Usage | 0 | 0 | 0 | 0 | 0 | 0 | 0 | 0 | 0 | 0 | 0 | 0 | 0 | 0 | 0 | 0 | 0 | 0 | 0 | 0 | 0 | 0 | 0 | 0 | 0 | 0 | 0 | 0 | 0 | 0
F7_Residential_CZ1 - Multi Family_Existing_Miscellaneous_Natural Gas_Miscellaneous_Codes & Standards Forecast | F7 | Residential | CZ1 - Multi Family | Existing | Miscellaneous | Natural Gas | Miscellaneous | Codes & Standards Forecast | Avg. Replacement Demand (S) | 0 | 0 | 0 | 0 | 0 | 0 | 0 | 0 | 0 | 0 | 0 | 0 | 0 | 0 | 0 | 0 | 0 | 0 | 0 | 0 | 0 | 0 | 0 | 0 | 0 | 0 | 0 | 0 | 0 | 0
F8_Residential_CZ1 - Multi Family_Existing_Miscellaneous_Natural Gas_Miscellaneous_Codes & Standards Forecast | F8 | Residential | CZ1 - Multi Family | Existing | Miscellaneous | Natural Gas | Miscellaneous | Codes & Standards Forecast | Avg. Replacement Demand (W) | 0 | 0 | 0 | 0 | 0 | 0 | 0 | 0 | 0 | 0 | 0 | 0 | 0 | 0 | 0 | 0 | 0 | 0 | 0 | 0 | 0 | 0 | 0 | 0 | 0 | 0 | 0 | 0 | 0 | 0
F1_Residential_CZ1 - Multi Family_New_Space Heating_Natural Gas_Furnace - Direct Fuel_Codes & Standards Forecast | F1 | Residential | CZ1 - Multi Family | New | Space Heating | Natural Gas | Furnace - Direct Fuel | Codes & Standards Forecast | Units | 0 | 0 | 0 | 0 | 0 | 0 | 0 | 0 | 0 | 0 | 0 | 0 | 0 | 0 | 0 | 0 | 0 | 0 | 0 | 0 | 0 | 0 | 0 | 0 | 0 | 0 | 0 | 0 | 0 | 0
F2_Residential_CZ1 - Multi Family_New_Space Heating_Natural Gas_Furnace - Direct Fuel_Codes & Standards Forecast | F2 | Residential | CZ1 - Multi Family | New | Space Heating | Natural Gas | Furnace - Direct Fuel | Codes & Standards Forecast | Usage (MMtherm) | 0 | 0 | 0 | 0 | 0 | 0 | 0 | 0 | 0 | 0 | 0 | 0 | 0 | 0 | 0 | 0 | 0 | 0 | 0 | 0 | 0 | 0 | 0 | 0 | 0 | 0 | 0 | 0 | 0 | 0
F3_Residential_CZ1 - Multi Family_New_Space Heating_Natural Gas_Furnace - Direct Fuel_Codes & Standards Forecast | F3 | Residential | CZ1 - Multi Family | New | Space Heating | Natural Gas | Furnace - Direct Fuel | Codes & Standards Forecast | Peak Demand (S) | 0 | 0 | 0 | 0 | 0 | 0 | 0 | 0 | 0 | 0 | 0 | 0 | 0 | 0 | 0 | 0 | 0 | 0 | 0 | 0 | 0 | 0 | 0 | 0 | 0 | 0 | 0 | 0 | 0 | 0
F4_Residential_CZ1 - Multi Family_New_Space Heating_Natural Gas_Furnace - Direct Fuel_Codes & Standards Forecast | F4 | Residential | CZ1 - Multi Family | New | Space Heating | Natural Gas | Furnace - Direct Fuel | Codes & Standards Forecast | Peak Demand (W) | 0 | 0 | 0 | 0 | 0 | 0 | 0 | 0 | 0 | 0 | 0 | 0 | 0 | 0 | 0 | 0 | 0 | 0 | 0 | 0 | 0 | 0 | 0 | 0 | 0 | 0 | 0 | 0 | 0 | 0
F5_Residential_CZ1 - Multi Family_New_Space Heating_Natural Gas_Furnace - Direct Fuel_Codes & Standards Forecast | F5 | Residential | CZ1 - Multi Family | New | Space Heating | Natural Gas | Furnace - Direct Fuel | Codes & Standards Forecast | Turnover | 0 | 0 | 0 | 0 | 0 | 0 | 0 | 0 | 0 | 0 | 0 | 0 | 0 | 0 | 0 | 0 | 0 | 0 | 0 | 0 | 0 | 0 | 0 | 0 | 0 | 0 | 0 | 0 | 0 | 0
F6_Residential_CZ1 - Multi Family_New_Space Heating_Natural Gas_Furnace - Direct Fuel_Codes & Standards Forecast | F6 | Residential | CZ1 - Multi Family | New | Space Heating | Natural Gas | Furnace - Direct Fuel | Codes & Standards Forecast | Avg. Replacement Usage | 0 | 0 | 0 | 0 | 0 | 0 | 0 | 0 | 0 | 0 | 0 | 0 | 0 | 0 | 0 | 0 | 0 | 0 | 0 | 0 | 0 | 0 | 0 | 0 | 0 | 0 | 0 | 0 | 0 | 0
F7_Residential_CZ1 - Multi Family_New_Space Heating_Natural Gas_Furnace - Direct Fuel_Codes & Standards Forecast | F7 | Residential | CZ1 - Multi Family | New | Space Heating | Natural Gas | Furnace - Direct Fuel | Codes & Standards Forecast | Avg. Replacement Demand (S) | 0 | 0 | 0 | 0 | 0 | 0 | 0 | 0 | 0 | 0 | 0 | 0 | 0 | 0 | 0 | 0 | 0 | 0 | 0 | 0 | 0 | 0 | 0 | 0 | 0 | 0 | 0 | 0 | 0 | 0
F8_Residential_CZ1 - Multi Family_New_Space Heating_Natural Gas_Furnace - Direct Fuel_Codes & Standards Forecast | F8 | Residential | CZ1 - Multi Family | New | Space Heating | Natural Gas | Furnace - Direct Fuel | Codes & Standards Forecast | Avg. Replacement Demand (W) | 0 | 0 | 0 | 0 | 0 | 0 | 0 | 0 | 0 | 0 | 0 | 0 | 0 | 0 | 0 | 0 | 0 | 0 | 0 | 0 | 0 | 0 | 0 | 0 | 0 | 0 | 0 | 0 | 0 | 0
F1_Residential_CZ1 - Multi Family_New_Space Heating_Natural Gas_Boiler - Direct Fuel_Codes & Standards Forecast | F1 | Residential | CZ1 - Multi Family | New | Space Heating | Natural Gas | Boiler - Direct Fuel | Codes & Standards Forecast | Units | 0 | 0 | 0 | 0 | 0 | 0 | 0 | 0 | 0 | 0 | 0 | 0 | 0 | 0 | 0 | 0 | 0 | 0 | 0 | 0 | 0 | 0 | 0 | 0 | 0 | 0 | 0 | 0 | 0 | 0
F2_Residential_CZ1 - Multi Family_New_Space Heating_Natural Gas_Boiler - Direct Fuel_Codes & Standards Forecast | F2 | Residential | CZ1 - Multi Family | New | Space Heating | Natural Gas | Boiler - Direct Fuel | Codes & Standards Forecast | Usage (MMtherm) | 0 | 0 | 0 | 0 | 0 | 0 | 0 | 0 | 0 | 0 | 0 | 0 | 0 | 0 | 0 | 0 | 0 | 0 | 0 | 0 | 0 | 0 | 0 | 0 | 0 | 0 | 0 | 0 | 0 | 0
F3_Residential_CZ1 - Multi Family_New_Space Heating_Natural Gas_Boiler - Direct Fuel_Codes & Standards Forecast | F3 | Residential | CZ1 - Multi Family | New | Space Heating | Natural Gas | Boiler - Direct Fuel | Codes & Standards Forecast | Peak Demand (S) | 0 | 0 | 0 | 0 | 0 | 0 | 0 | 0 | 0 | 0 | 0 | 0 | 0 | 0 | 0 | 0 | 0 | 0 | 0 | 0 | 0 | 0 | 0 | 0 | 0 | 0 | 0 | 0 | 0 | 0
F4_Residential_CZ1 - Multi Family_New_Space Heating_Natural Gas_Boiler - Direct Fuel_Codes & Standards Forecast | F4 | Residential | CZ1 - Multi Family | New | Space Heating | Natural Gas | Boiler - Direct Fuel | Codes & Standards Forecast | Peak Demand (W) | 0 | 0 | 0 | 0 | 0 | 0 | 0 | 0 | 0 | 0 | 0 | 0 | 0 | 0 | 0 | 0 | 0 | 0 | 0 | 0 | 0 | 0 | 0 | 0 | 0 | 0 | 0 | 0 | 0 | 0
F5_Residential_CZ1 - Multi Family_New_Space Heating_Natural Gas_Boiler - Direct Fuel_Codes & Standards Forecast | F5 | Residential | CZ1 - Multi Family | New | Space Heating | Natural Gas | Boiler - Direct Fuel | Codes & Standards Forecast | Turnover | 0 | 0 | 0 | 0 | 0 | 0 | 0 | 0 | 0 | 0 | 0 | 0 | 0 | 0 | 0 | 0 | 0 | 0 | 0 | 0 | 0 | 0 | 0 | 0 | 0 | 0 | 0 | 0 | 0 | 0
F6_Residential_CZ1 - Multi Family_New_Space Heating_Natural Gas_Boiler - Direct Fuel_Codes & Standards Forecast | F6 | Residential | CZ1 - Multi Family | New | Space Heating | Natural Gas | Boiler - Direct Fuel | Codes & Standards Forecast | Avg. Replacement Usage | 0 | 0 | 0 | 0 | 0 | 0 | 0 | 0 | 0 | 0 | 0 | 0 | 0 | 0 | 0 | 0 | 0 | 0 | 0 | 0 | 0 | 0 | 0 | 0 | 0 | 0 | 0 | 0 | 0 | 0
F7_Residential_CZ1 - Multi Family_New_Space Heating_Natural Gas_Boiler - Direct Fuel_Codes & Standards Forecast | F7 | Residential | CZ1 - Multi Family | New | Space Heating | Natural Gas | Boiler - Direct Fuel | Codes & Standards Forecast | Avg. Replacement Demand (S) | 0 | 0 | 0 | 0 | 0 | 0 | 0 | 0 | 0 | 0 | 0 | 0 | 0 | 0 | 0 | 0 | 0 | 0 | 0 | 0 | 0 | 0 | 0 | 0 | 0 | 0 | 0 | 0 | 0 | 0
F8_Residential_CZ1 - Multi Family_New_Space Heating_Natural Gas_Boiler - Direct Fuel_Codes & Standards Forecast | F8 | Residential | CZ1 - Multi Family | New | Space Heating | Natural Gas | Boiler - Direct Fuel | Codes & Standards Forecast | Avg. Replacement Demand (W) | 0 | 0 | 0 | 0 | 0 | 0 | 0 | 0 | 0 | 0 | 0 | 0 | 0 | 0 | 0 | 0 | 0 | 0 | 0 | 0 | 0 | 0 | 0 | 0 | 0 | 0 | 0 | 0 | 0 | 0
F1_Residential_CZ1 - Multi Family_New_Secondary Heating_Natural Gas_Fireplace_Codes & Standards Forecast | F1 | Residential | CZ1 - Multi Family | New | Secondary Heating | Natural Gas | Fireplace | Codes & Standards Forecast | Units | 0 | 0 | 0 | 0 | 0 | 0 | 0 | 0 | 0 | 0 | 0 | 0 | 0 | 0 | 0 | 0 | 0 | 0 | 0 | 0 | 0 | 0 | 0 | 0 | 0 | 0 | 0 | 0 | 0 | 0
F2_Residential_CZ1 - Multi Family_New_Secondary Heating_Natural Gas_Fireplace_Codes & Standards Forecast | F2 | Residential | CZ1 - Multi Family | New | Secondary Heating | Natural Gas | Fireplace | Codes & Standards Forecast | Usage (MMtherm) | 0 | 0 | 0 | 0 | 0 | 0 | 0 | 0 | 0 | 0 | 0 | 0 | 0 | 0 | 0 | 0 | 0 | 0 | 0 | 0 | 0 | 0 | 0 | 0 | 0 | 0 | 0 | 0 | 0 | 0
F3_Residential_CZ1 - Multi Family_New_Secondary Heating_Natural Gas_Fireplace_Codes & Standards Forecast | F3 | Residential | CZ1 - Multi Family | New | Secondary Heating | Natural Gas | Fireplace | Codes & Standards Forecast | Peak Demand (S) | 0 | 0 | 0 | 0 | 0 | 0 | 0 | 0 | 0 | 0 | 0 | 0 | 0 | 0 | 0 | 0 | 0 | 0 | 0 | 0 | 0 | 0 | 0 | 0 | 0 | 0 | 0 | 0 | 0 | 0
F4_Residential_CZ1 - Multi Family_New_Secondary Heating_Natural Gas_Fireplace_Codes & Standards Forecast | F4 | Residential | CZ1 - Multi Family | New | Secondary Heating | Natural Gas | Fireplace | Codes & Standards Forecast | Peak Demand (W) | 0 | 0 | 0 | 0 | 0 | 0 | 0 | 0 | 0 | 0 | 0 | 0 | 0 | 0 | 0 | 0 | 0 | 0 | 0 | 0 | 0 | 0 | 0 | 0 | 0 | 0 | 0 | 0 | 0 | 0
F5_Residential_CZ1 - Multi Family_New_Secondary Heating_Natural Gas_Fireplace_Codes & Standards Forecast | F5 | Residential | CZ1 - Multi Family | New | Secondary Heating | Natural Gas | Fireplace | Codes & Standards Forecast | Turnover | 0 | 0 | 0 | 0 | 0 | 0 | 0 | 0 | 0 | 0 | 0 | 0 | 0 | 0 | 0 | 0 | 0 | 0 | 0 | 0 | 0 | 0 | 0 | 0 | 0 | 0 | 0 | 0 | 0 | 0
F6_Residential_CZ1 - Multi Family_New_Secondary Heating_Natural Gas_Fireplace_Codes & Standards Forecast | F6 | Residential | CZ1 - Multi Family | New | Secondary Heating | Natural Gas | Fireplace | Codes & Standards Forecast | Avg. Replacement Usage | 0 | 0 | 0 | 0 | 0 | 0 | 0 | 0 | 0 | 0 | 0 | 0 | 0 | 0 | 0 | 0 | 0 | 0 | 0 | 0 | 0 | 0 | 0 | 0 | 0 | 0 | 0 | 0 | 0 | 0
F7_Residential_CZ1 - Multi Family_New_Secondary Heating_Natural Gas_Fireplace_Codes & Standards Forecast | F7 | Residential | CZ1 - Multi Family | New | Secondary Heating | Natural Gas | Fireplace | Codes & Standards Forecast | Avg. Replacement Demand (S) | 0 | 0 | 0 | 0 | 0 | 0 | 0 | 0 | 0 | 0 | 0 | 0 | 0 | 0 | 0 | 0 | 0 | 0 | 0 | 0 | 0 | 0 | 0 | 0 | 0 | 0 | 0 | 0 | 0 | 0
F8_Residential_CZ1 - Multi Family_New_Secondary Heating_Natural Gas_Fireplace_Codes & Standards Forecast | F8 | Residential | CZ1 - Multi Family | New | Secondary Heating | Natural Gas | Fireplace | Codes & Standards Forecast | Avg. Replacement Demand (W) | 0 | 0 | 0 | 0 | 0 | 0 | 0 | 0 | 0 | 0 | 0 | 0 | 0 | 0 | 0 | 0 | 0 | 0 | 0 | 0 | 0 | 0 | 0 | 0 | 0 | 0 | 0 | 0 | 0 | 0
F1_Residential_CZ1 - Multi Family_New_Water Heating_Natural Gas_Water Heater <= 55 gal._Codes & Standards Forecast | F1 | Residential | CZ1 - Multi Family | New | Water Heating | Natural Gas | Water Heater <= 55 gal. | Codes & Standards Forecast | Units | 0 | 0 | 0 | 0 | 0 | 0 | 0 | 0 | 0 | 0 | 0 | 0 | 0 | 0 | 0 | 0 | 0 | 0 | 0 | 0 | 0 | 0 | 0 | 0 | 0 | 0 | 0 | 0 | 0 | 0
F2_Residential_CZ1 - Multi Family_New_Water Heating_Natural Gas_Water Heater <= 55 gal._Codes & Standards Forecast | F2 | Residential | CZ1 - Multi Family | New | Water Heating | Natural Gas | Water Heater <= 55 gal. | Codes & Standards Forecast | Usage (MMtherm) | 0 | 0 | 0 | 0 | 0 | 0 | 0 | 0 | 0 | 0 | 0 | 0 | 0 | 0 | 0 | 0 | 0 | 0 | 0 | 0 | 0 | 0 | 0 | 0 | 0 | 0 | 0 | 0 | 0 | 0
F3_Residential_CZ1 - Multi Family_New_Water Heating_Natural Gas_Water Heater <= 55 gal._Codes & Standards Forecast | F3 | Residential | CZ1 - Multi Family | New | Water Heating | Natural Gas | Water Heater <= 55 gal. | Codes & Standards Forecast | Peak Demand (S) | 0 | 0 | 0 | 0 | 0 | 0 | 0 | 0 | 0 | 0 | 0 | 0 | 0 | 0 | 0 | 0 | 0 | 0 | 0 | 0 | 0 | 0 | 0 | 0 | 0 | 0 | 0 | 0 | 0 | 0
F4_Residential_CZ1 - Multi Family_New_Water Heating_Natural Gas_Water Heater <= 55 gal._Codes & Standards Forecast | F4 | Residential | CZ1 - Multi Family | New | Water Heating | Natural Gas | Water Heater <= 55 gal. | Codes & Standards Forecast | Peak Demand (W) | 0 | 0 | 0 | 0 | 0 | 0 | 0 | 0 | 0 | 0 | 0 | 0 | 0 | 0 | 0 | 0 | 0 | 0 | 0 | 0 | 0 | 0 | 0 | 0 | 0 | 0 | 0 | 0 | 0 | 0
F5_Residential_CZ1 - Multi Family_New_Water Heating_Natural Gas_Water Heater <= 55 gal._Codes & Standards Forecast | F5 | Residential | CZ1 - Multi Family | New | Water Heating | Natural Gas | Water Heater <= 55 gal. | Codes & Standards Forecast | Turnover | 0 | 0 | 0 | 0 | 0 | 0 | 0 | 0 | 0 | 0 | 0 | 0 | 0 | 0 | 0 | 0 | 0 | 0 | 0 | 0 | 0 | 0 | 0 | 0 | 0 | 0 | 0 | 0 | 0 | 0
F6_Residential_CZ1 - Multi Family_New_Water Heating_Natural Gas_Water Heater <= 55 gal._Codes & Standards Forecast | F6 | Residential | CZ1 - Multi Family | New | Water Heating | Natural Gas | Water Heater <= 55 gal. | Codes & Standards Forecast | Avg. Replacement Usage | 0 | 0 | 0 | 0 | 0 | 0 | 0 | 0 | 0 | 0 | 0 | 0 | 0 | 0 | 0 | 0 | 0 | 0 | 0 | 0 | 0 | 0 | 0 | 0 | 0 | 0 | 0 | 0 | 0 | 0
F7_Residential_CZ1 - Multi Family_New_Water Heating_Natural Gas_Water Heater <= 55 gal._Codes & Standards Forecast | F7 | Residential | CZ1 - Multi Family | New | Water Heating | Natural Gas | Water Heater <= 55 gal. | Codes & Standards Forecast | Avg. Replacement Demand (S) | 0 | 0 | 0 | 0 | 0 | 0 | 0 | 0 | 0 | 0 | 0 | 0 | 0 | 0 | 0 | 0 | 0 | 0 | 0 | 0 | 0 | 0 | 0 | 0 | 0 | 0 | 0 | 0 | 0 | 0
F8_Residential_CZ1 - Multi Family_New_Water Heating_Natural Gas_Water Heater <= 55 gal._Codes & Standards Forecast | F8 | Residential | CZ1 - Multi Family | New | Water Heating | Natural Gas | Water Heater <= 55 gal. | Codes & Standards Forecast | Avg. Replacement Demand (W) | 0 | 0 | 0 | 0 | 0 | 0 | 0 | 0 | 0 | 0 | 0 | 0 | 0 | 0 | 0 | 0 | 0 | 0 | 0 | 0 | 0 | 0 | 0 | 0 | 0 | 0 | 0 | 0 | 0 | 0
F1_Residential_CZ1 - Multi Family_New_Water Heating_Natural Gas_Water Heater > 55 gal._Codes & Standards Forecast | F1 | Residential | CZ1 - Multi Family | New | Water Heating | Natural Gas | Water Heater > 55 gal. | Codes & Standards Forecast | Units | 0 | 0 | 0 | 0 | 0 | 0 | 0 | 0 | 0 | 0 | 0 | 0 | 0 | 0 | 0 | 0 | 0 | 0 | 0 | 0 | 0 | 0 | 0 | 0 | 0 | 0 | 0 | 0 | 0 | 0
F2_Residential_CZ1 - Multi Family_New_Water Heating_Natural Gas_Water Heater > 55 gal._Codes & Standards Forecast | F2 | Residential | CZ1 - Multi Family | New | Water Heating | Natural Gas | Water Heater > 55 gal. | Codes & Standards Forecast | Usage (MMtherm) | 0 | 0 | 0 | 0 | 0 | 0 | 0 | 0 | 0 | 0 | 0 | 0 | 0 | 0 | 0 | 0 | 0 | 0 | 0 | 0 | 0 | 0 | 0 | 0 | 0 | 0 | 0 | 0 | 0 | 0
F3_Residential_CZ1 - Multi Family_New_Water Heating_Natural Gas_Water Heater > 55 gal._Codes & Standards Forecast | F3 | Residential | CZ1 - Multi Family | New | Water Heating | Natural Gas | Water Heater > 55 gal. | Codes & Standards Forecast | Peak Demand (S) | 0 | 0 | 0 | 0 | 0 | 0 | 0 | 0 | 0 | 0 | 0 | 0 | 0 | 0 | 0 | 0 | 0 | 0 | 0 | 0 | 0 | 0 | 0 | 0 | 0 | 0 | 0 | 0 | 0 | 0
F4_Residential_CZ1 - Multi Family_New_Water Heating_Natural Gas_Water Heater > 55 gal._Codes & Standards Forecast | F4 | Residential | CZ1 - Multi Family | New | Water Heating | Natural Gas | Water Heater > 55 gal. | Codes & Standards Forecast | Peak Demand (W) | 0 | 0 | 0 | 0 | 0 | 0 | 0 | 0 | 0 | 0 | 0 | 0 | 0 | 0 | 0 | 0 | 0 | 0 | 0 | 0 | 0 | 0 | 0 | 0 | 0 | 0 | 0 | 0 | 0 | 0
F5_Residential_CZ1 - Multi Family_New_Water Heating_Natural Gas_Water Heater > 55 gal._Codes & Standards Forecast | F5 | Residential | CZ1 - Multi Family | New | Water Heating | Natural Gas | Water Heater > 55 gal. | Codes & Standards Forecast | Turnover | 0 | 0 | 0 | 0 | 0 | 0 | 0 | 0 | 0 | 0 | 0 | 0 | 0 | 0 | 0 | 0 | 0 | 0 | 0 | 0 | 0 | 0 | 0 | 0 | 0 | 0 | 0 | 0 | 0 | 0
F6_Residential_CZ1 - Multi Family_New_Water Heating_Natural Gas_Water Heater > 55 gal._Codes & Standards Forecast | F6 | Residential | CZ1 - Multi Family | New | Water Heating | Natural Gas | Water Heater > 55 gal. | Codes & Standards Forecast | Avg. Replacement Usage | 0 | 0 | 0 | 0 | 0 | 0 | 0 | 0 | 0 | 0 | 0 | 0 | 0 | 0 | 0 | 0 | 0 | 0 | 0 | 0 | 0 | 0 | 0 | 0 | 0 | 0 | 0 | 0 | 0 | 0
F7_Residential_CZ1 - Multi Family_New_Water Heating_Natural Gas_Water Heater > 55 gal._Codes & Standards Forecast | F7 | Residential | CZ1 - Multi Family | New | Water Heating | Natural Gas | Water Heater > 55 gal. | Codes & Standards Forecast | Avg. Replacement Demand (S) | 0 | 0 | 0 | 0 | 0 | 0 | 0 | 0 | 0 | 0 | 0 | 0 | 0 | 0 | 0 | 0 | 0 | 0 | 0 | 0 | 0 | 0 | 0 | 0 | 0 | 0 | 0 | 0 | 0 | 0
F8_Residential_CZ1 - Multi Family_New_Water Heating_Natural Gas_Water Heater > 55 gal._Codes & Standards Forecast | F8 | Residential | CZ1 - Multi Family | New | Water Heating | Natural Gas | Water Heater > 55 gal. | Codes & Standards Forecast | Avg. Replacement Demand (W) | 0 | 0 | 0 | 0 | 0 | 0 | 0 | 0 | 0 | 0 | 0 | 0 | 0 | 0 | 0 | 0 | 0 | 0 | 0 | 0 | 0 | 0 | 0 | 0 | 0 | 0 | 0 | 0 | 0 | 0
F1_Residential_CZ1 - Multi Family_New_Appliances_Natural Gas_Clothes Dryer_Codes & Standards Forecast | F1 | Residential | CZ1 - Multi Family | New | Appliances | Natural Gas | Clothes Dryer | Codes & Standards Forecast | Units | 0 | 0 | 0 | 0 | 0 | 0 | 0 | 0 | 0 | 0 | 0 | 0 | 0 | 0 | 0 | 0 | 0 | 0 | 0 | 0 | 0 | 0 | 0 | 0 | 0 | 0 | 0 | 0 | 0 | 0
F2_Residential_CZ1 - Multi Family_New_Appliances_Natural Gas_Clothes Dryer_Codes & Standards Forecast | F2 | Residential | CZ1 - Multi Family | New | Appliances | Natural Gas | Clothes Dryer | Codes & Standards Forecast | Usage (MMtherm) | 0 | 0 | 0 | 0 | 0 | 0 | 0 | 0 | 0 | 0 | 0 | 0 | 0 | 0 | 0 | 0 | 0 | 0 | 0 | 0 | 0 | 0 | 0 | 0 | 0 | 0 | 0 | 0 | 0 | 0
F3_Residential_CZ1 - Multi Family_New_Appliances_Natural Gas_Clothes Dryer_Codes & Standards Forecast | F3 | Residential | CZ1 - Multi Family | New | Appliances | Natural Gas | Clothes Dryer | Codes & Standards Forecast | Peak Demand (S) | 0 | 0 | 0 | 0 | 0 | 0 | 0 | 0 | 0 | 0 | 0 | 0 | 0 | 0 | 0 | 0 | 0 | 0 | 0 | 0 | 0 | 0 | 0 | 0 | 0 | 0 | 0 | 0 | 0 | 0
F4_Residential_CZ1 - Multi Family_New_Appliances_Natural Gas_Clothes Dryer_Codes & Standards Forecast | F4 | Residential | CZ1 - Multi Family | New | Appliances | Natural Gas | Clothes Dryer | Codes & Standards Forecast | Peak Demand (W) | 0 | 0 | 0 | 0 | 0 | 0 | 0 | 0 | 0 | 0 | 0 | 0 | 0 | 0 | 0 | 0 | 0 | 0 | 0 | 0 | 0 | 0 | 0 | 0 | 0 | 0 | 0 | 0 | 0 | 0
F5_Residential_CZ1 - Multi Family_New_Appliances_Natural Gas_Clothes Dryer_Codes & Standards Forecast | F5 | Residential | CZ1 - Multi Family | New | Appliances | Natural Gas | Clothes Dryer | Codes & Standards Forecast | Turnover | 0 | 0 | 0 | 0 | 0 | 0 | 0 | 0 | 0 | 0 | 0 | 0 | 0 | 0 | 0 | 0 | 0 | 0 | 0 | 0 | 0 | 0 | 0 | 0 | 0 | 0 | 0 | 0 | 0 | 0
F6_Residential_CZ1 - Multi Family_New_Appliances_Natural Gas_Clothes Dryer_Codes & Standards Forecast | F6 | Residential | CZ1 - Multi Family | New | Appliances | Natural Gas | Clothes Dryer | Codes & Standards Forecast | Avg. Replacement Usage | 0 | 0 | 0 | 0 | 0 | 0 | 0 | 0 | 0 | 0 | 0 | 0 | 0 | 0 | 0 | 0 | 0 | 0 | 0 | 0 | 0 | 0 | 0 | 0 | 0 | 0 | 0 | 0 | 0 | 0
F7_Residential_CZ1 - Multi Family_New_Appliances_Natural Gas_Clothes Dryer_Codes & Standards Forecast | F7 | Residential | CZ1 - Multi Family | New | Appliances | Natural Gas | Clothes Dryer | Codes & Standards Forecast | Avg. Replacement Demand (S) | 0 | 0 | 0 | 0 | 0 | 0 | 0 | 0 | 0 | 0 | 0 | 0 | 0 | 0 | 0 | 0 | 0 | 0 | 0 | 0 | 0 | 0 | 0 | 0 | 0 | 0 | 0 | 0 | 0 | 0
F8_Residential_CZ1 - Multi Family_New_Appliances_Natural Gas_Clothes Dryer_Codes & Standards Forecast | F8 | Residential | CZ1 - Multi Family | New | Appliances | Natural Gas | Clothes Dryer | Codes & Standards Forecast | Avg. Replacement Demand (W) | 0 | 0 | 0 | 0 | 0 | 0 | 0 | 0 | 0 | 0 | 0 | 0 | 0 | 0 | 0 | 0 | 0 | 0 | 0 | 0 | 0 | 0 | 0 | 0 | 0 | 0 | 0 | 0 | 0 | 0
F1_Residential_CZ1 - Multi Family_New_Appliances_Natural Gas_Stove/Oven_Codes & Standards Forecast | F1 | Residential | CZ1 - Multi Family | New | Appliances | Natural Gas | Stove/Oven | Codes & Standards Forecast | Units | 0 | 0 | 0 | 0 | 0 | 0 | 0 | 0 | 0 | 0 | 0 | 0 | 0 | 0 | 0 | 0 | 0 | 0 | 0 | 0 | 0 | 0 | 0 | 0 | 0 | 0 | 0 | 0 | 0 | 0
F2_Residential_CZ1 - Multi Family_New_Appliances_Natural Gas_Stove/Oven_Codes & Standards Forecast | F2 | Residential | CZ1 - Multi Family | New | Appliances | Natural Gas | Stove/Oven | Codes & Standards Forecast | Usage (MMtherm) | 0 | 0 | 0 | 0 | 0 | 0 | 0 | 0 | 0 | 0 | 0 | 0 | 0 | 0 | 0 | 0 | 0 | 0 | 0 | 0 | 0 | 0 | 0 | 0 | 0 | 0 | 0 | 0 | 0 | 0
F3_Residential_CZ1 - Multi Family_New_Appliances_Natural Gas_Stove/Oven_Codes & Standards Forecast | F3 | Residential | CZ1 - Multi Family | New | Appliances | Natural Gas | Stove/Oven | Codes & Standards Forecast | Peak Demand (S) | 0 | 0 | 0 | 0 | 0 | 0 | 0 | 0 | 0 | 0 | 0 | 0 | 0 | 0 | 0 | 0 | 0 | 0 | 0 | 0 | 0 | 0 | 0 | 0 | 0 | 0 | 0 | 0 | 0 | 0
F4_Residential_CZ1 - Multi Family_New_Appliances_Natural Gas_Stove/Oven_Codes & Standards Forecast | F4 | Residential | CZ1 - Multi Family | New | Appliances | Natural Gas | Stove/Oven | Codes & Standards Forecast | Peak Demand (W) | 0 | 0 | 0 | 0 | 0 | 0 | 0 | 0 | 0 | 0 | 0 | 0 | 0 | 0 | 0 | 0 | 0 | 0 | 0 | 0 | 0 | 0 | 0 | 0 | 0 | 0 | 0 | 0 | 0 | 0
F5_Residential_CZ1 - Multi Family_New_Appliances_Natural Gas_Stove/Oven_Codes & Standards Forecast | F5 | Residential | CZ1 - Multi Family | New | Appliances | Natural Gas | Stove/Oven | Codes & Standards Forecast | Turnover | 0 | 0 | 0 | 0 | 0 | 0 | 0 | 0 | 0 | 0 | 0 | 0 | 0 | 0 | 0 | 0 | 0 | 0 | 0 | 0 | 0 | 0 | 0 | 0 | 0 | 0 | 0 | 0 | 0 | 0
F6_Residential_CZ1 - Multi Family_New_Appliances_Natural Gas_Stove/Oven_Codes & Standards Forecast | F6 | Residential | CZ1 - Multi Family | New | Appliances | Natural Gas | Stove/Oven | Codes & Standards Forecast | Avg. Replacement Usage | 0 | 0 | 0 | 0 | 0 | 0 | 0 | 0 | 0 | 0 | 0 | 0 | 0 | 0 | 0 | 0 | 0 | 0 | 0 | 0 | 0 | 0 | 0 | 0 | 0 | 0 | 0 | 0 | 0 | 0
F7_Residential_CZ1 - Multi Family_New_Appliances_Natural Gas_Stove/Oven_Codes & Standards Forecast | F7 | Residential | CZ1 - Multi Family | New | Appliances | Natural Gas | Stove/Oven | Codes & Standards Forecast | Avg. Replacement Demand (S) | 0 | 0 | 0 | 0 | 0 | 0 | 0 | 0 | 0 | 0 | 0 | 0 | 0 | 0 | 0 | 0 | 0 | 0 | 0 | 0 | 0 | 0 | 0 | 0 | 0 | 0 | 0 | 0 | 0 | 0
F8_Residential_CZ1 - Multi Family_New_Appliances_Natural Gas_Stove/Oven_Codes & Standards Forecast | F8 | Residential | CZ1 - Multi Family | New | Appliances | Natural Gas | Stove/Oven | Codes & Standards Forecast | Avg. Replacement Demand (W) | 0 | 0 | 0 | 0 | 0 | 0 | 0 | 0 | 0 | 0 | 0 | 0 | 0 | 0 | 0 | 0 | 0 | 0 | 0 | 0 | 0 | 0 | 0 | 0 | 0 | 0 | 0 | 0 | 0 | 0
F1_Residential_CZ1 - Multi Family_New_Miscellaneous_Natural Gas_Pool Heater_Codes & Standards Forecast | F1 | Residential | CZ1 - Multi Family | New | Miscellaneous | Natural Gas | Pool Heater | Codes & Standards Forecast | Units | 0 | 0 | 0 | 0 | 0 | 0 | 0 | 0 | 0 | 0 | 0 | 0 | 0 | 0 | 0 | 0 | 0 | 0 | 0 | 0 | 0 | 0 | 0 | 0 | 0 | 0 | 0 | 0 | 0 | 0
F2_Residential_CZ1 - Multi Family_New_Miscellaneous_Natural Gas_Pool Heater_Codes & Standards Forecast | F2 | Residential | CZ1 - Multi Family | New | Miscellaneous | Natural Gas | Pool Heater | Codes & Standards Forecast | Usage (MMtherm) | 0 | 0 | 0 | 0 | 0 | 0 | 0 | 0 | 0 | 0 | 0 | 0 | 0 | 0 | 0 | 0 | 0 | 0 | 0 | 0 | 0 | 0 | 0 | 0 | 0 | 0 | 0 | 0 | 0 | 0
F3_Residential_CZ1 - Multi Family_New_Miscellaneous_Natural Gas_Pool Heater_Codes & Standards Forecast | F3 | Residential | CZ1 - Multi Family | New | Miscellaneous | Natural Gas | Pool Heater | Codes & Standards Forecast | Peak Demand (S) | 0 | 0 | 0 | 0 | 0 | 0 | 0 | 0 | 0 | 0 | 0 | 0 | 0 | 0 | 0 | 0 | 0 | 0 | 0 | 0 | 0 | 0 | 0 | 0 | 0 | 0 | 0 | 0 | 0 | 0
F4_Residential_CZ1 - Multi Family_New_Miscellaneous_Natural Gas_Pool Heater_Codes & Standards Forecast | F4 | Residential | CZ1 - Multi Family | New | Miscellaneous | Natural Gas | Pool Heater | Codes & Standards Forecast | Peak Demand (W) | 0 | 0 | 0 | 0 | 0 | 0 | 0 | 0 | 0 | 0 | 0 | 0 | 0 | 0 | 0 | 0 | 0 | 0 | 0 | 0 | 0 | 0 | 0 | 0 | 0 | 0 | 0 | 0 | 0 | 0
F5_Residential_CZ1 - Multi Family_New_Miscellaneous_Natural Gas_Pool Heater_Codes & Standards Forecast | F5 | Residential | CZ1 - Multi Family | New | Miscellaneous | Natural Gas | Pool Heater | Codes & Standards Forecast | Turnover | 0 | 0 | 0 | 0 | 0 | 0 | 0 | 0 | 0 | 0 | 0 | 0 | 0 | 0 | 0 | 0 | 0 | 0 | 0 | 0 | 0 | 0 | 0 | 0 | 0 | 0 | 0 | 0 | 0 | 0
F6_Residential_CZ1 - Multi Family_New_Miscellaneous_Natural Gas_Pool Heater_Codes & Standards Forecast | F6 | Residential | CZ1 - Multi Family | New | Miscellaneous | Natural Gas | Pool Heater | Codes & Standards Forecast | Avg. Replacement Usage | 0 | 0 | 0 | 0 | 0 | 0 | 0 | 0 | 0 | 0 | 0 | 0 | 0 | 0 | 0 | 0 | 0 | 0 | 0 | 0 | 0 | 0 | 0 | 0 | 0 | 0 | 0 | 0 | 0 | 0
F7_Residential_CZ1 - Multi Family_New_Miscellaneous_Natural Gas_Pool Heater_Codes & Standards Forecast | F7 | Residential | CZ1 - Multi Family | New | Miscellaneous | Natural Gas | Pool Heater | Codes & Standards Forecast | Avg. Replacement Demand (S) | 0 | 0 | 0 | 0 | 0 | 0 | 0 | 0 | 0 | 0 | 0 | 0 | 0 | 0 | 0 | 0 | 0 | 0 | 0 | 0 | 0 | 0 | 0 | 0 | 0 | 0 | 0 | 0 | 0 | 0
F8_Residential_CZ1 - Multi Family_New_Miscellaneous_Natural Gas_Pool Heater_Codes & Standards Forecast | F8 | Residential | CZ1 - Multi Family | New | Miscellaneous | Natural Gas | Pool Heater | Codes & Standards Forecast | Avg. Replacement Demand (W) | 0 | 0 | 0 | 0 | 0 | 0 | 0 | 0 | 0 | 0 | 0 | 0 | 0 | 0 | 0 | 0 | 0 | 0 | 0 | 0 | 0 | 0 | 0 | 0 | 0 | 0 | 0 | 0 | 0 | 0
F1_Residential_CZ1 - Multi Family_New_Miscellaneous_Natural Gas_Miscellaneous_Codes & Standards Forecast | F1 | Residential | CZ1 - Multi Family | New | Miscellaneous | Natural Gas | Miscellaneous | Codes & Standards Forecast | Units | 0 | 0 | 0 | 0 | 0 | 0 | 0 | 0 | 0 | 0 | 0 | 0 | 0 | 0 | 0 | 0 | 0 | 0 | 0 | 0 | 0 | 0 | 0 | 0 | 0 | 0 | 0 | 0 | 0 | 0
F2_Residential_CZ1 - Multi Family_New_Miscellaneous_Natural Gas_Miscellaneous_Codes & Standards Forecast | F2 | Residential | CZ1 - Multi Family | New | Miscellaneous | Natural Gas | Miscellaneous | Codes & Standards Forecast | Usage (MMtherm) | 0 | 0 | 0 | 0 | 0 | 0 | 0 | 0 | 0 | 0 | 0 | 0 | 0 | 0 | 0 | 0 | 0 | 0 | 0 | 0 | 0 | 0 | 0 | 0 | 0 | 0 | 0 | 0 | 0 | 0
F3_Residential_CZ1 - Multi Family_New_Miscellaneous_Natural Gas_Miscellaneous_Codes & Standards Forecast | F3 | Residential | CZ1 - Multi Family | New | Miscellaneous | Natural Gas | Miscellaneous | Codes & Standards Forecast | Peak Demand (S) | 0 | 0 | 0 | 0 | 0 | 0 | 0 | 0 | 0 | 0 | 0 | 0 | 0 | 0 | 0 | 0 | 0 | 0 | 0 | 0 | 0 | 0 | 0 | 0 | 0 | 0 | 0 | 0 | 0 | 0
F4_Residential_CZ1 - Multi Family_New_Miscellaneous_Natural Gas_Miscellaneous_Codes & Standards Forecast | F4 | Residential | CZ1 - Multi Family | New | Miscellaneous | Natural Gas | Miscellaneous | Codes & Standards Forecast | Peak Demand (W) | 0 | 0 | 0 | 0 | 0 | 0 | 0 | 0 | 0 | 0 | 0 | 0 | 0 | 0 | 0 | 0 | 0 | 0 | 0 | 0 | 0 | 0 | 0 | 0 | 0 | 0 | 0 | 0 | 0 | 0
F5_Residential_CZ1 - Multi Family_New_Miscellaneous_Natural Gas_Miscellaneous_Codes & Standards Forecast | F5 | Residential | CZ1 - Multi Family | New | Miscellaneous | Natural Gas | Miscellaneous | Codes & Standards Forecast | Turnover | 0 | 0 | 0 | 0 | 0 | 0 | 0 | 0 | 0 | 0 | 0 | 0 | 0 | 0 | 0 | 0 | 0 | 0 | 0 | 0 | 0 | 0 | 0 | 0 | 0 | 0 | 0 | 0 | 0 | 0
F6_Residential_CZ1 - Multi Family_New_Miscellaneous_Natural Gas_Miscellaneous_Codes & Standards Forecast | F6 | Residential | CZ1 - Multi Family | New | Miscellaneous | Natural Gas | Miscellaneous | Codes & Standards Forecast | Avg. Replacement Usage | 0 | 0 | 0 | 0 | 0 | 0 | 0 | 0 | 0 | 0 | 0 | 0 | 0 | 0 | 0 | 0 | 0 | 0 | 0 | 0 | 0 | 0 | 0 | 0 | 0 | 0 | 0 | 0 | 0 | 0
F7_Residential_CZ1 - Multi Family_New_Miscellaneous_Natural Gas_Miscellaneous_Codes & Standards Forecast | F7 | Residential | CZ1 - Multi Family | New | Miscellaneous | Natural Gas | Miscellaneous | Codes & Standards Forecast | Avg. Replacement Demand (S) | 0 | 0 | 0 | 0 | 0 | 0 | 0 | 0 | 0 | 0 | 0 | 0 | 0 | 0 | 0 | 0 | 0 | 0 | 0 | 0 | 0 | 0 | 0 | 0 | 0 | 0 | 0 | 0 | 0 | 0
F8_Residential_CZ1 - Multi Family_New_Miscellaneous_Natural Gas_Miscellaneous_Codes & Standards Forecast | F8 | Residential | CZ1 - Multi Family | New | Miscellaneous | Natural Gas | Miscellaneous | Codes & Standards Forecast | Avg. Replacement Demand (W) | 0 | 0 | 0 | 0 | 0 | 0 | 0 | 0 | 0 | 0 | 0 | 0 | 0 | 0 | 0 | 0 | 0 | 0 | 0 | 0 | 0 | 0 | 0 | 0 | 0 | 0 | 0 | 0 | 0 | 0
F1_Residential_CZ2 - Single Family_Existing_Space Heating_Natural Gas_Furnace - Direct Fuel_Codes & Standards Forecast | F1 | Residential | CZ2 - Single Family | Existing | Space Heating | Natural Gas | Furnace - Direct Fuel | Codes & Standards Forecast | Units | 0 | 0 | 0 | 0 | 0 | 0 | 0 | 0 | 0 | 0 | 0 | 0 | 0 | 0 | 0 | 0 | 0 | 0 | 0 | 0 | 0 | 0 | 0 | 0 | 0 | 0 | 0 | 0 | 0 | 0
F2_Residential_CZ2 - Single Family_Existing_Space Heating_Natural Gas_Furnace - Direct Fuel_Codes & Standards Forecast | F2 | Residential | CZ2 - Single Family | Existing | Space Heating | Natural Gas | Furnace - Direct Fuel | Codes & Standards Forecast | Usage (MMtherm) | 0 | 0 | 0 | 0 | 0 | 0 | 0 | 0 | 0 | 0 | 0 | 0 | 0 | 0 | 0 | 0 | 0 | 0 | 0 | 0 | 0 | 0 | 0 | 0 | 0 | 0 | 0 | 0 | 0 | 0
F3_Residential_CZ2 - Single Family_Existing_Space Heating_Natural Gas_Furnace - Direct Fuel_Codes & Standards Forecast | F3 | Residential | CZ2 - Single Family | Existing | Space Heating | Natural Gas | Furnace - Direct Fuel | Codes & Standards Forecast | Peak Demand (S) | 0 | 0 | 0 | 0 | 0 | 0 | 0 | 0 | 0 | 0 | 0 | 0 | 0 | 0 | 0 | 0 | 0 | 0 | 0 | 0 | 0 | 0 | 0 | 0 | 0 | 0 | 0 | 0 | 0 | 0
F4_Residential_CZ2 - Single Family_Existing_Space Heating_Natural Gas_Furnace - Direct Fuel_Codes & Standards Forecast | F4 | Residential | CZ2 - Single Family | Existing | Space Heating | Natural Gas | Furnace - Direct Fuel | Codes & Standards Forecast | Peak Demand (W) | 0 | 0 | 0 | 0 | 0 | 0 | 0 | 0 | 0 | 0 | 0 | 0 | 0 | 0 | 0 | 0 | 0 | 0 | 0 | 0 | 0 | 0 | 0 | 0 | 0 | 0 | 0 | 0 | 0 | 0
F5_Residential_CZ2 - Single Family_Existing_Space Heating_Natural Gas_Furnace - Direct Fuel_Codes & Standards Forecast | F5 | Residential | CZ2 - Single Family | Existing | Space Heating | Natural Gas | Furnace - Direct Fuel | Codes & Standards Forecast | Turnover | 0 | 0 | 0 | 0 | 0 | 0 | 0 | 0 | 0 | 0 | 0 | 0 | 0 | 0 | 0 | 0 | 0 | 0 | 0 | 0 | 0 | 0 | 0 | 0 | 0 | 0 | 0 | 0 | 0 | 0
F6_Residential_CZ2 - Single Family_Existing_Space Heating_Natural Gas_Furnace - Direct Fuel_Codes & Standards Forecast | F6 | Residential | CZ2 - Single Family | Existing | Space Heating | Natural Gas | Furnace - Direct Fuel | Codes & Standards Forecast | Avg. Replacement Usage | 0 | 0 | 0 | 0 | 0 | 0 | 0 | 0 | 0 | 0 | 0 | 0 | 0 | 0 | 0 | 0 | 0 | 0 | 0 | 0 | 0 | 0 | 0 | 0 | 0 | 0 | 0 | 0 | 0 | 0
F7_Residential_CZ2 - Single Family_Existing_Space Heating_Natural Gas_Furnace - Direct Fuel_Codes & Standards Forecast | F7 | Residential | CZ2 - Single Family | Existing | Space Heating | Natural Gas | Furnace - Direct Fuel | Codes & Standards Forecast | Avg. Replacement Demand (S) | 0 | 0 | 0 | 0 | 0 | 0 | 0 | 0 | 0 | 0 | 0 | 0 | 0 | 0 | 0 | 0 | 0 | 0 | 0 | 0 | 0 | 0 | 0 | 0 | 0 | 0 | 0 | 0 | 0 | 0
F8_Residential_CZ2 - Single Family_Existing_Space Heating_Natural Gas_Furnace - Direct Fuel_Codes & Standards Forecast | F8 | Residential | CZ2 - Single Family | Existing | Space Heating | Natural Gas | Furnace - Direct Fuel | Codes & Standards Forecast | Avg. Replacement Demand (W) | 0 | 0 | 0 | 0 | 0 | 0 | 0 | 0 | 0 | 0 | 0 | 0 | 0 | 0 | 0 | 0 | 0 | 0 | 0 | 0 | 0 | 0 | 0 | 0 | 0 | 0 | 0 | 0 | 0 | 0
F1_Residential_CZ2 - Single Family_Existing_Space Heating_Natural Gas_Boiler - Direct Fuel_Codes & Standards Forecast | F1 | Residential | CZ2 - Single Family | Existing | Space Heating | Natural Gas | Boiler - Direct Fuel | Codes & Standards Forecast | Units | 0 | 0 | 0 | 0 | 0 | 0 | 0 | 0 | 0 | 0 | 0 | 0 | 0 | 0 | 0 | 0 | 0 | 0 | 0 | 0 | 0 | 0 | 0 | 0 | 0 | 0 | 0 | 0 | 0 | 0
F2_Residential_CZ2 - Single Family_Existing_Space Heating_Natural Gas_Boiler - Direct Fuel_Codes & Standards Forecast | F2 | Residential | CZ2 - Single Family | Existing | Space Heating | Natural Gas | Boiler - Direct Fuel | Codes & Standards Forecast | Usage (MMtherm) | 0 | 0 | 0 | 0 | 0 | 0 | 0 | 0 | 0 | 0 | 0 | 0 | 0 | 0 | 0 | 0 | 0 | 0 | 0 | 0 | 0 | 0 | 0 | 0 | 0 | 0 | 0 | 0 | 0 | 0
F3_Residential_CZ2 - Single Family_Existing_Space Heating_Natural Gas_Boiler - Direct Fuel_Codes & Standards Forecast | F3 | Residential | CZ2 - Single Family | Existing | Space Heating | Natural Gas | Boiler - Direct Fuel | Codes & Standards Forecast | Peak Demand (S) | 0 | 0 | 0 | 0 | 0 | 0 | 0 | 0 | 0 | 0 | 0 | 0 | 0 | 0 | 0 | 0 | 0 | 0 | 0 | 0 | 0 | 0 | 0 | 0 | 0 | 0 | 0 | 0 | 0 | 0
F4_Residential_CZ2 - Single Family_Existing_Space Heating_Natural Gas_Boiler - Direct Fuel_Codes & Standards Forecast | F4 | Residential | CZ2 - Single Family | Existing | Space Heating | Natural Gas | Boiler - Direct Fuel | Codes & Standards Forecast | Peak Demand (W) | 0 | 0 | 0 | 0 | 0 | 0 | 0 | 0 | 0 | 0 | 0 | 0 | 0 | 0 | 0 | 0 | 0 | 0 | 0 | 0 | 0 | 0 | 0 | 0 | 0 | 0 | 0 | 0 | 0 | 0
F5_Residential_CZ2 - Single Family_Existing_Space Heating_Natural Gas_Boiler - Direct Fuel_Codes & Standards Forecast | F5 | Residential | CZ2 - Single Family | Existing | Space Heating | Natural Gas | Boiler - Direct Fuel | Codes & Standards Forecast | Turnover | 0 | 0 | 0 | 0 | 0 | 0 | 0 | 0 | 0 | 0 | 0 | 0 | 0 | 0 | 0 | 0 | 0 | 0 | 0 | 0 | 0 | 0 | 0 | 0 | 0 | 0 | 0 | 0 | 0 | 0
F6_Residential_CZ2 - Single Family_Existing_Space Heating_Natural Gas_Boiler - Direct Fuel_Codes & Standards Forecast | F6 | Residential | CZ2 - Single Family | Existing | Space Heating | Natural Gas | Boiler - Direct Fuel | Codes & Standards Forecast | Avg. Replacement Usage | 0 | 0 | 0 | 0 | 0 | 0 | 0 | 0 | 0 | 0 | 0 | 0 | 0 | 0 | 0 | 0 | 0 | 0 | 0 | 0 | 0 | 0 | 0 | 0 | 0 | 0 | 0 | 0 | 0 | 0
F7_Residential_CZ2 - Single Family_Existing_Space Heating_Natural Gas_Boiler - Direct Fuel_Codes & Standards Forecast | F7 | Residential | CZ2 - Single Family | Existing | Space Heating | Natural Gas | Boiler - Direct Fuel | Codes & Standards Forecast | Avg. Replacement Demand (S) | 0 | 0 | 0 | 0 | 0 | 0 | 0 | 0 | 0 | 0 | 0 | 0 | 0 | 0 | 0 | 0 | 0 | 0 | 0 | 0 | 0 | 0 | 0 | 0 | 0 | 0 | 0 | 0 | 0 | 0
F8_Residential_CZ2 - Single Family_Existing_Space Heating_Natural Gas_Boiler - Direct Fuel_Codes & Standards Forecast | F8 | Residential | CZ2 - Single Family | Existing | Space Heating | Natural Gas | Boiler - Direct Fuel | Codes & Standards Forecast | Avg. Replacement Demand (W) | 0 | 0 | 0 | 0 | 0 | 0 | 0 | 0 | 0 | 0 | 0 | 0 | 0 | 0 | 0 | 0 | 0 | 0 | 0 | 0 | 0 | 0 | 0 | 0 | 0 | 0 | 0 | 0 | 0 | 0
F1_Residential_CZ2 - Single Family_Existing_Secondary Heating_Natural Gas_Fireplace_Codes & Standards Forecast | F1 | Residential | CZ2 - Single Family | Existing | Secondary Heating | Natural Gas | Fireplace | Codes & Standards Forecast | Units | 0 | 0 | 0 | 0 | 0 | 0 | 0 | 0 | 0 | 0 | 0 | 0 | 0 | 0 | 0 | 0 | 0 | 0 | 0 | 0 | 0 | 0 | 0 | 0 | 0 | 0 | 0 | 0 | 0 | 0
F2_Residential_CZ2 - Single Family_Existing_Secondary Heating_Natural Gas_Fireplace_Codes & Standards Forecast | F2 | Residential | CZ2 - Single Family | Existing | Secondary Heating | Natural Gas | Fireplace | Codes & Standards Forecast | Usage (MMtherm) | 0 | 0 | 0 | 0 | 0 | 0 | 0 | 0 | 0 | 0 | 0 | 0 | 0 | 0 | 0 | 0 | 0 | 0 | 0 | 0 | 0 | 0 | 0 | 0 | 0 | 0 | 0 | 0 | 0 | 0
F3_Residential_CZ2 - Single Family_Existing_Secondary Heating_Natural Gas_Fireplace_Codes & Standards Forecast | F3 | Residential | CZ2 - Single Family | Existing | Secondary Heating | Natural Gas | Fireplace | Codes & Standards Forecast | Peak Demand (S) | 0 | 0 | 0 | 0 | 0 | 0 | 0 | 0 | 0 | 0 | 0 | 0 | 0 | 0 | 0 | 0 | 0 | 0 | 0 | 0 | 0 | 0 | 0 | 0 | 0 | 0 | 0 | 0 | 0 | 0
F4_Residential_CZ2 - Single Family_Existing_Secondary Heating_Natural Gas_Fireplace_Codes & Standards Forecast | F4 | Residential | CZ2 - Single Family | Existing | Secondary Heating | Natural Gas | Fireplace | Codes & Standards Forecast | Peak Demand (W) | 0 | 0 | 0 | 0 | 0 | 0 | 0 | 0 | 0 | 0 | 0 | 0 | 0 | 0 | 0 | 0 | 0 | 0 | 0 | 0 | 0 | 0 | 0 | 0 | 0 | 0 | 0 | 0 | 0 | 0
F5_Residential_CZ2 - Single Family_Existing_Secondary Heating_Natural Gas_Fireplace_Codes & Standards Forecast | F5 | Residential | CZ2 - Single Family | Existing | Secondary Heating | Natural Gas | Fireplace | Codes & Standards Forecast | Turnover | 0 | 0 | 0 | 0 | 0 | 0 | 0 | 0 | 0 | 0 | 0 | 0 | 0 | 0 | 0 | 0 | 0 | 0 | 0 | 0 | 0 | 0 | 0 | 0 | 0 | 0 | 0 | 0 | 0 | 0
F6_Residential_CZ2 - Single Family_Existing_Secondary Heating_Natural Gas_Fireplace_Codes & Standards Forecast | F6 | Residential | CZ2 - Single Family | Existing | Secondary Heating | Natural Gas | Fireplace | Codes & Standards Forecast | Avg. Replacement Usage | 0 | 0 | 0 | 0 | 0 | 0 | 0 | 0 | 0 | 0 | 0 | 0 | 0 | 0 | 0 | 0 | 0 | 0 | 0 | 0 | 0 | 0 | 0 | 0 | 0 | 0 | 0 | 0 | 0 | 0
F7_Residential_CZ2 - Single Family_Existing_Secondary Heating_Natural Gas_Fireplace_Codes & Standards Forecast | F7 | Residential | CZ2 - Single Family | Existing | Secondary Heating | Natural Gas | Fireplace | Codes & Standards Forecast | Avg. Replacement Demand (S) | 0 | 0 | 0 | 0 | 0 | 0 | 0 | 0 | 0 | 0 | 0 | 0 | 0 | 0 | 0 | 0 | 0 | 0 | 0 | 0 | 0 | 0 | 0 | 0 | 0 | 0 | 0 | 0 | 0 | 0
F8_Residential_CZ2 - Single Family_Existing_Secondary Heating_Natural Gas_Fireplace_Codes & Standards Forecast | F8 | Residential | CZ2 - Single Family | Existing | Secondary Heating | Natural Gas | Fireplace | Codes & Standards Forecast | Avg. Replacement Demand (W) | 0 | 0 | 0 | 0 | 0 | 0 | 0 | 0 | 0 | 0 | 0 | 0 | 0 | 0 | 0 | 0 | 0 | 0 | 0 | 0 | 0 | 0 | 0 | 0 | 0 | 0 | 0 | 0 | 0 | 0
F1_Residential_CZ2 - Single Family_Existing_Water Heating_Natural Gas_Water Heater <= 55 gal._Codes & Standards Forecast | F1 | Residential | CZ2 - Single Family | Existing | Water Heating | Natural Gas | Water Heater <= 55 gal. | Codes & Standards Forecast | Units | 0 | 0 | 0 | 0 | 0 | 0 | 0 | 0 | 0 | 0 | 0 | 0 | 0 | 0 | 0 | 0 | 0 | 0 | 0 | 0 | 0 | 0 | 0 | 0 | 0 | 0 | 0 | 0 | 0 | 0
F2_Residential_CZ2 - Single Family_Existing_Water Heating_Natural Gas_Water Heater <= 55 gal._Codes & Standards Forecast | F2 | Residential | CZ2 - Single Family | Existing | Water Heating | Natural Gas | Water Heater <= 55 gal. | Codes & Standards Forecast | Usage (MMtherm) | 0 | 0 | 0 | 0 | 0 | 0 | 0 | 0 | 0 | 0 | 0 | 0 | 0 | 0 | 0 | 0 | 0 | 0 | 0 | 0 | 0 | 0 | 0 | 0 | 0 | 0 | 0 | 0 | 0 | 0
F3_Residential_CZ2 - Single Family_Existing_Water Heating_Natural Gas_Water Heater <= 55 gal._Codes & Standards Forecast | F3 | Residential | CZ2 - Single Family | Existing | Water Heating | Natural Gas | Water Heater <= 55 gal. | Codes & Standards Forecast | Peak Demand (S) | 0 | 0 | 0 | 0 | 0 | 0 | 0 | 0 | 0 | 0 | 0 | 0 | 0 | 0 | 0 | 0 | 0 | 0 | 0 | 0 | 0 | 0 | 0 | 0 | 0 | 0 | 0 | 0 | 0 | 0
F4_Residential_CZ2 - Single Family_Existing_Water Heating_Natural Gas_Water Heater <= 55 gal._Codes & Standards Forecast | F4 | Residential | CZ2 - Single Family | Existing | Water Heating | Natural Gas | Water Heater <= 55 gal. | Codes & Standards Forecast | Peak Demand (W) | 0 | 0 | 0 | 0 | 0 | 0 | 0 | 0 | 0 | 0 | 0 | 0 | 0 | 0 | 0 | 0 | 0 | 0 | 0 | 0 | 0 | 0 | 0 | 0 | 0 | 0 | 0 | 0 | 0 | 0
F5_Residential_CZ2 - Single Family_Existing_Water Heating_Natural Gas_Water Heater <= 55 gal._Codes & Standards Forecast | F5 | Residential | CZ2 - Single Family | Existing | Water Heating | Natural Gas | Water Heater <= 55 gal. | Codes & Standards Forecast | Turnover | 0 | 0 | 0 | 0 | 0 | 0 | 0 | 0 | 0 | 0 | 0 | 0 | 0 | 0 | 0 | 0 | 0 | 0 | 0 | 0 | 0 | 0 | 0 | 0 | 0 | 0 | 0 | 0 | 0 | 0
F6_Residential_CZ2 - Single Family_Existing_Water Heating_Natural Gas_Water Heater <= 55 gal._Codes & Standards Forecast | F6 | Residential | CZ2 - Single Family | Existing | Water Heating | Natural Gas | Water Heater <= 55 gal. | Codes & Standards Forecast | Avg. Replacement Usage | 0 | 0 | 0 | 0 | 0 | 0 | 0 | 0 | 0 | 0 | 0 | 0 | 0 | 0 | 0 | 0 | 0 | 0 | 0 | 0 | 0 | 0 | 0 | 0 | 0 | 0 | 0 | 0 | 0 | 0
F7_Residential_CZ2 - Single Family_Existing_Water Heating_Natural Gas_Water Heater <= 55 gal._Codes & Standards Forecast | F7 | Residential | CZ2 - Single Family | Existing | Water Heating | Natural Gas | Water Heater <= 55 gal. | Codes & Standards Forecast | Avg. Replacement Demand (S) | 0 | 0 | 0 | 0 | 0 | 0 | 0 | 0 | 0 | 0 | 0 | 0 | 0 | 0 | 0 | 0 | 0 | 0 | 0 | 0 | 0 | 0 | 0 | 0 | 0 | 0 | 0 | 0 | 0 | 0
F8_Residential_CZ2 - Single Family_Existing_Water Heating_Natural Gas_Water Heater <= 55 gal._Codes & Standards Forecast | F8 | Residential | CZ2 - Single Family | Existing | Water Heating | Natural Gas | Water Heater <= 55 gal. | Codes & Standards Forecast | Avg. Replacement Demand (W) | 0 | 0 | 0 | 0 | 0 | 0 | 0 | 0 | 0 | 0 | 0 | 0 | 0 | 0 | 0 | 0 | 0 | 0 | 0 | 0 | 0 | 0 | 0 | 0 | 0 | 0 | 0 | 0 | 0 | 0
F1_Residential_CZ2 - Single Family_Existing_Water Heating_Natural Gas_Water Heater > 55 gal._Codes & Standards Forecast | F1 | Residential | CZ2 - Single Family | Existing | Water Heating | Natural Gas | Water Heater > 55 gal. | Codes & Standards Forecast | Units | 0 | 0 | 0 | 0 | 0 | 0 | 0 | 0 | 0 | 0 | 0 | 0 | 0 | 0 | 0 | 0 | 0 | 0 | 0 | 0 | 0 | 0 | 0 | 0 | 0 | 0 | 0 | 0 | 0 | 0
F2_Residential_CZ2 - Single Family_Existing_Water Heating_Natural Gas_Water Heater > 55 gal._Codes & Standards Forecast | F2 | Residential | CZ2 - Single Family | Existing | Water Heating | Natural Gas | Water Heater > 55 gal. | Codes & Standards Forecast | Usage (MMtherm) | 0 | 0 | 0 | 0 | 0 | 0 | 0 | 0 | 0 | 0 | 0 | 0 | 0 | 0 | 0 | 0 | 0 | 0 | 0 | 0 | 0 | 0 | 0 | 0 | 0 | 0 | 0 | 0 | 0 | 0
F3_Residential_CZ2 - Single Family_Existing_Water Heating_Natural Gas_Water Heater > 55 gal._Codes & Standards Forecast | F3 | Residential | CZ2 - Single Family | Existing | Water Heating | Natural Gas | Water Heater > 55 gal. | Codes & Standards Forecast | Peak Demand (S) | 0 | 0 | 0 | 0 | 0 | 0 | 0 | 0 | 0 | 0 | 0 | 0 | 0 | 0 | 0 | 0 | 0 | 0 | 0 | 0 | 0 | 0 | 0 | 0 | 0 | 0 | 0 | 0 | 0 | 0
F4_Residential_CZ2 - Single Family_Existing_Water Heating_Natural Gas_Water Heater > 55 gal._Codes & Standards Forecast | F4 | Residential | CZ2 - Single Family | Existing | Water Heating | Natural Gas | Water Heater > 55 gal. | Codes & Standards Forecast | Peak Demand (W) | 0 | 0 | 0 | 0 | 0 | 0 | 0 | 0 | 0 | 0 | 0 | 0 | 0 | 0 | 0 | 0 | 0 | 0 | 0 | 0 | 0 | 0 | 0 | 0 | 0 | 0 | 0 | 0 | 0 | 0
F5_Residential_CZ2 - Single Family_Existing_Water Heating_Natural Gas_Water Heater > 55 gal._Codes & Standards Forecast | F5 | Residential | CZ2 - Single Family | Existing | Water Heating | Natural Gas | Water Heater > 55 gal. | Codes & Standards Forecast | Turnover | 0 | 0 | 0 | 0 | 0 | 0 | 0 | 0 | 0 | 0 | 0 | 0 | 0 | 0 | 0 | 0 | 0 | 0 | 0 | 0 | 0 | 0 | 0 | 0 | 0 | 0 | 0 | 0 | 0 | 0
F6_Residential_CZ2 - Single Family_Existing_Water Heating_Natural Gas_Water Heater > 55 gal._Codes & Standards Forecast | F6 | Residential | CZ2 - Single Family | Existing | Water Heating | Natural Gas | Water Heater > 55 gal. | Codes & Standards Forecast | Avg. Replacement Usage | 0 | 0 | 0 | 0 | 0 | 0 | 0 | 0 | 0 | 0 | 0 | 0 | 0 | 0 | 0 | 0 | 0 | 0 | 0 | 0 | 0 | 0 | 0 | 0 | 0 | 0 | 0 | 0 | 0 | 0
F7_Residential_CZ2 - Single Family_Existing_Water Heating_Natural Gas_Water Heater > 55 gal._Codes & Standards Forecast | F7 | Residential | CZ2 - Single Family | Existing | Water Heating | Natural Gas | Water Heater > 55 gal. | Codes & Standards Forecast | Avg. Replacement Demand (S) | 0 | 0 | 0 | 0 | 0 | 0 | 0 | 0 | 0 | 0 | 0 | 0 | 0 | 0 | 0 | 0 | 0 | 0 | 0 | 0 | 0 | 0 | 0 | 0 | 0 | 0 | 0 | 0 | 0 | 0
F8_Residential_CZ2 - Single Family_Existing_Water Heating_Natural Gas_Water Heater > 55 gal._Codes & Standards Forecast | F8 | Residential | CZ2 - Single Family | Existing | Water Heating | Natural Gas | Water Heater > 55 gal. | Codes & Standards Forecast | Avg. Replacement Demand (W) | 0 | 0 | 0 | 0 | 0 | 0 | 0 | 0 | 0 | 0 | 0 | 0 | 0 | 0 | 0 | 0 | 0 | 0 | 0 | 0 | 0 | 0 | 0 | 0 | 0 | 0 | 0 | 0 | 0 | 0
F1_Residential_CZ2 - Single Family_Existing_Appliances_Natural Gas_Clothes Dryer_Codes & Standards Forecast | F1 | Residential | CZ2 - Single Family | Existing | Appliances | Natural Gas | Clothes Dryer | Codes & Standards Forecast | Units | 0 | 0 | 0 | 0 | 0 | 0 | 0 | 0 | 0 | 0 | 0 | 0 | 0 | 0 | 0 | 0 | 0 | 0 | 0 | 0 | 0 | 0 | 0 | 0 | 0 | 0 | 0 | 0 | 0 | 0
F2_Residential_CZ2 - Single Family_Existing_Appliances_Natural Gas_Clothes Dryer_Codes & Standards Forecast | F2 | Residential | CZ2 - Single Family | Existing | Appliances | Natural Gas | Clothes Dryer | Codes & Standards Forecast | Usage (MMtherm) | 0 | 0 | 0 | 0 | 0 | 0 | 0 | 0 | 0 | 0 | 0 | 0 | 0 | 0 | 0 | 0 | 0 | 0 | 0 | 0 | 0 | 0 | 0 | 0 | 0 | 0 | 0 | 0 | 0 | 0
F3_Residential_CZ2 - Single Family_Existing_Appliances_Natural Gas_Clothes Dryer_Codes & Standards Forecast | F3 | Residential | CZ2 - Single Family | Existing | Appliances | Natural Gas | Clothes Dryer | Codes & Standards Forecast | Peak Demand (S) | 0 | 0 | 0 | 0 | 0 | 0 | 0 | 0 | 0 | 0 | 0 | 0 | 0 | 0 | 0 | 0 | 0 | 0 | 0 | 0 | 0 | 0 | 0 | 0 | 0 | 0 | 0 | 0 | 0 | 0
F4_Residential_CZ2 - Single Family_Existing_Appliances_Natural Gas_Clothes Dryer_Codes & Standards Forecast | F4 | Residential | CZ2 - Single Family | Existing | Appliances | Natural Gas | Clothes Dryer | Codes & Standards Forecast | Peak Demand (W) | 0 | 0 | 0 | 0 | 0 | 0 | 0 | 0 | 0 | 0 | 0 | 0 | 0 | 0 | 0 | 0 | 0 | 0 | 0 | 0 | 0 | 0 | 0 | 0 | 0 | 0 | 0 | 0 | 0 | 0
F5_Residential_CZ2 - Single Family_Existing_Appliances_Natural Gas_Clothes Dryer_Codes & Standards Forecast | F5 | Residential | CZ2 - Single Family | Existing | Appliances | Natural Gas | Clothes Dryer | Codes & Standards Forecast | Turnover | 0 | 0 | 0 | 0 | 0 | 0 | 0 | 0 | 0 | 0 | 0 | 0 | 0 | 0 | 0 | 0 | 0 | 0 | 0 | 0 | 0 | 0 | 0 | 0 | 0 | 0 | 0 | 0 | 0 | 0
F6_Residential_CZ2 - Single Family_Existing_Appliances_Natural Gas_Clothes Dryer_Codes & Standards Forecast | F6 | Residential | CZ2 - Single Family | Existing | Appliances | Natural Gas | Clothes Dryer | Codes & Standards Forecast | Avg. Replacement Usage | 0 | 0 | 0 | 0 | 0 | 0 | 0 | 0 | 0 | 0 | 0 | 0 | 0 | 0 | 0 | 0 | 0 | 0 | 0 | 0 | 0 | 0 | 0 | 0 | 0 | 0 | 0 | 0 | 0 | 0
F7_Residential_CZ2 - Single Family_Existing_Appliances_Natural Gas_Clothes Dryer_Codes & Standards Forecast | F7 | Residential | CZ2 - Single Family | Existing | Appliances | Natural Gas | Clothes Dryer | Codes & Standards Forecast | Avg. Replacement Demand (S) | 0 | 0 | 0 | 0 | 0 | 0 | 0 | 0 | 0 | 0 | 0 | 0 | 0 | 0 | 0 | 0 | 0 | 0 | 0 | 0 | 0 | 0 | 0 | 0 | 0 | 0 | 0 | 0 | 0 | 0
F8_Residential_CZ2 - Single Family_Existing_Appliances_Natural Gas_Clothes Dryer_Codes & Standards Forecast | F8 | Residential | CZ2 - Single Family | Existing | Appliances | Natural Gas | Clothes Dryer | Codes & Standards Forecast | Avg. Replacement Demand (W) | 0 | 0 | 0 | 0 | 0 | 0 | 0 | 0 | 0 | 0 | 0 | 0 | 0 | 0 | 0 | 0 | 0 | 0 | 0 | 0 | 0 | 0 | 0 | 0 | 0 | 0 | 0 | 0 | 0 | 0
F1_Residential_CZ2 - Single Family_Existing_Appliances_Natural Gas_Stove/Oven_Codes & Standards Forecast | F1 | Residential | CZ2 - Single Family | Existing | Appliances | Natural Gas | Stove/Oven | Codes & Standards Forecast | Units | 0 | 0 | 0 | 0 | 0 | 0 | 0 | 0 | 0 | 0 | 0 | 0 | 0 | 0 | 0 | 0 | 0 | 0 | 0 | 0 | 0 | 0 | 0 | 0 | 0 | 0 | 0 | 0 | 0 | 0
F2_Residential_CZ2 - Single Family_Existing_Appliances_Natural Gas_Stove/Oven_Codes & Standards Forecast | F2 | Residential | CZ2 - Single Family | Existing | Appliances | Natural Gas | Stove/Oven | Codes & Standards Forecast | Usage (MMtherm) | 0 | 0 | 0 | 0 | 0 | 0 | 0 | 0 | 0 | 0 | 0 | 0 | 0 | 0 | 0 | 0 | 0 | 0 | 0 | 0 | 0 | 0 | 0 | 0 | 0 | 0 | 0 | 0 | 0 | 0
F3_Residential_CZ2 - Single Family_Existing_Appliances_Natural Gas_Stove/Oven_Codes & Standards Forecast | F3 | Residential | CZ2 - Single Family | Existing | Appliances | Natural Gas | Stove/Oven | Codes & Standards Forecast | Peak Demand (S) | 0 | 0 | 0 | 0 | 0 | 0 | 0 | 0 | 0 | 0 | 0 | 0 | 0 | 0 | 0 | 0 | 0 | 0 | 0 | 0 | 0 | 0 | 0 | 0 | 0 | 0 | 0 | 0 | 0 | 0
F4_Residential_CZ2 - Single Family_Existing_Appliances_Natural Gas_Stove/Oven_Codes & Standards Forecast | F4 | Residential | CZ2 - Single Family | Existing | Appliances | Natural Gas | Stove/Oven | Codes & Standards Forecast | Peak Demand (W) | 0 | 0 | 0 | 0 | 0 | 0 | 0 | 0 | 0 | 0 | 0 | 0 | 0 | 0 | 0 | 0 | 0 | 0 | 0 | 0 | 0 | 0 | 0 | 0 | 0 | 0 | 0 | 0 | 0 | 0
F5_Residential_CZ2 - Single Family_Existing_Appliances_Natural Gas_Stove/Oven_Codes & Standards Forecast | F5 | Residential | CZ2 - Single Family | Existing | Appliances | Natural Gas | Stove/Oven | Codes & Standards Forecast | Turnover | 0 | 0 | 0 | 0 | 0 | 0 | 0 | 0 | 0 | 0 | 0 | 0 | 0 | 0 | 0 | 0 | 0 | 0 | 0 | 0 | 0 | 0 | 0 | 0 | 0 | 0 | 0 | 0 | 0 | 0
F6_Residential_CZ2 - Single Family_Existing_Appliances_Natural Gas_Stove/Oven_Codes & Standards Forecast | F6 | Residential | CZ2 - Single Family | Existing | Appliances | Natural Gas | Stove/Oven | Codes & Standards Forecast | Avg. Replacement Usage | 0 | 0 | 0 | 0 | 0 | 0 | 0 | 0 | 0 | 0 | 0 | 0 | 0 | 0 | 0 | 0 | 0 | 0 | 0 | 0 | 0 | 0 | 0 | 0 | 0 | 0 | 0 | 0 | 0 | 0
F7_Residential_CZ2 - Single Family_Existing_Appliances_Natural Gas_Stove/Oven_Codes & Standards Forecast | F7 | Residential | CZ2 - Single Family | Existing | Appliances | Natural Gas | Stove/Oven | Codes & Standards Forecast | Avg. Replacement Demand (S) | 0 | 0 | 0 | 0 | 0 | 0 | 0 | 0 | 0 | 0 | 0 | 0 | 0 | 0 | 0 | 0 | 0 | 0 | 0 | 0 | 0 | 0 | 0 | 0 | 0 | 0 | 0 | 0 | 0 | 0
F8_Residential_CZ2 - Single Family_Existing_Appliances_Natural Gas_Stove/Oven_Codes & Standards Forecast | F8 | Residential | CZ2 - Single Family | Existing | Appliances | Natural Gas | Stove/Oven | Codes & Standards Forecast | Avg. Replacement Demand (W) | 0 | 0 | 0 | 0 | 0 | 0 | 0 | 0 | 0 | 0 | 0 | 0 | 0 | 0 | 0 | 0 | 0 | 0 | 0 | 0 | 0 | 0 | 0 | 0 | 0 | 0 | 0 | 0 | 0 | 0
F1_Residential_CZ2 - Single Family_Existing_Miscellaneous_Natural Gas_Pool Heater_Codes & Standards Forecast | F1 | Residential | CZ2 - Single Family | Existing | Miscellaneous | Natural Gas | Pool Heater | Codes & Standards Forecast | Units | 0 | 0 | 0 | 0 | 0 | 0 | 0 | 0 | 0 | 0 | 0 | 0 | 0 | 0 | 0 | 0 | 0 | 0 | 0 | 0 | 0 | 0 | 0 | 0 | 0 | 0 | 0 | 0 | 0 | 0
F2_Residential_CZ2 - Single Family_Existing_Miscellaneous_Natural Gas_Pool Heater_Codes & Standards Forecast | F2 | Residential | CZ2 - Single Family | Existing | Miscellaneous | Natural Gas | Pool Heater | Codes & Standards Forecast | Usage (MMtherm) | 0 | 0 | 0 | 0 | 0 | 0 | 0 | 0 | 0 | 0 | 0 | 0 | 0 | 0 | 0 | 0 | 0 | 0 | 0 | 0 | 0 | 0 | 0 | 0 | 0 | 0 | 0 | 0 | 0 | 0
F3_Residential_CZ2 - Single Family_Existing_Miscellaneous_Natural Gas_Pool Heater_Codes & Standards Forecast | F3 | Residential | CZ2 - Single Family | Existing | Miscellaneous | Natural Gas | Pool Heater | Codes & Standards Forecast | Peak Demand (S) | 0 | 0 | 0 | 0 | 0 | 0 | 0 | 0 | 0 | 0 | 0 | 0 | 0 | 0 | 0 | 0 | 0 | 0 | 0 | 0 | 0 | 0 | 0 | 0 | 0 | 0 | 0 | 0 | 0 | 0
F4_Residential_CZ2 - Single Family_Existing_Miscellaneous_Natural Gas_Pool Heater_Codes & Standards Forecast | F4 | Residential | CZ2 - Single Family | Existing | Miscellaneous | Natural Gas | Pool Heater | Codes & Standards Forecast | Peak Demand (W) | 0 | 0 | 0 | 0 | 0 | 0 | 0 | 0 | 0 | 0 | 0 | 0 | 0 | 0 | 0 | 0 | 0 | 0 | 0 | 0 | 0 | 0 | 0 | 0 | 0 | 0 | 0 | 0 | 0 | 0
F5_Residential_CZ2 - Single Family_Existing_Miscellaneous_Natural Gas_Pool Heater_Codes & Standards Forecast | F5 | Residential | CZ2 - Single Family | Existing | Miscellaneous | Natural Gas | Pool Heater | Codes & Standards Forecast | Turnover | 0 | 0 | 0 | 0 | 0 | 0 | 0 | 0 | 0 | 0 | 0 | 0 | 0 | 0 | 0 | 0 | 0 | 0 | 0 | 0 | 0 | 0 | 0 | 0 | 0 | 0 | 0 | 0 | 0 | 0
F6_Residential_CZ2 - Single Family_Existing_Miscellaneous_Natural Gas_Pool Heater_Codes & Standards Forecast | F6 | Residential | CZ2 - Single Family | Existing | Miscellaneous | Natural Gas | Pool Heater | Codes & Standards Forecast | Avg. Replacement Usage | 0 | 0 | 0 | 0 | 0 | 0 | 0 | 0 | 0 | 0 | 0 | 0 | 0 | 0 | 0 | 0 | 0 | 0 | 0 | 0 | 0 | 0 | 0 | 0 | 0 | 0 | 0 | 0 | 0 | 0
F7_Residential_CZ2 - Single Family_Existing_Miscellaneous_Natural Gas_Pool Heater_Codes & Standards Forecast | F7 | Residential | CZ2 - Single Family | Existing | Miscellaneous | Natural Gas | Pool Heater | Codes & Standards Forecast | Avg. Replacement Demand (S) | 0 | 0 | 0 | 0 | 0 | 0 | 0 | 0 | 0 | 0 | 0 | 0 | 0 | 0 | 0 | 0 | 0 | 0 | 0 | 0 | 0 | 0 | 0 | 0 | 0 | 0 | 0 | 0 | 0 | 0
F8_Residential_CZ2 - Single Family_Existing_Miscellaneous_Natural Gas_Pool Heater_Codes & Standards Forecast | F8 | Residential | CZ2 - Single Family | Existing | Miscellaneous | Natural Gas | Pool Heater | Codes & Standards Forecast | Avg. Replacement Demand (W) | 0 | 0 | 0 | 0 | 0 | 0 | 0 | 0 | 0 | 0 | 0 | 0 | 0 | 0 | 0 | 0 | 0 | 0 | 0 | 0 | 0 | 0 | 0 | 0 | 0 | 0 | 0 | 0 | 0 | 0
F1_Residential_CZ2 - Single Family_Existing_Miscellaneous_Natural Gas_Miscellaneous_Codes & Standards Forecast | F1 | Residential | CZ2 - Single Family | Existing | Miscellaneous | Natural Gas | Miscellaneous | Codes & Standards Forecast | Units | 0 | 0 | 0 | 0 | 0 | 0 | 0 | 0 | 0 | 0 | 0 | 0 | 0 | 0 | 0 | 0 | 0 | 0 | 0 | 0 | 0 | 0 | 0 | 0 | 0 | 0 | 0 | 0 | 0 | 0
F2_Residential_CZ2 - Single Family_Existing_Miscellaneous_Natural Gas_Miscellaneous_Codes & Standards Forecast | F2 | Residential | CZ2 - Single Family | Existing | Miscellaneous | Natural Gas | Miscellaneous | Codes & Standards Forecast | Usage (MMtherm) | 0 | 0 | 0 | 0 | 0 | 0 | 0 | 0 | 0 | 0 | 0 | 0 | 0 | 0 | 0 | 0 | 0 | 0 | 0 | 0 | 0 | 0 | 0 | 0 | 0 | 0 | 0 | 0 | 0 | 0
F3_Residential_CZ2 - Single Family_Existing_Miscellaneous_Natural Gas_Miscellaneous_Codes & Standards Forecast | F3 | Residential | CZ2 - Single Family | Existing | Miscellaneous | Natural Gas | Miscellaneous | Codes & Standards Forecast | Peak Demand (S) | 0 | 0 | 0 | 0 | 0 | 0 | 0 | 0 | 0 | 0 | 0 | 0 | 0 | 0 | 0 | 0 | 0 | 0 | 0 | 0 | 0 | 0 | 0 | 0 | 0 | 0 | 0 | 0 | 0 | 0
F4_Residential_CZ2 - Single Family_Existing_Miscellaneous_Natural Gas_Miscellaneous_Codes & Standards Forecast | F4 | Residential | CZ2 - Single Family | Existing | Miscellaneous | Natural Gas | Miscellaneous | Codes & Standards Forecast | Peak Demand (W) | 0 | 0 | 0 | 0 | 0 | 0 | 0 | 0 | 0 | 0 | 0 | 0 | 0 | 0 | 0 | 0 | 0 | 0 | 0 | 0 | 0 | 0 | 0 | 0 | 0 | 0 | 0 | 0 | 0 | 0
F5_Residential_CZ2 - Single Family_Existing_Miscellaneous_Natural Gas_Miscellaneous_Codes & Standards Forecast | F5 | Residential | CZ2 - Single Family | Existing | Miscellaneous | Natural Gas | Miscellaneous | Codes & Standards Forecast | Turnover | 0 | 0 | 0 | 0 | 0 | 0 | 0 | 0 | 0 | 0 | 0 | 0 | 0 | 0 | 0 | 0 | 0 | 0 | 0 | 0 | 0 | 0 | 0 | 0 | 0 | 0 | 0 | 0 | 0 | 0
F6_Residential_CZ2 - Single Family_Existing_Miscellaneous_Natural Gas_Miscellaneous_Codes & Standards Forecast | F6 | Residential | CZ2 - Single Family | Existing | Miscellaneous | Natural Gas | Miscellaneous | Codes & Standards Forecast | Avg. Replacement Usage | 0 | 0 | 0 | 0 | 0 | 0 | 0 | 0 | 0 | 0 | 0 | 0 | 0 | 0 | 0 | 0 | 0 | 0 | 0 | 0 | 0 | 0 | 0 | 0 | 0 | 0 | 0 | 0 | 0 | 0
F7_Residential_CZ2 - Single Family_Existing_Miscellaneous_Natural Gas_Miscellaneous_Codes & Standards Forecast | F7 | Residential | CZ2 - Single Family | Existing | Miscellaneous | Natural Gas | Miscellaneous | Codes & Standards Forecast | Avg. Replacement Demand (S) | 0 | 0 | 0 | 0 | 0 | 0 | 0 | 0 | 0 | 0 | 0 | 0 | 0 | 0 | 0 | 0 | 0 | 0 | 0 | 0 | 0 | 0 | 0 | 0 | 0 | 0 | 0 | 0 | 0 | 0
F8_Residential_CZ2 - Single Family_Existing_Miscellaneous_Natural Gas_Miscellaneous_Codes & Standards Forecast | F8 | Residential | CZ2 - Single Family | Existing | Miscellaneous | Natural Gas | Miscellaneous | Codes & Standards Forecast | Avg. Replacement Demand (W) | 0 | 0 | 0 | 0 | 0 | 0 | 0 | 0 | 0 | 0 | 0 | 0 | 0 | 0 | 0 | 0 | 0 | 0 | 0 | 0 | 0 | 0 | 0 | 0 | 0 | 0 | 0 | 0 | 0 | 0
F1_Residential_CZ2 - Single Family_New_Space Heating_Natural Gas_Furnace - Direct Fuel_Codes & Standards Forecast | F1 | Residential | CZ2 - Single Family | New | Space Heating | Natural Gas | Furnace - Direct Fuel | Codes & Standards Forecast | Units | 0 | 0 | 0 | 0 | 0 | 0 | 0 | 0 | 0 | 0 | 0 | 0 | 0 | 0 | 0 | 0 | 0 | 0 | 0 | 0 | 0 | 0 | 0 | 0 | 0 | 0 | 0 | 0 | 0 | 0
F2_Residential_CZ2 - Single Family_New_Space Heating_Natural Gas_Furnace - Direct Fuel_Codes & Standards Forecast | F2 | Residential | CZ2 - Single Family | New | Space Heating | Natural Gas | Furnace - Direct Fuel | Codes & Standards Forecast | Usage (MMtherm) | 0 | 0 | 0 | 0 | 0 | 0 | 0 | 0 | 0 | 0 | 0 | 0 | 0 | 0 | 0 | 0 | 0 | 0 | 0 | 0 | 0 | 0 | 0 | 0 | 0 | 0 | 0 | 0 | 0 | 0
F3_Residential_CZ2 - Single Family_New_Space Heating_Natural Gas_Furnace - Direct Fuel_Codes & Standards Forecast | F3 | Residential | CZ2 - Single Family | New | Space Heating | Natural Gas | Furnace - Direct Fuel | Codes & Standards Forecast | Peak Demand (S) | 0 | 0 | 0 | 0 | 0 | 0 | 0 | 0 | 0 | 0 | 0 | 0 | 0 | 0 | 0 | 0 | 0 | 0 | 0 | 0 | 0 | 0 | 0 | 0 | 0 | 0 | 0 | 0 | 0 | 0
F4_Residential_CZ2 - Single Family_New_Space Heating_Natural Gas_Furnace - Direct Fuel_Codes & Standards Forecast | F4 | Residential | CZ2 - Single Family | New | Space Heating | Natural Gas | Furnace - Direct Fuel | Codes & Standards Forecast | Peak Demand (W) | 0 | 0 | 0 | 0 | 0 | 0 | 0 | 0 | 0 | 0 | 0 | 0 | 0 | 0 | 0 | 0 | 0 | 0 | 0 | 0 | 0 | 0 | 0 | 0 | 0 | 0 | 0 | 0 | 0 | 0
F5_Residential_CZ2 - Single Family_New_Space Heating_Natural Gas_Furnace - Direct Fuel_Codes & Standards Forecast | F5 | Residential | CZ2 - Single Family | New | Space Heating | Natural Gas | Furnace - Direct Fuel | Codes & Standards Forecast | Turnover | 0 | 0 | 0 | 0 | 0 | 0 | 0 | 0 | 0 | 0 | 0 | 0 | 0 | 0 | 0 | 0 | 0 | 0 | 0 | 0 | 0 | 0 | 0 | 0 | 0 | 0 | 0 | 0 | 0 | 0
F6_Residential_CZ2 - Single Family_New_Space Heating_Natural Gas_Furnace - Direct Fuel_Codes & Standards Forecast | F6 | Residential | CZ2 - Single Family | New | Space Heating | Natural Gas | Furnace - Direct Fuel | Codes & Standards Forecast | Avg. Replacement Usage | 0 | 0 | 0 | 0 | 0 | 0 | 0 | 0 | 0 | 0 | 0 | 0 | 0 | 0 | 0 | 0 | 0 | 0 | 0 | 0 | 0 | 0 | 0 | 0 | 0 | 0 | 0 | 0 | 0 | 0
F7_Residential_CZ2 - Single Family_New_Space Heating_Natural Gas_Furnace - Direct Fuel_Codes & Standards Forecast | F7 | Residential | CZ2 - Single Family | New | Space Heating | Natural Gas | Furnace - Direct Fuel | Codes & Standards Forecast | Avg. Replacement Demand (S) | 0 | 0 | 0 | 0 | 0 | 0 | 0 | 0 | 0 | 0 | 0 | 0 | 0 | 0 | 0 | 0 | 0 | 0 | 0 | 0 | 0 | 0 | 0 | 0 | 0 | 0 | 0 | 0 | 0 | 0
F8_Residential_CZ2 - Single Family_New_Space Heating_Natural Gas_Furnace - Direct Fuel_Codes & Standards Forecast | F8 | Residential | CZ2 - Single Family | New | Space Heating | Natural Gas | Furnace - Direct Fuel | Codes & Standards Forecast | Avg. Replacement Demand (W) | 0 | 0 | 0 | 0 | 0 | 0 | 0 | 0 | 0 | 0 | 0 | 0 | 0 | 0 | 0 | 0 | 0 | 0 | 0 | 0 | 0 | 0 | 0 | 0 | 0 | 0 | 0 | 0 | 0 | 0
F1_Residential_CZ2 - Single Family_New_Space Heating_Natural Gas_Boiler - Direct Fuel_Codes & Standards Forecast | F1 | Residential | CZ2 - Single Family | New | Space Heating | Natural Gas | Boiler - Direct Fuel | Codes & Standards Forecast | Units | 0 | 0 | 0 | 0 | 0 | 0 | 0 | 0 | 0 | 0 | 0 | 0 | 0 | 0 | 0 | 0 | 0 | 0 | 0 | 0 | 0 | 0 | 0 | 0 | 0 | 0 | 0 | 0 | 0 | 0
F2_Residential_CZ2 - Single Family_New_Space Heating_Natural Gas_Boiler - Direct Fuel_Codes & Standards Forecast | F2 | Residential | CZ2 - Single Family | New | Space Heating | Natural Gas | Boiler - Direct Fuel | Codes & Standards Forecast | Usage (MMtherm) | 0 | 0 | 0 | 0 | 0 | 0 | 0 | 0 | 0 | 0 | 0 | 0 | 0 | 0 | 0 | 0 | 0 | 0 | 0 | 0 | 0 | 0 | 0 | 0 | 0 | 0 | 0 | 0 | 0 | 0
F3_Residential_CZ2 - Single Family_New_Space Heating_Natural Gas_Boiler - Direct Fuel_Codes & Standards Forecast | F3 | Residential | CZ2 - Single Family | New | Space Heating | Natural Gas | Boiler - Direct Fuel | Codes & Standards Forecast | Peak Demand (S) | 0 | 0 | 0 | 0 | 0 | 0 | 0 | 0 | 0 | 0 | 0 | 0 | 0 | 0 | 0 | 0 | 0 | 0 | 0 | 0 | 0 | 0 | 0 | 0 | 0 | 0 | 0 | 0 | 0 | 0
F4_Residential_CZ2 - Single Family_New_Space Heating_Natural Gas_Boiler - Direct Fuel_Codes & Standards Forecast | F4 | Residential | CZ2 - Single Family | New | Space Heating | Natural Gas | Boiler - Direct Fuel | Codes & Standards Forecast | Peak Demand (W) | 0 | 0 | 0 | 0 | 0 | 0 | 0 | 0 | 0 | 0 | 0 | 0 | 0 | 0 | 0 | 0 | 0 | 0 | 0 | 0 | 0 | 0 | 0 | 0 | 0 | 0 | 0 | 0 | 0 | 0
F5_Residential_CZ2 - Single Family_New_Space Heating_Natural Gas_Boiler - Direct Fuel_Codes & Standards Forecast | F5 | Residential | CZ2 - Single Family | New | Space Heating | Natural Gas | Boiler - Direct Fuel | Codes & Standards Forecast | Turnover | 0 | 0 | 0 | 0 | 0 | 0 | 0 | 0 | 0 | 0 | 0 | 0 | 0 | 0 | 0 | 0 | 0 | 0 | 0 | 0 | 0 | 0 | 0 | 0 | 0 | 0 | 0 | 0 | 0 | 0
F6_Residential_CZ2 - Single Family_New_Space Heating_Natural Gas_Boiler - Direct Fuel_Codes & Standards Forecast | F6 | Residential | CZ2 - Single Family | New | Space Heating | Natural Gas | Boiler - Direct Fuel | Codes & Standards Forecast | Avg. Replacement Usage | 0 | 0 | 0 | 0 | 0 | 0 | 0 | 0 | 0 | 0 | 0 | 0 | 0 | 0 | 0 | 0 | 0 | 0 | 0 | 0 | 0 | 0 | 0 | 0 | 0 | 0 | 0 | 0 | 0 | 0
F7_Residential_CZ2 - Single Family_New_Space Heating_Natural Gas_Boiler - Direct Fuel_Codes & Standards Forecast | F7 | Residential | CZ2 - Single Family | New | Space Heating | Natural Gas | Boiler - Direct Fuel | Codes & Standards Forecast | Avg. Replacement Demand (S) | 0 | 0 | 0 | 0 | 0 | 0 | 0 | 0 | 0 | 0 | 0 | 0 | 0 | 0 | 0 | 0 | 0 | 0 | 0 | 0 | 0 | 0 | 0 | 0 | 0 | 0 | 0 | 0 | 0 | 0
F8_Residential_CZ2 - Single Family_New_Space Heating_Natural Gas_Boiler - Direct Fuel_Codes & Standards Forecast | F8 | Residential | CZ2 - Single Family | New | Space Heating | Natural Gas | Boiler - Direct Fuel | Codes & Standards Forecast | Avg. Replacement Demand (W) | 0 | 0 | 0 | 0 | 0 | 0 | 0 | 0 | 0 | 0 | 0 | 0 | 0 | 0 | 0 | 0 | 0 | 0 | 0 | 0 | 0 | 0 | 0 | 0 | 0 | 0 | 0 | 0 | 0 | 0
F1_Residential_CZ2 - Single Family_New_Secondary Heating_Natural Gas_Fireplace_Codes & Standards Forecast | F1 | Residential | CZ2 - Single Family | New | Secondary Heating | Natural Gas | Fireplace | Codes & Standards Forecast | Units | 0 | 0 | 0 | 0 | 0 | 0 | 0 | 0 | 0 | 0 | 0 | 0 | 0 | 0 | 0 | 0 | 0 | 0 | 0 | 0 | 0 | 0 | 0 | 0 | 0 | 0 | 0 | 0 | 0 | 0
F2_Residential_CZ2 - Single Family_New_Secondary Heating_Natural Gas_Fireplace_Codes & Standards Forecast | F2 | Residential | CZ2 - Single Family | New | Secondary Heating | Natural Gas | Fireplace | Codes & Standards Forecast | Usage (MMtherm) | 0 | 0 | 0 | 0 | 0 | 0 | 0 | 0 | 0 | 0 | 0 | 0 | 0 | 0 | 0 | 0 | 0 | 0 | 0 | 0 | 0 | 0 | 0 | 0 | 0 | 0 | 0 | 0 | 0 | 0
F3_Residential_CZ2 - Single Family_New_Secondary Heating_Natural Gas_Fireplace_Codes & Standards Forecast | F3 | Residential | CZ2 - Single Family | New | Secondary Heating | Natural Gas | Fireplace | Codes & Standards Forecast | Peak Demand (S) | 0 | 0 | 0 | 0 | 0 | 0 | 0 | 0 | 0 | 0 | 0 | 0 | 0 | 0 | 0 | 0 | 0 | 0 | 0 | 0 | 0 | 0 | 0 | 0 | 0 | 0 | 0 | 0 | 0 | 0
F4_Residential_CZ2 - Single Family_New_Secondary Heating_Natural Gas_Fireplace_Codes & Standards Forecast | F4 | Residential | CZ2 - Single Family | New | Secondary Heating | Natural Gas | Fireplace | Codes & Standards Forecast | Peak Demand (W) | 0 | 0 | 0 | 0 | 0 | 0 | 0 | 0 | 0 | 0 | 0 | 0 | 0 | 0 | 0 | 0 | 0 | 0 | 0 | 0 | 0 | 0 | 0 | 0 | 0 | 0 | 0 | 0 | 0 | 0
F5_Residential_CZ2 - Single Family_New_Secondary Heating_Natural Gas_Fireplace_Codes & Standards Forecast | F5 | Residential | CZ2 - Single Family | New | Secondary Heating | Natural Gas | Fireplace | Codes & Standards Forecast | Turnover | 0 | 0 | 0 | 0 | 0 | 0 | 0 | 0 | 0 | 0 | 0 | 0 | 0 | 0 | 0 | 0 | 0 | 0 | 0 | 0 | 0 | 0 | 0 | 0 | 0 | 0 | 0 | 0 | 0 | 0
F6_Residential_CZ2 - Single Family_New_Secondary Heating_Natural Gas_Fireplace_Codes & Standards Forecast | F6 | Residential | CZ2 - Single Family | New | Secondary Heating | Natural Gas | Fireplace | Codes & Standards Forecast | Avg. Replacement Usage | 0 | 0 | 0 | 0 | 0 | 0 | 0 | 0 | 0 | 0 | 0 | 0 | 0 | 0 | 0 | 0 | 0 | 0 | 0 | 0 | 0 | 0 | 0 | 0 | 0 | 0 | 0 | 0 | 0 | 0
F7_Residential_CZ2 - Single Family_New_Secondary Heating_Natural Gas_Fireplace_Codes & Standards Forecast | F7 | Residential | CZ2 - Single Family | New | Secondary Heating | Natural Gas | Fireplace | Codes & Standards Forecast | Avg. Replacement Demand (S) | 0 | 0 | 0 | 0 | 0 | 0 | 0 | 0 | 0 | 0 | 0 | 0 | 0 | 0 | 0 | 0 | 0 | 0 | 0 | 0 | 0 | 0 | 0 | 0 | 0 | 0 | 0 | 0 | 0 | 0
F8_Residential_CZ2 - Single Family_New_Secondary Heating_Natural Gas_Fireplace_Codes & Standards Forecast | F8 | Residential | CZ2 - Single Family | New | Secondary Heating | Natural Gas | Fireplace | Codes & Standards Forecast | Avg. Replacement Demand (W) | 0 | 0 | 0 | 0 | 0 | 0 | 0 | 0 | 0 | 0 | 0 | 0 | 0 | 0 | 0 | 0 | 0 | 0 | 0 | 0 | 0 | 0 | 0 | 0 | 0 | 0 | 0 | 0 | 0 | 0
F1_Residential_CZ2 - Single Family_New_Water Heating_Natural Gas_Water Heater <= 55 gal._Codes & Standards Forecast | F1 | Residential | CZ2 - Single Family | New | Water Heating | Natural Gas | Water Heater <= 55 gal. | Codes & Standards Forecast | Units | 0 | 0 | 0 | 0 | 0 | 0 | 0 | 0 | 0 | 0 | 0 | 0 | 0 | 0 | 0 | 0 | 0 | 0 | 0 | 0 | 0 | 0 | 0 | 0 | 0 | 0 | 0 | 0 | 0 | 0
F2_Residential_CZ2 - Single Family_New_Water Heating_Natural Gas_Water Heater <= 55 gal._Codes & Standards Forecast | F2 | Residential | CZ2 - Single Family | New | Water Heating | Natural Gas | Water Heater <= 55 gal. | Codes & Standards Forecast | Usage (MMtherm) | 0 | 0 | 0 | 0 | 0 | 0 | 0 | 0 | 0 | 0 | 0 | 0 | 0 | 0 | 0 | 0 | 0 | 0 | 0 | 0 | 0 | 0 | 0 | 0 | 0 | 0 | 0 | 0 | 0 | 0
F3_Residential_CZ2 - Single Family_New_Water Heating_Natural Gas_Water Heater <= 55 gal._Codes & Standards Forecast | F3 | Residential | CZ2 - Single Family | New | Water Heating | Natural Gas | Water Heater <= 55 gal. | Codes & Standards Forecast | Peak Demand (S) | 0 | 0 | 0 | 0 | 0 | 0 | 0 | 0 | 0 | 0 | 0 | 0 | 0 | 0 | 0 | 0 | 0 | 0 | 0 | 0 | 0 | 0 | 0 | 0 | 0 | 0 | 0 | 0 | 0 | 0
F4_Residential_CZ2 - Single Family_New_Water Heating_Natural Gas_Water Heater <= 55 gal._Codes & Standards Forecast | F4 | Residential | CZ2 - Single Family | New | Water Heating | Natural Gas | Water Heater <= 55 gal. | Codes & Standards Forecast | Peak Demand (W) | 0 | 0 | 0 | 0 | 0 | 0 | 0 | 0 | 0 | 0 | 0 | 0 | 0 | 0 | 0 | 0 | 0 | 0 | 0 | 0 | 0 | 0 | 0 | 0 | 0 | 0 | 0 | 0 | 0 | 0
F5_Residential_CZ2 - Single Family_New_Water Heating_Natural Gas_Water Heater <= 55 gal._Codes & Standards Forecast | F5 | Residential | CZ2 - Single Family | New | Water Heating | Natural Gas | Water Heater <= 55 gal. | Codes & Standards Forecast | Turnover | 0 | 0 | 0 | 0 | 0 | 0 | 0 | 0 | 0 | 0 | 0 | 0 | 0 | 0 | 0 | 0 | 0 | 0 | 0 | 0 | 0 | 0 | 0 | 0 | 0 | 0 | 0 | 0 | 0 | 0
F6_Residential_CZ2 - Single Family_New_Water Heating_Natural Gas_Water Heater <= 55 gal._Codes & Standards Forecast | F6 | Residential | CZ2 - Single Family | New | Water Heating | Natural Gas | Water Heater <= 55 gal. | Codes & Standards Forecast | Avg. Replacement Usage | 0 | 0 | 0 | 0 | 0 | 0 | 0 | 0 | 0 | 0 | 0 | 0 | 0 | 0 | 0 | 0 | 0 | 0 | 0 | 0 | 0 | 0 | 0 | 0 | 0 | 0 | 0 | 0 | 0 | 0
F7_Residential_CZ2 - Single Family_New_Water Heating_Natural Gas_Water Heater <= 55 gal._Codes & Standards Forecast | F7 | Residential | CZ2 - Single Family | New | Water Heating | Natural Gas | Water Heater <= 55 gal. | Codes & Standards Forecast | Avg. Replacement Demand (S) | 0 | 0 | 0 | 0 | 0 | 0 | 0 | 0 | 0 | 0 | 0 | 0 | 0 | 0 | 0 | 0 | 0 | 0 | 0 | 0 | 0 | 0 | 0 | 0 | 0 | 0 | 0 | 0 | 0 | 0
F8_Residential_CZ2 - Single Family_New_Water Heating_Natural Gas_Water Heater <= 55 gal._Codes & Standards Forecast | F8 | Residential | CZ2 - Single Family | New | Water Heating | Natural Gas | Water Heater <= 55 gal. | Codes & Standards Forecast | Avg. Replacement Demand (W) | 0 | 0 | 0 | 0 | 0 | 0 | 0 | 0 | 0 | 0 | 0 | 0 | 0 | 0 | 0 | 0 | 0 | 0 | 0 | 0 | 0 | 0 | 0 | 0 | 0 | 0 | 0 | 0 | 0 | 0
F1_Residential_CZ2 - Single Family_New_Water Heating_Natural Gas_Water Heater > 55 gal._Codes & Standards Forecast | F1 | Residential | CZ2 - Single Family | New | Water Heating | Natural Gas | Water Heater > 55 gal. | Codes & Standards Forecast | Units | 0 | 0 | 0 | 0 | 0 | 0 | 0 | 0 | 0 | 0 | 0 | 0 | 0 | 0 | 0 | 0 | 0 | 0 | 0 | 0 | 0 | 0 | 0 | 0 | 0 | 0 | 0 | 0 | 0 | 0
F2_Residential_CZ2 - Single Family_New_Water Heating_Natural Gas_Water Heater > 55 gal._Codes & Standards Forecast | F2 | Residential | CZ2 - Single Family | New | Water Heating | Natural Gas | Water Heater > 55 gal. | Codes & Standards Forecast | Usage (MMtherm) | 0 | 0 | 0 | 0 | 0 | 0 | 0 | 0 | 0 | 0 | 0 | 0 | 0 | 0 | 0 | 0 | 0 | 0 | 0 | 0 | 0 | 0 | 0 | 0 | 0 | 0 | 0 | 0 | 0 | 0
F3_Residential_CZ2 - Single Family_New_Water Heating_Natural Gas_Water Heater > 55 gal._Codes & Standards Forecast | F3 | Residential | CZ2 - Single Family | New | Water Heating | Natural Gas | Water Heater > 55 gal. | Codes & Standards Forecast | Peak Demand (S) | 0 | 0 | 0 | 0 | 0 | 0 | 0 | 0 | 0 | 0 | 0 | 0 | 0 | 0 | 0 | 0 | 0 | 0 | 0 | 0 | 0 | 0 | 0 | 0 | 0 | 0 | 0 | 0 | 0 | 0
F4_Residential_CZ2 - Single Family_New_Water Heating_Natural Gas_Water Heater > 55 gal._Codes & Standards Forecast | F4 | Residential | CZ2 - Single Family | New | Water Heating | Natural Gas | Water Heater > 55 gal. | Codes & Standards Forecast | Peak Demand (W) | 0 | 0 | 0 | 0 | 0 | 0 | 0 | 0 | 0 | 0 | 0 | 0 | 0 | 0 | 0 | 0 | 0 | 0 | 0 | 0 | 0 | 0 | 0 | 0 | 0 | 0 | 0 | 0 | 0 | 0
F5_Residential_CZ2 - Single Family_New_Water Heating_Natural Gas_Water Heater > 55 gal._Codes & Standards Forecast | F5 | Residential | CZ2 - Single Family | New | Water Heating | Natural Gas | Water Heater > 55 gal. | Codes & Standards Forecast | Turnover | 0 | 0 | 0 | 0 | 0 | 0 | 0 | 0 | 0 | 0 | 0 | 0 | 0 | 0 | 0 | 0 | 0 | 0 | 0 | 0 | 0 | 0 | 0 | 0 | 0 | 0 | 0 | 0 | 0 | 0
F6_Residential_CZ2 - Single Family_New_Water Heating_Natural Gas_Water Heater > 55 gal._Codes & Standards Forecast | F6 | Residential | CZ2 - Single Family | New | Water Heating | Natural Gas | Water Heater > 55 gal. | Codes & Standards Forecast | Avg. Replacement Usage | 0 | 0 | 0 | 0 | 0 | 0 | 0 | 0 | 0 | 0 | 0 | 0 | 0 | 0 | 0 | 0 | 0 | 0 | 0 | 0 | 0 | 0 | 0 | 0 | 0 | 0 | 0 | 0 | 0 | 0
F7_Residential_CZ2 - Single Family_New_Water Heating_Natural Gas_Water Heater > 55 gal._Codes & Standards Forecast | F7 | Residential | CZ2 - Single Family | New | Water Heating | Natural Gas | Water Heater > 55 gal. | Codes & Standards Forecast | Avg. Replacement Demand (S) | 0 | 0 | 0 | 0 | 0 | 0 | 0 | 0 | 0 | 0 | 0 | 0 | 0 | 0 | 0 | 0 | 0 | 0 | 0 | 0 | 0 | 0 | 0 | 0 | 0 | 0 | 0 | 0 | 0 | 0
F8_Residential_CZ2 - Single Family_New_Water Heating_Natural Gas_Water Heater > 55 gal._Codes & Standards Forecast | F8 | Residential | CZ2 - Single Family | New | Water Heating | Natural Gas | Water Heater > 55 gal. | Codes & Standards Forecast | Avg. Replacement Demand (W) | 0 | 0 | 0 | 0 | 0 | 0 | 0 | 0 | 0 | 0 | 0 | 0 | 0 | 0 | 0 | 0 | 0 | 0 | 0 | 0 | 0 | 0 | 0 | 0 | 0 | 0 | 0 | 0 | 0 | 0
F1_Residential_CZ2 - Single Family_New_Appliances_Natural Gas_Clothes Dryer_Codes & Standards Forecast | F1 | Residential | CZ2 - Single Family | New | Appliances | Natural Gas | Clothes Dryer | Codes & Standards Forecast | Units | 0 | 0 | 0 | 0 | 0 | 0 | 0 | 0 | 0 | 0 | 0 | 0 | 0 | 0 | 0 | 0 | 0 | 0 | 0 | 0 | 0 | 0 | 0 | 0 | 0 | 0 | 0 | 0 | 0 | 0
F2_Residential_CZ2 - Single Family_New_Appliances_Natural Gas_Clothes Dryer_Codes & Standards Forecast | F2 | Residential | CZ2 - Single Family | New | Appliances | Natural Gas | Clothes Dryer | Codes & Standards Forecast | Usage (MMtherm) | 0 | 0 | 0 | 0 | 0 | 0 | 0 | 0 | 0 | 0 | 0 | 0 | 0 | 0 | 0 | 0 | 0 | 0 | 0 | 0 | 0 | 0 | 0 | 0 | 0 | 0 | 0 | 0 | 0 | 0
F3_Residential_CZ2 - Single Family_New_Appliances_Natural Gas_Clothes Dryer_Codes & Standards Forecast | F3 | Residential | CZ2 - Single Family | New | Appliances | Natural Gas | Clothes Dryer | Codes & Standards Forecast | Peak Demand (S) | 0 | 0 | 0 | 0 | 0 | 0 | 0 | 0 | 0 | 0 | 0 | 0 | 0 | 0 | 0 | 0 | 0 | 0 | 0 | 0 | 0 | 0 | 0 | 0 | 0 | 0 | 0 | 0 | 0 | 0
F4_Residential_CZ2 - Single Family_New_Appliances_Natural Gas_Clothes Dryer_Codes & Standards Forecast | F4 | Residential | CZ2 - Single Family | New | Appliances | Natural Gas | Clothes Dryer | Codes & Standards Forecast | Peak Demand (W) | 0 | 0 | 0 | 0 | 0 | 0 | 0 | 0 | 0 | 0 | 0 | 0 | 0 | 0 | 0 | 0 | 0 | 0 | 0 | 0 | 0 | 0 | 0 | 0 | 0 | 0 | 0 | 0 | 0 | 0
F5_Residential_CZ2 - Single Family_New_Appliances_Natural Gas_Clothes Dryer_Codes & Standards Forecast | F5 | Residential | CZ2 - Single Family | New | Appliances | Natural Gas | Clothes Dryer | Codes & Standards Forecast | Turnover | 0 | 0 | 0 | 0 | 0 | 0 | 0 | 0 | 0 | 0 | 0 | 0 | 0 | 0 | 0 | 0 | 0 | 0 | 0 | 0 | 0 | 0 | 0 | 0 | 0 | 0 | 0 | 0 | 0 | 0
F6_Residential_CZ2 - Single Family_New_Appliances_Natural Gas_Clothes Dryer_Codes & Standards Forecast | F6 | Residential | CZ2 - Single Family | New | Appliances | Natural Gas | Clothes Dryer | Codes & Standards Forecast | Avg. Replacement Usage | 0 | 0 | 0 | 0 | 0 | 0 | 0 | 0 | 0 | 0 | 0 | 0 | 0 | 0 | 0 | 0 | 0 | 0 | 0 | 0 | 0 | 0 | 0 | 0 | 0 | 0 | 0 | 0 | 0 | 0
F7_Residential_CZ2 - Single Family_New_Appliances_Natural Gas_Clothes Dryer_Codes & Standards Forecast | F7 | Residential | CZ2 - Single Family | New | Appliances | Natural Gas | Clothes Dryer | Codes & Standards Forecast | Avg. Replacement Demand (S) | 0 | 0 | 0 | 0 | 0 | 0 | 0 | 0 | 0 | 0 | 0 | 0 | 0 | 0 | 0 | 0 | 0 | 0 | 0 | 0 | 0 | 0 | 0 | 0 | 0 | 0 | 0 | 0 | 0 | 0
F8_Residential_CZ2 - Single Family_New_Appliances_Natural Gas_Clothes Dryer_Codes & Standards Forecast | F8 | Residential | CZ2 - Single Family | New | Appliances | Natural Gas | Clothes Dryer | Codes & Standards Forecast | Avg. Replacement Demand (W) | 0 | 0 | 0 | 0 | 0 | 0 | 0 | 0 | 0 | 0 | 0 | 0 | 0 | 0 | 0 | 0 | 0 | 0 | 0 | 0 | 0 | 0 | 0 | 0 | 0 | 0 | 0 | 0 | 0 | 0
F1_Residential_CZ2 - Single Family_New_Appliances_Natural Gas_Stove/Oven_Codes & Standards Forecast | F1 | Residential | CZ2 - Single Family | New | Appliances | Natural Gas | Stove/Oven | Codes & Standards Forecast | Units | 0 | 0 | 0 | 0 | 0 | 0 | 0 | 0 | 0 | 0 | 0 | 0 | 0 | 0 | 0 | 0 | 0 | 0 | 0 | 0 | 0 | 0 | 0 | 0 | 0 | 0 | 0 | 0 | 0 | 0
F2_Residential_CZ2 - Single Family_New_Appliances_Natural Gas_Stove/Oven_Codes & Standards Forecast | F2 | Residential | CZ2 - Single Family | New | Appliances | Natural Gas | Stove/Oven | Codes & Standards Forecast | Usage (MMtherm) | 0 | 0 | 0 | 0 | 0 | 0 | 0 | 0 | 0 | 0 | 0 | 0 | 0 | 0 | 0 | 0 | 0 | 0 | 0 | 0 | 0 | 0 | 0 | 0 | 0 | 0 | 0 | 0 | 0 | 0
F3_Residential_CZ2 - Single Family_New_Appliances_Natural Gas_Stove/Oven_Codes & Standards Forecast | F3 | Residential | CZ2 - Single Family | New | Appliances | Natural Gas | Stove/Oven | Codes & Standards Forecast | Peak Demand (S) | 0 | 0 | 0 | 0 | 0 | 0 | 0 | 0 | 0 | 0 | 0 | 0 | 0 | 0 | 0 | 0 | 0 | 0 | 0 | 0 | 0 | 0 | 0 | 0 | 0 | 0 | 0 | 0 | 0 | 0
F4_Residential_CZ2 - Single Family_New_Appliances_Natural Gas_Stove/Oven_Codes & Standards Forecast | F4 | Residential | CZ2 - Single Family | New | Appliances | Natural Gas | Stove/Oven | Codes & Standards Forecast | Peak Demand (W) | 0 | 0 | 0 | 0 | 0 | 0 | 0 | 0 | 0 | 0 | 0 | 0 | 0 | 0 | 0 | 0 | 0 | 0 | 0 | 0 | 0 | 0 | 0 | 0 | 0 | 0 | 0 | 0 | 0 | 0
F5_Residential_CZ2 - Single Family_New_Appliances_Natural Gas_Stove/Oven_Codes & Standards Forecast | F5 | Residential | CZ2 - Single Family | New | Appliances | Natural Gas | Stove/Oven | Codes & Standards Forecast | Turnover | 0 | 0 | 0 | 0 | 0 | 0 | 0 | 0 | 0 | 0 | 0 | 0 | 0 | 0 | 0 | 0 | 0 | 0 | 0 | 0 | 0 | 0 | 0 | 0 | 0 | 0 | 0 | 0 | 0 | 0
F6_Residential_CZ2 - Single Family_New_Appliances_Natural Gas_Stove/Oven_Codes & Standards Forecast | F6 | Residential | CZ2 - Single Family | New | Appliances | Natural Gas | Stove/Oven | Codes & Standards Forecast | Avg. Replacement Usage | 0 | 0 | 0 | 0 | 0 | 0 | 0 | 0 | 0 | 0 | 0 | 0 | 0 | 0 | 0 | 0 | 0 | 0 | 0 | 0 | 0 | 0 | 0 | 0 | 0 | 0 | 0 | 0 | 0 | 0
F7_Residential_CZ2 - Single Family_New_Appliances_Natural Gas_Stove/Oven_Codes & Standards Forecast | F7 | Residential | CZ2 - Single Family | New | Appliances | Natural Gas | Stove/Oven | Codes & Standards Forecast | Avg. Replacement Demand (S) | 0 | 0 | 0 | 0 | 0 | 0 | 0 | 0 | 0 | 0 | 0 | 0 | 0 | 0 | 0 | 0 | 0 | 0 | 0 | 0 | 0 | 0 | 0 | 0 | 0 | 0 | 0 | 0 | 0 | 0
F8_Residential_CZ2 - Single Family_New_Appliances_Natural Gas_Stove/Oven_Codes & Standards Forecast | F8 | Residential | CZ2 - Single Family | New | Appliances | Natural Gas | Stove/Oven | Codes & Standards Forecast | Avg. Replacement Demand (W) | 0 | 0 | 0 | 0 | 0 | 0 | 0 | 0 | 0 | 0 | 0 | 0 | 0 | 0 | 0 | 0 | 0 | 0 | 0 | 0 | 0 | 0 | 0 | 0 | 0 | 0 | 0 | 0 | 0 | 0
F1_Residential_CZ2 - Single Family_New_Miscellaneous_Natural Gas_Pool Heater_Codes & Standards Forecast | F1 | Residential | CZ2 - Single Family | New | Miscellaneous | Natural Gas | Pool Heater | Codes & Standards Forecast | Units | 0 | 0 | 0 | 0 | 0 | 0 | 0 | 0 | 0 | 0 | 0 | 0 | 0 | 0 | 0 | 0 | 0 | 0 | 0 | 0 | 0 | 0 | 0 | 0 | 0 | 0 | 0 | 0 | 0 | 0
F2_Residential_CZ2 - Single Family_New_Miscellaneous_Natural Gas_Pool Heater_Codes & Standards Forecast | F2 | Residential | CZ2 - Single Family | New | Miscellaneous | Natural Gas | Pool Heater | Codes & Standards Forecast | Usage (MMtherm) | 0 | 0 | 0 | 0 | 0 | 0 | 0 | 0 | 0 | 0 | 0 | 0 | 0 | 0 | 0 | 0 | 0 | 0 | 0 | 0 | 0 | 0 | 0 | 0 | 0 | 0 | 0 | 0 | 0 | 0
F3_Residential_CZ2 - Single Family_New_Miscellaneous_Natural Gas_Pool Heater_Codes & Standards Forecast | F3 | Residential | CZ2 - Single Family | New | Miscellaneous | Natural Gas | Pool Heater | Codes & Standards Forecast | Peak Demand (S) | 0 | 0 | 0 | 0 | 0 | 0 | 0 | 0 | 0 | 0 | 0 | 0 | 0 | 0 | 0 | 0 | 0 | 0 | 0 | 0 | 0 | 0 | 0 | 0 | 0 | 0 | 0 | 0 | 0 | 0
F4_Residential_CZ2 - Single Family_New_Miscellaneous_Natural Gas_Pool Heater_Codes & Standards Forecast | F4 | Residential | CZ2 - Single Family | New | Miscellaneous | Natural Gas | Pool Heater | Codes & Standards Forecast | Peak Demand (W) | 0 | 0 | 0 | 0 | 0 | 0 | 0 | 0 | 0 | 0 | 0 | 0 | 0 | 0 | 0 | 0 | 0 | 0 | 0 | 0 | 0 | 0 | 0 | 0 | 0 | 0 | 0 | 0 | 0 | 0
F5_Residential_CZ2 - Single Family_New_Miscellaneous_Natural Gas_Pool Heater_Codes & Standards Forecast | F5 | Residential | CZ2 - Single Family | New | Miscellaneous | Natural Gas | Pool Heater | Codes & Standards Forecast | Turnover | 0 | 0 | 0 | 0 | 0 | 0 | 0 | 0 | 0 | 0 | 0 | 0 | 0 | 0 | 0 | 0 | 0 | 0 | 0 | 0 | 0 | 0 | 0 | 0 | 0 | 0 | 0 | 0 | 0 | 0
F6_Residential_CZ2 - Single Family_New_Miscellaneous_Natural Gas_Pool Heater_Codes & Standards Forecast | F6 | Residential | CZ2 - Single Family | New | Miscellaneous | Natural Gas | Pool Heater | Codes & Standards Forecast | Avg. Replacement Usage | 0 | 0 | 0 | 0 | 0 | 0 | 0 | 0 | 0 | 0 | 0 | 0 | 0 | 0 | 0 | 0 | 0 | 0 | 0 | 0 | 0 | 0 | 0 | 0 | 0 | 0 | 0 | 0 | 0 | 0
F7_Residential_CZ2 - Single Family_New_Miscellaneous_Natural Gas_Pool Heater_Codes & Standards Forecast | F7 | Residential | CZ2 - Single Family | New | Miscellaneous | Natural Gas | Pool Heater | Codes & Standards Forecast | Avg. Replacement Demand (S) | 0 | 0 | 0 | 0 | 0 | 0 | 0 | 0 | 0 | 0 | 0 | 0 | 0 | 0 | 0 | 0 | 0 | 0 | 0 | 0 | 0 | 0 | 0 | 0 | 0 | 0 | 0 | 0 | 0 | 0
F8_Residential_CZ2 - Single Family_New_Miscellaneous_Natural Gas_Pool Heater_Codes & Standards Forecast | F8 | Residential | CZ2 - Single Family | New | Miscellaneous | Natural Gas | Pool Heater | Codes & Standards Forecast | Avg. Replacement Demand (W) | 0 | 0 | 0 | 0 | 0 | 0 | 0 | 0 | 0 | 0 | 0 | 0 | 0 | 0 | 0 | 0 | 0 | 0 | 0 | 0 | 0 | 0 | 0 | 0 | 0 | 0 | 0 | 0 | 0 | 0
F1_Residential_CZ2 - Single Family_New_Miscellaneous_Natural Gas_Miscellaneous_Codes & Standards Forecast | F1 | Residential | CZ2 - Single Family | New | Miscellaneous | Natural Gas | Miscellaneous | Codes & Standards Forecast | Units | 0 | 0 | 0 | 0 | 0 | 0 | 0 | 0 | 0 | 0 | 0 | 0 | 0 | 0 | 0 | 0 | 0 | 0 | 0 | 0 | 0 | 0 | 0 | 0 | 0 | 0 | 0 | 0 | 0 | 0
F2_Residential_CZ2 - Single Family_New_Miscellaneous_Natural Gas_Miscellaneous_Codes & Standards Forecast | F2 | Residential | CZ2 - Single Family | New | Miscellaneous | Natural Gas | Miscellaneous | Codes & Standards Forecast | Usage (MMtherm) | 0 | 0 | 0 | 0 | 0 | 0 | 0 | 0 | 0 | 0 | 0 | 0 | 0 | 0 | 0 | 0 | 0 | 0 | 0 | 0 | 0 | 0 | 0 | 0 | 0 | 0 | 0 | 0 | 0 | 0
F3_Residential_CZ2 - Single Family_New_Miscellaneous_Natural Gas_Miscellaneous_Codes & Standards Forecast | F3 | Residential | CZ2 - Single Family | New | Miscellaneous | Natural Gas | Miscellaneous | Codes & Standards Forecast | Peak Demand (S) | 0 | 0 | 0 | 0 | 0 | 0 | 0 | 0 | 0 | 0 | 0 | 0 | 0 | 0 | 0 | 0 | 0 | 0 | 0 | 0 | 0 | 0 | 0 | 0 | 0 | 0 | 0 | 0 | 0 | 0
F4_Residential_CZ2 - Single Family_New_Miscellaneous_Natural Gas_Miscellaneous_Codes & Standards Forecast | F4 | Residential | CZ2 - Single Family | New | Miscellaneous | Natural Gas | Miscellaneous | Codes & Standards Forecast | Peak Demand (W) | 0 | 0 | 0 | 0 | 0 | 0 | 0 | 0 | 0 | 0 | 0 | 0 | 0 | 0 | 0 | 0 | 0 | 0 | 0 | 0 | 0 | 0 | 0 | 0 | 0 | 0 | 0 | 0 | 0 | 0
F5_Residential_CZ2 - Single Family_New_Miscellaneous_Natural Gas_Miscellaneous_Codes & Standards Forecast | F5 | Residential | CZ2 - Single Family | New | Miscellaneous | Natural Gas | Miscellaneous | Codes & Standards Forecast | Turnover | 0 | 0 | 0 | 0 | 0 | 0 | 0 | 0 | 0 | 0 | 0 | 0 | 0 | 0 | 0 | 0 | 0 | 0 | 0 | 0 | 0 | 0 | 0 | 0 | 0 | 0 | 0 | 0 | 0 | 0
F6_Residential_CZ2 - Single Family_New_Miscellaneous_Natural Gas_Miscellaneous_Codes & Standards Forecast | F6 | Residential | CZ2 - Single Family | New | Miscellaneous | Natural Gas | Miscellaneous | Codes & Standards Forecast | Avg. Replacement Usage | 0 | 0 | 0 | 0 | 0 | 0 | 0 | 0 | 0 | 0 | 0 | 0 | 0 | 0 | 0 | 0 | 0 | 0 | 0 | 0 | 0 | 0 | 0 | 0 | 0 | 0 | 0 | 0 | 0 | 0
F7_Residential_CZ2 - Single Family_New_Miscellaneous_Natural Gas_Miscellaneous_Codes & Standards Forecast | F7 | Residential | CZ2 - Single Family | New | Miscellaneous | Natural Gas | Miscellaneous | Codes & Standards Forecast | Avg. Replacement Demand (S) | 0 | 0 | 0 | 0 | 0 | 0 | 0 | 0 | 0 | 0 | 0 | 0 | 0 | 0 | 0 | 0 | 0 | 0 | 0 | 0 | 0 | 0 | 0 | 0 | 0 | 0 | 0 | 0 | 0 | 0
F8_Residential_CZ2 - Single Family_New_Miscellaneous_Natural Gas_Miscellaneous_Codes & Standards Forecast | F8 | Residential | CZ2 - Single Family | New | Miscellaneous | Natural Gas | Miscellaneous | Codes & Standards Forecast | Avg. Replacement Demand (W) | 0 | 0 | 0 | 0 | 0 | 0 | 0 | 0 | 0 | 0 | 0 | 0 | 0 | 0 | 0 | 0 | 0 | 0 | 0 | 0 | 0 | 0 | 0 | 0 | 0 | 0 | 0 | 0 | 0 | 0
F1_Residential_CZ2 - Multi Family_Existing_Space Heating_Natural Gas_Furnace - Direct Fuel_Codes & Standards Forecast | F1 | Residential | CZ2 - Multi Family | Existing | Space Heating | Natural Gas | Furnace - Direct Fuel | Codes & Standards Forecast | Units | 0 | 0 | 0 | 0 | 0 | 0 | 0 | 0 | 0 | 0 | 0 | 0 | 0 | 0 | 0 | 0 | 0 | 0 | 0 | 0 | 0 | 0 | 0 | 0 | 0 | 0 | 0 | 0 | 0 | 0
F2_Residential_CZ2 - Multi Family_Existing_Space Heating_Natural Gas_Furnace - Direct Fuel_Codes & Standards Forecast | F2 | Residential | CZ2 - Multi Family | Existing | Space Heating | Natural Gas | Furnace - Direct Fuel | Codes & Standards Forecast | Usage (MMtherm) | 0 | 0 | 0 | 0 | 0 | 0 | 0 | 0 | 0 | 0 | 0 | 0 | 0 | 0 | 0 | 0 | 0 | 0 | 0 | 0 | 0 | 0 | 0 | 0 | 0 | 0 | 0 | 0 | 0 | 0
F3_Residential_CZ2 - Multi Family_Existing_Space Heating_Natural Gas_Furnace - Direct Fuel_Codes & Standards Forecast | F3 | Residential | CZ2 - Multi Family | Existing | Space Heating | Natural Gas | Furnace - Direct Fuel | Codes & Standards Forecast | Peak Demand (S) | 0 | 0 | 0 | 0 | 0 | 0 | 0 | 0 | 0 | 0 | 0 | 0 | 0 | 0 | 0 | 0 | 0 | 0 | 0 | 0 | 0 | 0 | 0 | 0 | 0 | 0 | 0 | 0 | 0 | 0
F4_Residential_CZ2 - Multi Family_Existing_Space Heating_Natural Gas_Furnace - Direct Fuel_Codes & Standards Forecast | F4 | Residential | CZ2 - Multi Family | Existing | Space Heating | Natural Gas | Furnace - Direct Fuel | Codes & Standards Forecast | Peak Demand (W) | 0 | 0 | 0 | 0 | 0 | 0 | 0 | 0 | 0 | 0 | 0 | 0 | 0 | 0 | 0 | 0 | 0 | 0 | 0 | 0 | 0 | 0 | 0 | 0 | 0 | 0 | 0 | 0 | 0 | 0
F5_Residential_CZ2 - Multi Family_Existing_Space Heating_Natural Gas_Furnace - Direct Fuel_Codes & Standards Forecast | F5 | Residential | CZ2 - Multi Family | Existing | Space Heating | Natural Gas | Furnace - Direct Fuel | Codes & Standards Forecast | Turnover | 0 | 0 | 0 | 0 | 0 | 0 | 0 | 0 | 0 | 0 | 0 | 0 | 0 | 0 | 0 | 0 | 0 | 0 | 0 | 0 | 0 | 0 | 0 | 0 | 0 | 0 | 0 | 0 | 0 | 0
F6_Residential_CZ2 - Multi Family_Existing_Space Heating_Natural Gas_Furnace - Direct Fuel_Codes & Standards Forecast | F6 | Residential | CZ2 - Multi Family | Existing | Space Heating | Natural Gas | Furnace - Direct Fuel | Codes & Standards Forecast | Avg. Replacement Usage | 0 | 0 | 0 | 0 | 0 | 0 | 0 | 0 | 0 | 0 | 0 | 0 | 0 | 0 | 0 | 0 | 0 | 0 | 0 | 0 | 0 | 0 | 0 | 0 | 0 | 0 | 0 | 0 | 0 | 0
F7_Residential_CZ2 - Multi Family_Existing_Space Heating_Natural Gas_Furnace - Direct Fuel_Codes & Standards Forecast | F7 | Residential | CZ2 - Multi Family | Existing | Space Heating | Natural Gas | Furnace - Direct Fuel | Codes & Standards Forecast | Avg. Replacement Demand (S) | 0 | 0 | 0 | 0 | 0 | 0 | 0 | 0 | 0 | 0 | 0 | 0 | 0 | 0 | 0 | 0 | 0 | 0 | 0 | 0 | 0 | 0 | 0 | 0 | 0 | 0 | 0 | 0 | 0 | 0
F8_Residential_CZ2 - Multi Family_Existing_Space Heating_Natural Gas_Furnace - Direct Fuel_Codes & Standards Forecast | F8 | Residential | CZ2 - Multi Family | Existing | Space Heating | Natural Gas | Furnace - Direct Fuel | Codes & Standards Forecast | Avg. Replacement Demand (W) | 0 | 0 | 0 | 0 | 0 | 0 | 0 | 0 | 0 | 0 | 0 | 0 | 0 | 0 | 0 | 0 | 0 | 0 | 0 | 0 | 0 | 0 | 0 | 0 | 0 | 0 | 0 | 0 | 0 | 0
F1_Residential_CZ2 - Multi Family_Existing_Space Heating_Natural Gas_Boiler - Direct Fuel_Codes & Standards Forecast | F1 | Residential | CZ2 - Multi Family | Existing | Space Heating | Natural Gas | Boiler - Direct Fuel | Codes & Standards Forecast | Units | 0 | 0 | 0 | 0 | 0 | 0 | 0 | 0 | 0 | 0 | 0 | 0 | 0 | 0 | 0 | 0 | 0 | 0 | 0 | 0 | 0 | 0 | 0 | 0 | 0 | 0 | 0 | 0 | 0 | 0
F2_Residential_CZ2 - Multi Family_Existing_Space Heating_Natural Gas_Boiler - Direct Fuel_Codes & Standards Forecast | F2 | Residential | CZ2 - Multi Family | Existing | Space Heating | Natural Gas | Boiler - Direct Fuel | Codes & Standards Forecast | Usage (MMtherm) | 0 | 0 | 0 | 0 | 0 | 0 | 0 | 0 | 0 | 0 | 0 | 0 | 0 | 0 | 0 | 0 | 0 | 0 | 0 | 0 | 0 | 0 | 0 | 0 | 0 | 0 | 0 | 0 | 0 | 0
F3_Residential_CZ2 - Multi Family_Existing_Space Heating_Natural Gas_Boiler - Direct Fuel_Codes & Standards Forecast | F3 | Residential | CZ2 - Multi Family | Existing | Space Heating | Natural Gas | Boiler - Direct Fuel | Codes & Standards Forecast | Peak Demand (S) | 0 | 0 | 0 | 0 | 0 | 0 | 0 | 0 | 0 | 0 | 0 | 0 | 0 | 0 | 0 | 0 | 0 | 0 | 0 | 0 | 0 | 0 | 0 | 0 | 0 | 0 | 0 | 0 | 0 | 0
F4_Residential_CZ2 - Multi Family_Existing_Space Heating_Natural Gas_Boiler - Direct Fuel_Codes & Standards Forecast | F4 | Residential | CZ2 - Multi Family | Existing | Space Heating | Natural Gas | Boiler - Direct Fuel | Codes & Standards Forecast | Peak Demand (W) | 0 | 0 | 0 | 0 | 0 | 0 | 0 | 0 | 0 | 0 | 0 | 0 | 0 | 0 | 0 | 0 | 0 | 0 | 0 | 0 | 0 | 0 | 0 | 0 | 0 | 0 | 0 | 0 | 0 | 0
F5_Residential_CZ2 - Multi Family_Existing_Space Heating_Natural Gas_Boiler - Direct Fuel_Codes & Standards Forecast | F5 | Residential | CZ2 - Multi Family | Existing | Space Heating | Natural Gas | Boiler - Direct Fuel | Codes & Standards Forecast | Turnover | 0 | 0 | 0 | 0 | 0 | 0 | 0 | 0 | 0 | 0 | 0 | 0 | 0 | 0 | 0 | 0 | 0 | 0 | 0 | 0 | 0 | 0 | 0 | 0 | 0 | 0 | 0 | 0 | 0 | 0
F6_Residential_CZ2 - Multi Family_Existing_Space Heating_Natural Gas_Boiler - Direct Fuel_Codes & Standards Forecast | F6 | Residential | CZ2 - Multi Family | Existing | Space Heating | Natural Gas | Boiler - Direct Fuel | Codes & Standards Forecast | Avg. Replacement Usage | 0 | 0 | 0 | 0 | 0 | 0 | 0 | 0 | 0 | 0 | 0 | 0 | 0 | 0 | 0 | 0 | 0 | 0 | 0 | 0 | 0 | 0 | 0 | 0 | 0 | 0 | 0 | 0 | 0 | 0
F7_Residential_CZ2 - Multi Family_Existing_Space Heating_Natural Gas_Boiler - Direct Fuel_Codes & Standards Forecast | F7 | Residential | CZ2 - Multi Family | Existing | Space Heating | Natural Gas | Boiler - Direct Fuel | Codes & Standards Forecast | Avg. Replacement Demand (S) | 0 | 0 | 0 | 0 | 0 | 0 | 0 | 0 | 0 | 0 | 0 | 0 | 0 | 0 | 0 | 0 | 0 | 0 | 0 | 0 | 0 | 0 | 0 | 0 | 0 | 0 | 0 | 0 | 0 | 0
F8_Residential_CZ2 - Multi Family_Existing_Space Heating_Natural Gas_Boiler - Direct Fuel_Codes & Standards Forecast | F8 | Residential | CZ2 - Multi Family | Existing | Space Heating | Natural Gas | Boiler - Direct Fuel | Codes & Standards Forecast | Avg. Replacement Demand (W) | 0 | 0 | 0 | 0 | 0 | 0 | 0 | 0 | 0 | 0 | 0 | 0 | 0 | 0 | 0 | 0 | 0 | 0 | 0 | 0 | 0 | 0 | 0 | 0 | 0 | 0 | 0 | 0 | 0 | 0
F1_Residential_CZ2 - Multi Family_Existing_Secondary Heating_Natural Gas_Fireplace_Codes & Standards Forecast | F1 | Residential | CZ2 - Multi Family | Existing | Secondary Heating | Natural Gas | Fireplace | Codes & Standards Forecast | Units | 0 | 0 | 0 | 0 | 0 | 0 | 0 | 0 | 0 | 0 | 0 | 0 | 0 | 0 | 0 | 0 | 0 | 0 | 0 | 0 | 0 | 0 | 0 | 0 | 0 | 0 | 0 | 0 | 0 | 0
F2_Residential_CZ2 - Multi Family_Existing_Secondary Heating_Natural Gas_Fireplace_Codes & Standards Forecast | F2 | Residential | CZ2 - Multi Family | Existing | Secondary Heating | Natural Gas | Fireplace | Codes & Standards Forecast | Usage (MMtherm) | 0 | 0 | 0 | 0 | 0 | 0 | 0 | 0 | 0 | 0 | 0 | 0 | 0 | 0 | 0 | 0 | 0 | 0 | 0 | 0 | 0 | 0 | 0 | 0 | 0 | 0 | 0 | 0 | 0 | 0
F3_Residential_CZ2 - Multi Family_Existing_Secondary Heating_Natural Gas_Fireplace_Codes & Standards Forecast | F3 | Residential | CZ2 - Multi Family | Existing | Secondary Heating | Natural Gas | Fireplace | Codes & Standards Forecast | Peak Demand (S) | 0 | 0 | 0 | 0 | 0 | 0 | 0 | 0 | 0 | 0 | 0 | 0 | 0 | 0 | 0 | 0 | 0 | 0 | 0 | 0 | 0 | 0 | 0 | 0 | 0 | 0 | 0 | 0 | 0 | 0
F4_Residential_CZ2 - Multi Family_Existing_Secondary Heating_Natural Gas_Fireplace_Codes & Standards Forecast | F4 | Residential | CZ2 - Multi Family | Existing | Secondary Heating | Natural Gas | Fireplace | Codes & Standards Forecast | Peak Demand (W) | 0 | 0 | 0 | 0 | 0 | 0 | 0 | 0 | 0 | 0 | 0 | 0 | 0 | 0 | 0 | 0 | 0 | 0 | 0 | 0 | 0 | 0 | 0 | 0 | 0 | 0 | 0 | 0 | 0 | 0
F5_Residential_CZ2 - Multi Family_Existing_Secondary Heating_Natural Gas_Fireplace_Codes & Standards Forecast | F5 | Residential | CZ2 - Multi Family | Existing | Secondary Heating | Natural Gas | Fireplace | Codes & Standards Forecast | Turnover | 0 | 0 | 0 | 0 | 0 | 0 | 0 | 0 | 0 | 0 | 0 | 0 | 0 | 0 | 0 | 0 | 0 | 0 | 0 | 0 | 0 | 0 | 0 | 0 | 0 | 0 | 0 | 0 | 0 | 0
F6_Residential_CZ2 - Multi Family_Existing_Secondary Heating_Natural Gas_Fireplace_Codes & Standards Forecast | F6 | Residential | CZ2 - Multi Family | Existing | Secondary Heating | Natural Gas | Fireplace | Codes & Standards Forecast | Avg. Replacement Usage | 0 | 0 | 0 | 0 | 0 | 0 | 0 | 0 | 0 | 0 | 0 | 0 | 0 | 0 | 0 | 0 | 0 | 0 | 0 | 0 | 0 | 0 | 0 | 0 | 0 | 0 | 0 | 0 | 0 | 0
F7_Residential_CZ2 - Multi Family_Existing_Secondary Heating_Natural Gas_Fireplace_Codes & Standards Forecast | F7 | Residential | CZ2 - Multi Family | Existing | Secondary Heating | Natural Gas | Fireplace | Codes & Standards Forecast | Avg. Replacement Demand (S) | 0 | 0 | 0 | 0 | 0 | 0 | 0 | 0 | 0 | 0 | 0 | 0 | 0 | 0 | 0 | 0 | 0 | 0 | 0 | 0 | 0 | 0 | 0 | 0 | 0 | 0 | 0 | 0 | 0 | 0
F8_Residential_CZ2 - Multi Family_Existing_Secondary Heating_Natural Gas_Fireplace_Codes & Standards Forecast | F8 | Residential | CZ2 - Multi Family | Existing | Secondary Heating | Natural Gas | Fireplace | Codes & Standards Forecast | Avg. Replacement Demand (W) | 0 | 0 | 0 | 0 | 0 | 0 | 0 | 0 | 0 | 0 | 0 | 0 | 0 | 0 | 0 | 0 | 0 | 0 | 0 | 0 | 0 | 0 | 0 | 0 | 0 | 0 | 0 | 0 | 0 | 0
F1_Residential_CZ2 - Multi Family_Existing_Water Heating_Natural Gas_Water Heater <= 55 gal._Codes & Standards Forecast | F1 | Residential | CZ2 - Multi Family | Existing | Water Heating | Natural Gas | Water Heater <= 55 gal. | Codes & Standards Forecast | Units | 0 | 0 | 0 | 0 | 0 | 0 | 0 | 0 | 0 | 0 | 0 | 0 | 0 | 0 | 0 | 0 | 0 | 0 | 0 | 0 | 0 | 0 | 0 | 0 | 0 | 0 | 0 | 0 | 0 | 0
F2_Residential_CZ2 - Multi Family_Existing_Water Heating_Natural Gas_Water Heater <= 55 gal._Codes & Standards Forecast | F2 | Residential | CZ2 - Multi Family | Existing | Water Heating | Natural Gas | Water Heater <= 55 gal. | Codes & Standards Forecast | Usage (MMtherm) | 0 | 0 | 0 | 0 | 0 | 0 | 0 | 0 | 0 | 0 | 0 | 0 | 0 | 0 | 0 | 0 | 0 | 0 | 0 | 0 | 0 | 0 | 0 | 0 | 0 | 0 | 0 | 0 | 0 | 0
F3_Residential_CZ2 - Multi Family_Existing_Water Heating_Natural Gas_Water Heater <= 55 gal._Codes & Standards Forecast | F3 | Residential | CZ2 - Multi Family | Existing | Water Heating | Natural Gas | Water Heater <= 55 gal. | Codes & Standards Forecast | Peak Demand (S) | 0 | 0 | 0 | 0 | 0 | 0 | 0 | 0 | 0 | 0 | 0 | 0 | 0 | 0 | 0 | 0 | 0 | 0 | 0 | 0 | 0 | 0 | 0 | 0 | 0 | 0 | 0 | 0 | 0 | 0
F4_Residential_CZ2 - Multi Family_Existing_Water Heating_Natural Gas_Water Heater <= 55 gal._Codes & Standards Forecast | F4 | Residential | CZ2 - Multi Family | Existing | Water Heating | Natural Gas | Water Heater <= 55 gal. | Codes & Standards Forecast | Peak Demand (W) | 0 | 0 | 0 | 0 | 0 | 0 | 0 | 0 | 0 | 0 | 0 | 0 | 0 | 0 | 0 | 0 | 0 | 0 | 0 | 0 | 0 | 0 | 0 | 0 | 0 | 0 | 0 | 0 | 0 | 0
F5_Residential_CZ2 - Multi Family_Existing_Water Heating_Natural Gas_Water Heater <= 55 gal._Codes & Standards Forecast | F5 | Residential | CZ2 - Multi Family | Existing | Water Heating | Natural Gas | Water Heater <= 55 gal. | Codes & Standards Forecast | Turnover | 0 | 0 | 0 | 0 | 0 | 0 | 0 | 0 | 0 | 0 | 0 | 0 | 0 | 0 | 0 | 0 | 0 | 0 | 0 | 0 | 0 | 0 | 0 | 0 | 0 | 0 | 0 | 0 | 0 | 0
F6_Residential_CZ2 - Multi Family_Existing_Water Heating_Natural Gas_Water Heater <= 55 gal._Codes & Standards Forecast | F6 | Residential | CZ2 - Multi Family | Existing | Water Heating | Natural Gas | Water Heater <= 55 gal. | Codes & Standards Forecast | Avg. Replacement Usage | 0 | 0 | 0 | 0 | 0 | 0 | 0 | 0 | 0 | 0 | 0 | 0 | 0 | 0 | 0 | 0 | 0 | 0 | 0 | 0 | 0 | 0 | 0 | 0 | 0 | 0 | 0 | 0 | 0 | 0
F7_Residential_CZ2 - Multi Family_Existing_Water Heating_Natural Gas_Water Heater <= 55 gal._Codes & Standards Forecast | F7 | Residential | CZ2 - Multi Family | Existing | Water Heating | Natural Gas | Water Heater <= 55 gal. | Codes & Standards Forecast | Avg. Replacement Demand (S) | 0 | 0 | 0 | 0 | 0 | 0 | 0 | 0 | 0 | 0 | 0 | 0 | 0 | 0 | 0 | 0 | 0 | 0 | 0 | 0 | 0 | 0 | 0 | 0 | 0 | 0 | 0 | 0 | 0 | 0
F8_Residential_CZ2 - Multi Family_Existing_Water Heating_Natural Gas_Water Heater <= 55 gal._Codes & Standards Forecast | F8 | Residential | CZ2 - Multi Family | Existing | Water Heating | Natural Gas | Water Heater <= 55 gal. | Codes & Standards Forecast | Avg. Replacement Demand (W) | 0 | 0 | 0 | 0 | 0 | 0 | 0 | 0 | 0 | 0 | 0 | 0 | 0 | 0 | 0 | 0 | 0 | 0 | 0 | 0 | 0 | 0 | 0 | 0 | 0 | 0 | 0 | 0 | 0 | 0
F1_Residential_CZ2 - Multi Family_Existing_Water Heating_Natural Gas_Water Heater > 55 gal._Codes & Standards Forecast | F1 | Residential | CZ2 - Multi Family | Existing | Water Heating | Natural Gas | Water Heater > 55 gal. | Codes & Standards Forecast | Units | 0 | 0 | 0 | 0 | 0 | 0 | 0 | 0 | 0 | 0 | 0 | 0 | 0 | 0 | 0 | 0 | 0 | 0 | 0 | 0 | 0 | 0 | 0 | 0 | 0 | 0 | 0 | 0 | 0 | 0
F2_Residential_CZ2 - Multi Family_Existing_Water Heating_Natural Gas_Water Heater > 55 gal._Codes & Standards Forecast | F2 | Residential | CZ2 - Multi Family | Existing | Water Heating | Natural Gas | Water Heater > 55 gal. | Codes & Standards Forecast | Usage (MMtherm) | 0 | 0 | 0 | 0 | 0 | 0 | 0 | 0 | 0 | 0 | 0 | 0 | 0 | 0 | 0 | 0 | 0 | 0 | 0 | 0 | 0 | 0 | 0 | 0 | 0 | 0 | 0 | 0 | 0 | 0
F3_Residential_CZ2 - Multi Family_Existing_Water Heating_Natural Gas_Water Heater > 55 gal._Codes & Standards Forecast | F3 | Residential | CZ2 - Multi Family | Existing | Water Heating | Natural Gas | Water Heater > 55 gal. | Codes & Standards Forecast | Peak Demand (S) | 0 | 0 | 0 | 0 | 0 | 0 | 0 | 0 | 0 | 0 | 0 | 0 | 0 | 0 | 0 | 0 | 0 | 0 | 0 | 0 | 0 | 0 | 0 | 0 | 0 | 0 | 0 | 0 | 0 | 0
F4_Residential_CZ2 - Multi Family_Existing_Water Heating_Natural Gas_Water Heater > 55 gal._Codes & Standards Forecast | F4 | Residential | CZ2 - Multi Family | Existing | Water Heating | Natural Gas | Water Heater > 55 gal. | Codes & Standards Forecast | Peak Demand (W) | 0 | 0 | 0 | 0 | 0 | 0 | 0 | 0 | 0 | 0 | 0 | 0 | 0 | 0 | 0 | 0 | 0 | 0 | 0 | 0 | 0 | 0 | 0 | 0 | 0 | 0 | 0 | 0 | 0 | 0
F5_Residential_CZ2 - Multi Family_Existing_Water Heating_Natural Gas_Water Heater > 55 gal._Codes & Standards Forecast | F5 | Residential | CZ2 - Multi Family | Existing | Water Heating | Natural Gas | Water Heater > 55 gal. | Codes & Standards Forecast | Turnover | 0 | 0 | 0 | 0 | 0 | 0 | 0 | 0 | 0 | 0 | 0 | 0 | 0 | 0 | 0 | 0 | 0 | 0 | 0 | 0 | 0 | 0 | 0 | 0 | 0 | 0 | 0 | 0 | 0 | 0
F6_Residential_CZ2 - Multi Family_Existing_Water Heating_Natural Gas_Water Heater > 55 gal._Codes & Standards Forecast | F6 | Residential | CZ2 - Multi Family | Existing | Water Heating | Natural Gas | Water Heater > 55 gal. | Codes & Standards Forecast | Avg. Replacement Usage | 0 | 0 | 0 | 0 | 0 | 0 | 0 | 0 | 0 | 0 | 0 | 0 | 0 | 0 | 0 | 0 | 0 | 0 | 0 | 0 | 0 | 0 | 0 | 0 | 0 | 0 | 0 | 0 | 0 | 0
F7_Residential_CZ2 - Multi Family_Existing_Water Heating_Natural Gas_Water Heater > 55 gal._Codes & Standards Forecast | F7 | Residential | CZ2 - Multi Family | Existing | Water Heating | Natural Gas | Water Heater > 55 gal. | Codes & Standards Forecast | Avg. Replacement Demand (S) | 0 | 0 | 0 | 0 | 0 | 0 | 0 | 0 | 0 | 0 | 0 | 0 | 0 | 0 | 0 | 0 | 0 | 0 | 0 | 0 | 0 | 0 | 0 | 0 | 0 | 0 | 0 | 0 | 0 | 0
F8_Residential_CZ2 - Multi Family_Existing_Water Heating_Natural Gas_Water Heater > 55 gal._Codes & Standards Forecast | F8 | Residential | CZ2 - Multi Family | Existing | Water Heating | Natural Gas | Water Heater > 55 gal. | Codes & Standards Forecast | Avg. Replacement Demand (W) | 0 | 0 | 0 | 0 | 0 | 0 | 0 | 0 | 0 | 0 | 0 | 0 | 0 | 0 | 0 | 0 | 0 | 0 | 0 | 0 | 0 | 0 | 0 | 0 | 0 | 0 | 0 | 0 | 0 | 0
F1_Residential_CZ2 - Multi Family_Existing_Appliances_Natural Gas_Clothes Dryer_Codes & Standards Forecast | F1 | Residential | CZ2 - Multi Family | Existing | Appliances | Natural Gas | Clothes Dryer | Codes & Standards Forecast | Units | 0 | 0 | 0 | 0 | 0 | 0 | 0 | 0 | 0 | 0 | 0 | 0 | 0 | 0 | 0 | 0 | 0 | 0 | 0 | 0 | 0 | 0 | 0 | 0 | 0 | 0 | 0 | 0 | 0 | 0
F2_Residential_CZ2 - Multi Family_Existing_Appliances_Natural Gas_Clothes Dryer_Codes & Standards Forecast | F2 | Residential | CZ2 - Multi Family | Existing | Appliances | Natural Gas | Clothes Dryer | Codes & Standards Forecast | Usage (MMtherm) | 0 | 0 | 0 | 0 | 0 | 0 | 0 | 0 | 0 | 0 | 0 | 0 | 0 | 0 | 0 | 0 | 0 | 0 | 0 | 0 | 0 | 0 | 0 | 0 | 0 | 0 | 0 | 0 | 0 | 0
F3_Residential_CZ2 - Multi Family_Existing_Appliances_Natural Gas_Clothes Dryer_Codes & Standards Forecast | F3 | Residential | CZ2 - Multi Family | Existing | Appliances | Natural Gas | Clothes Dryer | Codes & Standards Forecast | Peak Demand (S) | 0 | 0 | 0 | 0 | 0 | 0 | 0 | 0 | 0 | 0 | 0 | 0 | 0 | 0 | 0 | 0 | 0 | 0 | 0 | 0 | 0 | 0 | 0 | 0 | 0 | 0 | 0 | 0 | 0 | 0
F4_Residential_CZ2 - Multi Family_Existing_Appliances_Natural Gas_Clothes Dryer_Codes & Standards Forecast | F4 | Residential | CZ2 - Multi Family | Existing | Appliances | Natural Gas | Clothes Dryer | Codes & Standards Forecast | Peak Demand (W) | 0 | 0 | 0 | 0 | 0 | 0 | 0 | 0 | 0 | 0 | 0 | 0 | 0 | 0 | 0 | 0 | 0 | 0 | 0 | 0 | 0 | 0 | 0 | 0 | 0 | 0 | 0 | 0 | 0 | 0
F5_Residential_CZ2 - Multi Family_Existing_Appliances_Natural Gas_Clothes Dryer_Codes & Standards Forecast | F5 | Residential | CZ2 - Multi Family | Existing | Appliances | Natural Gas | Clothes Dryer | Codes & Standards Forecast | Turnover | 0 | 0 | 0 | 0 | 0 | 0 | 0 | 0 | 0 | 0 | 0 | 0 | 0 | 0 | 0 | 0 | 0 | 0 | 0 | 0 | 0 | 0 | 0 | 0 | 0 | 0 | 0 | 0 | 0 | 0
F6_Residential_CZ2 - Multi Family_Existing_Appliances_Natural Gas_Clothes Dryer_Codes & Standards Forecast | F6 | Residential | CZ2 - Multi Family | Existing | Appliances | Natural Gas | Clothes Dryer | Codes & Standards Forecast | Avg. Replacement Usage | 0 | 0 | 0 | 0 | 0 | 0 | 0 | 0 | 0 | 0 | 0 | 0 | 0 | 0 | 0 | 0 | 0 | 0 | 0 | 0 | 0 | 0 | 0 | 0 | 0 | 0 | 0 | 0 | 0 | 0
F7_Residential_CZ2 - Multi Family_Existing_Appliances_Natural Gas_Clothes Dryer_Codes & Standards Forecast | F7 | Residential | CZ2 - Multi Family | Existing | Appliances | Natural Gas | Clothes Dryer | Codes & Standards Forecast | Avg. Replacement Demand (S) | 0 | 0 | 0 | 0 | 0 | 0 | 0 | 0 | 0 | 0 | 0 | 0 | 0 | 0 | 0 | 0 | 0 | 0 | 0 | 0 | 0 | 0 | 0 | 0 | 0 | 0 | 0 | 0 | 0 | 0
F8_Residential_CZ2 - Multi Family_Existing_Appliances_Natural Gas_Clothes Dryer_Codes & Standards Forecast | F8 | Residential | CZ2 - Multi Family | Existing | Appliances | Natural Gas | Clothes Dryer | Codes & Standards Forecast | Avg. Replacement Demand (W) | 0 | 0 | 0 | 0 | 0 | 0 | 0 | 0 | 0 | 0 | 0 | 0 | 0 | 0 | 0 | 0 | 0 | 0 | 0 | 0 | 0 | 0 | 0 | 0 | 0 | 0 | 0 | 0 | 0 | 0
F1_Residential_CZ2 - Multi Family_Existing_Appliances_Natural Gas_Stove/Oven_Codes & Standards Forecast | F1 | Residential | CZ2 - Multi Family | Existing | Appliances | Natural Gas | Stove/Oven | Codes & Standards Forecast | Units | 0 | 0 | 0 | 0 | 0 | 0 | 0 | 0 | 0 | 0 | 0 | 0 | 0 | 0 | 0 | 0 | 0 | 0 | 0 | 0 | 0 | 0 | 0 | 0 | 0 | 0 | 0 | 0 | 0 | 0
F2_Residential_CZ2 - Multi Family_Existing_Appliances_Natural Gas_Stove/Oven_Codes & Standards Forecast | F2 | Residential | CZ2 - Multi Family | Existing | Appliances | Natural Gas | Stove/Oven | Codes & Standards Forecast | Usage (MMtherm) | 0 | 0 | 0 | 0 | 0 | 0 | 0 | 0 | 0 | 0 | 0 | 0 | 0 | 0 | 0 | 0 | 0 | 0 | 0 | 0 | 0 | 0 | 0 | 0 | 0 | 0 | 0 | 0 | 0 | 0
F3_Residential_CZ2 - Multi Family_Existing_Appliances_Natural Gas_Stove/Oven_Codes & Standards Forecast | F3 | Residential | CZ2 - Multi Family | Existing | Appliances | Natural Gas | Stove/Oven | Codes & Standards Forecast | Peak Demand (S) | 0 | 0 | 0 | 0 | 0 | 0 | 0 | 0 | 0 | 0 | 0 | 0 | 0 | 0 | 0 | 0 | 0 | 0 | 0 | 0 | 0 | 0 | 0 | 0 | 0 | 0 | 0 | 0 | 0 | 0
F4_Residential_CZ2 - Multi Family_Existing_Appliances_Natural Gas_Stove/Oven_Codes & Standards Forecast | F4 | Residential | CZ2 - Multi Family | Existing | Appliances | Natural Gas | Stove/Oven | Codes & Standards Forecast | Peak Demand (W) | 0 | 0 | 0 | 0 | 0 | 0 | 0 | 0 | 0 | 0 | 0 | 0 | 0 | 0 | 0 | 0 | 0 | 0 | 0 | 0 | 0 | 0 | 0 | 0 | 0 | 0 | 0 | 0 | 0 | 0
F5_Residential_CZ2 - Multi Family_Existing_Appliances_Natural Gas_Stove/Oven_Codes & Standards Forecast | F5 | Residential | CZ2 - Multi Family | Existing | Appliances | Natural Gas | Stove/Oven | Codes & Standards Forecast | Turnover | 0 | 0 | 0 | 0 | 0 | 0 | 0 | 0 | 0 | 0 | 0 | 0 | 0 | 0 | 0 | 0 | 0 | 0 | 0 | 0 | 0 | 0 | 0 | 0 | 0 | 0 | 0 | 0 | 0 | 0
F6_Residential_CZ2 - Multi Family_Existing_Appliances_Natural Gas_Stove/Oven_Codes & Standards Forecast | F6 | Residential | CZ2 - Multi Family | Existing | Appliances | Natural Gas | Stove/Oven | Codes & Standards Forecast | Avg. Replacement Usage | 0 | 0 | 0 | 0 | 0 | 0 | 0 | 0 | 0 | 0 | 0 | 0 | 0 | 0 | 0 | 0 | 0 | 0 | 0 | 0 | 0 | 0 | 0 | 0 | 0 | 0 | 0 | 0 | 0 | 0
F7_Residential_CZ2 - Multi Family_Existing_Appliances_Natural Gas_Stove/Oven_Codes & Standards Forecast | F7 | Residential | CZ2 - Multi Family | Existing | Appliances | Natural Gas | Stove/Oven | Codes & Standards Forecast | Avg. Replacement Demand (S) | 0 | 0 | 0 | 0 | 0 | 0 | 0 | 0 | 0 | 0 | 0 | 0 | 0 | 0 | 0 | 0 | 0 | 0 | 0 | 0 | 0 | 0 | 0 | 0 | 0 | 0 | 0 | 0 | 0 | 0
F8_Residential_CZ2 - Multi Family_Existing_Appliances_Natural Gas_Stove/Oven_Codes & Standards Forecast | F8 | Residential | CZ2 - Multi Family | Existing | Appliances | Natural Gas | Stove/Oven | Codes & Standards Forecast | Avg. Replacement Demand (W) | 0 | 0 | 0 | 0 | 0 | 0 | 0 | 0 | 0 | 0 | 0 | 0 | 0 | 0 | 0 | 0 | 0 | 0 | 0 | 0 | 0 | 0 | 0 | 0 | 0 | 0 | 0 | 0 | 0 | 0
F1_Residential_CZ2 - Multi Family_Existing_Miscellaneous_Natural Gas_Pool Heater_Codes & Standards Forecast | F1 | Residential | CZ2 - Multi Family | Existing | Miscellaneous | Natural Gas | Pool Heater | Codes & Standards Forecast | Units | 0 | 0 | 0 | 0 | 0 | 0 | 0 | 0 | 0 | 0 | 0 | 0 | 0 | 0 | 0 | 0 | 0 | 0 | 0 | 0 | 0 | 0 | 0 | 0 | 0 | 0 | 0 | 0 | 0 | 0
F2_Residential_CZ2 - Multi Family_Existing_Miscellaneous_Natural Gas_Pool Heater_Codes & Standards Forecast | F2 | Residential | CZ2 - Multi Family | Existing | Miscellaneous | Natural Gas | Pool Heater | Codes & Standards Forecast | Usage (MMtherm) | 0 | 0 | 0 | 0 | 0 | 0 | 0 | 0 | 0 | 0 | 0 | 0 | 0 | 0 | 0 | 0 | 0 | 0 | 0 | 0 | 0 | 0 | 0 | 0 | 0 | 0 | 0 | 0 | 0 | 0
F3_Residential_CZ2 - Multi Family_Existing_Miscellaneous_Natural Gas_Pool Heater_Codes & Standards Forecast | F3 | Residential | CZ2 - Multi Family | Existing | Miscellaneous | Natural Gas | Pool Heater | Codes & Standards Forecast | Peak Demand (S) | 0 | 0 | 0 | 0 | 0 | 0 | 0 | 0 | 0 | 0 | 0 | 0 | 0 | 0 | 0 | 0 | 0 | 0 | 0 | 0 | 0 | 0 | 0 | 0 | 0 | 0 | 0 | 0 | 0 | 0
F4_Residential_CZ2 - Multi Family_Existing_Miscellaneous_Natural Gas_Pool Heater_Codes & Standards Forecast | F4 | Residential | CZ2 - Multi Family | Existing | Miscellaneous | Natural Gas | Pool Heater | Codes & Standards Forecast | Peak Demand (W) | 0 | 0 | 0 | 0 | 0 | 0 | 0 | 0 | 0 | 0 | 0 | 0 | 0 | 0 | 0 | 0 | 0 | 0 | 0 | 0 | 0 | 0 | 0 | 0 | 0 | 0 | 0 | 0 | 0 | 0
F5_Residential_CZ2 - Multi Family_Existing_Miscellaneous_Natural Gas_Pool Heater_Codes & Standards Forecast | F5 | Residential | CZ2 - Multi Family | Existing | Miscellaneous | Natural Gas | Pool Heater | Codes & Standards Forecast | Turnover | 0 | 0 | 0 | 0 | 0 | 0 | 0 | 0 | 0 | 0 | 0 | 0 | 0 | 0 | 0 | 0 | 0 | 0 | 0 | 0 | 0 | 0 | 0 | 0 | 0 | 0 | 0 | 0 | 0 | 0
F6_Residential_CZ2 - Multi Family_Existing_Miscellaneous_Natural Gas_Pool Heater_Codes & Standards Forecast | F6 | Residential | CZ2 - Multi Family | Existing | Miscellaneous | Natural Gas | Pool Heater | Codes & Standards Forecast | Avg. Replacement Usage | 0 | 0 | 0 | 0 | 0 | 0 | 0 | 0 | 0 | 0 | 0 | 0 | 0 | 0 | 0 | 0 | 0 | 0 | 0 | 0 | 0 | 0 | 0 | 0 | 0 | 0 | 0 | 0 | 0 | 0
F7_Residential_CZ2 - Multi Family_Existing_Miscellaneous_Natural Gas_Pool Heater_Codes & Standards Forecast | F7 | Residential | CZ2 - Multi Family | Existing | Miscellaneous | Natural Gas | Pool Heater | Codes & Standards Forecast | Avg. Replacement Demand (S) | 0 | 0 | 0 | 0 | 0 | 0 | 0 | 0 | 0 | 0 | 0 | 0 | 0 | 0 | 0 | 0 | 0 | 0 | 0 | 0 | 0 | 0 | 0 | 0 | 0 | 0 | 0 | 0 | 0 | 0
F8_Residential_CZ2 - Multi Family_Existing_Miscellaneous_Natural Gas_Pool Heater_Codes & Standards Forecast | F8 | Residential | CZ2 - Multi Family | Existing | Miscellaneous | Natural Gas | Pool Heater | Codes & Standards Forecast | Avg. Replacement Demand (W) | 0 | 0 | 0 | 0 | 0 | 0 | 0 | 0 | 0 | 0 | 0 | 0 | 0 | 0 | 0 | 0 | 0 | 0 | 0 | 0 | 0 | 0 | 0 | 0 | 0 | 0 | 0 | 0 | 0 | 0
F1_Residential_CZ2 - Multi Family_Existing_Miscellaneous_Natural Gas_Miscellaneous_Codes & Standards Forecast | F1 | Residential | CZ2 - Multi Family | Existing | Miscellaneous | Natural Gas | Miscellaneous | Codes & Standards Forecast | Units | 0 | 0 | 0 | 0 | 0 | 0 | 0 | 0 | 0 | 0 | 0 | 0 | 0 | 0 | 0 | 0 | 0 | 0 | 0 | 0 | 0 | 0 | 0 | 0 | 0 | 0 | 0 | 0 | 0 | 0
F2_Residential_CZ2 - Multi Family_Existing_Miscellaneous_Natural Gas_Miscellaneous_Codes & Standards Forecast | F2 | Residential | CZ2 - Multi Family | Existing | Miscellaneous | Natural Gas | Miscellaneous | Codes & Standards Forecast | Usage (MMtherm) | 0 | 0 | 0 | 0 | 0 | 0 | 0 | 0 | 0 | 0 | 0 | 0 | 0 | 0 | 0 | 0 | 0 | 0 | 0 | 0 | 0 | 0 | 0 | 0 | 0 | 0 | 0 | 0 | 0 | 0
F3_Residential_CZ2 - Multi Family_Existing_Miscellaneous_Natural Gas_Miscellaneous_Codes & Standards Forecast | F3 | Residential | CZ2 - Multi Family | Existing | Miscellaneous | Natural Gas | Miscellaneous | Codes & Standards Forecast | Peak Demand (S) | 0 | 0 | 0 | 0 | 0 | 0 | 0 | 0 | 0 | 0 | 0 | 0 | 0 | 0 | 0 | 0 | 0 | 0 | 0 | 0 | 0 | 0 | 0 | 0 | 0 | 0 | 0 | 0 | 0 | 0
F4_Residential_CZ2 - Multi Family_Existing_Miscellaneous_Natural Gas_Miscellaneous_Codes & Standards Forecast | F4 | Residential | CZ2 - Multi Family | Existing | Miscellaneous | Natural Gas | Miscellaneous | Codes & Standards Forecast | Peak Demand (W) | 0 | 0 | 0 | 0 | 0 | 0 | 0 | 0 | 0 | 0 | 0 | 0 | 0 | 0 | 0 | 0 | 0 | 0 | 0 | 0 | 0 | 0 | 0 | 0 | 0 | 0 | 0 | 0 | 0 | 0
F5_Residential_CZ2 - Multi Family_Existing_Miscellaneous_Natural Gas_Miscellaneous_Codes & Standards Forecast | F5 | Residential | CZ2 - Multi Family | Existing | Miscellaneous | Natural Gas | Miscellaneous | Codes & Standards Forecast | Turnover | 0 | 0 | 0 | 0 | 0 | 0 | 0 | 0 | 0 | 0 | 0 | 0 | 0 | 0 | 0 | 0 | 0 | 0 | 0 | 0 | 0 | 0 | 0 | 0 | 0 | 0 | 0 | 0 | 0 | 0
F6_Residential_CZ2 - Multi Family_Existing_Miscellaneous_Natural Gas_Miscellaneous_Codes & Standards Forecast | F6 | Residential | CZ2 - Multi Family | Existing | Miscellaneous | Natural Gas | Miscellaneous | Codes & Standards Forecast | Avg. Replacement Usage | 0 | 0 | 0 | 0 | 0 | 0 | 0 | 0 | 0 | 0 | 0 | 0 | 0 | 0 | 0 | 0 | 0 | 0 | 0 | 0 | 0 | 0 | 0 | 0 | 0 | 0 | 0 | 0 | 0 | 0
F7_Residential_CZ2 - Multi Family_Existing_Miscellaneous_Natural Gas_Miscellaneous_Codes & Standards Forecast | F7 | Residential | CZ2 - Multi Family | Existing | Miscellaneous | Natural Gas | Miscellaneous | Codes & Standards Forecast | Avg. Replacement Demand (S) | 0 | 0 | 0 | 0 | 0 | 0 | 0 | 0 | 0 | 0 | 0 | 0 | 0 | 0 | 0 | 0 | 0 | 0 | 0 | 0 | 0 | 0 | 0 | 0 | 0 | 0 | 0 | 0 | 0 | 0
F8_Residential_CZ2 - Multi Family_Existing_Miscellaneous_Natural Gas_Miscellaneous_Codes & Standards Forecast | F8 | Residential | CZ2 - Multi Family | Existing | Miscellaneous | Natural Gas | Miscellaneous | Codes & Standards Forecast | Avg. Replacement Demand (W) | 0 | 0 | 0 | 0 | 0 | 0 | 0 | 0 | 0 | 0 | 0 | 0 | 0 | 0 | 0 | 0 | 0 | 0 | 0 | 0 | 0 | 0 | 0 | 0 | 0 | 0 | 0 | 0 | 0 | 0
F1_Residential_CZ2 - Multi Family_New_Space Heating_Natural Gas_Furnace - Direct Fuel_Codes & Standards Forecast | F1 | Residential | CZ2 - Multi Family | New | Space Heating | Natural Gas | Furnace - Direct Fuel | Codes & Standards Forecast | Units | 0 | 0 | 0 | 0 | 0 | 0 | 0 | 0 | 0 | 0 | 0 | 0 | 0 | 0 | 0 | 0 | 0 | 0 | 0 | 0 | 0 | 0 | 0 | 0 | 0 | 0 | 0 | 0 | 0 | 0
F2_Residential_CZ2 - Multi Family_New_Space Heating_Natural Gas_Furnace - Direct Fuel_Codes & Standards Forecast | F2 | Residential | CZ2 - Multi Family | New | Space Heating | Natural Gas | Furnace - Direct Fuel | Codes & Standards Forecast | Usage (MMtherm) | 0 | 0 | 0 | 0 | 0 | 0 | 0 | 0 | 0 | 0 | 0 | 0 | 0 | 0 | 0 | 0 | 0 | 0 | 0 | 0 | 0 | 0 | 0 | 0 | 0 | 0 | 0 | 0 | 0 | 0
F3_Residential_CZ2 - Multi Family_New_Space Heating_Natural Gas_Furnace - Direct Fuel_Codes & Standards Forecast | F3 | Residential | CZ2 - Multi Family | New | Space Heating | Natural Gas | Furnace - Direct Fuel | Codes & Standards Forecast | Peak Demand (S) | 0 | 0 | 0 | 0 | 0 | 0 | 0 | 0 | 0 | 0 | 0 | 0 | 0 | 0 | 0 | 0 | 0 | 0 | 0 | 0 | 0 | 0 | 0 | 0 | 0 | 0 | 0 | 0 | 0 | 0
F4_Residential_CZ2 - Multi Family_New_Space Heating_Natural Gas_Furnace - Direct Fuel_Codes & Standards Forecast | F4 | Residential | CZ2 - Multi Family | New | Space Heating | Natural Gas | Furnace - Direct Fuel | Codes & Standards Forecast | Peak Demand (W) | 0 | 0 | 0 | 0 | 0 | 0 | 0 | 0 | 0 | 0 | 0 | 0 | 0 | 0 | 0 | 0 | 0 | 0 | 0 | 0 | 0 | 0 | 0 | 0 | 0 | 0 | 0 | 0 | 0 | 0
F5_Residential_CZ2 - Multi Family_New_Space Heating_Natural Gas_Furnace - Direct Fuel_Codes & Standards Forecast | F5 | Residential | CZ2 - Multi Family | New | Space Heating | Natural Gas | Furnace - Direct Fuel | Codes & Standards Forecast | Turnover | 0 | 0 | 0 | 0 | 0 | 0 | 0 | 0 | 0 | 0 | 0 | 0 | 0 | 0 | 0 | 0 | 0 | 0 | 0 | 0 | 0 | 0 | 0 | 0 | 0 | 0 | 0 | 0 | 0 | 0
F6_Residential_CZ2 - Multi Family_New_Space Heating_Natural Gas_Furnace - Direct Fuel_Codes & Standards Forecast | F6 | Residential | CZ2 - Multi Family | New | Space Heating | Natural Gas | Furnace - Direct Fuel | Codes & Standards Forecast | Avg. Replacement Usage | 0 | 0 | 0 | 0 | 0 | 0 | 0 | 0 | 0 | 0 | 0 | 0 | 0 | 0 | 0 | 0 | 0 | 0 | 0 | 0 | 0 | 0 | 0 | 0 | 0 | 0 | 0 | 0 | 0 | 0
F7_Residential_CZ2 - Multi Family_New_Space Heating_Natural Gas_Furnace - Direct Fuel_Codes & Standards Forecast | F7 | Residential | CZ2 - Multi Family | New | Space Heating | Natural Gas | Furnace - Direct Fuel | Codes & Standards Forecast | Avg. Replacement Demand (S) | 0 | 0 | 0 | 0 | 0 | 0 | 0 | 0 | 0 | 0 | 0 | 0 | 0 | 0 | 0 | 0 | 0 | 0 | 0 | 0 | 0 | 0 | 0 | 0 | 0 | 0 | 0 | 0 | 0 | 0
F8_Residential_CZ2 - Multi Family_New_Space Heating_Natural Gas_Furnace - Direct Fuel_Codes & Standards Forecast | F8 | Residential | CZ2 - Multi Family | New | Space Heating | Natural Gas | Furnace - Direct Fuel | Codes & Standards Forecast | Avg. Replacement Demand (W) | 0 | 0 | 0 | 0 | 0 | 0 | 0 | 0 | 0 | 0 | 0 | 0 | 0 | 0 | 0 | 0 | 0 | 0 | 0 | 0 | 0 | 0 | 0 | 0 | 0 | 0 | 0 | 0 | 0 | 0
F1_Residential_CZ2 - Multi Family_New_Space Heating_Natural Gas_Boiler - Direct Fuel_Codes & Standards Forecast | F1 | Residential | CZ2 - Multi Family | New | Space Heating | Natural Gas | Boiler - Direct Fuel | Codes & Standards Forecast | Units | 0 | 0 | 0 | 0 | 0 | 0 | 0 | 0 | 0 | 0 | 0 | 0 | 0 | 0 | 0 | 0 | 0 | 0 | 0 | 0 | 0 | 0 | 0 | 0 | 0 | 0 | 0 | 0 | 0 | 0
F2_Residential_CZ2 - Multi Family_New_Space Heating_Natural Gas_Boiler - Direct Fuel_Codes & Standards Forecast | F2 | Residential | CZ2 - Multi Family | New | Space Heating | Natural Gas | Boiler - Direct Fuel | Codes & Standards Forecast | Usage (MMtherm) | 0 | 0 | 0 | 0 | 0 | 0 | 0 | 0 | 0 | 0 | 0 | 0 | 0 | 0 | 0 | 0 | 0 | 0 | 0 | 0 | 0 | 0 | 0 | 0 | 0 | 0 | 0 | 0 | 0 | 0
F3_Residential_CZ2 - Multi Family_New_Space Heating_Natural Gas_Boiler - Direct Fuel_Codes & Standards Forecast | F3 | Residential | CZ2 - Multi Family | New | Space Heating | Natural Gas | Boiler - Direct Fuel | Codes & Standards Forecast | Peak Demand (S) | 0 | 0 | 0 | 0 | 0 | 0 | 0 | 0 | 0 | 0 | 0 | 0 | 0 | 0 | 0 | 0 | 0 | 0 | 0 | 0 | 0 | 0 | 0 | 0 | 0 | 0 | 0 | 0 | 0 | 0
F4_Residential_CZ2 - Multi Family_New_Space Heating_Natural Gas_Boiler - Direct Fuel_Codes & Standards Forecast | F4 | Residential | CZ2 - Multi Family | New | Space Heating | Natural Gas | Boiler - Direct Fuel | Codes & Standards Forecast | Peak Demand (W) | 0 | 0 | 0 | 0 | 0 | 0 | 0 | 0 | 0 | 0 | 0 | 0 | 0 | 0 | 0 | 0 | 0 | 0 | 0 | 0 | 0 | 0 | 0 | 0 | 0 | 0 | 0 | 0 | 0 | 0
F5_Residential_CZ2 - Multi Family_New_Space Heating_Natural Gas_Boiler - Direct Fuel_Codes & Standards Forecast | F5 | Residential | CZ2 - Multi Family | New | Space Heating | Natural Gas | Boiler - Direct Fuel | Codes & Standards Forecast | Turnover | 0 | 0 | 0 | 0 | 0 | 0 | 0 | 0 | 0 | 0 | 0 | 0 | 0 | 0 | 0 | 0 | 0 | 0 | 0 | 0 | 0 | 0 | 0 | 0 | 0 | 0 | 0 | 0 | 0 | 0
F6_Residential_CZ2 - Multi Family_New_Space Heating_Natural Gas_Boiler - Direct Fuel_Codes & Standards Forecast | F6 | Residential | CZ2 - Multi Family | New | Space Heating | Natural Gas | Boiler - Direct Fuel | Codes & Standards Forecast | Avg. Replacement Usage | 0 | 0 | 0 | 0 | 0 | 0 | 0 | 0 | 0 | 0 | 0 | 0 | 0 | 0 | 0 | 0 | 0 | 0 | 0 | 0 | 0 | 0 | 0 | 0 | 0 | 0 | 0 | 0 | 0 | 0
F7_Residential_CZ2 - Multi Family_New_Space Heating_Natural Gas_Boiler - Direct Fuel_Codes & Standards Forecast | F7 | Residential | CZ2 - Multi Family | New | Space Heating | Natural Gas | Boiler - Direct Fuel | Codes & Standards Forecast | Avg. Replacement Demand (S) | 0 | 0 | 0 | 0 | 0 | 0 | 0 | 0 | 0 | 0 | 0 | 0 | 0 | 0 | 0 | 0 | 0 | 0 | 0 | 0 | 0 | 0 | 0 | 0 | 0 | 0 | 0 | 0 | 0 | 0
F8_Residential_CZ2 - Multi Family_New_Space Heating_Natural Gas_Boiler - Direct Fuel_Codes & Standards Forecast | F8 | Residential | CZ2 - Multi Family | New | Space Heating | Natural Gas | Boiler - Direct Fuel | Codes & Standards Forecast | Avg. Replacement Demand (W) | 0 | 0 | 0 | 0 | 0 | 0 | 0 | 0 | 0 | 0 | 0 | 0 | 0 | 0 | 0 | 0 | 0 | 0 | 0 | 0 | 0 | 0 | 0 | 0 | 0 | 0 | 0 | 0 | 0 | 0
F1_Residential_CZ2 - Multi Family_New_Secondary Heating_Natural Gas_Fireplace_Codes & Standards Forecast | F1 | Residential | CZ2 - Multi Family | New | Secondary Heating | Natural Gas | Fireplace | Codes & Standards Forecast | Units | 0 | 0 | 0 | 0 | 0 | 0 | 0 | 0 | 0 | 0 | 0 | 0 | 0 | 0 | 0 | 0 | 0 | 0 | 0 | 0 | 0 | 0 | 0 | 0 | 0 | 0 | 0 | 0 | 0 | 0
F2_Residential_CZ2 - Multi Family_New_Secondary Heating_Natural Gas_Fireplace_Codes & Standards Forecast | F2 | Residential | CZ2 - Multi Family | New | Secondary Heating | Natural Gas | Fireplace | Codes & Standards Forecast | Usage (MMtherm) | 0 | 0 | 0 | 0 | 0 | 0 | 0 | 0 | 0 | 0 | 0 | 0 | 0 | 0 | 0 | 0 | 0 | 0 | 0 | 0 | 0 | 0 | 0 | 0 | 0 | 0 | 0 | 0 | 0 | 0
F3_Residential_CZ2 - Multi Family_New_Secondary Heating_Natural Gas_Fireplace_Codes & Standards Forecast | F3 | Residential | CZ2 - Multi Family | New | Secondary Heating | Natural Gas | Fireplace | Codes & Standards Forecast | Peak Demand (S) | 0 | 0 | 0 | 0 | 0 | 0 | 0 | 0 | 0 | 0 | 0 | 0 | 0 | 0 | 0 | 0 | 0 | 0 | 0 | 0 | 0 | 0 | 0 | 0 | 0 | 0 | 0 | 0 | 0 | 0
F4_Residential_CZ2 - Multi Family_New_Secondary Heating_Natural Gas_Fireplace_Codes & Standards Forecast | F4 | Residential | CZ2 - Multi Family | New | Secondary Heating | Natural Gas | Fireplace | Codes & Standards Forecast | Peak Demand (W) | 0 | 0 | 0 | 0 | 0 | 0 | 0 | 0 | 0 | 0 | 0 | 0 | 0 | 0 | 0 | 0 | 0 | 0 | 0 | 0 | 0 | 0 | 0 | 0 | 0 | 0 | 0 | 0 | 0 | 0
F5_Residential_CZ2 - Multi Family_New_Secondary Heating_Natural Gas_Fireplace_Codes & Standards Forecast | F5 | Residential | CZ2 - Multi Family | New | Secondary Heating | Natural Gas | Fireplace | Codes & Standards Forecast | Turnover | 0 | 0 | 0 | 0 | 0 | 0 | 0 | 0 | 0 | 0 | 0 | 0 | 0 | 0 | 0 | 0 | 0 | 0 | 0 | 0 | 0 | 0 | 0 | 0 | 0 | 0 | 0 | 0 | 0 | 0
F6_Residential_CZ2 - Multi Family_New_Secondary Heating_Natural Gas_Fireplace_Codes & Standards Forecast | F6 | Residential | CZ2 - Multi Family | New | Secondary Heating | Natural Gas | Fireplace | Codes & Standards Forecast | Avg. Replacement Usage | 0 | 0 | 0 | 0 | 0 | 0 | 0 | 0 | 0 | 0 | 0 | 0 | 0 | 0 | 0 | 0 | 0 | 0 | 0 | 0 | 0 | 0 | 0 | 0 | 0 | 0 | 0 | 0 | 0 | 0
F7_Residential_CZ2 - Multi Family_New_Secondary Heating_Natural Gas_Fireplace_Codes & Standards Forecast | F7 | Residential | CZ2 - Multi Family | New | Secondary Heating | Natural Gas | Fireplace | Codes & Standards Forecast | Avg. Replacement Demand (S) | 0 | 0 | 0 | 0 | 0 | 0 | 0 | 0 | 0 | 0 | 0 | 0 | 0 | 0 | 0 | 0 | 0 | 0 | 0 | 0 | 0 | 0 | 0 | 0 | 0 | 0 | 0 | 0 | 0 | 0
F8_Residential_CZ2 - Multi Family_New_Secondary Heating_Natural Gas_Fireplace_Codes & Standards Forecast | F8 | Residential | CZ2 - Multi Family | New | Secondary Heating | Natural Gas | Fireplace | Codes & Standards Forecast | Avg. Replacement Demand (W) | 0 | 0 | 0 | 0 | 0 | 0 | 0 | 0 | 0 | 0 | 0 | 0 | 0 | 0 | 0 | 0 | 0 | 0 | 0 | 0 | 0 | 0 | 0 | 0 | 0 | 0 | 0 | 0 | 0 | 0
F1_Residential_CZ2 - Multi Family_New_Water Heating_Natural Gas_Water Heater <= 55 gal._Codes & Standards Forecast | F1 | Residential | CZ2 - Multi Family | New | Water Heating | Natural Gas | Water Heater <= 55 gal. | Codes & Standards Forecast | Units | 0 | 0 | 0 | 0 | 0 | 0 | 0 | 0 | 0 | 0 | 0 | 0 | 0 | 0 | 0 | 0 | 0 | 0 | 0 | 0 | 0 | 0 | 0 | 0 | 0 | 0 | 0 | 0 | 0 | 0
F2_Residential_CZ2 - Multi Family_New_Water Heating_Natural Gas_Water Heater <= 55 gal._Codes & Standards Forecast | F2 | Residential | CZ2 - Multi Family | New | Water Heating | Natural Gas | Water Heater <= 55 gal. | Codes & Standards Forecast | Usage (MMtherm) | 0 | 0 | 0 | 0 | 0 | 0 | 0 | 0 | 0 | 0 | 0 | 0 | 0 | 0 | 0 | 0 | 0 | 0 | 0 | 0 | 0 | 0 | 0 | 0 | 0 | 0 | 0 | 0 | 0 | 0
F3_Residential_CZ2 - Multi Family_New_Water Heating_Natural Gas_Water Heater <= 55 gal._Codes & Standards Forecast | F3 | Residential | CZ2 - Multi Family | New | Water Heating | Natural Gas | Water Heater <= 55 gal. | Codes & Standards Forecast | Peak Demand (S) | 0 | 0 | 0 | 0 | 0 | 0 | 0 | 0 | 0 | 0 | 0 | 0 | 0 | 0 | 0 | 0 | 0 | 0 | 0 | 0 | 0 | 0 | 0 | 0 | 0 | 0 | 0 | 0 | 0 | 0
F4_Residential_CZ2 - Multi Family_New_Water Heating_Natural Gas_Water Heater <= 55 gal._Codes & Standards Forecast | F4 | Residential | CZ2 - Multi Family | New | Water Heating | Natural Gas | Water Heater <= 55 gal. | Codes & Standards Forecast | Peak Demand (W) | 0 | 0 | 0 | 0 | 0 | 0 | 0 | 0 | 0 | 0 | 0 | 0 | 0 | 0 | 0 | 0 | 0 | 0 | 0 | 0 | 0 | 0 | 0 | 0 | 0 | 0 | 0 | 0 | 0 | 0
F5_Residential_CZ2 - Multi Family_New_Water Heating_Natural Gas_Water Heater <= 55 gal._Codes & Standards Forecast | F5 | Residential | CZ2 - Multi Family | New | Water Heating | Natural Gas | Water Heater <= 55 gal. | Codes & Standards Forecast | Turnover | 0 | 0 | 0 | 0 | 0 | 0 | 0 | 0 | 0 | 0 | 0 | 0 | 0 | 0 | 0 | 0 | 0 | 0 | 0 | 0 | 0 | 0 | 0 | 0 | 0 | 0 | 0 | 0 | 0 | 0
F6_Residential_CZ2 - Multi Family_New_Water Heating_Natural Gas_Water Heater <= 55 gal._Codes & Standards Forecast | F6 | Residential | CZ2 - Multi Family | New | Water Heating | Natural Gas | Water Heater <= 55 gal. | Codes & Standards Forecast | Avg. Replacement Usage | 0 | 0 | 0 | 0 | 0 | 0 | 0 | 0 | 0 | 0 | 0 | 0 | 0 | 0 | 0 | 0 | 0 | 0 | 0 | 0 | 0 | 0 | 0 | 0 | 0 | 0 | 0 | 0 | 0 | 0
F7_Residential_CZ2 - Multi Family_New_Water Heating_Natural Gas_Water Heater <= 55 gal._Codes & Standards Forecast | F7 | Residential | CZ2 - Multi Family | New | Water Heating | Natural Gas | Water Heater <= 55 gal. | Codes & Standards Forecast | Avg. Replacement Demand (S) | 0 | 0 | 0 | 0 | 0 | 0 | 0 | 0 | 0 | 0 | 0 | 0 | 0 | 0 | 0 | 0 | 0 | 0 | 0 | 0 | 0 | 0 | 0 | 0 | 0 | 0 | 0 | 0 | 0 | 0
F8_Residential_CZ2 - Multi Family_New_Water Heating_Natural Gas_Water Heater <= 55 gal._Codes & Standards Forecast | F8 | Residential | CZ2 - Multi Family | New | Water Heating | Natural Gas | Water Heater <= 55 gal. | Codes & Standards Forecast | Avg. Replacement Demand (W) | 0 | 0 | 0 | 0 | 0 | 0 | 0 | 0 | 0 | 0 | 0 | 0 | 0 | 0 | 0 | 0 | 0 | 0 | 0 | 0 | 0 | 0 | 0 | 0 | 0 | 0 | 0 | 0 | 0 | 0
F1_Residential_CZ2 - Multi Family_New_Water Heating_Natural Gas_Water Heater > 55 gal._Codes & Standards Forecast | F1 | Residential | CZ2 - Multi Family | New | Water Heating | Natural Gas | Water Heater > 55 gal. | Codes & Standards Forecast | Units | 0 | 0 | 0 | 0 | 0 | 0 | 0 | 0 | 0 | 0 | 0 | 0 | 0 | 0 | 0 | 0 | 0 | 0 | 0 | 0 | 0 | 0 | 0 | 0 | 0 | 0 | 0 | 0 | 0 | 0
F2_Residential_CZ2 - Multi Family_New_Water Heating_Natural Gas_Water Heater > 55 gal._Codes & Standards Forecast | F2 | Residential | CZ2 - Multi Family | New | Water Heating | Natural Gas | Water Heater > 55 gal. | Codes & Standards Forecast | Usage (MMtherm) | 0 | 0 | 0 | 0 | 0 | 0 | 0 | 0 | 0 | 0 | 0 | 0 | 0 | 0 | 0 | 0 | 0 | 0 | 0 | 0 | 0 | 0 | 0 | 0 | 0 | 0 | 0 | 0 | 0 | 0
F3_Residential_CZ2 - Multi Family_New_Water Heating_Natural Gas_Water Heater > 55 gal._Codes & Standards Forecast | F3 | Residential | CZ2 - Multi Family | New | Water Heating | Natural Gas | Water Heater > 55 gal. | Codes & Standards Forecast | Peak Demand (S) | 0 | 0 | 0 | 0 | 0 | 0 | 0 | 0 | 0 | 0 | 0 | 0 | 0 | 0 | 0 | 0 | 0 | 0 | 0 | 0 | 0 | 0 | 0 | 0 | 0 | 0 | 0 | 0 | 0 | 0
F4_Residential_CZ2 - Multi Family_New_Water Heating_Natural Gas_Water Heater > 55 gal._Codes & Standards Forecast | F4 | Residential | CZ2 - Multi Family | New | Water Heating | Natural Gas | Water Heater > 55 gal. | Codes & Standards Forecast | Peak Demand (W) | 0 | 0 | 0 | 0 | 0 | 0 | 0 | 0 | 0 | 0 | 0 | 0 | 0 | 0 | 0 | 0 | 0 | 0 | 0 | 0 | 0 | 0 | 0 | 0 | 0 | 0 | 0 | 0 | 0 | 0
F5_Residential_CZ2 - Multi Family_New_Water Heating_Natural Gas_Water Heater > 55 gal._Codes & Standards Forecast | F5 | Residential | CZ2 - Multi Family | New | Water Heating | Natural Gas | Water Heater > 55 gal. | Codes & Standards Forecast | Turnover | 0 | 0 | 0 | 0 | 0 | 0 | 0 | 0 | 0 | 0 | 0 | 0 | 0 | 0 | 0 | 0 | 0 | 0 | 0 | 0 | 0 | 0 | 0 | 0 | 0 | 0 | 0 | 0 | 0 | 0
F6_Residential_CZ2 - Multi Family_New_Water Heating_Natural Gas_Water Heater > 55 gal._Codes & Standards Forecast | F6 | Residential | CZ2 - Multi Family | New | Water Heating | Natural Gas | Water Heater > 55 gal. | Codes & Standards Forecast | Avg. Replacement Usage | 0 | 0 | 0 | 0 | 0 | 0 | 0 | 0 | 0 | 0 | 0 | 0 | 0 | 0 | 0 | 0 | 0 | 0 | 0 | 0 | 0 | 0 | 0 | 0 | 0 | 0 | 0 | 0 | 0 | 0
F7_Residential_CZ2 - Multi Family_New_Water Heating_Natural Gas_Water Heater > 55 gal._Codes & Standards Forecast | F7 | Residential | CZ2 - Multi Family | New | Water Heating | Natural Gas | Water Heater > 55 gal. | Codes & Standards Forecast | Avg. Replacement Demand (S) | 0 | 0 | 0 | 0 | 0 | 0 | 0 | 0 | 0 | 0 | 0 | 0 | 0 | 0 | 0 | 0 | 0 | 0 | 0 | 0 | 0 | 0 | 0 | 0 | 0 | 0 | 0 | 0 | 0 | 0
F8_Residential_CZ2 - Multi Family_New_Water Heating_Natural Gas_Water Heater > 55 gal._Codes & Standards Forecast | F8 | Residential | CZ2 - Multi Family | New | Water Heating | Natural Gas | Water Heater > 55 gal. | Codes & Standards Forecast | Avg. Replacement Demand (W) | 0 | 0 | 0 | 0 | 0 | 0 | 0 | 0 | 0 | 0 | 0 | 0 | 0 | 0 | 0 | 0 | 0 | 0 | 0 | 0 | 0 | 0 | 0 | 0 | 0 | 0 | 0 | 0 | 0 | 0
F1_Residential_CZ2 - Multi Family_New_Appliances_Natural Gas_Clothes Dryer_Codes & Standards Forecast | F1 | Residential | CZ2 - Multi Family | New | Appliances | Natural Gas | Clothes Dryer | Codes & Standards Forecast | Units | 0 | 0 | 0 | 0 | 0 | 0 | 0 | 0 | 0 | 0 | 0 | 0 | 0 | 0 | 0 | 0 | 0 | 0 | 0 | 0 | 0 | 0 | 0 | 0 | 0 | 0 | 0 | 0 | 0 | 0
F2_Residential_CZ2 - Multi Family_New_Appliances_Natural Gas_Clothes Dryer_Codes & Standards Forecast | F2 | Residential | CZ2 - Multi Family | New | Appliances | Natural Gas | Clothes Dryer | Codes & Standards Forecast | Usage (MMtherm) | 0 | 0 | 0 | 0 | 0 | 0 | 0 | 0 | 0 | 0 | 0 | 0 | 0 | 0 | 0 | 0 | 0 | 0 | 0 | 0 | 0 | 0 | 0 | 0 | 0 | 0 | 0 | 0 | 0 | 0
F3_Residential_CZ2 - Multi Family_New_Appliances_Natural Gas_Clothes Dryer_Codes & Standards Forecast | F3 | Residential | CZ2 - Multi Family | New | Appliances | Natural Gas | Clothes Dryer | Codes & Standards Forecast | Peak Demand (S) | 0 | 0 | 0 | 0 | 0 | 0 | 0 | 0 | 0 | 0 | 0 | 0 | 0 | 0 | 0 | 0 | 0 | 0 | 0 | 0 | 0 | 0 | 0 | 0 | 0 | 0 | 0 | 0 | 0 | 0
F4_Residential_CZ2 - Multi Family_New_Appliances_Natural Gas_Clothes Dryer_Codes & Standards Forecast | F4 | Residential | CZ2 - Multi Family | New | Appliances | Natural Gas | Clothes Dryer | Codes & Standards Forecast | Peak Demand (W) | 0 | 0 | 0 | 0 | 0 | 0 | 0 | 0 | 0 | 0 | 0 | 0 | 0 | 0 | 0 | 0 | 0 | 0 | 0 | 0 | 0 | 0 | 0 | 0 | 0 | 0 | 0 | 0 | 0 | 0
F5_Residential_CZ2 - Multi Family_New_Appliances_Natural Gas_Clothes Dryer_Codes & Standards Forecast | F5 | Residential | CZ2 - Multi Family | New | Appliances | Natural Gas | Clothes Dryer | Codes & Standards Forecast | Turnover | 0 | 0 | 0 | 0 | 0 | 0 | 0 | 0 | 0 | 0 | 0 | 0 | 0 | 0 | 0 | 0 | 0 | 0 | 0 | 0 | 0 | 0 | 0 | 0 | 0 | 0 | 0 | 0 | 0 | 0
F6_Residential_CZ2 - Multi Family_New_Appliances_Natural Gas_Clothes Dryer_Codes & Standards Forecast | F6 | Residential | CZ2 - Multi Family | New | Appliances | Natural Gas | Clothes Dryer | Codes & Standards Forecast | Avg. Replacement Usage | 0 | 0 | 0 | 0 | 0 | 0 | 0 | 0 | 0 | 0 | 0 | 0 | 0 | 0 | 0 | 0 | 0 | 0 | 0 | 0 | 0 | 0 | 0 | 0 | 0 | 0 | 0 | 0 | 0 | 0
F7_Residential_CZ2 - Multi Family_New_Appliances_Natural Gas_Clothes Dryer_Codes & Standards Forecast | F7 | Residential | CZ2 - Multi Family | New | Appliances | Natural Gas | Clothes Dryer | Codes & Standards Forecast | Avg. Replacement Demand (S) | 0 | 0 | 0 | 0 | 0 | 0 | 0 | 0 | 0 | 0 | 0 | 0 | 0 | 0 | 0 | 0 | 0 | 0 | 0 | 0 | 0 | 0 | 0 | 0 | 0 | 0 | 0 | 0 | 0 | 0
F8_Residential_CZ2 - Multi Family_New_Appliances_Natural Gas_Clothes Dryer_Codes & Standards Forecast | F8 | Residential | CZ2 - Multi Family | New | Appliances | Natural Gas | Clothes Dryer | Codes & Standards Forecast | Avg. Replacement Demand (W) | 0 | 0 | 0 | 0 | 0 | 0 | 0 | 0 | 0 | 0 | 0 | 0 | 0 | 0 | 0 | 0 | 0 | 0 | 0 | 0 | 0 | 0 | 0 | 0 | 0 | 0 | 0 | 0 | 0 | 0
F1_Residential_CZ2 - Multi Family_New_Appliances_Natural Gas_Stove/Oven_Codes & Standards Forecast | F1 | Residential | CZ2 - Multi Family | New | Appliances | Natural Gas | Stove/Oven | Codes & Standards Forecast | Units | 0 | 0 | 0 | 0 | 0 | 0 | 0 | 0 | 0 | 0 | 0 | 0 | 0 | 0 | 0 | 0 | 0 | 0 | 0 | 0 | 0 | 0 | 0 | 0 | 0 | 0 | 0 | 0 | 0 | 0
F2_Residential_CZ2 - Multi Family_New_Appliances_Natural Gas_Stove/Oven_Codes & Standards Forecast | F2 | Residential | CZ2 - Multi Family | New | Appliances | Natural Gas | Stove/Oven | Codes & Standards Forecast | Usage (MMtherm) | 0 | 0 | 0 | 0 | 0 | 0 | 0 | 0 | 0 | 0 | 0 | 0 | 0 | 0 | 0 | 0 | 0 | 0 | 0 | 0 | 0 | 0 | 0 | 0 | 0 | 0 | 0 | 0 | 0 | 0
F3_Residential_CZ2 - Multi Family_New_Appliances_Natural Gas_Stove/Oven_Codes & Standards Forecast | F3 | Residential | CZ2 - Multi Family | New | Appliances | Natural Gas | Stove/Oven | Codes & Standards Forecast | Peak Demand (S) | 0 | 0 | 0 | 0 | 0 | 0 | 0 | 0 | 0 | 0 | 0 | 0 | 0 | 0 | 0 | 0 | 0 | 0 | 0 | 0 | 0 | 0 | 0 | 0 | 0 | 0 | 0 | 0 | 0 | 0
F4_Residential_CZ2 - Multi Family_New_Appliances_Natural Gas_Stove/Oven_Codes & Standards Forecast | F4 | Residential | CZ2 - Multi Family | New | Appliances | Natural Gas | Stove/Oven | Codes & Standards Forecast | Peak Demand (W) | 0 | 0 | 0 | 0 | 0 | 0 | 0 | 0 | 0 | 0 | 0 | 0 | 0 | 0 | 0 | 0 | 0 | 0 | 0 | 0 | 0 | 0 | 0 | 0 | 0 | 0 | 0 | 0 | 0 | 0
F5_Residential_CZ2 - Multi Family_New_Appliances_Natural Gas_Stove/Oven_Codes & Standards Forecast | F5 | Residential | CZ2 - Multi Family | New | Appliances | Natural Gas | Stove/Oven | Codes & Standards Forecast | Turnover | 0 | 0 | 0 | 0 | 0 | 0 | 0 | 0 | 0 | 0 | 0 | 0 | 0 | 0 | 0 | 0 | 0 | 0 | 0 | 0 | 0 | 0 | 0 | 0 | 0 | 0 | 0 | 0 | 0 | 0
F6_Residential_CZ2 - Multi Family_New_Appliances_Natural Gas_Stove/Oven_Codes & Standards Forecast | F6 | Residential | CZ2 - Multi Family | New | Appliances | Natural Gas | Stove/Oven | Codes & Standards Forecast | Avg. Replacement Usage | 0 | 0 | 0 | 0 | 0 | 0 | 0 | 0 | 0 | 0 | 0 | 0 | 0 | 0 | 0 | 0 | 0 | 0 | 0 | 0 | 0 | 0 | 0 | 0 | 0 | 0 | 0 | 0 | 0 | 0
F7_Residential_CZ2 - Multi Family_New_Appliances_Natural Gas_Stove/Oven_Codes & Standards Forecast | F7 | Residential | CZ2 - Multi Family | New | Appliances | Natural Gas | Stove/Oven | Codes & Standards Forecast | Avg. Replacement Demand (S) | 0 | 0 | 0 | 0 | 0 | 0 | 0 | 0 | 0 | 0 | 0 | 0 | 0 | 0 | 0 | 0 | 0 | 0 | 0 | 0 | 0 | 0 | 0 | 0 | 0 | 0 | 0 | 0 | 0 | 0
F8_Residential_CZ2 - Multi Family_New_Appliances_Natural Gas_Stove/Oven_Codes & Standards Forecast | F8 | Residential | CZ2 - Multi Family | New | Appliances | Natural Gas | Stove/Oven | Codes & Standards Forecast | Avg. Replacement Demand (W) | 0 | 0 | 0 | 0 | 0 | 0 | 0 | 0 | 0 | 0 | 0 | 0 | 0 | 0 | 0 | 0 | 0 | 0 | 0 | 0 | 0 | 0 | 0 | 0 | 0 | 0 | 0 | 0 | 0 | 0
F1_Residential_CZ2 - Multi Family_New_Miscellaneous_Natural Gas_Pool Heater_Codes & Standards Forecast | F1 | Residential | CZ2 - Multi Family | New | Miscellaneous | Natural Gas | Pool Heater | Codes & Standards Forecast | Units | 0 | 0 | 0 | 0 | 0 | 0 | 0 | 0 | 0 | 0 | 0 | 0 | 0 | 0 | 0 | 0 | 0 | 0 | 0 | 0 | 0 | 0 | 0 | 0 | 0 | 0 | 0 | 0 | 0 | 0
F2_Residential_CZ2 - Multi Family_New_Miscellaneous_Natural Gas_Pool Heater_Codes & Standards Forecast | F2 | Residential | CZ2 - Multi Family | New | Miscellaneous | Natural Gas | Pool Heater | Codes & Standards Forecast | Usage (MMtherm) | 0 | 0 | 0 | 0 | 0 | 0 | 0 | 0 | 0 | 0 | 0 | 0 | 0 | 0 | 0 | 0 | 0 | 0 | 0 | 0 | 0 | 0 | 0 | 0 | 0 | 0 | 0 | 0 | 0 | 0
F3_Residential_CZ2 - Multi Family_New_Miscellaneous_Natural Gas_Pool Heater_Codes & Standards Forecast | F3 | Residential | CZ2 - Multi Family | New | Miscellaneous | Natural Gas | Pool Heater | Codes & Standards Forecast | Peak Demand (S) | 0 | 0 | 0 | 0 | 0 | 0 | 0 | 0 | 0 | 0 | 0 | 0 | 0 | 0 | 0 | 0 | 0 | 0 | 0 | 0 | 0 | 0 | 0 | 0 | 0 | 0 | 0 | 0 | 0 | 0
F4_Residential_CZ2 - Multi Family_New_Miscellaneous_Natural Gas_Pool Heater_Codes & Standards Forecast | F4 | Residential | CZ2 - Multi Family | New | Miscellaneous | Natural Gas | Pool Heater | Codes & Standards Forecast | Peak Demand (W) | 0 | 0 | 0 | 0 | 0 | 0 | 0 | 0 | 0 | 0 | 0 | 0 | 0 | 0 | 0 | 0 | 0 | 0 | 0 | 0 | 0 | 0 | 0 | 0 | 0 | 0 | 0 | 0 | 0 | 0
F5_Residential_CZ2 - Multi Family_New_Miscellaneous_Natural Gas_Pool Heater_Codes & Standards Forecast | F5 | Residential | CZ2 - Multi Family | New | Miscellaneous | Natural Gas | Pool Heater | Codes & Standards Forecast | Turnover | 0 | 0 | 0 | 0 | 0 | 0 | 0 | 0 | 0 | 0 | 0 | 0 | 0 | 0 | 0 | 0 | 0 | 0 | 0 | 0 | 0 | 0 | 0 | 0 | 0 | 0 | 0 | 0 | 0 | 0
F6_Residential_CZ2 - Multi Family_New_Miscellaneous_Natural Gas_Pool Heater_Codes & Standards Forecast | F6 | Residential | CZ2 - Multi Family | New | Miscellaneous | Natural Gas | Pool Heater | Codes & Standards Forecast | Avg. Replacement Usage | 0 | 0 | 0 | 0 | 0 | 0 | 0 | 0 | 0 | 0 | 0 | 0 | 0 | 0 | 0 | 0 | 0 | 0 | 0 | 0 | 0 | 0 | 0 | 0 | 0 | 0 | 0 | 0 | 0 | 0
F7_Residential_CZ2 - Multi Family_New_Miscellaneous_Natural Gas_Pool Heater_Codes & Standards Forecast | F7 | Residential | CZ2 - Multi Family | New | Miscellaneous | Natural Gas | Pool Heater | Codes & Standards Forecast | Avg. Replacement Demand (S) | 0 | 0 | 0 | 0 | 0 | 0 | 0 | 0 | 0 | 0 | 0 | 0 | 0 | 0 | 0 | 0 | 0 | 0 | 0 | 0 | 0 | 0 | 0 | 0 | 0 | 0 | 0 | 0 | 0 | 0
F8_Residential_CZ2 - Multi Family_New_Miscellaneous_Natural Gas_Pool Heater_Codes & Standards Forecast | F8 | Residential | CZ2 - Multi Family | New | Miscellaneous | Natural Gas | Pool Heater | Codes & Standards Forecast | Avg. Replacement Demand (W) | 0 | 0 | 0 | 0 | 0 | 0 | 0 | 0 | 0 | 0 | 0 | 0 | 0 | 0 | 0 | 0 | 0 | 0 | 0 | 0 | 0 | 0 | 0 | 0 | 0 | 0 | 0 | 0 | 0 | 0
F1_Residential_CZ2 - Multi Family_New_Miscellaneous_Natural Gas_Miscellaneous_Codes & Standards Forecast | F1 | Residential | CZ2 - Multi Family | New | Miscellaneous | Natural Gas | Miscellaneous | Codes & Standards Forecast | Units | 0 | 0 | 0 | 0 | 0 | 0 | 0 | 0 | 0 | 0 | 0 | 0 | 0 | 0 | 0 | 0 | 0 | 0 | 0 | 0 | 0 | 0 | 0 | 0 | 0 | 0 | 0 | 0 | 0 | 0
F2_Residential_CZ2 - Multi Family_New_Miscellaneous_Natural Gas_Miscellaneous_Codes & Standards Forecast | F2 | Residential | CZ2 - Multi Family | New | Miscellaneous | Natural Gas | Miscellaneous | Codes & Standards Forecast | Usage (MMtherm) | 0 | 0 | 0 | 0 | 0 | 0 | 0 | 0 | 0 | 0 | 0 | 0 | 0 | 0 | 0 | 0 | 0 | 0 | 0 | 0 | 0 | 0 | 0 | 0 | 0 | 0 | 0 | 0 | 0 | 0
F3_Residential_CZ2 - Multi Family_New_Miscellaneous_Natural Gas_Miscellaneous_Codes & Standards Forecast | F3 | Residential | CZ2 - Multi Family | New | Miscellaneous | Natural Gas | Miscellaneous | Codes & Standards Forecast | Peak Demand (S) | 0 | 0 | 0 | 0 | 0 | 0 | 0 | 0 | 0 | 0 | 0 | 0 | 0 | 0 | 0 | 0 | 0 | 0 | 0 | 0 | 0 | 0 | 0 | 0 | 0 | 0 | 0 | 0 | 0 | 0
F4_Residential_CZ2 - Multi Family_New_Miscellaneous_Natural Gas_Miscellaneous_Codes & Standards Forecast | F4 | Residential | CZ2 - Multi Family | New | Miscellaneous | Natural Gas | Miscellaneous | Codes & Standards Forecast | Peak Demand (W) | 0 | 0 | 0 | 0 | 0 | 0 | 0 | 0 | 0 | 0 | 0 | 0 | 0 | 0 | 0 | 0 | 0 | 0 | 0 | 0 | 0 | 0 | 0 | 0 | 0 | 0 | 0 | 0 | 0 | 0
F5_Residential_CZ2 - Multi Family_New_Miscellaneous_Natural Gas_Miscellaneous_Codes & Standards Forecast | F5 | Residential | CZ2 - Multi Family | New | Miscellaneous | Natural Gas | Miscellaneous | Codes & Standards Forecast | Turnover | 0 | 0 | 0 | 0 | 0 | 0 | 0 | 0 | 0 | 0 | 0 | 0 | 0 | 0 | 0 | 0 | 0 | 0 | 0 | 0 | 0 | 0 | 0 | 0 | 0 | 0 | 0 | 0 | 0 | 0
F6_Residential_CZ2 - Multi Family_New_Miscellaneous_Natural Gas_Miscellaneous_Codes & Standards Forecast | F6 | Residential | CZ2 - Multi Family | New | Miscellaneous | Natural Gas | Miscellaneous | Codes & Standards Forecast | Avg. Replacement Usage | 0 | 0 | 0 | 0 | 0 | 0 | 0 | 0 | 0 | 0 | 0 | 0 | 0 | 0 | 0 | 0 | 0 | 0 | 0 | 0 | 0 | 0 | 0 | 0 | 0 | 0 | 0 | 0 | 0 | 0
F7_Residential_CZ2 - Multi Family_New_Miscellaneous_Natural Gas_Miscellaneous_Codes & Standards Forecast | F7 | Residential | CZ2 - Multi Family | New | Miscellaneous | Natural Gas | Miscellaneous | Codes & Standards Forecast | Avg. Replacement Demand (S) | 0 | 0 | 0 | 0 | 0 | 0 | 0 | 0 | 0 | 0 | 0 | 0 | 0 | 0 | 0 | 0 | 0 | 0 | 0 | 0 | 0 | 0 | 0 | 0 | 0 | 0 | 0 | 0 | 0 | 0
F8_Residential_CZ2 - Multi Family_New_Miscellaneous_Natural Gas_Miscellaneous_Codes & Standards Forecast | F8 | Residential | CZ2 - Multi Family | New | Miscellaneous | Natural Gas | Miscellaneous | Codes & Standards Forecast | Avg. Replacement Demand (W) | 0 | 0 | 0 | 0 | 0 | 0 | 0 | 0 | 0 | 0 | 0 | 0 | 0 | 0 | 0 | 0 | 0 | 0 | 0 | 0 | 0 | 0 | 0 | 0 | 0 | 0 | 0 | 0 | 0 | 0
F1_Residential_CZ3 - Single Family_Existing_Space Heating_Natural Gas_Furnace - Direct Fuel_Codes & Standards Forecast | F1 | Residential | CZ3 - Single Family | Existing | Space Heating | Natural Gas | Furnace - Direct Fuel | Codes & Standards Forecast | Units | 0 | 0 | 0 | 0 | 0 | 0 | 0 | 0 | 0 | 0 | 0 | 0 | 0 | 0 | 0 | 0 | 0 | 0 | 0 | 0 | 0 | 0 | 0 | 0 | 0 | 0 | 0 | 0 | 0 | 0
F2_Residential_CZ3 - Single Family_Existing_Space Heating_Natural Gas_Furnace - Direct Fuel_Codes & Standards Forecast | F2 | Residential | CZ3 - Single Family | Existing | Space Heating | Natural Gas | Furnace - Direct Fuel | Codes & Standards Forecast | Usage (MMtherm) | 0 | 0 | 0 | 0 | 0 | 0 | 0 | 0 | 0 | 0 | 0 | 0 | 0 | 0 | 0 | 0 | 0 | 0 | 0 | 0 | 0 | 0 | 0 | 0 | 0 | 0 | 0 | 0 | 0 | 0
F3_Residential_CZ3 - Single Family_Existing_Space Heating_Natural Gas_Furnace - Direct Fuel_Codes & Standards Forecast | F3 | Residential | CZ3 - Single Family | Existing | Space Heating | Natural Gas | Furnace - Direct Fuel | Codes & Standards Forecast | Peak Demand (S) | 0 | 0 | 0 | 0 | 0 | 0 | 0 | 0 | 0 | 0 | 0 | 0 | 0 | 0 | 0 | 0 | 0 | 0 | 0 | 0 | 0 | 0 | 0 | 0 | 0 | 0 | 0 | 0 | 0 | 0
F4_Residential_CZ3 - Single Family_Existing_Space Heating_Natural Gas_Furnace - Direct Fuel_Codes & Standards Forecast | F4 | Residential | CZ3 - Single Family | Existing | Space Heating | Natural Gas | Furnace - Direct Fuel | Codes & Standards Forecast | Peak Demand (W) | 0 | 0 | 0 | 0 | 0 | 0 | 0 | 0 | 0 | 0 | 0 | 0 | 0 | 0 | 0 | 0 | 0 | 0 | 0 | 0 | 0 | 0 | 0 | 0 | 0 | 0 | 0 | 0 | 0 | 0
F5_Residential_CZ3 - Single Family_Existing_Space Heating_Natural Gas_Furnace - Direct Fuel_Codes & Standards Forecast | F5 | Residential | CZ3 - Single Family | Existing | Space Heating | Natural Gas | Furnace - Direct Fuel | Codes & Standards Forecast | Turnover | 0 | 0 | 0 | 0 | 0 | 0 | 0 | 0 | 0 | 0 | 0 | 0 | 0 | 0 | 0 | 0 | 0 | 0 | 0 | 0 | 0 | 0 | 0 | 0 | 0 | 0 | 0 | 0 | 0 | 0
F6_Residential_CZ3 - Single Family_Existing_Space Heating_Natural Gas_Furnace - Direct Fuel_Codes & Standards Forecast | F6 | Residential | CZ3 - Single Family | Existing | Space Heating | Natural Gas | Furnace - Direct Fuel | Codes & Standards Forecast | Avg. Replacement Usage | 0 | 0 | 0 | 0 | 0 | 0 | 0 | 0 | 0 | 0 | 0 | 0 | 0 | 0 | 0 | 0 | 0 | 0 | 0 | 0 | 0 | 0 | 0 | 0 | 0 | 0 | 0 | 0 | 0 | 0
F7_Residential_CZ3 - Single Family_Existing_Space Heating_Natural Gas_Furnace - Direct Fuel_Codes & Standards Forecast | F7 | Residential | CZ3 - Single Family | Existing | Space Heating | Natural Gas | Furnace - Direct Fuel | Codes & Standards Forecast | Avg. Replacement Demand (S) | 0 | 0 | 0 | 0 | 0 | 0 | 0 | 0 | 0 | 0 | 0 | 0 | 0 | 0 | 0 | 0 | 0 | 0 | 0 | 0 | 0 | 0 | 0 | 0 | 0 | 0 | 0 | 0 | 0 | 0
F8_Residential_CZ3 - Single Family_Existing_Space Heating_Natural Gas_Furnace - Direct Fuel_Codes & Standards Forecast | F8 | Residential | CZ3 - Single Family | Existing | Space Heating | Natural Gas | Furnace - Direct Fuel | Codes & Standards Forecast | Avg. Replacement Demand (W) | 0 | 0 | 0 | 0 | 0 | 0 | 0 | 0 | 0 | 0 | 0 | 0 | 0 | 0 | 0 | 0 | 0 | 0 | 0 | 0 | 0 | 0 | 0 | 0 | 0 | 0 | 0 | 0 | 0 | 0
F1_Residential_CZ3 - Single Family_Existing_Space Heating_Natural Gas_Boiler - Direct Fuel_Codes & Standards Forecast | F1 | Residential | CZ3 - Single Family | Existing | Space Heating | Natural Gas | Boiler - Direct Fuel | Codes & Standards Forecast | Units | 0 | 0 | 0 | 0 | 0 | 0 | 0 | 0 | 0 | 0 | 0 | 0 | 0 | 0 | 0 | 0 | 0 | 0 | 0 | 0 | 0 | 0 | 0 | 0 | 0 | 0 | 0 | 0 | 0 | 0
F2_Residential_CZ3 - Single Family_Existing_Space Heating_Natural Gas_Boiler - Direct Fuel_Codes & Standards Forecast | F2 | Residential | CZ3 - Single Family | Existing | Space Heating | Natural Gas | Boiler - Direct Fuel | Codes & Standards Forecast | Usage (MMtherm) | 0 | 0 | 0 | 0 | 0 | 0 | 0 | 0 | 0 | 0 | 0 | 0 | 0 | 0 | 0 | 0 | 0 | 0 | 0 | 0 | 0 | 0 | 0 | 0 | 0 | 0 | 0 | 0 | 0 | 0
F3_Residential_CZ3 - Single Family_Existing_Space Heating_Natural Gas_Boiler - Direct Fuel_Codes & Standards Forecast | F3 | Residential | CZ3 - Single Family | Existing | Space Heating | Natural Gas | Boiler - Direct Fuel | Codes & Standards Forecast | Peak Demand (S) | 0 | 0 | 0 | 0 | 0 | 0 | 0 | 0 | 0 | 0 | 0 | 0 | 0 | 0 | 0 | 0 | 0 | 0 | 0 | 0 | 0 | 0 | 0 | 0 | 0 | 0 | 0 | 0 | 0 | 0
F4_Residential_CZ3 - Single Family_Existing_Space Heating_Natural Gas_Boiler - Direct Fuel_Codes & Standards Forecast | F4 | Residential | CZ3 - Single Family | Existing | Space Heating | Natural Gas | Boiler - Direct Fuel | Codes & Standards Forecast | Peak Demand (W) | 0 | 0 | 0 | 0 | 0 | 0 | 0 | 0 | 0 | 0 | 0 | 0 | 0 | 0 | 0 | 0 | 0 | 0 | 0 | 0 | 0 | 0 | 0 | 0 | 0 | 0 | 0 | 0 | 0 | 0
F5_Residential_CZ3 - Single Family_Existing_Space Heating_Natural Gas_Boiler - Direct Fuel_Codes & Standards Forecast | F5 | Residential | CZ3 - Single Family | Existing | Space Heating | Natural Gas | Boiler - Direct Fuel | Codes & Standards Forecast | Turnover | 0 | 0 | 0 | 0 | 0 | 0 | 0 | 0 | 0 | 0 | 0 | 0 | 0 | 0 | 0 | 0 | 0 | 0 | 0 | 0 | 0 | 0 | 0 | 0 | 0 | 0 | 0 | 0 | 0 | 0
F6_Residential_CZ3 - Single Family_Existing_Space Heating_Natural Gas_Boiler - Direct Fuel_Codes & Standards Forecast | F6 | Residential | CZ3 - Single Family | Existing | Space Heating | Natural Gas | Boiler - Direct Fuel | Codes & Standards Forecast | Avg. Replacement Usage | 0 | 0 | 0 | 0 | 0 | 0 | 0 | 0 | 0 | 0 | 0 | 0 | 0 | 0 | 0 | 0 | 0 | 0 | 0 | 0 | 0 | 0 | 0 | 0 | 0 | 0 | 0 | 0 | 0 | 0
F7_Residential_CZ3 - Single Family_Existing_Space Heating_Natural Gas_Boiler - Direct Fuel_Codes & Standards Forecast | F7 | Residential | CZ3 - Single Family | Existing | Space Heating | Natural Gas | Boiler - Direct Fuel | Codes & Standards Forecast | Avg. Replacement Demand (S) | 0 | 0 | 0 | 0 | 0 | 0 | 0 | 0 | 0 | 0 | 0 | 0 | 0 | 0 | 0 | 0 | 0 | 0 | 0 | 0 | 0 | 0 | 0 | 0 | 0 | 0 | 0 | 0 | 0 | 0
F8_Residential_CZ3 - Single Family_Existing_Space Heating_Natural Gas_Boiler - Direct Fuel_Codes & Standards Forecast | F8 | Residential | CZ3 - Single Family | Existing | Space Heating | Natural Gas | Boiler - Direct Fuel | Codes & Standards Forecast | Avg. Replacement Demand (W) | 0 | 0 | 0 | 0 | 0 | 0 | 0 | 0 | 0 | 0 | 0 | 0 | 0 | 0 | 0 | 0 | 0 | 0 | 0 | 0 | 0 | 0 | 0 | 0 | 0 | 0 | 0 | 0 | 0 | 0
F1_Residential_CZ3 - Single Family_Existing_Secondary Heating_Natural Gas_Fireplace_Codes & Standards Forecast | F1 | Residential | CZ3 - Single Family | Existing | Secondary Heating | Natural Gas | Fireplace | Codes & Standards Forecast | Units | 0 | 0 | 0 | 0 | 0 | 0 | 0 | 0 | 0 | 0 | 0 | 0 | 0 | 0 | 0 | 0 | 0 | 0 | 0 | 0 | 0 | 0 | 0 | 0 | 0 | 0 | 0 | 0 | 0 | 0
F2_Residential_CZ3 - Single Family_Existing_Secondary Heating_Natural Gas_Fireplace_Codes & Standards Forecast | F2 | Residential | CZ3 - Single Family | Existing | Secondary Heating | Natural Gas | Fireplace | Codes & Standards Forecast | Usage (MMtherm) | 0 | 0 | 0 | 0 | 0 | 0 | 0 | 0 | 0 | 0 | 0 | 0 | 0 | 0 | 0 | 0 | 0 | 0 | 0 | 0 | 0 | 0 | 0 | 0 | 0 | 0 | 0 | 0 | 0 | 0
F3_Residential_CZ3 - Single Family_Existing_Secondary Heating_Natural Gas_Fireplace_Codes & Standards Forecast | F3 | Residential | CZ3 - Single Family | Existing | Secondary Heating | Natural Gas | Fireplace | Codes & Standards Forecast | Peak Demand (S) | 0 | 0 | 0 | 0 | 0 | 0 | 0 | 0 | 0 | 0 | 0 | 0 | 0 | 0 | 0 | 0 | 0 | 0 | 0 | 0 | 0 | 0 | 0 | 0 | 0 | 0 | 0 | 0 | 0 | 0
F4_Residential_CZ3 - Single Family_Existing_Secondary Heating_Natural Gas_Fireplace_Codes & Standards Forecast | F4 | Residential | CZ3 - Single Family | Existing | Secondary Heating | Natural Gas | Fireplace | Codes & Standards Forecast | Peak Demand (W) | 0 | 0 | 0 | 0 | 0 | 0 | 0 | 0 | 0 | 0 | 0 | 0 | 0 | 0 | 0 | 0 | 0 | 0 | 0 | 0 | 0 | 0 | 0 | 0 | 0 | 0 | 0 | 0 | 0 | 0
F5_Residential_CZ3 - Single Family_Existing_Secondary Heating_Natural Gas_Fireplace_Codes & Standards Forecast | F5 | Residential | CZ3 - Single Family | Existing | Secondary Heating | Natural Gas | Fireplace | Codes & Standards Forecast | Turnover | 0 | 0 | 0 | 0 | 0 | 0 | 0 | 0 | 0 | 0 | 0 | 0 | 0 | 0 | 0 | 0 | 0 | 0 | 0 | 0 | 0 | 0 | 0 | 0 | 0 | 0 | 0 | 0 | 0 | 0
F6_Residential_CZ3 - Single Family_Existing_Secondary Heating_Natural Gas_Fireplace_Codes & Standards Forecast | F6 | Residential | CZ3 - Single Family | Existing | Secondary Heating | Natural Gas | Fireplace | Codes & Standards Forecast | Avg. Replacement Usage | 0 | 0 | 0 | 0 | 0 | 0 | 0 | 0 | 0 | 0 | 0 | 0 | 0 | 0 | 0 | 0 | 0 | 0 | 0 | 0 | 0 | 0 | 0 | 0 | 0 | 0 | 0 | 0 | 0 | 0
F7_Residential_CZ3 - Single Family_Existing_Secondary Heating_Natural Gas_Fireplace_Codes & Standards Forecast | F7 | Residential | CZ3 - Single Family | Existing | Secondary Heating | Natural Gas | Fireplace | Codes & Standards Forecast | Avg. Replacement Demand (S) | 0 | 0 | 0 | 0 | 0 | 0 | 0 | 0 | 0 | 0 | 0 | 0 | 0 | 0 | 0 | 0 | 0 | 0 | 0 | 0 | 0 | 0 | 0 | 0 | 0 | 0 | 0 | 0 | 0 | 0
F8_Residential_CZ3 - Single Family_Existing_Secondary Heating_Natural Gas_Fireplace_Codes & Standards Forecast | F8 | Residential | CZ3 - Single Family | Existing | Secondary Heating | Natural Gas | Fireplace | Codes & Standards Forecast | Avg. Replacement Demand (W) | 0 | 0 | 0 | 0 | 0 | 0 | 0 | 0 | 0 | 0 | 0 | 0 | 0 | 0 | 0 | 0 | 0 | 0 | 0 | 0 | 0 | 0 | 0 | 0 | 0 | 0 | 0 | 0 | 0 | 0
F1_Residential_CZ3 - Single Family_Existing_Water Heating_Natural Gas_Water Heater <= 55 gal._Codes & Standards Forecast | F1 | Residential | CZ3 - Single Family | Existing | Water Heating | Natural Gas | Water Heater <= 55 gal. | Codes & Standards Forecast | Units | 0 | 0 | 0 | 0 | 0 | 0 | 0 | 0 | 0 | 0 | 0 | 0 | 0 | 0 | 0 | 0 | 0 | 0 | 0 | 0 | 0 | 0 | 0 | 0 | 0 | 0 | 0 | 0 | 0 | 0
F2_Residential_CZ3 - Single Family_Existing_Water Heating_Natural Gas_Water Heater <= 55 gal._Codes & Standards Forecast | F2 | Residential | CZ3 - Single Family | Existing | Water Heating | Natural Gas | Water Heater <= 55 gal. | Codes & Standards Forecast | Usage (MMtherm) | 0 | 0 | 0 | 0 | 0 | 0 | 0 | 0 | 0 | 0 | 0 | 0 | 0 | 0 | 0 | 0 | 0 | 0 | 0 | 0 | 0 | 0 | 0 | 0 | 0 | 0 | 0 | 0 | 0 | 0
F3_Residential_CZ3 - Single Family_Existing_Water Heating_Natural Gas_Water Heater <= 55 gal._Codes & Standards Forecast | F3 | Residential | CZ3 - Single Family | Existing | Water Heating | Natural Gas | Water Heater <= 55 gal. | Codes & Standards Forecast | Peak Demand (S) | 0 | 0 | 0 | 0 | 0 | 0 | 0 | 0 | 0 | 0 | 0 | 0 | 0 | 0 | 0 | 0 | 0 | 0 | 0 | 0 | 0 | 0 | 0 | 0 | 0 | 0 | 0 | 0 | 0 | 0
F4_Residential_CZ3 - Single Family_Existing_Water Heating_Natural Gas_Water Heater <= 55 gal._Codes & Standards Forecast | F4 | Residential | CZ3 - Single Family | Existing | Water Heating | Natural Gas | Water Heater <= 55 gal. | Codes & Standards Forecast | Peak Demand (W) | 0 | 0 | 0 | 0 | 0 | 0 | 0 | 0 | 0 | 0 | 0 | 0 | 0 | 0 | 0 | 0 | 0 | 0 | 0 | 0 | 0 | 0 | 0 | 0 | 0 | 0 | 0 | 0 | 0 | 0
F5_Residential_CZ3 - Single Family_Existing_Water Heating_Natural Gas_Water Heater <= 55 gal._Codes & Standards Forecast | F5 | Residential | CZ3 - Single Family | Existing | Water Heating | Natural Gas | Water Heater <= 55 gal. | Codes & Standards Forecast | Turnover | 0 | 0 | 0 | 0 | 0 | 0 | 0 | 0 | 0 | 0 | 0 | 0 | 0 | 0 | 0 | 0 | 0 | 0 | 0 | 0 | 0 | 0 | 0 | 0 | 0 | 0 | 0 | 0 | 0 | 0
F6_Residential_CZ3 - Single Family_Existing_Water Heating_Natural Gas_Water Heater <= 55 gal._Codes & Standards Forecast | F6 | Residential | CZ3 - Single Family | Existing | Water Heating | Natural Gas | Water Heater <= 55 gal. | Codes & Standards Forecast | Avg. Replacement Usage | 0 | 0 | 0 | 0 | 0 | 0 | 0 | 0 | 0 | 0 | 0 | 0 | 0 | 0 | 0 | 0 | 0 | 0 | 0 | 0 | 0 | 0 | 0 | 0 | 0 | 0 | 0 | 0 | 0 | 0
F7_Residential_CZ3 - Single Family_Existing_Water Heating_Natural Gas_Water Heater <= 55 gal._Codes & Standards Forecast | F7 | Residential | CZ3 - Single Family | Existing | Water Heating | Natural Gas | Water Heater <= 55 gal. | Codes & Standards Forecast | Avg. Replacement Demand (S) | 0 | 0 | 0 | 0 | 0 | 0 | 0 | 0 | 0 | 0 | 0 | 0 | 0 | 0 | 0 | 0 | 0 | 0 | 0 | 0 | 0 | 0 | 0 | 0 | 0 | 0 | 0 | 0 | 0 | 0
F8_Residential_CZ3 - Single Family_Existing_Water Heating_Natural Gas_Water Heater <= 55 gal._Codes & Standards Forecast | F8 | Residential | CZ3 - Single Family | Existing | Water Heating | Natural Gas | Water Heater <= 55 gal. | Codes & Standards Forecast | Avg. Replacement Demand (W) | 0 | 0 | 0 | 0 | 0 | 0 | 0 | 0 | 0 | 0 | 0 | 0 | 0 | 0 | 0 | 0 | 0 | 0 | 0 | 0 | 0 | 0 | 0 | 0 | 0 | 0 | 0 | 0 | 0 | 0
F1_Residential_CZ3 - Single Family_Existing_Water Heating_Natural Gas_Water Heater > 55 gal._Codes & Standards Forecast | F1 | Residential | CZ3 - Single Family | Existing | Water Heating | Natural Gas | Water Heater > 55 gal. | Codes & Standards Forecast | Units | 0 | 0 | 0 | 0 | 0 | 0 | 0 | 0 | 0 | 0 | 0 | 0 | 0 | 0 | 0 | 0 | 0 | 0 | 0 | 0 | 0 | 0 | 0 | 0 | 0 | 0 | 0 | 0 | 0 | 0
F2_Residential_CZ3 - Single Family_Existing_Water Heating_Natural Gas_Water Heater > 55 gal._Codes & Standards Forecast | F2 | Residential | CZ3 - Single Family | Existing | Water Heating | Natural Gas | Water Heater > 55 gal. | Codes & Standards Forecast | Usage (MMtherm) | 0 | 0 | 0 | 0 | 0 | 0 | 0 | 0 | 0 | 0 | 0 | 0 | 0 | 0 | 0 | 0 | 0 | 0 | 0 | 0 | 0 | 0 | 0 | 0 | 0 | 0 | 0 | 0 | 0 | 0
F3_Residential_CZ3 - Single Family_Existing_Water Heating_Natural Gas_Water Heater > 55 gal._Codes & Standards Forecast | F3 | Residential | CZ3 - Single Family | Existing | Water Heating | Natural Gas | Water Heater > 55 gal. | Codes & Standards Forecast | Peak Demand (S) | 0 | 0 | 0 | 0 | 0 | 0 | 0 | 0 | 0 | 0 | 0 | 0 | 0 | 0 | 0 | 0 | 0 | 0 | 0 | 0 | 0 | 0 | 0 | 0 | 0 | 0 | 0 | 0 | 0 | 0
F4_Residential_CZ3 - Single Family_Existing_Water Heating_Natural Gas_Water Heater > 55 gal._Codes & Standards Forecast | F4 | Residential | CZ3 - Single Family | Existing | Water Heating | Natural Gas | Water Heater > 55 gal. | Codes & Standards Forecast | Peak Demand (W) | 0 | 0 | 0 | 0 | 0 | 0 | 0 | 0 | 0 | 0 | 0 | 0 | 0 | 0 | 0 | 0 | 0 | 0 | 0 | 0 | 0 | 0 | 0 | 0 | 0 | 0 | 0 | 0 | 0 | 0
F5_Residential_CZ3 - Single Family_Existing_Water Heating_Natural Gas_Water Heater > 55 gal._Codes & Standards Forecast | F5 | Residential | CZ3 - Single Family | Existing | Water Heating | Natural Gas | Water Heater > 55 gal. | Codes & Standards Forecast | Turnover | 0 | 0 | 0 | 0 | 0 | 0 | 0 | 0 | 0 | 0 | 0 | 0 | 0 | 0 | 0 | 0 | 0 | 0 | 0 | 0 | 0 | 0 | 0 | 0 | 0 | 0 | 0 | 0 | 0 | 0
F6_Residential_CZ3 - Single Family_Existing_Water Heating_Natural Gas_Water Heater > 55 gal._Codes & Standards Forecast | F6 | Residential | CZ3 - Single Family | Existing | Water Heating | Natural Gas | Water Heater > 55 gal. | Codes & Standards Forecast | Avg. Replacement Usage | 0 | 0 | 0 | 0 | 0 | 0 | 0 | 0 | 0 | 0 | 0 | 0 | 0 | 0 | 0 | 0 | 0 | 0 | 0 | 0 | 0 | 0 | 0 | 0 | 0 | 0 | 0 | 0 | 0 | 0
F7_Residential_CZ3 - Single Family_Existing_Water Heating_Natural Gas_Water Heater > 55 gal._Codes & Standards Forecast | F7 | Residential | CZ3 - Single Family | Existing | Water Heating | Natural Gas | Water Heater > 55 gal. | Codes & Standards Forecast | Avg. Replacement Demand (S) | 0 | 0 | 0 | 0 | 0 | 0 | 0 | 0 | 0 | 0 | 0 | 0 | 0 | 0 | 0 | 0 | 0 | 0 | 0 | 0 | 0 | 0 | 0 | 0 | 0 | 0 | 0 | 0 | 0 | 0
F8_Residential_CZ3 - Single Family_Existing_Water Heating_Natural Gas_Water Heater > 55 gal._Codes & Standards Forecast | F8 | Residential | CZ3 - Single Family | Existing | Water Heating | Natural Gas | Water Heater > 55 gal. | Codes & Standards Forecast | Avg. Replacement Demand (W) | 0 | 0 | 0 | 0 | 0 | 0 | 0 | 0 | 0 | 0 | 0 | 0 | 0 | 0 | 0 | 0 | 0 | 0 | 0 | 0 | 0 | 0 | 0 | 0 | 0 | 0 | 0 | 0 | 0 | 0
F1_Residential_CZ3 - Single Family_Existing_Appliances_Natural Gas_Clothes Dryer_Codes & Standards Forecast | F1 | Residential | CZ3 - Single Family | Existing | Appliances | Natural Gas | Clothes Dryer | Codes & Standards Forecast | Units | 0 | 0 | 0 | 0 | 0 | 0 | 0 | 0 | 0 | 0 | 0 | 0 | 0 | 0 | 0 | 0 | 0 | 0 | 0 | 0 | 0 | 0 | 0 | 0 | 0 | 0 | 0 | 0 | 0 | 0
F2_Residential_CZ3 - Single Family_Existing_Appliances_Natural Gas_Clothes Dryer_Codes & Standards Forecast | F2 | Residential | CZ3 - Single Family | Existing | Appliances | Natural Gas | Clothes Dryer | Codes & Standards Forecast | Usage (MMtherm) | 0 | 0 | 0 | 0 | 0 | 0 | 0 | 0 | 0 | 0 | 0 | 0 | 0 | 0 | 0 | 0 | 0 | 0 | 0 | 0 | 0 | 0 | 0 | 0 | 0 | 0 | 0 | 0 | 0 | 0
F3_Residential_CZ3 - Single Family_Existing_Appliances_Natural Gas_Clothes Dryer_Codes & Standards Forecast | F3 | Residential | CZ3 - Single Family | Existing | Appliances | Natural Gas | Clothes Dryer | Codes & Standards Forecast | Peak Demand (S) | 0 | 0 | 0 | 0 | 0 | 0 | 0 | 0 | 0 | 0 | 0 | 0 | 0 | 0 | 0 | 0 | 0 | 0 | 0 | 0 | 0 | 0 | 0 | 0 | 0 | 0 | 0 | 0 | 0 | 0
F4_Residential_CZ3 - Single Family_Existing_Appliances_Natural Gas_Clothes Dryer_Codes & Standards Forecast | F4 | Residential | CZ3 - Single Family | Existing | Appliances | Natural Gas | Clothes Dryer | Codes & Standards Forecast | Peak Demand (W) | 0 | 0 | 0 | 0 | 0 | 0 | 0 | 0 | 0 | 0 | 0 | 0 | 0 | 0 | 0 | 0 | 0 | 0 | 0 | 0 | 0 | 0 | 0 | 0 | 0 | 0 | 0 | 0 | 0 | 0
F5_Residential_CZ3 - Single Family_Existing_Appliances_Natural Gas_Clothes Dryer_Codes & Standards Forecast | F5 | Residential | CZ3 - Single Family | Existing | Appliances | Natural Gas | Clothes Dryer | Codes & Standards Forecast | Turnover | 0 | 0 | 0 | 0 | 0 | 0 | 0 | 0 | 0 | 0 | 0 | 0 | 0 | 0 | 0 | 0 | 0 | 0 | 0 | 0 | 0 | 0 | 0 | 0 | 0 | 0 | 0 | 0 | 0 | 0
F6_Residential_CZ3 - Single Family_Existing_Appliances_Natural Gas_Clothes Dryer_Codes & Standards Forecast | F6 | Residential | CZ3 - Single Family | Existing | Appliances | Natural Gas | Clothes Dryer | Codes & Standards Forecast | Avg. Replacement Usage | 0 | 0 | 0 | 0 | 0 | 0 | 0 | 0 | 0 | 0 | 0 | 0 | 0 | 0 | 0 | 0 | 0 | 0 | 0 | 0 | 0 | 0 | 0 | 0 | 0 | 0 | 0 | 0 | 0 | 0
F7_Residential_CZ3 - Single Family_Existing_Appliances_Natural Gas_Clothes Dryer_Codes & Standards Forecast | F7 | Residential | CZ3 - Single Family | Existing | Appliances | Natural Gas | Clothes Dryer | Codes & Standards Forecast | Avg. Replacement Demand (S) | 0 | 0 | 0 | 0 | 0 | 0 | 0 | 0 | 0 | 0 | 0 | 0 | 0 | 0 | 0 | 0 | 0 | 0 | 0 | 0 | 0 | 0 | 0 | 0 | 0 | 0 | 0 | 0 | 0 | 0
F8_Residential_CZ3 - Single Family_Existing_Appliances_Natural Gas_Clothes Dryer_Codes & Standards Forecast | F8 | Residential | CZ3 - Single Family | Existing | Appliances | Natural Gas | Clothes Dryer | Codes & Standards Forecast | Avg. Replacement Demand (W) | 0 | 0 | 0 | 0 | 0 | 0 | 0 | 0 | 0 | 0 | 0 | 0 | 0 | 0 | 0 | 0 | 0 | 0 | 0 | 0 | 0 | 0 | 0 | 0 | 0 | 0 | 0 | 0 | 0 | 0
F1_Residential_CZ3 - Single Family_Existing_Appliances_Natural Gas_Stove/Oven_Codes & Standards Forecast | F1 | Residential | CZ3 - Single Family | Existing | Appliances | Natural Gas | Stove/Oven | Codes & Standards Forecast | Units | 0 | 0 | 0 | 0 | 0 | 0 | 0 | 0 | 0 | 0 | 0 | 0 | 0 | 0 | 0 | 0 | 0 | 0 | 0 | 0 | 0 | 0 | 0 | 0 | 0 | 0 | 0 | 0 | 0 | 0
F2_Residential_CZ3 - Single Family_Existing_Appliances_Natural Gas_Stove/Oven_Codes & Standards Forecast | F2 | Residential | CZ3 - Single Family | Existing | Appliances | Natural Gas | Stove/Oven | Codes & Standards Forecast | Usage (MMtherm) | 0 | 0 | 0 | 0 | 0 | 0 | 0 | 0 | 0 | 0 | 0 | 0 | 0 | 0 | 0 | 0 | 0 | 0 | 0 | 0 | 0 | 0 | 0 | 0 | 0 | 0 | 0 | 0 | 0 | 0
F3_Residential_CZ3 - Single Family_Existing_Appliances_Natural Gas_Stove/Oven_Codes & Standards Forecast | F3 | Residential | CZ3 - Single Family | Existing | Appliances | Natural Gas | Stove/Oven | Codes & Standards Forecast | Peak Demand (S) | 0 | 0 | 0 | 0 | 0 | 0 | 0 | 0 | 0 | 0 | 0 | 0 | 0 | 0 | 0 | 0 | 0 | 0 | 0 | 0 | 0 | 0 | 0 | 0 | 0 | 0 | 0 | 0 | 0 | 0
F4_Residential_CZ3 - Single Family_Existing_Appliances_Natural Gas_Stove/Oven_Codes & Standards Forecast | F4 | Residential | CZ3 - Single Family | Existing | Appliances | Natural Gas | Stove/Oven | Codes & Standards Forecast | Peak Demand (W) | 0 | 0 | 0 | 0 | 0 | 0 | 0 | 0 | 0 | 0 | 0 | 0 | 0 | 0 | 0 | 0 | 0 | 0 | 0 | 0 | 0 | 0 | 0 | 0 | 0 | 0 | 0 | 0 | 0 | 0
F5_Residential_CZ3 - Single Family_Existing_Appliances_Natural Gas_Stove/Oven_Codes & Standards Forecast | F5 | Residential | CZ3 - Single Family | Existing | Appliances | Natural Gas | Stove/Oven | Codes & Standards Forecast | Turnover | 0 | 0 | 0 | 0 | 0 | 0 | 0 | 0 | 0 | 0 | 0 | 0 | 0 | 0 | 0 | 0 | 0 | 0 | 0 | 0 | 0 | 0 | 0 | 0 | 0 | 0 | 0 | 0 | 0 | 0
F6_Residential_CZ3 - Single Family_Existing_Appliances_Natural Gas_Stove/Oven_Codes & Standards Forecast | F6 | Residential | CZ3 - Single Family | Existing | Appliances | Natural Gas | Stove/Oven | Codes & Standards Forecast | Avg. Replacement Usage | 0 | 0 | 0 | 0 | 0 | 0 | 0 | 0 | 0 | 0 | 0 | 0 | 0 | 0 | 0 | 0 | 0 | 0 | 0 | 0 | 0 | 0 | 0 | 0 | 0 | 0 | 0 | 0 | 0 | 0
F7_Residential_CZ3 - Single Family_Existing_Appliances_Natural Gas_Stove/Oven_Codes & Standards Forecast | F7 | Residential | CZ3 - Single Family | Existing | Appliances | Natural Gas | Stove/Oven | Codes & Standards Forecast | Avg. Replacement Demand (S) | 0 | 0 | 0 | 0 | 0 | 0 | 0 | 0 | 0 | 0 | 0 | 0 | 0 | 0 | 0 | 0 | 0 | 0 | 0 | 0 | 0 | 0 | 0 | 0 | 0 | 0 | 0 | 0 | 0 | 0
F8_Residential_CZ3 - Single Family_Existing_Appliances_Natural Gas_Stove/Oven_Codes & Standards Forecast | F8 | Residential | CZ3 - Single Family | Existing | Appliances | Natural Gas | Stove/Oven | Codes & Standards Forecast | Avg. Replacement Demand (W) | 0 | 0 | 0 | 0 | 0 | 0 | 0 | 0 | 0 | 0 | 0 | 0 | 0 | 0 | 0 | 0 | 0 | 0 | 0 | 0 | 0 | 0 | 0 | 0 | 0 | 0 | 0 | 0 | 0 | 0
F1_Residential_CZ3 - Single Family_Existing_Miscellaneous_Natural Gas_Pool Heater_Codes & Standards Forecast | F1 | Residential | CZ3 - Single Family | Existing | Miscellaneous | Natural Gas | Pool Heater | Codes & Standards Forecast | Units | 0 | 0 | 0 | 0 | 0 | 0 | 0 | 0 | 0 | 0 | 0 | 0 | 0 | 0 | 0 | 0 | 0 | 0 | 0 | 0 | 0 | 0 | 0 | 0 | 0 | 0 | 0 | 0 | 0 | 0
F2_Residential_CZ3 - Single Family_Existing_Miscellaneous_Natural Gas_Pool Heater_Codes & Standards Forecast | F2 | Residential | CZ3 - Single Family | Existing | Miscellaneous | Natural Gas | Pool Heater | Codes & Standards Forecast | Usage (MMtherm) | 0 | 0 | 0 | 0 | 0 | 0 | 0 | 0 | 0 | 0 | 0 | 0 | 0 | 0 | 0 | 0 | 0 | 0 | 0 | 0 | 0 | 0 | 0 | 0 | 0 | 0 | 0 | 0 | 0 | 0
F3_Residential_CZ3 - Single Family_Existing_Miscellaneous_Natural Gas_Pool Heater_Codes & Standards Forecast | F3 | Residential | CZ3 - Single Family | Existing | Miscellaneous | Natural Gas | Pool Heater | Codes & Standards Forecast | Peak Demand (S) | 0 | 0 | 0 | 0 | 0 | 0 | 0 | 0 | 0 | 0 | 0 | 0 | 0 | 0 | 0 | 0 | 0 | 0 | 0 | 0 | 0 | 0 | 0 | 0 | 0 | 0 | 0 | 0 | 0 | 0
F4_Residential_CZ3 - Single Family_Existing_Miscellaneous_Natural Gas_Pool Heater_Codes & Standards Forecast | F4 | Residential | CZ3 - Single Family | Existing | Miscellaneous | Natural Gas | Pool Heater | Codes & Standards Forecast | Peak Demand (W) | 0 | 0 | 0 | 0 | 0 | 0 | 0 | 0 | 0 | 0 | 0 | 0 | 0 | 0 | 0 | 0 | 0 | 0 | 0 | 0 | 0 | 0 | 0 | 0 | 0 | 0 | 0 | 0 | 0 | 0
F5_Residential_CZ3 - Single Family_Existing_Miscellaneous_Natural Gas_Pool Heater_Codes & Standards Forecast | F5 | Residential | CZ3 - Single Family | Existing | Miscellaneous | Natural Gas | Pool Heater | Codes & Standards Forecast | Turnover | 0 | 0 | 0 | 0 | 0 | 0 | 0 | 0 | 0 | 0 | 0 | 0 | 0 | 0 | 0 | 0 | 0 | 0 | 0 | 0 | 0 | 0 | 0 | 0 | 0 | 0 | 0 | 0 | 0 | 0
F6_Residential_CZ3 - Single Family_Existing_Miscellaneous_Natural Gas_Pool Heater_Codes & Standards Forecast | F6 | Residential | CZ3 - Single Family | Existing | Miscellaneous | Natural Gas | Pool Heater | Codes & Standards Forecast | Avg. Replacement Usage | 0 | 0 | 0 | 0 | 0 | 0 | 0 | 0 | 0 | 0 | 0 | 0 | 0 | 0 | 0 | 0 | 0 | 0 | 0 | 0 | 0 | 0 | 0 | 0 | 0 | 0 | 0 | 0 | 0 | 0
F7_Residential_CZ3 - Single Family_Existing_Miscellaneous_Natural Gas_Pool Heater_Codes & Standards Forecast | F7 | Residential | CZ3 - Single Family | Existing | Miscellaneous | Natural Gas | Pool Heater | Codes & Standards Forecast | Avg. Replacement Demand (S) | 0 | 0 | 0 | 0 | 0 | 0 | 0 | 0 | 0 | 0 | 0 | 0 | 0 | 0 | 0 | 0 | 0 | 0 | 0 | 0 | 0 | 0 | 0 | 0 | 0 | 0 | 0 | 0 | 0 | 0
F8_Residential_CZ3 - Single Family_Existing_Miscellaneous_Natural Gas_Pool Heater_Codes & Standards Forecast | F8 | Residential | CZ3 - Single Family | Existing | Miscellaneous | Natural Gas | Pool Heater | Codes & Standards Forecast | Avg. Replacement Demand (W) | 0 | 0 | 0 | 0 | 0 | 0 | 0 | 0 | 0 | 0 | 0 | 0 | 0 | 0 | 0 | 0 | 0 | 0 | 0 | 0 | 0 | 0 | 0 | 0 | 0 | 0 | 0 | 0 | 0 | 0
F1_Residential_CZ3 - Single Family_Existing_Miscellaneous_Natural Gas_Miscellaneous_Codes & Standards Forecast | F1 | Residential | CZ3 - Single Family | Existing | Miscellaneous | Natural Gas | Miscellaneous | Codes & Standards Forecast | Units | 0 | 0 | 0 | 0 | 0 | 0 | 0 | 0 | 0 | 0 | 0 | 0 | 0 | 0 | 0 | 0 | 0 | 0 | 0 | 0 | 0 | 0 | 0 | 0 | 0 | 0 | 0 | 0 | 0 | 0
F2_Residential_CZ3 - Single Family_Existing_Miscellaneous_Natural Gas_Miscellaneous_Codes & Standards Forecast | F2 | Residential | CZ3 - Single Family | Existing | Miscellaneous | Natural Gas | Miscellaneous | Codes & Standards Forecast | Usage (MMtherm) | 0 | 0 | 0 | 0 | 0 | 0 | 0 | 0 | 0 | 0 | 0 | 0 | 0 | 0 | 0 | 0 | 0 | 0 | 0 | 0 | 0 | 0 | 0 | 0 | 0 | 0 | 0 | 0 | 0 | 0
F3_Residential_CZ3 - Single Family_Existing_Miscellaneous_Natural Gas_Miscellaneous_Codes & Standards Forecast | F3 | Residential | CZ3 - Single Family | Existing | Miscellaneous | Natural Gas | Miscellaneous | Codes & Standards Forecast | Peak Demand (S) | 0 | 0 | 0 | 0 | 0 | 0 | 0 | 0 | 0 | 0 | 0 | 0 | 0 | 0 | 0 | 0 | 0 | 0 | 0 | 0 | 0 | 0 | 0 | 0 | 0 | 0 | 0 | 0 | 0 | 0
F4_Residential_CZ3 - Single Family_Existing_Miscellaneous_Natural Gas_Miscellaneous_Codes & Standards Forecast | F4 | Residential | CZ3 - Single Family | Existing | Miscellaneous | Natural Gas | Miscellaneous | Codes & Standards Forecast | Peak Demand (W) | 0 | 0 | 0 | 0 | 0 | 0 | 0 | 0 | 0 | 0 | 0 | 0 | 0 | 0 | 0 | 0 | 0 | 0 | 0 | 0 | 0 | 0 | 0 | 0 | 0 | 0 | 0 | 0 | 0 | 0
F5_Residential_CZ3 - Single Family_Existing_Miscellaneous_Natural Gas_Miscellaneous_Codes & Standards Forecast | F5 | Residential | CZ3 - Single Family | Existing | Miscellaneous | Natural Gas | Miscellaneous | Codes & Standards Forecast | Turnover | 0 | 0 | 0 | 0 | 0 | 0 | 0 | 0 | 0 | 0 | 0 | 0 | 0 | 0 | 0 | 0 | 0 | 0 | 0 | 0 | 0 | 0 | 0 | 0 | 0 | 0 | 0 | 0 | 0 | 0
F6_Residential_CZ3 - Single Family_Existing_Miscellaneous_Natural Gas_Miscellaneous_Codes & Standards Forecast | F6 | Residential | CZ3 - Single Family | Existing | Miscellaneous | Natural Gas | Miscellaneous | Codes & Standards Forecast | Avg. Replacement Usage | 0 | 0 | 0 | 0 | 0 | 0 | 0 | 0 | 0 | 0 | 0 | 0 | 0 | 0 | 0 | 0 | 0 | 0 | 0 | 0 | 0 | 0 | 0 | 0 | 0 | 0 | 0 | 0 | 0 | 0
F7_Residential_CZ3 - Single Family_Existing_Miscellaneous_Natural Gas_Miscellaneous_Codes & Standards Forecast | F7 | Residential | CZ3 - Single Family | Existing | Miscellaneous | Natural Gas | Miscellaneous | Codes & Standards Forecast | Avg. Replacement Demand (S) | 0 | 0 | 0 | 0 | 0 | 0 | 0 | 0 | 0 | 0 | 0 | 0 | 0 | 0 | 0 | 0 | 0 | 0 | 0 | 0 | 0 | 0 | 0 | 0 | 0 | 0 | 0 | 0 | 0 | 0
F8_Residential_CZ3 - Single Family_Existing_Miscellaneous_Natural Gas_Miscellaneous_Codes & Standards Forecast | F8 | Residential | CZ3 - Single Family | Existing | Miscellaneous | Natural Gas | Miscellaneous | Codes & Standards Forecast | Avg. Replacement Demand (W) | 0 | 0 | 0 | 0 | 0 | 0 | 0 | 0 | 0 | 0 | 0 | 0 | 0 | 0 | 0 | 0 | 0 | 0 | 0 | 0 | 0 | 0 | 0 | 0 | 0 | 0 | 0 | 0 | 0 | 0
F1_Residential_CZ3 - Single Family_New_Space Heating_Natural Gas_Furnace - Direct Fuel_Codes & Standards Forecast | F1 | Residential | CZ3 - Single Family | New | Space Heating | Natural Gas | Furnace - Direct Fuel | Codes & Standards Forecast | Units | 0 | 0 | 0 | 0 | 0 | 0 | 0 | 0 | 0 | 0 | 0 | 0 | 0 | 0 | 0 | 0 | 0 | 0 | 0 | 0 | 0 | 0 | 0 | 0 | 0 | 0 | 0 | 0 | 0 | 0
F2_Residential_CZ3 - Single Family_New_Space Heating_Natural Gas_Furnace - Direct Fuel_Codes & Standards Forecast | F2 | Residential | CZ3 - Single Family | New | Space Heating | Natural Gas | Furnace - Direct Fuel | Codes & Standards Forecast | Usage (MMtherm) | 0 | 0 | 0 | 0 | 0 | 0 | 0 | 0 | 0 | 0 | 0 | 0 | 0 | 0 | 0 | 0 | 0 | 0 | 0 | 0 | 0 | 0 | 0 | 0 | 0 | 0 | 0 | 0 | 0 | 0
F3_Residential_CZ3 - Single Family_New_Space Heating_Natural Gas_Furnace - Direct Fuel_Codes & Standards Forecast | F3 | Residential | CZ3 - Single Family | New | Space Heating | Natural Gas | Furnace - Direct Fuel | Codes & Standards Forecast | Peak Demand (S) | 0 | 0 | 0 | 0 | 0 | 0 | 0 | 0 | 0 | 0 | 0 | 0 | 0 | 0 | 0 | 0 | 0 | 0 | 0 | 0 | 0 | 0 | 0 | 0 | 0 | 0 | 0 | 0 | 0 | 0
F4_Residential_CZ3 - Single Family_New_Space Heating_Natural Gas_Furnace - Direct Fuel_Codes & Standards Forecast | F4 | Residential | CZ3 - Single Family | New | Space Heating | Natural Gas | Furnace - Direct Fuel | Codes & Standards Forecast | Peak Demand (W) | 0 | 0 | 0 | 0 | 0 | 0 | 0 | 0 | 0 | 0 | 0 | 0 | 0 | 0 | 0 | 0 | 0 | 0 | 0 | 0 | 0 | 0 | 0 | 0 | 0 | 0 | 0 | 0 | 0 | 0
F5_Residential_CZ3 - Single Family_New_Space Heating_Natural Gas_Furnace - Direct Fuel_Codes & Standards Forecast | F5 | Residential | CZ3 - Single Family | New | Space Heating | Natural Gas | Furnace - Direct Fuel | Codes & Standards Forecast | Turnover | 0 | 0 | 0 | 0 | 0 | 0 | 0 | 0 | 0 | 0 | 0 | 0 | 0 | 0 | 0 | 0 | 0 | 0 | 0 | 0 | 0 | 0 | 0 | 0 | 0 | 0 | 0 | 0 | 0 | 0
F6_Residential_CZ3 - Single Family_New_Space Heating_Natural Gas_Furnace - Direct Fuel_Codes & Standards Forecast | F6 | Residential | CZ3 - Single Family | New | Space Heating | Natural Gas | Furnace - Direct Fuel | Codes & Standards Forecast | Avg. Replacement Usage | 0 | 0 | 0 | 0 | 0 | 0 | 0 | 0 | 0 | 0 | 0 | 0 | 0 | 0 | 0 | 0 | 0 | 0 | 0 | 0 | 0 | 0 | 0 | 0 | 0 | 0 | 0 | 0 | 0 | 0
F7_Residential_CZ3 - Single Family_New_Space Heating_Natural Gas_Furnace - Direct Fuel_Codes & Standards Forecast | F7 | Residential | CZ3 - Single Family | New | Space Heating | Natural Gas | Furnace - Direct Fuel | Codes & Standards Forecast | Avg. Replacement Demand (S) | 0 | 0 | 0 | 0 | 0 | 0 | 0 | 0 | 0 | 0 | 0 | 0 | 0 | 0 | 0 | 0 | 0 | 0 | 0 | 0 | 0 | 0 | 0 | 0 | 0 | 0 | 0 | 0 | 0 | 0
F8_Residential_CZ3 - Single Family_New_Space Heating_Natural Gas_Furnace - Direct Fuel_Codes & Standards Forecast | F8 | Residential | CZ3 - Single Family | New | Space Heating | Natural Gas | Furnace - Direct Fuel | Codes & Standards Forecast | Avg. Replacement Demand (W) | 0 | 0 | 0 | 0 | 0 | 0 | 0 | 0 | 0 | 0 | 0 | 0 | 0 | 0 | 0 | 0 | 0 | 0 | 0 | 0 | 0 | 0 | 0 | 0 | 0 | 0 | 0 | 0 | 0 | 0
F1_Residential_CZ3 - Single Family_New_Space Heating_Natural Gas_Boiler - Direct Fuel_Codes & Standards Forecast | F1 | Residential | CZ3 - Single Family | New | Space Heating | Natural Gas | Boiler - Direct Fuel | Codes & Standards Forecast | Units | 0 | 0 | 0 | 0 | 0 | 0 | 0 | 0 | 0 | 0 | 0 | 0 | 0 | 0 | 0 | 0 | 0 | 0 | 0 | 0 | 0 | 0 | 0 | 0 | 0 | 0 | 0 | 0 | 0 | 0
F2_Residential_CZ3 - Single Family_New_Space Heating_Natural Gas_Boiler - Direct Fuel_Codes & Standards Forecast | F2 | Residential | CZ3 - Single Family | New | Space Heating | Natural Gas | Boiler - Direct Fuel | Codes & Standards Forecast | Usage (MMtherm) | 0 | 0 | 0 | 0 | 0 | 0 | 0 | 0 | 0 | 0 | 0 | 0 | 0 | 0 | 0 | 0 | 0 | 0 | 0 | 0 | 0 | 0 | 0 | 0 | 0 | 0 | 0 | 0 | 0 | 0
F3_Residential_CZ3 - Single Family_New_Space Heating_Natural Gas_Boiler - Direct Fuel_Codes & Standards Forecast | F3 | Residential | CZ3 - Single Family | New | Space Heating | Natural Gas | Boiler - Direct Fuel | Codes & Standards Forecast | Peak Demand (S) | 0 | 0 | 0 | 0 | 0 | 0 | 0 | 0 | 0 | 0 | 0 | 0 | 0 | 0 | 0 | 0 | 0 | 0 | 0 | 0 | 0 | 0 | 0 | 0 | 0 | 0 | 0 | 0 | 0 | 0
F4_Residential_CZ3 - Single Family_New_Space Heating_Natural Gas_Boiler - Direct Fuel_Codes & Standards Forecast | F4 | Residential | CZ3 - Single Family | New | Space Heating | Natural Gas | Boiler - Direct Fuel | Codes & Standards Forecast | Peak Demand (W) | 0 | 0 | 0 | 0 | 0 | 0 | 0 | 0 | 0 | 0 | 0 | 0 | 0 | 0 | 0 | 0 | 0 | 0 | 0 | 0 | 0 | 0 | 0 | 0 | 0 | 0 | 0 | 0 | 0 | 0
F5_Residential_CZ3 - Single Family_New_Space Heating_Natural Gas_Boiler - Direct Fuel_Codes & Standards Forecast | F5 | Residential | CZ3 - Single Family | New | Space Heating | Natural Gas | Boiler - Direct Fuel | Codes & Standards Forecast | Turnover | 0 | 0 | 0 | 0 | 0 | 0 | 0 | 0 | 0 | 0 | 0 | 0 | 0 | 0 | 0 | 0 | 0 | 0 | 0 | 0 | 0 | 0 | 0 | 0 | 0 | 0 | 0 | 0 | 0 | 0
F6_Residential_CZ3 - Single Family_New_Space Heating_Natural Gas_Boiler - Direct Fuel_Codes & Standards Forecast | F6 | Residential | CZ3 - Single Family | New | Space Heating | Natural Gas | Boiler - Direct Fuel | Codes & Standards Forecast | Avg. Replacement Usage | 0 | 0 | 0 | 0 | 0 | 0 | 0 | 0 | 0 | 0 | 0 | 0 | 0 | 0 | 0 | 0 | 0 | 0 | 0 | 0 | 0 | 0 | 0 | 0 | 0 | 0 | 0 | 0 | 0 | 0
F7_Residential_CZ3 - Single Family_New_Space Heating_Natural Gas_Boiler - Direct Fuel_Codes & Standards Forecast | F7 | Residential | CZ3 - Single Family | New | Space Heating | Natural Gas | Boiler - Direct Fuel | Codes & Standards Forecast | Avg. Replacement Demand (S) | 0 | 0 | 0 | 0 | 0 | 0 | 0 | 0 | 0 | 0 | 0 | 0 | 0 | 0 | 0 | 0 | 0 | 0 | 0 | 0 | 0 | 0 | 0 | 0 | 0 | 0 | 0 | 0 | 0 | 0
F8_Residential_CZ3 - Single Family_New_Space Heating_Natural Gas_Boiler - Direct Fuel_Codes & Standards Forecast | F8 | Residential | CZ3 - Single Family | New | Space Heating | Natural Gas | Boiler - Direct Fuel | Codes & Standards Forecast | Avg. Replacement Demand (W) | 0 | 0 | 0 | 0 | 0 | 0 | 0 | 0 | 0 | 0 | 0 | 0 | 0 | 0 | 0 | 0 | 0 | 0 | 0 | 0 | 0 | 0 | 0 | 0 | 0 | 0 | 0 | 0 | 0 | 0
F1_Residential_CZ3 - Single Family_New_Secondary Heating_Natural Gas_Fireplace_Codes & Standards Forecast | F1 | Residential | CZ3 - Single Family | New | Secondary Heating | Natural Gas | Fireplace | Codes & Standards Forecast | Units | 0 | 0 | 0 | 0 | 0 | 0 | 0 | 0 | 0 | 0 | 0 | 0 | 0 | 0 | 0 | 0 | 0 | 0 | 0 | 0 | 0 | 0 | 0 | 0 | 0 | 0 | 0 | 0 | 0 | 0
F2_Residential_CZ3 - Single Family_New_Secondary Heating_Natural Gas_Fireplace_Codes & Standards Forecast | F2 | Residential | CZ3 - Single Family | New | Secondary Heating | Natural Gas | Fireplace | Codes & Standards Forecast | Usage (MMtherm) | 0 | 0 | 0 | 0 | 0 | 0 | 0 | 0 | 0 | 0 | 0 | 0 | 0 | 0 | 0 | 0 | 0 | 0 | 0 | 0 | 0 | 0 | 0 | 0 | 0 | 0 | 0 | 0 | 0 | 0
F3_Residential_CZ3 - Single Family_New_Secondary Heating_Natural Gas_Fireplace_Codes & Standards Forecast | F3 | Residential | CZ3 - Single Family | New | Secondary Heating | Natural Gas | Fireplace | Codes & Standards Forecast | Peak Demand (S) | 0 | 0 | 0 | 0 | 0 | 0 | 0 | 0 | 0 | 0 | 0 | 0 | 0 | 0 | 0 | 0 | 0 | 0 | 0 | 0 | 0 | 0 | 0 | 0 | 0 | 0 | 0 | 0 | 0 | 0
F4_Residential_CZ3 - Single Family_New_Secondary Heating_Natural Gas_Fireplace_Codes & Standards Forecast | F4 | Residential | CZ3 - Single Family | New | Secondary Heating | Natural Gas | Fireplace | Codes & Standards Forecast | Peak Demand (W) | 0 | 0 | 0 | 0 | 0 | 0 | 0 | 0 | 0 | 0 | 0 | 0 | 0 | 0 | 0 | 0 | 0 | 0 | 0 | 0 | 0 | 0 | 0 | 0 | 0 | 0 | 0 | 0 | 0 | 0
F5_Residential_CZ3 - Single Family_New_Secondary Heating_Natural Gas_Fireplace_Codes & Standards Forecast | F5 | Residential | CZ3 - Single Family | New | Secondary Heating | Natural Gas | Fireplace | Codes & Standards Forecast | Turnover | 0 | 0 | 0 | 0 | 0 | 0 | 0 | 0 | 0 | 0 | 0 | 0 | 0 | 0 | 0 | 0 | 0 | 0 | 0 | 0 | 0 | 0 | 0 | 0 | 0 | 0 | 0 | 0 | 0 | 0
F6_Residential_CZ3 - Single Family_New_Secondary Heating_Natural Gas_Fireplace_Codes & Standards Forecast | F6 | Residential | CZ3 - Single Family | New | Secondary Heating | Natural Gas | Fireplace | Codes & Standards Forecast | Avg. Replacement Usage | 0 | 0 | 0 | 0 | 0 | 0 | 0 | 0 | 0 | 0 | 0 | 0 | 0 | 0 | 0 | 0 | 0 | 0 | 0 | 0 | 0 | 0 | 0 | 0 | 0 | 0 | 0 | 0 | 0 | 0
F7_Residential_CZ3 - Single Family_New_Secondary Heating_Natural Gas_Fireplace_Codes & Standards Forecast | F7 | Residential | CZ3 - Single Family | New | Secondary Heating | Natural Gas | Fireplace | Codes & Standards Forecast | Avg. Replacement Demand (S) | 0 | 0 | 0 | 0 | 0 | 0 | 0 | 0 | 0 | 0 | 0 | 0 | 0 | 0 | 0 | 0 | 0 | 0 | 0 | 0 | 0 | 0 | 0 | 0 | 0 | 0 | 0 | 0 | 0 | 0
F8_Residential_CZ3 - Single Family_New_Secondary Heating_Natural Gas_Fireplace_Codes & Standards Forecast | F8 | Residential | CZ3 - Single Family | New | Secondary Heating | Natural Gas | Fireplace | Codes & Standards Forecast | Avg. Replacement Demand (W) | 0 | 0 | 0 | 0 | 0 | 0 | 0 | 0 | 0 | 0 | 0 | 0 | 0 | 0 | 0 | 0 | 0 | 0 | 0 | 0 | 0 | 0 | 0 | 0 | 0 | 0 | 0 | 0 | 0 | 0
F1_Residential_CZ3 - Single Family_New_Water Heating_Natural Gas_Water Heater <= 55 gal._Codes & Standards Forecast | F1 | Residential | CZ3 - Single Family | New | Water Heating | Natural Gas | Water Heater <= 55 gal. | Codes & Standards Forecast | Units | 0 | 0 | 0 | 0 | 0 | 0 | 0 | 0 | 0 | 0 | 0 | 0 | 0 | 0 | 0 | 0 | 0 | 0 | 0 | 0 | 0 | 0 | 0 | 0 | 0 | 0 | 0 | 0 | 0 | 0
F2_Residential_CZ3 - Single Family_New_Water Heating_Natural Gas_Water Heater <= 55 gal._Codes & Standards Forecast | F2 | Residential | CZ3 - Single Family | New | Water Heating | Natural Gas | Water Heater <= 55 gal. | Codes & Standards Forecast | Usage (MMtherm) | 0 | 0 | 0 | 0 | 0 | 0 | 0 | 0 | 0 | 0 | 0 | 0 | 0 | 0 | 0 | 0 | 0 | 0 | 0 | 0 | 0 | 0 | 0 | 0 | 0 | 0 | 0 | 0 | 0 | 0
F3_Residential_CZ3 - Single Family_New_Water Heating_Natural Gas_Water Heater <= 55 gal._Codes & Standards Forecast | F3 | Residential | CZ3 - Single Family | New | Water Heating | Natural Gas | Water Heater <= 55 gal. | Codes & Standards Forecast | Peak Demand (S) | 0 | 0 | 0 | 0 | 0 | 0 | 0 | 0 | 0 | 0 | 0 | 0 | 0 | 0 | 0 | 0 | 0 | 0 | 0 | 0 | 0 | 0 | 0 | 0 | 0 | 0 | 0 | 0 | 0 | 0
F4_Residential_CZ3 - Single Family_New_Water Heating_Natural Gas_Water Heater <= 55 gal._Codes & Standards Forecast | F4 | Residential | CZ3 - Single Family | New | Water Heating | Natural Gas | Water Heater <= 55 gal. | Codes & Standards Forecast | Peak Demand (W) | 0 | 0 | 0 | 0 | 0 | 0 | 0 | 0 | 0 | 0 | 0 | 0 | 0 | 0 | 0 | 0 | 0 | 0 | 0 | 0 | 0 | 0 | 0 | 0 | 0 | 0 | 0 | 0 | 0 | 0
F5_Residential_CZ3 - Single Family_New_Water Heating_Natural Gas_Water Heater <= 55 gal._Codes & Standards Forecast | F5 | Residential | CZ3 - Single Family | New | Water Heating | Natural Gas | Water Heater <= 55 gal. | Codes & Standards Forecast | Turnover | 0 | 0 | 0 | 0 | 0 | 0 | 0 | 0 | 0 | 0 | 0 | 0 | 0 | 0 | 0 | 0 | 0 | 0 | 0 | 0 | 0 | 0 | 0 | 0 | 0 | 0 | 0 | 0 | 0 | 0
F6_Residential_CZ3 - Single Family_New_Water Heating_Natural Gas_Water Heater <= 55 gal._Codes & Standards Forecast | F6 | Residential | CZ3 - Single Family | New | Water Heating | Natural Gas | Water Heater <= 55 gal. | Codes & Standards Forecast | Avg. Replacement Usage | 0 | 0 | 0 | 0 | 0 | 0 | 0 | 0 | 0 | 0 | 0 | 0 | 0 | 0 | 0 | 0 | 0 | 0 | 0 | 0 | 0 | 0 | 0 | 0 | 0 | 0 | 0 | 0 | 0 | 0
F7_Residential_CZ3 - Single Family_New_Water Heating_Natural Gas_Water Heater <= 55 gal._Codes & Standards Forecast | F7 | Residential | CZ3 - Single Family | New | Water Heating | Natural Gas | Water Heater <= 55 gal. | Codes & Standards Forecast | Avg. Replacement Demand (S) | 0 | 0 | 0 | 0 | 0 | 0 | 0 | 0 | 0 | 0 | 0 | 0 | 0 | 0 | 0 | 0 | 0 | 0 | 0 | 0 | 0 | 0 | 0 | 0 | 0 | 0 | 0 | 0 | 0 | 0
F8_Residential_CZ3 - Single Family_New_Water Heating_Natural Gas_Water Heater <= 55 gal._Codes & Standards Forecast | F8 | Residential | CZ3 - Single Family | New | Water Heating | Natural Gas | Water Heater <= 55 gal. | Codes & Standards Forecast | Avg. Replacement Demand (W) | 0 | 0 | 0 | 0 | 0 | 0 | 0 | 0 | 0 | 0 | 0 | 0 | 0 | 0 | 0 | 0 | 0 | 0 | 0 | 0 | 0 | 0 | 0 | 0 | 0 | 0 | 0 | 0 | 0 | 0
F1_Residential_CZ3 - Single Family_New_Water Heating_Natural Gas_Water Heater > 55 gal._Codes & Standards Forecast | F1 | Residential | CZ3 - Single Family | New | Water Heating | Natural Gas | Water Heater > 55 gal. | Codes & Standards Forecast | Units | 0 | 0 | 0 | 0 | 0 | 0 | 0 | 0 | 0 | 0 | 0 | 0 | 0 | 0 | 0 | 0 | 0 | 0 | 0 | 0 | 0 | 0 | 0 | 0 | 0 | 0 | 0 | 0 | 0 | 0
F2_Residential_CZ3 - Single Family_New_Water Heating_Natural Gas_Water Heater > 55 gal._Codes & Standards Forecast | F2 | Residential | CZ3 - Single Family | New | Water Heating | Natural Gas | Water Heater > 55 gal. | Codes & Standards Forecast | Usage (MMtherm) | 0 | 0 | 0 | 0 | 0 | 0 | 0 | 0 | 0 | 0 | 0 | 0 | 0 | 0 | 0 | 0 | 0 | 0 | 0 | 0 | 0 | 0 | 0 | 0 | 0 | 0 | 0 | 0 | 0 | 0
F3_Residential_CZ3 - Single Family_New_Water Heating_Natural Gas_Water Heater > 55 gal._Codes & Standards Forecast | F3 | Residential | CZ3 - Single Family | New | Water Heating | Natural Gas | Water Heater > 55 gal. | Codes & Standards Forecast | Peak Demand (S) | 0 | 0 | 0 | 0 | 0 | 0 | 0 | 0 | 0 | 0 | 0 | 0 | 0 | 0 | 0 | 0 | 0 | 0 | 0 | 0 | 0 | 0 | 0 | 0 | 0 | 0 | 0 | 0 | 0 | 0
F4_Residential_CZ3 - Single Family_New_Water Heating_Natural Gas_Water Heater > 55 gal._Codes & Standards Forecast | F4 | Residential | CZ3 - Single Family | New | Water Heating | Natural Gas | Water Heater > 55 gal. | Codes & Standards Forecast | Peak Demand (W) | 0 | 0 | 0 | 0 | 0 | 0 | 0 | 0 | 0 | 0 | 0 | 0 | 0 | 0 | 0 | 0 | 0 | 0 | 0 | 0 | 0 | 0 | 0 | 0 | 0 | 0 | 0 | 0 | 0 | 0
F5_Residential_CZ3 - Single Family_New_Water Heating_Natural Gas_Water Heater > 55 gal._Codes & Standards Forecast | F5 | Residential | CZ3 - Single Family | New | Water Heating | Natural Gas | Water Heater > 55 gal. | Codes & Standards Forecast | Turnover | 0 | 0 | 0 | 0 | 0 | 0 | 0 | 0 | 0 | 0 | 0 | 0 | 0 | 0 | 0 | 0 | 0 | 0 | 0 | 0 | 0 | 0 | 0 | 0 | 0 | 0 | 0 | 0 | 0 | 0
F6_Residential_CZ3 - Single Family_New_Water Heating_Natural Gas_Water Heater > 55 gal._Codes & Standards Forecast | F6 | Residential | CZ3 - Single Family | New | Water Heating | Natural Gas | Water Heater > 55 gal. | Codes & Standards Forecast | Avg. Replacement Usage | 0 | 0 | 0 | 0 | 0 | 0 | 0 | 0 | 0 | 0 | 0 | 0 | 0 | 0 | 0 | 0 | 0 | 0 | 0 | 0 | 0 | 0 | 0 | 0 | 0 | 0 | 0 | 0 | 0 | 0
F7_Residential_CZ3 - Single Family_New_Water Heating_Natural Gas_Water Heater > 55 gal._Codes & Standards Forecast | F7 | Residential | CZ3 - Single Family | New | Water Heating | Natural Gas | Water Heater > 55 gal. | Codes & Standards Forecast | Avg. Replacement Demand (S) | 0 | 0 | 0 | 0 | 0 | 0 | 0 | 0 | 0 | 0 | 0 | 0 | 0 | 0 | 0 | 0 | 0 | 0 | 0 | 0 | 0 | 0 | 0 | 0 | 0 | 0 | 0 | 0 | 0 | 0
F8_Residential_CZ3 - Single Family_New_Water Heating_Natural Gas_Water Heater > 55 gal._Codes & Standards Forecast | F8 | Residential | CZ3 - Single Family | New | Water Heating | Natural Gas | Water Heater > 55 gal. | Codes & Standards Forecast | Avg. Replacement Demand (W) | 0 | 0 | 0 | 0 | 0 | 0 | 0 | 0 | 0 | 0 | 0 | 0 | 0 | 0 | 0 | 0 | 0 | 0 | 0 | 0 | 0 | 0 | 0 | 0 | 0 | 0 | 0 | 0 | 0 | 0
F1_Residential_CZ3 - Single Family_New_Appliances_Natural Gas_Clothes Dryer_Codes & Standards Forecast | F1 | Residential | CZ3 - Single Family | New | Appliances | Natural Gas | Clothes Dryer | Codes & Standards Forecast | Units | 0 | 0 | 0 | 0 | 0 | 0 | 0 | 0 | 0 | 0 | 0 | 0 | 0 | 0 | 0 | 0 | 0 | 0 | 0 | 0 | 0 | 0 | 0 | 0 | 0 | 0 | 0 | 0 | 0 | 0
F2_Residential_CZ3 - Single Family_New_Appliances_Natural Gas_Clothes Dryer_Codes & Standards Forecast | F2 | Residential | CZ3 - Single Family | New | Appliances | Natural Gas | Clothes Dryer | Codes & Standards Forecast | Usage (MMtherm) | 0 | 0 | 0 | 0 | 0 | 0 | 0 | 0 | 0 | 0 | 0 | 0 | 0 | 0 | 0 | 0 | 0 | 0 | 0 | 0 | 0 | 0 | 0 | 0 | 0 | 0 | 0 | 0 | 0 | 0
F3_Residential_CZ3 - Single Family_New_Appliances_Natural Gas_Clothes Dryer_Codes & Standards Forecast | F3 | Residential | CZ3 - Single Family | New | Appliances | Natural Gas | Clothes Dryer | Codes & Standards Forecast | Peak Demand (S) | 0 | 0 | 0 | 0 | 0 | 0 | 0 | 0 | 0 | 0 | 0 | 0 | 0 | 0 | 0 | 0 | 0 | 0 | 0 | 0 | 0 | 0 | 0 | 0 | 0 | 0 | 0 | 0 | 0 | 0
F4_Residential_CZ3 - Single Family_New_Appliances_Natural Gas_Clothes Dryer_Codes & Standards Forecast | F4 | Residential | CZ3 - Single Family | New | Appliances | Natural Gas | Clothes Dryer | Codes & Standards Forecast | Peak Demand (W) | 0 | 0 | 0 | 0 | 0 | 0 | 0 | 0 | 0 | 0 | 0 | 0 | 0 | 0 | 0 | 0 | 0 | 0 | 0 | 0 | 0 | 0 | 0 | 0 | 0 | 0 | 0 | 0 | 0 | 0
F5_Residential_CZ3 - Single Family_New_Appliances_Natural Gas_Clothes Dryer_Codes & Standards Forecast | F5 | Residential | CZ3 - Single Family | New | Appliances | Natural Gas | Clothes Dryer | Codes & Standards Forecast | Turnover | 0 | 0 | 0 | 0 | 0 | 0 | 0 | 0 | 0 | 0 | 0 | 0 | 0 | 0 | 0 | 0 | 0 | 0 | 0 | 0 | 0 | 0 | 0 | 0 | 0 | 0 | 0 | 0 | 0 | 0
F6_Residential_CZ3 - Single Family_New_Appliances_Natural Gas_Clothes Dryer_Codes & Standards Forecast | F6 | Residential | CZ3 - Single Family | New | Appliances | Natural Gas | Clothes Dryer | Codes & Standards Forecast | Avg. Replacement Usage | 0 | 0 | 0 | 0 | 0 | 0 | 0 | 0 | 0 | 0 | 0 | 0 | 0 | 0 | 0 | 0 | 0 | 0 | 0 | 0 | 0 | 0 | 0 | 0 | 0 | 0 | 0 | 0 | 0 | 0
F7_Residential_CZ3 - Single Family_New_Appliances_Natural Gas_Clothes Dryer_Codes & Standards Forecast | F7 | Residential | CZ3 - Single Family | New | Appliances | Natural Gas | Clothes Dryer | Codes & Standards Forecast | Avg. Replacement Demand (S) | 0 | 0 | 0 | 0 | 0 | 0 | 0 | 0 | 0 | 0 | 0 | 0 | 0 | 0 | 0 | 0 | 0 | 0 | 0 | 0 | 0 | 0 | 0 | 0 | 0 | 0 | 0 | 0 | 0 | 0
F8_Residential_CZ3 - Single Family_New_Appliances_Natural Gas_Clothes Dryer_Codes & Standards Forecast | F8 | Residential | CZ3 - Single Family | New | Appliances | Natural Gas | Clothes Dryer | Codes & Standards Forecast | Avg. Replacement Demand (W) | 0 | 0 | 0 | 0 | 0 | 0 | 0 | 0 | 0 | 0 | 0 | 0 | 0 | 0 | 0 | 0 | 0 | 0 | 0 | 0 | 0 | 0 | 0 | 0 | 0 | 0 | 0 | 0 | 0 | 0
F1_Residential_CZ3 - Single Family_New_Appliances_Natural Gas_Stove/Oven_Codes & Standards Forecast | F1 | Residential | CZ3 - Single Family | New | Appliances | Natural Gas | Stove/Oven | Codes & Standards Forecast | Units | 0 | 0 | 0 | 0 | 0 | 0 | 0 | 0 | 0 | 0 | 0 | 0 | 0 | 0 | 0 | 0 | 0 | 0 | 0 | 0 | 0 | 0 | 0 | 0 | 0 | 0 | 0 | 0 | 0 | 0
F2_Residential_CZ3 - Single Family_New_Appliances_Natural Gas_Stove/Oven_Codes & Standards Forecast | F2 | Residential | CZ3 - Single Family | New | Appliances | Natural Gas | Stove/Oven | Codes & Standards Forecast | Usage (MMtherm) | 0 | 0 | 0 | 0 | 0 | 0 | 0 | 0 | 0 | 0 | 0 | 0 | 0 | 0 | 0 | 0 | 0 | 0 | 0 | 0 | 0 | 0 | 0 | 0 | 0 | 0 | 0 | 0 | 0 | 0
F3_Residential_CZ3 - Single Family_New_Appliances_Natural Gas_Stove/Oven_Codes & Standards Forecast | F3 | Residential | CZ3 - Single Family | New | Appliances | Natural Gas | Stove/Oven | Codes & Standards Forecast | Peak Demand (S) | 0 | 0 | 0 | 0 | 0 | 0 | 0 | 0 | 0 | 0 | 0 | 0 | 0 | 0 | 0 | 0 | 0 | 0 | 0 | 0 | 0 | 0 | 0 | 0 | 0 | 0 | 0 | 0 | 0 | 0
F4_Residential_CZ3 - Single Family_New_Appliances_Natural Gas_Stove/Oven_Codes & Standards Forecast | F4 | Residential | CZ3 - Single Family | New | Appliances | Natural Gas | Stove/Oven | Codes & Standards Forecast | Peak Demand (W) | 0 | 0 | 0 | 0 | 0 | 0 | 0 | 0 | 0 | 0 | 0 | 0 | 0 | 0 | 0 | 0 | 0 | 0 | 0 | 0 | 0 | 0 | 0 | 0 | 0 | 0 | 0 | 0 | 0 | 0
F5_Residential_CZ3 - Single Family_New_Appliances_Natural Gas_Stove/Oven_Codes & Standards Forecast | F5 | Residential | CZ3 - Single Family | New | Appliances | Natural Gas | Stove/Oven | Codes & Standards Forecast | Turnover | 0 | 0 | 0 | 0 | 0 | 0 | 0 | 0 | 0 | 0 | 0 | 0 | 0 | 0 | 0 | 0 | 0 | 0 | 0 | 0 | 0 | 0 | 0 | 0 | 0 | 0 | 0 | 0 | 0 | 0
F6_Residential_CZ3 - Single Family_New_Appliances_Natural Gas_Stove/Oven_Codes & Standards Forecast | F6 | Residential | CZ3 - Single Family | New | Appliances | Natural Gas | Stove/Oven | Codes & Standards Forecast | Avg. Replacement Usage | 0 | 0 | 0 | 0 | 0 | 0 | 0 | 0 | 0 | 0 | 0 | 0 | 0 | 0 | 0 | 0 | 0 | 0 | 0 | 0 | 0 | 0 | 0 | 0 | 0 | 0 | 0 | 0 | 0 | 0
F7_Residential_CZ3 - Single Family_New_Appliances_Natural Gas_Stove/Oven_Codes & Standards Forecast | F7 | Residential | CZ3 - Single Family | New | Appliances | Natural Gas | Stove/Oven | Codes & Standards Forecast | Avg. Replacement Demand (S) | 0 | 0 | 0 | 0 | 0 | 0 | 0 | 0 | 0 | 0 | 0 | 0 | 0 | 0 | 0 | 0 | 0 | 0 | 0 | 0 | 0 | 0 | 0 | 0 | 0 | 0 | 0 | 0 | 0 | 0
F8_Residential_CZ3 - Single Family_New_Appliances_Natural Gas_Stove/Oven_Codes & Standards Forecast | F8 | Residential | CZ3 - Single Family | New | Appliances | Natural Gas | Stove/Oven | Codes & Standards Forecast | Avg. Replacement Demand (W) | 0 | 0 | 0 | 0 | 0 | 0 | 0 | 0 | 0 | 0 | 0 | 0 | 0 | 0 | 0 | 0 | 0 | 0 | 0 | 0 | 0 | 0 | 0 | 0 | 0 | 0 | 0 | 0 | 0 | 0
F1_Residential_CZ3 - Single Family_New_Miscellaneous_Natural Gas_Pool Heater_Codes & Standards Forecast | F1 | Residential | CZ3 - Single Family | New | Miscellaneous | Natural Gas | Pool Heater | Codes & Standards Forecast | Units | 0 | 0 | 0 | 0 | 0 | 0 | 0 | 0 | 0 | 0 | 0 | 0 | 0 | 0 | 0 | 0 | 0 | 0 | 0 | 0 | 0 | 0 | 0 | 0 | 0 | 0 | 0 | 0 | 0 | 0
F2_Residential_CZ3 - Single Family_New_Miscellaneous_Natural Gas_Pool Heater_Codes & Standards Forecast | F2 | Residential | CZ3 - Single Family | New | Miscellaneous | Natural Gas | Pool Heater | Codes & Standards Forecast | Usage (MMtherm) | 0 | 0 | 0 | 0 | 0 | 0 | 0 | 0 | 0 | 0 | 0 | 0 | 0 | 0 | 0 | 0 | 0 | 0 | 0 | 0 | 0 | 0 | 0 | 0 | 0 | 0 | 0 | 0 | 0 | 0
F3_Residential_CZ3 - Single Family_New_Miscellaneous_Natural Gas_Pool Heater_Codes & Standards Forecast | F3 | Residential | CZ3 - Single Family | New | Miscellaneous | Natural Gas | Pool Heater | Codes & Standards Forecast | Peak Demand (S) | 0 | 0 | 0 | 0 | 0 | 0 | 0 | 0 | 0 | 0 | 0 | 0 | 0 | 0 | 0 | 0 | 0 | 0 | 0 | 0 | 0 | 0 | 0 | 0 | 0 | 0 | 0 | 0 | 0 | 0
F4_Residential_CZ3 - Single Family_New_Miscellaneous_Natural Gas_Pool Heater_Codes & Standards Forecast | F4 | Residential | CZ3 - Single Family | New | Miscellaneous | Natural Gas | Pool Heater | Codes & Standards Forecast | Peak Demand (W) | 0 | 0 | 0 | 0 | 0 | 0 | 0 | 0 | 0 | 0 | 0 | 0 | 0 | 0 | 0 | 0 | 0 | 0 | 0 | 0 | 0 | 0 | 0 | 0 | 0 | 0 | 0 | 0 | 0 | 0
F5_Residential_CZ3 - Single Family_New_Miscellaneous_Natural Gas_Pool Heater_Codes & Standards Forecast | F5 | Residential | CZ3 - Single Family | New | Miscellaneous | Natural Gas | Pool Heater | Codes & Standards Forecast | Turnover | 0 | 0 | 0 | 0 | 0 | 0 | 0 | 0 | 0 | 0 | 0 | 0 | 0 | 0 | 0 | 0 | 0 | 0 | 0 | 0 | 0 | 0 | 0 | 0 | 0 | 0 | 0 | 0 | 0 | 0
F6_Residential_CZ3 - Single Family_New_Miscellaneous_Natural Gas_Pool Heater_Codes & Standards Forecast | F6 | Residential | CZ3 - Single Family | New | Miscellaneous | Natural Gas | Pool Heater | Codes & Standards Forecast | Avg. Replacement Usage | 0 | 0 | 0 | 0 | 0 | 0 | 0 | 0 | 0 | 0 | 0 | 0 | 0 | 0 | 0 | 0 | 0 | 0 | 0 | 0 | 0 | 0 | 0 | 0 | 0 | 0 | 0 | 0 | 0 | 0
F7_Residential_CZ3 - Single Family_New_Miscellaneous_Natural Gas_Pool Heater_Codes & Standards Forecast | F7 | Residential | CZ3 - Single Family | New | Miscellaneous | Natural Gas | Pool Heater | Codes & Standards Forecast | Avg. Replacement Demand (S) | 0 | 0 | 0 | 0 | 0 | 0 | 0 | 0 | 0 | 0 | 0 | 0 | 0 | 0 | 0 | 0 | 0 | 0 | 0 | 0 | 0 | 0 | 0 | 0 | 0 | 0 | 0 | 0 | 0 | 0
F8_Residential_CZ3 - Single Family_New_Miscellaneous_Natural Gas_Pool Heater_Codes & Standards Forecast | F8 | Residential | CZ3 - Single Family | New | Miscellaneous | Natural Gas | Pool Heater | Codes & Standards Forecast | Avg. Replacement Demand (W) | 0 | 0 | 0 | 0 | 0 | 0 | 0 | 0 | 0 | 0 | 0 | 0 | 0 | 0 | 0 | 0 | 0 | 0 | 0 | 0 | 0 | 0 | 0 | 0 | 0 | 0 | 0 | 0 | 0 | 0
F1_Residential_CZ3 - Single Family_New_Miscellaneous_Natural Gas_Miscellaneous_Codes & Standards Forecast | F1 | Residential | CZ3 - Single Family | New | Miscellaneous | Natural Gas | Miscellaneous | Codes & Standards Forecast | Units | 0 | 0 | 0 | 0 | 0 | 0 | 0 | 0 | 0 | 0 | 0 | 0 | 0 | 0 | 0 | 0 | 0 | 0 | 0 | 0 | 0 | 0 | 0 | 0 | 0 | 0 | 0 | 0 | 0 | 0
F2_Residential_CZ3 - Single Family_New_Miscellaneous_Natural Gas_Miscellaneous_Codes & Standards Forecast | F2 | Residential | CZ3 - Single Family | New | Miscellaneous | Natural Gas | Miscellaneous | Codes & Standards Forecast | Usage (MMtherm) | 0 | 0 | 0 | 0 | 0 | 0 | 0 | 0 | 0 | 0 | 0 | 0 | 0 | 0 | 0 | 0 | 0 | 0 | 0 | 0 | 0 | 0 | 0 | 0 | 0 | 0 | 0 | 0 | 0 | 0
F3_Residential_CZ3 - Single Family_New_Miscellaneous_Natural Gas_Miscellaneous_Codes & Standards Forecast | F3 | Residential | CZ3 - Single Family | New | Miscellaneous | Natural Gas | Miscellaneous | Codes & Standards Forecast | Peak Demand (S) | 0 | 0 | 0 | 0 | 0 | 0 | 0 | 0 | 0 | 0 | 0 | 0 | 0 | 0 | 0 | 0 | 0 | 0 | 0 | 0 | 0 | 0 | 0 | 0 | 0 | 0 | 0 | 0 | 0 | 0
F4_Residential_CZ3 - Single Family_New_Miscellaneous_Natural Gas_Miscellaneous_Codes & Standards Forecast | F4 | Residential | CZ3 - Single Family | New | Miscellaneous | Natural Gas | Miscellaneous | Codes & Standards Forecast | Peak Demand (W) | 0 | 0 | 0 | 0 | 0 | 0 | 0 | 0 | 0 | 0 | 0 | 0 | 0 | 0 | 0 | 0 | 0 | 0 | 0 | 0 | 0 | 0 | 0 | 0 | 0 | 0 | 0 | 0 | 0 | 0
F5_Residential_CZ3 - Single Family_New_Miscellaneous_Natural Gas_Miscellaneous_Codes & Standards Forecast | F5 | Residential | CZ3 - Single Family | New | Miscellaneous | Natural Gas | Miscellaneous | Codes & Standards Forecast | Turnover | 0 | 0 | 0 | 0 | 0 | 0 | 0 | 0 | 0 | 0 | 0 | 0 | 0 | 0 | 0 | 0 | 0 | 0 | 0 | 0 | 0 | 0 | 0 | 0 | 0 | 0 | 0 | 0 | 0 | 0
F6_Residential_CZ3 - Single Family_New_Miscellaneous_Natural Gas_Miscellaneous_Codes & Standards Forecast | F6 | Residential | CZ3 - Single Family | New | Miscellaneous | Natural Gas | Miscellaneous | Codes & Standards Forecast | Avg. Replacement Usage | 0 | 0 | 0 | 0 | 0 | 0 | 0 | 0 | 0 | 0 | 0 | 0 | 0 | 0 | 0 | 0 | 0 | 0 | 0 | 0 | 0 | 0 | 0 | 0 | 0 | 0 | 0 | 0 | 0 | 0
F7_Residential_CZ3 - Single Family_New_Miscellaneous_Natural Gas_Miscellaneous_Codes & Standards Forecast | F7 | Residential | CZ3 - Single Family | New | Miscellaneous | Natural Gas | Miscellaneous | Codes & Standards Forecast | Avg. Replacement Demand (S) | 0 | 0 | 0 | 0 | 0 | 0 | 0 | 0 | 0 | 0 | 0 | 0 | 0 | 0 | 0 | 0 | 0 | 0 | 0 | 0 | 0 | 0 | 0 | 0 | 0 | 0 | 0 | 0 | 0 | 0
F8_Residential_CZ3 - Single Family_New_Miscellaneous_Natural Gas_Miscellaneous_Codes & Standards Forecast | F8 | Residential | CZ3 - Single Family | New | Miscellaneous | Natural Gas | Miscellaneous | Codes & Standards Forecast | Avg. Replacement Demand (W) | 0 | 0 | 0 | 0 | 0 | 0 | 0 | 0 | 0 | 0 | 0 | 0 | 0 | 0 | 0 | 0 | 0 | 0 | 0 | 0 | 0 | 0 | 0 | 0 | 0 | 0 | 0 | 0 | 0 | 0
F1_Residential_CZ3 - Multi Family_Existing_Space Heating_Natural Gas_Furnace - Direct Fuel_Codes & Standards Forecast | F1 | Residential | CZ3 - Multi Family | Existing | Space Heating | Natural Gas | Furnace - Direct Fuel | Codes & Standards Forecast | Units | 0 | 0 | 0 | 0 | 0 | 0 | 0 | 0 | 0 | 0 | 0 | 0 | 0 | 0 | 0 | 0 | 0 | 0 | 0 | 0 | 0 | 0 | 0 | 0 | 0 | 0 | 0 | 0 | 0 | 0
F2_Residential_CZ3 - Multi Family_Existing_Space Heating_Natural Gas_Furnace - Direct Fuel_Codes & Standards Forecast | F2 | Residential | CZ3 - Multi Family | Existing | Space Heating | Natural Gas | Furnace - Direct Fuel | Codes & Standards Forecast | Usage (MMtherm) | 0 | 0 | 0 | 0 | 0 | 0 | 0 | 0 | 0 | 0 | 0 | 0 | 0 | 0 | 0 | 0 | 0 | 0 | 0 | 0 | 0 | 0 | 0 | 0 | 0 | 0 | 0 | 0 | 0 | 0
F3_Residential_CZ3 - Multi Family_Existing_Space Heating_Natural Gas_Furnace - Direct Fuel_Codes & Standards Forecast | F3 | Residential | CZ3 - Multi Family | Existing | Space Heating | Natural Gas | Furnace - Direct Fuel | Codes & Standards Forecast | Peak Demand (S) | 0 | 0 | 0 | 0 | 0 | 0 | 0 | 0 | 0 | 0 | 0 | 0 | 0 | 0 | 0 | 0 | 0 | 0 | 0 | 0 | 0 | 0 | 0 | 0 | 0 | 0 | 0 | 0 | 0 | 0
F4_Residential_CZ3 - Multi Family_Existing_Space Heating_Natural Gas_Furnace - Direct Fuel_Codes & Standards Forecast | F4 | Residential | CZ3 - Multi Family | Existing | Space Heating | Natural Gas | Furnace - Direct Fuel | Codes & Standards Forecast | Peak Demand (W) | 0 | 0 | 0 | 0 | 0 | 0 | 0 | 0 | 0 | 0 | 0 | 0 | 0 | 0 | 0 | 0 | 0 | 0 | 0 | 0 | 0 | 0 | 0 | 0 | 0 | 0 | 0 | 0 | 0 | 0
F5_Residential_CZ3 - Multi Family_Existing_Space Heating_Natural Gas_Furnace - Direct Fuel_Codes & Standards Forecast | F5 | Residential | CZ3 - Multi Family | Existing | Space Heating | Natural Gas | Furnace - Direct Fuel | Codes & Standards Forecast | Turnover | 0 | 0 | 0 | 0 | 0 | 0 | 0 | 0 | 0 | 0 | 0 | 0 | 0 | 0 | 0 | 0 | 0 | 0 | 0 | 0 | 0 | 0 | 0 | 0 | 0 | 0 | 0 | 0 | 0 | 0
F6_Residential_CZ3 - Multi Family_Existing_Space Heating_Natural Gas_Furnace - Direct Fuel_Codes & Standards Forecast | F6 | Residential | CZ3 - Multi Family | Existing | Space Heating | Natural Gas | Furnace - Direct Fuel | Codes & Standards Forecast | Avg. Replacement Usage | 0 | 0 | 0 | 0 | 0 | 0 | 0 | 0 | 0 | 0 | 0 | 0 | 0 | 0 | 0 | 0 | 0 | 0 | 0 | 0 | 0 | 0 | 0 | 0 | 0 | 0 | 0 | 0 | 0 | 0
F7_Residential_CZ3 - Multi Family_Existing_Space Heating_Natural Gas_Furnace - Direct Fuel_Codes & Standards Forecast | F7 | Residential | CZ3 - Multi Family | Existing | Space Heating | Natural Gas | Furnace - Direct Fuel | Codes & Standards Forecast | Avg. Replacement Demand (S) | 0 | 0 | 0 | 0 | 0 | 0 | 0 | 0 | 0 | 0 | 0 | 0 | 0 | 0 | 0 | 0 | 0 | 0 | 0 | 0 | 0 | 0 | 0 | 0 | 0 | 0 | 0 | 0 | 0 | 0
F8_Residential_CZ3 - Multi Family_Existing_Space Heating_Natural Gas_Furnace - Direct Fuel_Codes & Standards Forecast | F8 | Residential | CZ3 - Multi Family | Existing | Space Heating | Natural Gas | Furnace - Direct Fuel | Codes & Standards Forecast | Avg. Replacement Demand (W) | 0 | 0 | 0 | 0 | 0 | 0 | 0 | 0 | 0 | 0 | 0 | 0 | 0 | 0 | 0 | 0 | 0 | 0 | 0 | 0 | 0 | 0 | 0 | 0 | 0 | 0 | 0 | 0 | 0 | 0
F1_Residential_CZ3 - Multi Family_Existing_Space Heating_Natural Gas_Boiler - Direct Fuel_Codes & Standards Forecast | F1 | Residential | CZ3 - Multi Family | Existing | Space Heating | Natural Gas | Boiler - Direct Fuel | Codes & Standards Forecast | Units | 0 | 0 | 0 | 0 | 0 | 0 | 0 | 0 | 0 | 0 | 0 | 0 | 0 | 0 | 0 | 0 | 0 | 0 | 0 | 0 | 0 | 0 | 0 | 0 | 0 | 0 | 0 | 0 | 0 | 0
F2_Residential_CZ3 - Multi Family_Existing_Space Heating_Natural Gas_Boiler - Direct Fuel_Codes & Standards Forecast | F2 | Residential | CZ3 - Multi Family | Existing | Space Heating | Natural Gas | Boiler - Direct Fuel | Codes & Standards Forecast | Usage (MMtherm) | 0 | 0 | 0 | 0 | 0 | 0 | 0 | 0 | 0 | 0 | 0 | 0 | 0 | 0 | 0 | 0 | 0 | 0 | 0 | 0 | 0 | 0 | 0 | 0 | 0 | 0 | 0 | 0 | 0 | 0
F3_Residential_CZ3 - Multi Family_Existing_Space Heating_Natural Gas_Boiler - Direct Fuel_Codes & Standards Forecast | F3 | Residential | CZ3 - Multi Family | Existing | Space Heating | Natural Gas | Boiler - Direct Fuel | Codes & Standards Forecast | Peak Demand (S) | 0 | 0 | 0 | 0 | 0 | 0 | 0 | 0 | 0 | 0 | 0 | 0 | 0 | 0 | 0 | 0 | 0 | 0 | 0 | 0 | 0 | 0 | 0 | 0 | 0 | 0 | 0 | 0 | 0 | 0
F4_Residential_CZ3 - Multi Family_Existing_Space Heating_Natural Gas_Boiler - Direct Fuel_Codes & Standards Forecast | F4 | Residential | CZ3 - Multi Family | Existing | Space Heating | Natural Gas | Boiler - Direct Fuel | Codes & Standards Forecast | Peak Demand (W) | 0 | 0 | 0 | 0 | 0 | 0 | 0 | 0 | 0 | 0 | 0 | 0 | 0 | 0 | 0 | 0 | 0 | 0 | 0 | 0 | 0 | 0 | 0 | 0 | 0 | 0 | 0 | 0 | 0 | 0
F5_Residential_CZ3 - Multi Family_Existing_Space Heating_Natural Gas_Boiler - Direct Fuel_Codes & Standards Forecast | F5 | Residential | CZ3 - Multi Family | Existing | Space Heating | Natural Gas | Boiler - Direct Fuel | Codes & Standards Forecast | Turnover | 0 | 0 | 0 | 0 | 0 | 0 | 0 | 0 | 0 | 0 | 0 | 0 | 0 | 0 | 0 | 0 | 0 | 0 | 0 | 0 | 0 | 0 | 0 | 0 | 0 | 0 | 0 | 0 | 0 | 0
F6_Residential_CZ3 - Multi Family_Existing_Space Heating_Natural Gas_Boiler - Direct Fuel_Codes & Standards Forecast | F6 | Residential | CZ3 - Multi Family | Existing | Space Heating | Natural Gas | Boiler - Direct Fuel | Codes & Standards Forecast | Avg. Replacement Usage | 0 | 0 | 0 | 0 | 0 | 0 | 0 | 0 | 0 | 0 | 0 | 0 | 0 | 0 | 0 | 0 | 0 | 0 | 0 | 0 | 0 | 0 | 0 | 0 | 0 | 0 | 0 | 0 | 0 | 0
F7_Residential_CZ3 - Multi Family_Existing_Space Heating_Natural Gas_Boiler - Direct Fuel_Codes & Standards Forecast | F7 | Residential | CZ3 - Multi Family | Existing | Space Heating | Natural Gas | Boiler - Direct Fuel | Codes & Standards Forecast | Avg. Replacement Demand (S) | 0 | 0 | 0 | 0 | 0 | 0 | 0 | 0 | 0 | 0 | 0 | 0 | 0 | 0 | 0 | 0 | 0 | 0 | 0 | 0 | 0 | 0 | 0 | 0 | 0 | 0 | 0 | 0 | 0 | 0
F8_Residential_CZ3 - Multi Family_Existing_Space Heating_Natural Gas_Boiler - Direct Fuel_Codes & Standards Forecast | F8 | Residential | CZ3 - Multi Family | Existing | Space Heating | Natural Gas | Boiler - Direct Fuel | Codes & Standards Forecast | Avg. Replacement Demand (W) | 0 | 0 | 0 | 0 | 0 | 0 | 0 | 0 | 0 | 0 | 0 | 0 | 0 | 0 | 0 | 0 | 0 | 0 | 0 | 0 | 0 | 0 | 0 | 0 | 0 | 0 | 0 | 0 | 0 | 0
F1_Residential_CZ3 - Multi Family_Existing_Secondary Heating_Natural Gas_Fireplace_Codes & Standards Forecast | F1 | Residential | CZ3 - Multi Family | Existing | Secondary Heating | Natural Gas | Fireplace | Codes & Standards Forecast | Units | 0 | 0 | 0 | 0 | 0 | 0 | 0 | 0 | 0 | 0 | 0 | 0 | 0 | 0 | 0 | 0 | 0 | 0 | 0 | 0 | 0 | 0 | 0 | 0 | 0 | 0 | 0 | 0 | 0 | 0
F2_Residential_CZ3 - Multi Family_Existing_Secondary Heating_Natural Gas_Fireplace_Codes & Standards Forecast | F2 | Residential | CZ3 - Multi Family | Existing | Secondary Heating | Natural Gas | Fireplace | Codes & Standards Forecast | Usage (MMtherm) | 0 | 0 | 0 | 0 | 0 | 0 | 0 | 0 | 0 | 0 | 0 | 0 | 0 | 0 | 0 | 0 | 0 | 0 | 0 | 0 | 0 | 0 | 0 | 0 | 0 | 0 | 0 | 0 | 0 | 0
F3_Residential_CZ3 - Multi Family_Existing_Secondary Heating_Natural Gas_Fireplace_Codes & Standards Forecast | F3 | Residential | CZ3 - Multi Family | Existing | Secondary Heating | Natural Gas | Fireplace | Codes & Standards Forecast | Peak Demand (S) | 0 | 0 | 0 | 0 | 0 | 0 | 0 | 0 | 0 | 0 | 0 | 0 | 0 | 0 | 0 | 0 | 0 | 0 | 0 | 0 | 0 | 0 | 0 | 0 | 0 | 0 | 0 | 0 | 0 | 0
F4_Residential_CZ3 - Multi Family_Existing_Secondary Heating_Natural Gas_Fireplace_Codes & Standards Forecast | F4 | Residential | CZ3 - Multi Family | Existing | Secondary Heating | Natural Gas | Fireplace | Codes & Standards Forecast | Peak Demand (W) | 0 | 0 | 0 | 0 | 0 | 0 | 0 | 0 | 0 | 0 | 0 | 0 | 0 | 0 | 0 | 0 | 0 | 0 | 0 | 0 | 0 | 0 | 0 | 0 | 0 | 0 | 0 | 0 | 0 | 0
F5_Residential_CZ3 - Multi Family_Existing_Secondary Heating_Natural Gas_Fireplace_Codes & Standards Forecast | F5 | Residential | CZ3 - Multi Family | Existing | Secondary Heating | Natural Gas | Fireplace | Codes & Standards Forecast | Turnover | 0 | 0 | 0 | 0 | 0 | 0 | 0 | 0 | 0 | 0 | 0 | 0 | 0 | 0 | 0 | 0 | 0 | 0 | 0 | 0 | 0 | 0 | 0 | 0 | 0 | 0 | 0 | 0 | 0 | 0
F6_Residential_CZ3 - Multi Family_Existing_Secondary Heating_Natural Gas_Fireplace_Codes & Standards Forecast | F6 | Residential | CZ3 - Multi Family | Existing | Secondary Heating | Natural Gas | Fireplace | Codes & Standards Forecast | Avg. Replacement Usage | 0 | 0 | 0 | 0 | 0 | 0 | 0 | 0 | 0 | 0 | 0 | 0 | 0 | 0 | 0 | 0 | 0 | 0 | 0 | 0 | 0 | 0 | 0 | 0 | 0 | 0 | 0 | 0 | 0 | 0
F7_Residential_CZ3 - Multi Family_Existing_Secondary Heating_Natural Gas_Fireplace_Codes & Standards Forecast | F7 | Residential | CZ3 - Multi Family | Existing | Secondary Heating | Natural Gas | Fireplace | Codes & Standards Forecast | Avg. Replacement Demand (S) | 0 | 0 | 0 | 0 | 0 | 0 | 0 | 0 | 0 | 0 | 0 | 0 | 0 | 0 | 0 | 0 | 0 | 0 | 0 | 0 | 0 | 0 | 0 | 0 | 0 | 0 | 0 | 0 | 0 | 0
F8_Residential_CZ3 - Multi Family_Existing_Secondary Heating_Natural Gas_Fireplace_Codes & Standards Forecast | F8 | Residential | CZ3 - Multi Family | Existing | Secondary Heating | Natural Gas | Fireplace | Codes & Standards Forecast | Avg. Replacement Demand (W) | 0 | 0 | 0 | 0 | 0 | 0 | 0 | 0 | 0 | 0 | 0 | 0 | 0 | 0 | 0 | 0 | 0 | 0 | 0 | 0 | 0 | 0 | 0 | 0 | 0 | 0 | 0 | 0 | 0 | 0
F1_Residential_CZ3 - Multi Family_Existing_Water Heating_Natural Gas_Water Heater <= 55 gal._Codes & Standards Forecast | F1 | Residential | CZ3 - Multi Family | Existing | Water Heating | Natural Gas | Water Heater <= 55 gal. | Codes & Standards Forecast | Units | 0 | 0 | 0 | 0 | 0 | 0 | 0 | 0 | 0 | 0 | 0 | 0 | 0 | 0 | 0 | 0 | 0 | 0 | 0 | 0 | 0 | 0 | 0 | 0 | 0 | 0 | 0 | 0 | 0 | 0
F2_Residential_CZ3 - Multi Family_Existing_Water Heating_Natural Gas_Water Heater <= 55 gal._Codes & Standards Forecast | F2 | Residential | CZ3 - Multi Family | Existing | Water Heating | Natural Gas | Water Heater <= 55 gal. | Codes & Standards Forecast | Usage (MMtherm) | 0 | 0 | 0 | 0 | 0 | 0 | 0 | 0 | 0 | 0 | 0 | 0 | 0 | 0 | 0 | 0 | 0 | 0 | 0 | 0 | 0 | 0 | 0 | 0 | 0 | 0 | 0 | 0 | 0 | 0
F3_Residential_CZ3 - Multi Family_Existing_Water Heating_Natural Gas_Water Heater <= 55 gal._Codes & Standards Forecast | F3 | Residential | CZ3 - Multi Family | Existing | Water Heating | Natural Gas | Water Heater <= 55 gal. | Codes & Standards Forecast | Peak Demand (S) | 0 | 0 | 0 | 0 | 0 | 0 | 0 | 0 | 0 | 0 | 0 | 0 | 0 | 0 | 0 | 0 | 0 | 0 | 0 | 0 | 0 | 0 | 0 | 0 | 0 | 0 | 0 | 0 | 0 | 0
F4_Residential_CZ3 - Multi Family_Existing_Water Heating_Natural Gas_Water Heater <= 55 gal._Codes & Standards Forecast | F4 | Residential | CZ3 - Multi Family | Existing | Water Heating | Natural Gas | Water Heater <= 55 gal. | Codes & Standards Forecast | Peak Demand (W) | 0 | 0 | 0 | 0 | 0 | 0 | 0 | 0 | 0 | 0 | 0 | 0 | 0 | 0 | 0 | 0 | 0 | 0 | 0 | 0 | 0 | 0 | 0 | 0 | 0 | 0 | 0 | 0 | 0 | 0
F5_Residential_CZ3 - Multi Family_Existing_Water Heating_Natural Gas_Water Heater <= 55 gal._Codes & Standards Forecast | F5 | Residential | CZ3 - Multi Family | Existing | Water Heating | Natural Gas | Water Heater <= 55 gal. | Codes & Standards Forecast | Turnover | 0 | 0 | 0 | 0 | 0 | 0 | 0 | 0 | 0 | 0 | 0 | 0 | 0 | 0 | 0 | 0 | 0 | 0 | 0 | 0 | 0 | 0 | 0 | 0 | 0 | 0 | 0 | 0 | 0 | 0
F6_Residential_CZ3 - Multi Family_Existing_Water Heating_Natural Gas_Water Heater <= 55 gal._Codes & Standards Forecast | F6 | Residential | CZ3 - Multi Family | Existing | Water Heating | Natural Gas | Water Heater <= 55 gal. | Codes & Standards Forecast | Avg. Replacement Usage | 0 | 0 | 0 | 0 | 0 | 0 | 0 | 0 | 0 | 0 | 0 | 0 | 0 | 0 | 0 | 0 | 0 | 0 | 0 | 0 | 0 | 0 | 0 | 0 | 0 | 0 | 0 | 0 | 0 | 0
F7_Residential_CZ3 - Multi Family_Existing_Water Heating_Natural Gas_Water Heater <= 55 gal._Codes & Standards Forecast | F7 | Residential | CZ3 - Multi Family | Existing | Water Heating | Natural Gas | Water Heater <= 55 gal. | Codes & Standards Forecast | Avg. Replacement Demand (S) | 0 | 0 | 0 | 0 | 0 | 0 | 0 | 0 | 0 | 0 | 0 | 0 | 0 | 0 | 0 | 0 | 0 | 0 | 0 | 0 | 0 | 0 | 0 | 0 | 0 | 0 | 0 | 0 | 0 | 0
F8_Residential_CZ3 - Multi Family_Existing_Water Heating_Natural Gas_Water Heater <= 55 gal._Codes & Standards Forecast | F8 | Residential | CZ3 - Multi Family | Existing | Water Heating | Natural Gas | Water Heater <= 55 gal. | Codes & Standards Forecast | Avg. Replacement Demand (W) | 0 | 0 | 0 | 0 | 0 | 0 | 0 | 0 | 0 | 0 | 0 | 0 | 0 | 0 | 0 | 0 | 0 | 0 | 0 | 0 | 0 | 0 | 0 | 0 | 0 | 0 | 0 | 0 | 0 | 0
F1_Residential_CZ3 - Multi Family_Existing_Water Heating_Natural Gas_Water Heater > 55 gal._Codes & Standards Forecast | F1 | Residential | CZ3 - Multi Family | Existing | Water Heating | Natural Gas | Water Heater > 55 gal. | Codes & Standards Forecast | Units | 0 | 0 | 0 | 0 | 0 | 0 | 0 | 0 | 0 | 0 | 0 | 0 | 0 | 0 | 0 | 0 | 0 | 0 | 0 | 0 | 0 | 0 | 0 | 0 | 0 | 0 | 0 | 0 | 0 | 0
F2_Residential_CZ3 - Multi Family_Existing_Water Heating_Natural Gas_Water Heater > 55 gal._Codes & Standards Forecast | F2 | Residential | CZ3 - Multi Family | Existing | Water Heating | Natural Gas | Water Heater > 55 gal. | Codes & Standards Forecast | Usage (MMtherm) | 0 | 0 | 0 | 0 | 0 | 0 | 0 | 0 | 0 | 0 | 0 | 0 | 0 | 0 | 0 | 0 | 0 | 0 | 0 | 0 | 0 | 0 | 0 | 0 | 0 | 0 | 0 | 0 | 0 | 0
F3_Residential_CZ3 - Multi Family_Existing_Water Heating_Natural Gas_Water Heater > 55 gal._Codes & Standards Forecast | F3 | Residential | CZ3 - Multi Family | Existing | Water Heating | Natural Gas | Water Heater > 55 gal. | Codes & Standards Forecast | Peak Demand (S) | 0 | 0 | 0 | 0 | 0 | 0 | 0 | 0 | 0 | 0 | 0 | 0 | 0 | 0 | 0 | 0 | 0 | 0 | 0 | 0 | 0 | 0 | 0 | 0 | 0 | 0 | 0 | 0 | 0 | 0
F4_Residential_CZ3 - Multi Family_Existing_Water Heating_Natural Gas_Water Heater > 55 gal._Codes & Standards Forecast | F4 | Residential | CZ3 - Multi Family | Existing | Water Heating | Natural Gas | Water Heater > 55 gal. | Codes & Standards Forecast | Peak Demand (W) | 0 | 0 | 0 | 0 | 0 | 0 | 0 | 0 | 0 | 0 | 0 | 0 | 0 | 0 | 0 | 0 | 0 | 0 | 0 | 0 | 0 | 0 | 0 | 0 | 0 | 0 | 0 | 0 | 0 | 0
F5_Residential_CZ3 - Multi Family_Existing_Water Heating_Natural Gas_Water Heater > 55 gal._Codes & Standards Forecast | F5 | Residential | CZ3 - Multi Family | Existing | Water Heating | Natural Gas | Water Heater > 55 gal. | Codes & Standards Forecast | Turnover | 0 | 0 | 0 | 0 | 0 | 0 | 0 | 0 | 0 | 0 | 0 | 0 | 0 | 0 | 0 | 0 | 0 | 0 | 0 | 0 | 0 | 0 | 0 | 0 | 0 | 0 | 0 | 0 | 0 | 0
F6_Residential_CZ3 - Multi Family_Existing_Water Heating_Natural Gas_Water Heater > 55 gal._Codes & Standards Forecast | F6 | Residential | CZ3 - Multi Family | Existing | Water Heating | Natural Gas | Water Heater > 55 gal. | Codes & Standards Forecast | Avg. Replacement Usage | 0 | 0 | 0 | 0 | 0 | 0 | 0 | 0 | 0 | 0 | 0 | 0 | 0 | 0 | 0 | 0 | 0 | 0 | 0 | 0 | 0 | 0 | 0 | 0 | 0 | 0 | 0 | 0 | 0 | 0
F7_Residential_CZ3 - Multi Family_Existing_Water Heating_Natural Gas_Water Heater > 55 gal._Codes & Standards Forecast | F7 | Residential | CZ3 - Multi Family | Existing | Water Heating | Natural Gas | Water Heater > 55 gal. | Codes & Standards Forecast | Avg. Replacement Demand (S) | 0 | 0 | 0 | 0 | 0 | 0 | 0 | 0 | 0 | 0 | 0 | 0 | 0 | 0 | 0 | 0 | 0 | 0 | 0 | 0 | 0 | 0 | 0 | 0 | 0 | 0 | 0 | 0 | 0 | 0
F8_Residential_CZ3 - Multi Family_Existing_Water Heating_Natural Gas_Water Heater > 55 gal._Codes & Standards Forecast | F8 | Residential | CZ3 - Multi Family | Existing | Water Heating | Natural Gas | Water Heater > 55 gal. | Codes & Standards Forecast | Avg. Replacement Demand (W) | 0 | 0 | 0 | 0 | 0 | 0 | 0 | 0 | 0 | 0 | 0 | 0 | 0 | 0 | 0 | 0 | 0 | 0 | 0 | 0 | 0 | 0 | 0 | 0 | 0 | 0 | 0 | 0 | 0 | 0
F1_Residential_CZ3 - Multi Family_Existing_Appliances_Natural Gas_Clothes Dryer_Codes & Standards Forecast | F1 | Residential | CZ3 - Multi Family | Existing | Appliances | Natural Gas | Clothes Dryer | Codes & Standards Forecast | Units | 0 | 0 | 0 | 0 | 0 | 0 | 0 | 0 | 0 | 0 | 0 | 0 | 0 | 0 | 0 | 0 | 0 | 0 | 0 | 0 | 0 | 0 | 0 | 0 | 0 | 0 | 0 | 0 | 0 | 0
F2_Residential_CZ3 - Multi Family_Existing_Appliances_Natural Gas_Clothes Dryer_Codes & Standards Forecast | F2 | Residential | CZ3 - Multi Family | Existing | Appliances | Natural Gas | Clothes Dryer | Codes & Standards Forecast | Usage (MMtherm) | 0 | 0 | 0 | 0 | 0 | 0 | 0 | 0 | 0 | 0 | 0 | 0 | 0 | 0 | 0 | 0 | 0 | 0 | 0 | 0 | 0 | 0 | 0 | 0 | 0 | 0 | 0 | 0 | 0 | 0
F3_Residential_CZ3 - Multi Family_Existing_Appliances_Natural Gas_Clothes Dryer_Codes & Standards Forecast | F3 | Residential | CZ3 - Multi Family | Existing | Appliances | Natural Gas | Clothes Dryer | Codes & Standards Forecast | Peak Demand (S) | 0 | 0 | 0 | 0 | 0 | 0 | 0 | 0 | 0 | 0 | 0 | 0 | 0 | 0 | 0 | 0 | 0 | 0 | 0 | 0 | 0 | 0 | 0 | 0 | 0 | 0 | 0 | 0 | 0 | 0
F4_Residential_CZ3 - Multi Family_Existing_Appliances_Natural Gas_Clothes Dryer_Codes & Standards Forecast | F4 | Residential | CZ3 - Multi Family | Existing | Appliances | Natural Gas | Clothes Dryer | Codes & Standards Forecast | Peak Demand (W) | 0 | 0 | 0 | 0 | 0 | 0 | 0 | 0 | 0 | 0 | 0 | 0 | 0 | 0 | 0 | 0 | 0 | 0 | 0 | 0 | 0 | 0 | 0 | 0 | 0 | 0 | 0 | 0 | 0 | 0
F5_Residential_CZ3 - Multi Family_Existing_Appliances_Natural Gas_Clothes Dryer_Codes & Standards Forecast | F5 | Residential | CZ3 - Multi Family | Existing | Appliances | Natural Gas | Clothes Dryer | Codes & Standards Forecast | Turnover | 0 | 0 | 0 | 0 | 0 | 0 | 0 | 0 | 0 | 0 | 0 | 0 | 0 | 0 | 0 | 0 | 0 | 0 | 0 | 0 | 0 | 0 | 0 | 0 | 0 | 0 | 0 | 0 | 0 | 0
F6_Residential_CZ3 - Multi Family_Existing_Appliances_Natural Gas_Clothes Dryer_Codes & Standards Forecast | F6 | Residential | CZ3 - Multi Family | Existing | Appliances | Natural Gas | Clothes Dryer | Codes & Standards Forecast | Avg. Replacement Usage | 0 | 0 | 0 | 0 | 0 | 0 | 0 | 0 | 0 | 0 | 0 | 0 | 0 | 0 | 0 | 0 | 0 | 0 | 0 | 0 | 0 | 0 | 0 | 0 | 0 | 0 | 0 | 0 | 0 | 0
F7_Residential_CZ3 - Multi Family_Existing_Appliances_Natural Gas_Clothes Dryer_Codes & Standards Forecast | F7 | Residential | CZ3 - Multi Family | Existing | Appliances | Natural Gas | Clothes Dryer | Codes & Standards Forecast | Avg. Replacement Demand (S) | 0 | 0 | 0 | 0 | 0 | 0 | 0 | 0 | 0 | 0 | 0 | 0 | 0 | 0 | 0 | 0 | 0 | 0 | 0 | 0 | 0 | 0 | 0 | 0 | 0 | 0 | 0 | 0 | 0 | 0
F8_Residential_CZ3 - Multi Family_Existing_Appliances_Natural Gas_Clothes Dryer_Codes & Standards Forecast | F8 | Residential | CZ3 - Multi Family | Existing | Appliances | Natural Gas | Clothes Dryer | Codes & Standards Forecast | Avg. Replacement Demand (W) | 0 | 0 | 0 | 0 | 0 | 0 | 0 | 0 | 0 | 0 | 0 | 0 | 0 | 0 | 0 | 0 | 0 | 0 | 0 | 0 | 0 | 0 | 0 | 0 | 0 | 0 | 0 | 0 | 0 | 0
F1_Residential_CZ3 - Multi Family_Existing_Appliances_Natural Gas_Stove/Oven_Codes & Standards Forecast | F1 | Residential | CZ3 - Multi Family | Existing | Appliances | Natural Gas | Stove/Oven | Codes & Standards Forecast | Units | 0 | 0 | 0 | 0 | 0 | 0 | 0 | 0 | 0 | 0 | 0 | 0 | 0 | 0 | 0 | 0 | 0 | 0 | 0 | 0 | 0 | 0 | 0 | 0 | 0 | 0 | 0 | 0 | 0 | 0
F2_Residential_CZ3 - Multi Family_Existing_Appliances_Natural Gas_Stove/Oven_Codes & Standards Forecast | F2 | Residential | CZ3 - Multi Family | Existing | Appliances | Natural Gas | Stove/Oven | Codes & Standards Forecast | Usage (MMtherm) | 0 | 0 | 0 | 0 | 0 | 0 | 0 | 0 | 0 | 0 | 0 | 0 | 0 | 0 | 0 | 0 | 0 | 0 | 0 | 0 | 0 | 0 | 0 | 0 | 0 | 0 | 0 | 0 | 0 | 0
F3_Residential_CZ3 - Multi Family_Existing_Appliances_Natural Gas_Stove/Oven_Codes & Standards Forecast | F3 | Residential | CZ3 - Multi Family | Existing | Appliances | Natural Gas | Stove/Oven | Codes & Standards Forecast | Peak Demand (S) | 0 | 0 | 0 | 0 | 0 | 0 | 0 | 0 | 0 | 0 | 0 | 0 | 0 | 0 | 0 | 0 | 0 | 0 | 0 | 0 | 0 | 0 | 0 | 0 | 0 | 0 | 0 | 0 | 0 | 0
F4_Residential_CZ3 - Multi Family_Existing_Appliances_Natural Gas_Stove/Oven_Codes & Standards Forecast | F4 | Residential | CZ3 - Multi Family | Existing | Appliances | Natural Gas | Stove/Oven | Codes & Standards Forecast | Peak Demand (W) | 0 | 0 | 0 | 0 | 0 | 0 | 0 | 0 | 0 | 0 | 0 | 0 | 0 | 0 | 0 | 0 | 0 | 0 | 0 | 0 | 0 | 0 | 0 | 0 | 0 | 0 | 0 | 0 | 0 | 0
F5_Residential_CZ3 - Multi Family_Existing_Appliances_Natural Gas_Stove/Oven_Codes & Standards Forecast | F5 | Residential | CZ3 - Multi Family | Existing | Appliances | Natural Gas | Stove/Oven | Codes & Standards Forecast | Turnover | 0 | 0 | 0 | 0 | 0 | 0 | 0 | 0 | 0 | 0 | 0 | 0 | 0 | 0 | 0 | 0 | 0 | 0 | 0 | 0 | 0 | 0 | 0 | 0 | 0 | 0 | 0 | 0 | 0 | 0
F6_Residential_CZ3 - Multi Family_Existing_Appliances_Natural Gas_Stove/Oven_Codes & Standards Forecast | F6 | Residential | CZ3 - Multi Family | Existing | Appliances | Natural Gas | Stove/Oven | Codes & Standards Forecast | Avg. Replacement Usage | 0 | 0 | 0 | 0 | 0 | 0 | 0 | 0 | 0 | 0 | 0 | 0 | 0 | 0 | 0 | 0 | 0 | 0 | 0 | 0 | 0 | 0 | 0 | 0 | 0 | 0 | 0 | 0 | 0 | 0
F7_Residential_CZ3 - Multi Family_Existing_Appliances_Natural Gas_Stove/Oven_Codes & Standards Forecast | F7 | Residential | CZ3 - Multi Family | Existing | Appliances | Natural Gas | Stove/Oven | Codes & Standards Forecast | Avg. Replacement Demand (S) | 0 | 0 | 0 | 0 | 0 | 0 | 0 | 0 | 0 | 0 | 0 | 0 | 0 | 0 | 0 | 0 | 0 | 0 | 0 | 0 | 0 | 0 | 0 | 0 | 0 | 0 | 0 | 0 | 0 | 0
F8_Residential_CZ3 - Multi Family_Existing_Appliances_Natural Gas_Stove/Oven_Codes & Standards Forecast | F8 | Residential | CZ3 - Multi Family | Existing | Appliances | Natural Gas | Stove/Oven | Codes & Standards Forecast | Avg. Replacement Demand (W) | 0 | 0 | 0 | 0 | 0 | 0 | 0 | 0 | 0 | 0 | 0 | 0 | 0 | 0 | 0 | 0 | 0 | 0 | 0 | 0 | 0 | 0 | 0 | 0 | 0 | 0 | 0 | 0 | 0 | 0
F1_Residential_CZ3 - Multi Family_Existing_Miscellaneous_Natural Gas_Pool Heater_Codes & Standards Forecast | F1 | Residential | CZ3 - Multi Family | Existing | Miscellaneous | Natural Gas | Pool Heater | Codes & Standards Forecast | Units | 0 | 0 | 0 | 0 | 0 | 0 | 0 | 0 | 0 | 0 | 0 | 0 | 0 | 0 | 0 | 0 | 0 | 0 | 0 | 0 | 0 | 0 | 0 | 0 | 0 | 0 | 0 | 0 | 0 | 0
F2_Residential_CZ3 - Multi Family_Existing_Miscellaneous_Natural Gas_Pool Heater_Codes & Standards Forecast | F2 | Residential | CZ3 - Multi Family | Existing | Miscellaneous | Natural Gas | Pool Heater | Codes & Standards Forecast | Usage (MMtherm) | 0 | 0 | 0 | 0 | 0 | 0 | 0 | 0 | 0 | 0 | 0 | 0 | 0 | 0 | 0 | 0 | 0 | 0 | 0 | 0 | 0 | 0 | 0 | 0 | 0 | 0 | 0 | 0 | 0 | 0
F3_Residential_CZ3 - Multi Family_Existing_Miscellaneous_Natural Gas_Pool Heater_Codes & Standards Forecast | F3 | Residential | CZ3 - Multi Family | Existing | Miscellaneous | Natural Gas | Pool Heater | Codes & Standards Forecast | Peak Demand (S) | 0 | 0 | 0 | 0 | 0 | 0 | 0 | 0 | 0 | 0 | 0 | 0 | 0 | 0 | 0 | 0 | 0 | 0 | 0 | 0 | 0 | 0 | 0 | 0 | 0 | 0 | 0 | 0 | 0 | 0
F4_Residential_CZ3 - Multi Family_Existing_Miscellaneous_Natural Gas_Pool Heater_Codes & Standards Forecast | F4 | Residential | CZ3 - Multi Family | Existing | Miscellaneous | Natural Gas | Pool Heater | Codes & Standards Forecast | Peak Demand (W) | 0 | 0 | 0 | 0 | 0 | 0 | 0 | 0 | 0 | 0 | 0 | 0 | 0 | 0 | 0 | 0 | 0 | 0 | 0 | 0 | 0 | 0 | 0 | 0 | 0 | 0 | 0 | 0 | 0 | 0
F5_Residential_CZ3 - Multi Family_Existing_Miscellaneous_Natural Gas_Pool Heater_Codes & Standards Forecast | F5 | Residential | CZ3 - Multi Family | Existing | Miscellaneous | Natural Gas | Pool Heater | Codes & Standards Forecast | Turnover | 0 | 0 | 0 | 0 | 0 | 0 | 0 | 0 | 0 | 0 | 0 | 0 | 0 | 0 | 0 | 0 | 0 | 0 | 0 | 0 | 0 | 0 | 0 | 0 | 0 | 0 | 0 | 0 | 0 | 0
F6_Residential_CZ3 - Multi Family_Existing_Miscellaneous_Natural Gas_Pool Heater_Codes & Standards Forecast | F6 | Residential | CZ3 - Multi Family | Existing | Miscellaneous | Natural Gas | Pool Heater | Codes & Standards Forecast | Avg. Replacement Usage | 0 | 0 | 0 | 0 | 0 | 0 | 0 | 0 | 0 | 0 | 0 | 0 | 0 | 0 | 0 | 0 | 0 | 0 | 0 | 0 | 0 | 0 | 0 | 0 | 0 | 0 | 0 | 0 | 0 | 0
F7_Residential_CZ3 - Multi Family_Existing_Miscellaneous_Natural Gas_Pool Heater_Codes & Standards Forecast | F7 | Residential | CZ3 - Multi Family | Existing | Miscellaneous | Natural Gas | Pool Heater | Codes & Standards Forecast | Avg. Replacement Demand (S) | 0 | 0 | 0 | 0 | 0 | 0 | 0 | 0 | 0 | 0 | 0 | 0 | 0 | 0 | 0 | 0 | 0 | 0 | 0 | 0 | 0 | 0 | 0 | 0 | 0 | 0 | 0 | 0 | 0 | 0
F8_Residential_CZ3 - Multi Family_Existing_Miscellaneous_Natural Gas_Pool Heater_Codes & Standards Forecast | F8 | Residential | CZ3 - Multi Family | Existing | Miscellaneous | Natural Gas | Pool Heater | Codes & Standards Forecast | Avg. Replacement Demand (W) | 0 | 0 | 0 | 0 | 0 | 0 | 0 | 0 | 0 | 0 | 0 | 0 | 0 | 0 | 0 | 0 | 0 | 0 | 0 | 0 | 0 | 0 | 0 | 0 | 0 | 0 | 0 | 0 | 0 | 0
F1_Residential_CZ3 - Multi Family_Existing_Miscellaneous_Natural Gas_Miscellaneous_Codes & Standards Forecast | F1 | Residential | CZ3 - Multi Family | Existing | Miscellaneous | Natural Gas | Miscellaneous | Codes & Standards Forecast | Units | 0 | 0 | 0 | 0 | 0 | 0 | 0 | 0 | 0 | 0 | 0 | 0 | 0 | 0 | 0 | 0 | 0 | 0 | 0 | 0 | 0 | 0 | 0 | 0 | 0 | 0 | 0 | 0 | 0 | 0
F2_Residential_CZ3 - Multi Family_Existing_Miscellaneous_Natural Gas_Miscellaneous_Codes & Standards Forecast | F2 | Residential | CZ3 - Multi Family | Existing | Miscellaneous | Natural Gas | Miscellaneous | Codes & Standards Forecast | Usage (MMtherm) | 0 | 0 | 0 | 0 | 0 | 0 | 0 | 0 | 0 | 0 | 0 | 0 | 0 | 0 | 0 | 0 | 0 | 0 | 0 | 0 | 0 | 0 | 0 | 0 | 0 | 0 | 0 | 0 | 0 | 0
F3_Residential_CZ3 - Multi Family_Existing_Miscellaneous_Natural Gas_Miscellaneous_Codes & Standards Forecast | F3 | Residential | CZ3 - Multi Family | Existing | Miscellaneous | Natural Gas | Miscellaneous | Codes & Standards Forecast | Peak Demand (S) | 0 | 0 | 0 | 0 | 0 | 0 | 0 | 0 | 0 | 0 | 0 | 0 | 0 | 0 | 0 | 0 | 0 | 0 | 0 | 0 | 0 | 0 | 0 | 0 | 0 | 0 | 0 | 0 | 0 | 0
F4_Residential_CZ3 - Multi Family_Existing_Miscellaneous_Natural Gas_Miscellaneous_Codes & Standards Forecast | F4 | Residential | CZ3 - Multi Family | Existing | Miscellaneous | Natural Gas | Miscellaneous | Codes & Standards Forecast | Peak Demand (W) | 0 | 0 | 0 | 0 | 0 | 0 | 0 | 0 | 0 | 0 | 0 | 0 | 0 | 0 | 0 | 0 | 0 | 0 | 0 | 0 | 0 | 0 | 0 | 0 | 0 | 0 | 0 | 0 | 0 | 0
F5_Residential_CZ3 - Multi Family_Existing_Miscellaneous_Natural Gas_Miscellaneous_Codes & Standards Forecast | F5 | Residential | CZ3 - Multi Family | Existing | Miscellaneous | Natural Gas | Miscellaneous | Codes & Standards Forecast | Turnover | 0 | 0 | 0 | 0 | 0 | 0 | 0 | 0 | 0 | 0 | 0 | 0 | 0 | 0 | 0 | 0 | 0 | 0 | 0 | 0 | 0 | 0 | 0 | 0 | 0 | 0 | 0 | 0 | 0 | 0
F6_Residential_CZ3 - Multi Family_Existing_Miscellaneous_Natural Gas_Miscellaneous_Codes & Standards Forecast | F6 | Residential | CZ3 - Multi Family | Existing | Miscellaneous | Natural Gas | Miscellaneous | Codes & Standards Forecast | Avg. Replacement Usage | 0 | 0 | 0 | 0 | 0 | 0 | 0 | 0 | 0 | 0 | 0 | 0 | 0 | 0 | 0 | 0 | 0 | 0 | 0 | 0 | 0 | 0 | 0 | 0 | 0 | 0 | 0 | 0 | 0 | 0
F7_Residential_CZ3 - Multi Family_Existing_Miscellaneous_Natural Gas_Miscellaneous_Codes & Standards Forecast | F7 | Residential | CZ3 - Multi Family | Existing | Miscellaneous | Natural Gas | Miscellaneous | Codes & Standards Forecast | Avg. Replacement Demand (S) | 0 | 0 | 0 | 0 | 0 | 0 | 0 | 0 | 0 | 0 | 0 | 0 | 0 | 0 | 0 | 0 | 0 | 0 | 0 | 0 | 0 | 0 | 0 | 0 | 0 | 0 | 0 | 0 | 0 | 0
F8_Residential_CZ3 - Multi Family_Existing_Miscellaneous_Natural Gas_Miscellaneous_Codes & Standards Forecast | F8 | Residential | CZ3 - Multi Family | Existing | Miscellaneous | Natural Gas | Miscellaneous | Codes & Standards Forecast | Avg. Replacement Demand (W) | 0 | 0 | 0 | 0 | 0 | 0 | 0 | 0 | 0 | 0 | 0 | 0 | 0 | 0 | 0 | 0 | 0 | 0 | 0 | 0 | 0 | 0 | 0 | 0 | 0 | 0 | 0 | 0 | 0 | 0
F1_Residential_CZ3 - Multi Family_New_Space Heating_Natural Gas_Furnace - Direct Fuel_Codes & Standards Forecast | F1 | Residential | CZ3 - Multi Family | New | Space Heating | Natural Gas | Furnace - Direct Fuel | Codes & Standards Forecast | Units | 0 | 0 | 0 | 0 | 0 | 0 | 0 | 0 | 0 | 0 | 0 | 0 | 0 | 0 | 0 | 0 | 0 | 0 | 0 | 0 | 0 | 0 | 0 | 0 | 0 | 0 | 0 | 0 | 0 | 0
F2_Residential_CZ3 - Multi Family_New_Space Heating_Natural Gas_Furnace - Direct Fuel_Codes & Standards Forecast | F2 | Residential | CZ3 - Multi Family | New | Space Heating | Natural Gas | Furnace - Direct Fuel | Codes & Standards Forecast | Usage (MMtherm) | 0 | 0 | 0 | 0 | 0 | 0 | 0 | 0 | 0 | 0 | 0 | 0 | 0 | 0 | 0 | 0 | 0 | 0 | 0 | 0 | 0 | 0 | 0 | 0 | 0 | 0 | 0 | 0 | 0 | 0
F3_Residential_CZ3 - Multi Family_New_Space Heating_Natural Gas_Furnace - Direct Fuel_Codes & Standards Forecast | F3 | Residential | CZ3 - Multi Family | New | Space Heating | Natural Gas | Furnace - Direct Fuel | Codes & Standards Forecast | Peak Demand (S) | 0 | 0 | 0 | 0 | 0 | 0 | 0 | 0 | 0 | 0 | 0 | 0 | 0 | 0 | 0 | 0 | 0 | 0 | 0 | 0 | 0 | 0 | 0 | 0 | 0 | 0 | 0 | 0 | 0 | 0
F4_Residential_CZ3 - Multi Family_New_Space Heating_Natural Gas_Furnace - Direct Fuel_Codes & Standards Forecast | F4 | Residential | CZ3 - Multi Family | New | Space Heating | Natural Gas | Furnace - Direct Fuel | Codes & Standards Forecast | Peak Demand (W) | 0 | 0 | 0 | 0 | 0 | 0 | 0 | 0 | 0 | 0 | 0 | 0 | 0 | 0 | 0 | 0 | 0 | 0 | 0 | 0 | 0 | 0 | 0 | 0 | 0 | 0 | 0 | 0 | 0 | 0
F5_Residential_CZ3 - Multi Family_New_Space Heating_Natural Gas_Furnace - Direct Fuel_Codes & Standards Forecast | F5 | Residential | CZ3 - Multi Family | New | Space Heating | Natural Gas | Furnace - Direct Fuel | Codes & Standards Forecast | Turnover | 0 | 0 | 0 | 0 | 0 | 0 | 0 | 0 | 0 | 0 | 0 | 0 | 0 | 0 | 0 | 0 | 0 | 0 | 0 | 0 | 0 | 0 | 0 | 0 | 0 | 0 | 0 | 0 | 0 | 0
F6_Residential_CZ3 - Multi Family_New_Space Heating_Natural Gas_Furnace - Direct Fuel_Codes & Standards Forecast | F6 | Residential | CZ3 - Multi Family | New | Space Heating | Natural Gas | Furnace - Direct Fuel | Codes & Standards Forecast | Avg. Replacement Usage | 0 | 0 | 0 | 0 | 0 | 0 | 0 | 0 | 0 | 0 | 0 | 0 | 0 | 0 | 0 | 0 | 0 | 0 | 0 | 0 | 0 | 0 | 0 | 0 | 0 | 0 | 0 | 0 | 0 | 0
F7_Residential_CZ3 - Multi Family_New_Space Heating_Natural Gas_Furnace - Direct Fuel_Codes & Standards Forecast | F7 | Residential | CZ3 - Multi Family | New | Space Heating | Natural Gas | Furnace - Direct Fuel | Codes & Standards Forecast | Avg. Replacement Demand (S) | 0 | 0 | 0 | 0 | 0 | 0 | 0 | 0 | 0 | 0 | 0 | 0 | 0 | 0 | 0 | 0 | 0 | 0 | 0 | 0 | 0 | 0 | 0 | 0 | 0 | 0 | 0 | 0 | 0 | 0
F8_Residential_CZ3 - Multi Family_New_Space Heating_Natural Gas_Furnace - Direct Fuel_Codes & Standards Forecast | F8 | Residential | CZ3 - Multi Family | New | Space Heating | Natural Gas | Furnace - Direct Fuel | Codes & Standards Forecast | Avg. Replacement Demand (W) | 0 | 0 | 0 | 0 | 0 | 0 | 0 | 0 | 0 | 0 | 0 | 0 | 0 | 0 | 0 | 0 | 0 | 0 | 0 | 0 | 0 | 0 | 0 | 0 | 0 | 0 | 0 | 0 | 0 | 0
F1_Residential_CZ3 - Multi Family_New_Space Heating_Natural Gas_Boiler - Direct Fuel_Codes & Standards Forecast | F1 | Residential | CZ3 - Multi Family | New | Space Heating | Natural Gas | Boiler - Direct Fuel | Codes & Standards Forecast | Units | 0 | 0 | 0 | 0 | 0 | 0 | 0 | 0 | 0 | 0 | 0 | 0 | 0 | 0 | 0 | 0 | 0 | 0 | 0 | 0 | 0 | 0 | 0 | 0 | 0 | 0 | 0 | 0 | 0 | 0
F2_Residential_CZ3 - Multi Family_New_Space Heating_Natural Gas_Boiler - Direct Fuel_Codes & Standards Forecast | F2 | Residential | CZ3 - Multi Family | New | Space Heating | Natural Gas | Boiler - Direct Fuel | Codes & Standards Forecast | Usage (MMtherm) | 0 | 0 | 0 | 0 | 0 | 0 | 0 | 0 | 0 | 0 | 0 | 0 | 0 | 0 | 0 | 0 | 0 | 0 | 0 | 0 | 0 | 0 | 0 | 0 | 0 | 0 | 0 | 0 | 0 | 0
F3_Residential_CZ3 - Multi Family_New_Space Heating_Natural Gas_Boiler - Direct Fuel_Codes & Standards Forecast | F3 | Residential | CZ3 - Multi Family | New | Space Heating | Natural Gas | Boiler - Direct Fuel | Codes & Standards Forecast | Peak Demand (S) | 0 | 0 | 0 | 0 | 0 | 0 | 0 | 0 | 0 | 0 | 0 | 0 | 0 | 0 | 0 | 0 | 0 | 0 | 0 | 0 | 0 | 0 | 0 | 0 | 0 | 0 | 0 | 0 | 0 | 0
F4_Residential_CZ3 - Multi Family_New_Space Heating_Natural Gas_Boiler - Direct Fuel_Codes & Standards Forecast | F4 | Residential | CZ3 - Multi Family | New | Space Heating | Natural Gas | Boiler - Direct Fuel | Codes & Standards Forecast | Peak Demand (W) | 0 | 0 | 0 | 0 | 0 | 0 | 0 | 0 | 0 | 0 | 0 | 0 | 0 | 0 | 0 | 0 | 0 | 0 | 0 | 0 | 0 | 0 | 0 | 0 | 0 | 0 | 0 | 0 | 0 | 0
F5_Residential_CZ3 - Multi Family_New_Space Heating_Natural Gas_Boiler - Direct Fuel_Codes & Standards Forecast | F5 | Residential | CZ3 - Multi Family | New | Space Heating | Natural Gas | Boiler - Direct Fuel | Codes & Standards Forecast | Turnover | 0 | 0 | 0 | 0 | 0 | 0 | 0 | 0 | 0 | 0 | 0 | 0 | 0 | 0 | 0 | 0 | 0 | 0 | 0 | 0 | 0 | 0 | 0 | 0 | 0 | 0 | 0 | 0 | 0 | 0
F6_Residential_CZ3 - Multi Family_New_Space Heating_Natural Gas_Boiler - Direct Fuel_Codes & Standards Forecast | F6 | Residential | CZ3 - Multi Family | New | Space Heating | Natural Gas | Boiler - Direct Fuel | Codes & Standards Forecast | Avg. Replacement Usage | 0 | 0 | 0 | 0 | 0 | 0 | 0 | 0 | 0 | 0 | 0 | 0 | 0 | 0 | 0 | 0 | 0 | 0 | 0 | 0 | 0 | 0 | 0 | 0 | 0 | 0 | 0 | 0 | 0 | 0
F7_Residential_CZ3 - Multi Family_New_Space Heating_Natural Gas_Boiler - Direct Fuel_Codes & Standards Forecast | F7 | Residential | CZ3 - Multi Family | New | Space Heating | Natural Gas | Boiler - Direct Fuel | Codes & Standards Forecast | Avg. Replacement Demand (S) | 0 | 0 | 0 | 0 | 0 | 0 | 0 | 0 | 0 | 0 | 0 | 0 | 0 | 0 | 0 | 0 | 0 | 0 | 0 | 0 | 0 | 0 | 0 | 0 | 0 | 0 | 0 | 0 | 0 | 0
F8_Residential_CZ3 - Multi Family_New_Space Heating_Natural Gas_Boiler - Direct Fuel_Codes & Standards Forecast | F8 | Residential | CZ3 - Multi Family | New | Space Heating | Natural Gas | Boiler - Direct Fuel | Codes & Standards Forecast | Avg. Replacement Demand (W) | 0 | 0 | 0 | 0 | 0 | 0 | 0 | 0 | 0 | 0 | 0 | 0 | 0 | 0 | 0 | 0 | 0 | 0 | 0 | 0 | 0 | 0 | 0 | 0 | 0 | 0 | 0 | 0 | 0 | 0
F1_Residential_CZ3 - Multi Family_New_Secondary Heating_Natural Gas_Fireplace_Codes & Standards Forecast | F1 | Residential | CZ3 - Multi Family | New | Secondary Heating | Natural Gas | Fireplace | Codes & Standards Forecast | Units | 0 | 0 | 0 | 0 | 0 | 0 | 0 | 0 | 0 | 0 | 0 | 0 | 0 | 0 | 0 | 0 | 0 | 0 | 0 | 0 | 0 | 0 | 0 | 0 | 0 | 0 | 0 | 0 | 0 | 0
F2_Residential_CZ3 - Multi Family_New_Secondary Heating_Natural Gas_Fireplace_Codes & Standards Forecast | F2 | Residential | CZ3 - Multi Family | New | Secondary Heating | Natural Gas | Fireplace | Codes & Standards Forecast | Usage (MMtherm) | 0 | 0 | 0 | 0 | 0 | 0 | 0 | 0 | 0 | 0 | 0 | 0 | 0 | 0 | 0 | 0 | 0 | 0 | 0 | 0 | 0 | 0 | 0 | 0 | 0 | 0 | 0 | 0 | 0 | 0
F3_Residential_CZ3 - Multi Family_New_Secondary Heating_Natural Gas_Fireplace_Codes & Standards Forecast | F3 | Residential | CZ3 - Multi Family | New | Secondary Heating | Natural Gas | Fireplace | Codes & Standards Forecast | Peak Demand (S) | 0 | 0 | 0 | 0 | 0 | 0 | 0 | 0 | 0 | 0 | 0 | 0 | 0 | 0 | 0 | 0 | 0 | 0 | 0 | 0 | 0 | 0 | 0 | 0 | 0 | 0 | 0 | 0 | 0 | 0
F4_Residential_CZ3 - Multi Family_New_Secondary Heating_Natural Gas_Fireplace_Codes & Standards Forecast | F4 | Residential | CZ3 - Multi Family | New | Secondary Heating | Natural Gas | Fireplace | Codes & Standards Forecast | Peak Demand (W) | 0 | 0 | 0 | 0 | 0 | 0 | 0 | 0 | 0 | 0 | 0 | 0 | 0 | 0 | 0 | 0 | 0 | 0 | 0 | 0 | 0 | 0 | 0 | 0 | 0 | 0 | 0 | 0 | 0 | 0
F5_Residential_CZ3 - Multi Family_New_Secondary Heating_Natural Gas_Fireplace_Codes & Standards Forecast | F5 | Residential | CZ3 - Multi Family | New | Secondary Heating | Natural Gas | Fireplace | Codes & Standards Forecast | Turnover | 0 | 0 | 0 | 0 | 0 | 0 | 0 | 0 | 0 | 0 | 0 | 0 | 0 | 0 | 0 | 0 | 0 | 0 | 0 | 0 | 0 | 0 | 0 | 0 | 0 | 0 | 0 | 0 | 0 | 0
F6_Residential_CZ3 - Multi Family_New_Secondary Heating_Natural Gas_Fireplace_Codes & Standards Forecast | F6 | Residential | CZ3 - Multi Family | New | Secondary Heating | Natural Gas | Fireplace | Codes & Standards Forecast | Avg. Replacement Usage | 0 | 0 | 0 | 0 | 0 | 0 | 0 | 0 | 0 | 0 | 0 | 0 | 0 | 0 | 0 | 0 | 0 | 0 | 0 | 0 | 0 | 0 | 0 | 0 | 0 | 0 | 0 | 0 | 0 | 0
F7_Residential_CZ3 - Multi Family_New_Secondary Heating_Natural Gas_Fireplace_Codes & Standards Forecast | F7 | Residential | CZ3 - Multi Family | New | Secondary Heating | Natural Gas | Fireplace | Codes & Standards Forecast | Avg. Replacement Demand (S) | 0 | 0 | 0 | 0 | 0 | 0 | 0 | 0 | 0 | 0 | 0 | 0 | 0 | 0 | 0 | 0 | 0 | 0 | 0 | 0 | 0 | 0 | 0 | 0 | 0 | 0 | 0 | 0 | 0 | 0
F8_Residential_CZ3 - Multi Family_New_Secondary Heating_Natural Gas_Fireplace_Codes & Standards Forecast | F8 | Residential | CZ3 - Multi Family | New | Secondary Heating | Natural Gas | Fireplace | Codes & Standards Forecast | Avg. Replacement Demand (W) | 0 | 0 | 0 | 0 | 0 | 0 | 0 | 0 | 0 | 0 | 0 | 0 | 0 | 0 | 0 | 0 | 0 | 0 | 0 | 0 | 0 | 0 | 0 | 0 | 0 | 0 | 0 | 0 | 0 | 0
F1_Residential_CZ3 - Multi Family_New_Water Heating_Natural Gas_Water Heater <= 55 gal._Codes & Standards Forecast | F1 | Residential | CZ3 - Multi Family | New | Water Heating | Natural Gas | Water Heater <= 55 gal. | Codes & Standards Forecast | Units | 0 | 0 | 0 | 0 | 0 | 0 | 0 | 0 | 0 | 0 | 0 | 0 | 0 | 0 | 0 | 0 | 0 | 0 | 0 | 0 | 0 | 0 | 0 | 0 | 0 | 0 | 0 | 0 | 0 | 0
F2_Residential_CZ3 - Multi Family_New_Water Heating_Natural Gas_Water Heater <= 55 gal._Codes & Standards Forecast | F2 | Residential | CZ3 - Multi Family | New | Water Heating | Natural Gas | Water Heater <= 55 gal. | Codes & Standards Forecast | Usage (MMtherm) | 0 | 0 | 0 | 0 | 0 | 0 | 0 | 0 | 0 | 0 | 0 | 0 | 0 | 0 | 0 | 0 | 0 | 0 | 0 | 0 | 0 | 0 | 0 | 0 | 0 | 0 | 0 | 0 | 0 | 0
F3_Residential_CZ3 - Multi Family_New_Water Heating_Natural Gas_Water Heater <= 55 gal._Codes & Standards Forecast | F3 | Residential | CZ3 - Multi Family | New | Water Heating | Natural Gas | Water Heater <= 55 gal. | Codes & Standards Forecast | Peak Demand (S) | 0 | 0 | 0 | 0 | 0 | 0 | 0 | 0 | 0 | 0 | 0 | 0 | 0 | 0 | 0 | 0 | 0 | 0 | 0 | 0 | 0 | 0 | 0 | 0 | 0 | 0 | 0 | 0 | 0 | 0
F4_Residential_CZ3 - Multi Family_New_Water Heating_Natural Gas_Water Heater <= 55 gal._Codes & Standards Forecast | F4 | Residential | CZ3 - Multi Family | New | Water Heating | Natural Gas | Water Heater <= 55 gal. | Codes & Standards Forecast | Peak Demand (W) | 0 | 0 | 0 | 0 | 0 | 0 | 0 | 0 | 0 | 0 | 0 | 0 | 0 | 0 | 0 | 0 | 0 | 0 | 0 | 0 | 0 | 0 | 0 | 0 | 0 | 0 | 0 | 0 | 0 | 0
F5_Residential_CZ3 - Multi Family_New_Water Heating_Natural Gas_Water Heater <= 55 gal._Codes & Standards Forecast | F5 | Residential | CZ3 - Multi Family | New | Water Heating | Natural Gas | Water Heater <= 55 gal. | Codes & Standards Forecast | Turnover | 0 | 0 | 0 | 0 | 0 | 0 | 0 | 0 | 0 | 0 | 0 | 0 | 0 | 0 | 0 | 0 | 0 | 0 | 0 | 0 | 0 | 0 | 0 | 0 | 0 | 0 | 0 | 0 | 0 | 0
F6_Residential_CZ3 - Multi Family_New_Water Heating_Natural Gas_Water Heater <= 55 gal._Codes & Standards Forecast | F6 | Residential | CZ3 - Multi Family | New | Water Heating | Natural Gas | Water Heater <= 55 gal. | Codes & Standards Forecast | Avg. Replacement Usage | 0 | 0 | 0 | 0 | 0 | 0 | 0 | 0 | 0 | 0 | 0 | 0 | 0 | 0 | 0 | 0 | 0 | 0 | 0 | 0 | 0 | 0 | 0 | 0 | 0 | 0 | 0 | 0 | 0 | 0
F7_Residential_CZ3 - Multi Family_New_Water Heating_Natural Gas_Water Heater <= 55 gal._Codes & Standards Forecast | F7 | Residential | CZ3 - Multi Family | New | Water Heating | Natural Gas | Water Heater <= 55 gal. | Codes & Standards Forecast | Avg. Replacement Demand (S) | 0 | 0 | 0 | 0 | 0 | 0 | 0 | 0 | 0 | 0 | 0 | 0 | 0 | 0 | 0 | 0 | 0 | 0 | 0 | 0 | 0 | 0 | 0 | 0 | 0 | 0 | 0 | 0 | 0 | 0
F8_Residential_CZ3 - Multi Family_New_Water Heating_Natural Gas_Water Heater <= 55 gal._Codes & Standards Forecast | F8 | Residential | CZ3 - Multi Family | New | Water Heating | Natural Gas | Water Heater <= 55 gal. | Codes & Standards Forecast | Avg. Replacement Demand (W) | 0 | 0 | 0 | 0 | 0 | 0 | 0 | 0 | 0 | 0 | 0 | 0 | 0 | 0 | 0 | 0 | 0 | 0 | 0 | 0 | 0 | 0 | 0 | 0 | 0 | 0 | 0 | 0 | 0 | 0
F1_Residential_CZ3 - Multi Family_New_Water Heating_Natural Gas_Water Heater > 55 gal._Codes & Standards Forecast | F1 | Residential | CZ3 - Multi Family | New | Water Heating | Natural Gas | Water Heater > 55 gal. | Codes & Standards Forecast | Units | 0 | 0 | 0 | 0 | 0 | 0 | 0 | 0 | 0 | 0 | 0 | 0 | 0 | 0 | 0 | 0 | 0 | 0 | 0 | 0 | 0 | 0 | 0 | 0 | 0 | 0 | 0 | 0 | 0 | 0
F2_Residential_CZ3 - Multi Family_New_Water Heating_Natural Gas_Water Heater > 55 gal._Codes & Standards Forecast | F2 | Residential | CZ3 - Multi Family | New | Water Heating | Natural Gas | Water Heater > 55 gal. | Codes & Standards Forecast | Usage (MMtherm) | 0 | 0 | 0 | 0 | 0 | 0 | 0 | 0 | 0 | 0 | 0 | 0 | 0 | 0 | 0 | 0 | 0 | 0 | 0 | 0 | 0 | 0 | 0 | 0 | 0 | 0 | 0 | 0 | 0 | 0
F3_Residential_CZ3 - Multi Family_New_Water Heating_Natural Gas_Water Heater > 55 gal._Codes & Standards Forecast | F3 | Residential | CZ3 - Multi Family | New | Water Heating | Natural Gas | Water Heater > 55 gal. | Codes & Standards Forecast | Peak Demand (S) | 0 | 0 | 0 | 0 | 0 | 0 | 0 | 0 | 0 | 0 | 0 | 0 | 0 | 0 | 0 | 0 | 0 | 0 | 0 | 0 | 0 | 0 | 0 | 0 | 0 | 0 | 0 | 0 | 0 | 0
F4_Residential_CZ3 - Multi Family_New_Water Heating_Natural Gas_Water Heater > 55 gal._Codes & Standards Forecast | F4 | Residential | CZ3 - Multi Family | New | Water Heating | Natural Gas | Water Heater > 55 gal. | Codes & Standards Forecast | Peak Demand (W) | 0 | 0 | 0 | 0 | 0 | 0 | 0 | 0 | 0 | 0 | 0 | 0 | 0 | 0 | 0 | 0 | 0 | 0 | 0 | 0 | 0 | 0 | 0 | 0 | 0 | 0 | 0 | 0 | 0 | 0
F5_Residential_CZ3 - Multi Family_New_Water Heating_Natural Gas_Water Heater > 55 gal._Codes & Standards Forecast | F5 | Residential | CZ3 - Multi Family | New | Water Heating | Natural Gas | Water Heater > 55 gal. | Codes & Standards Forecast | Turnover | 0 | 0 | 0 | 0 | 0 | 0 | 0 | 0 | 0 | 0 | 0 | 0 | 0 | 0 | 0 | 0 | 0 | 0 | 0 | 0 | 0 | 0 | 0 | 0 | 0 | 0 | 0 | 0 | 0 | 0
F6_Residential_CZ3 - Multi Family_New_Water Heating_Natural Gas_Water Heater > 55 gal._Codes & Standards Forecast | F6 | Residential | CZ3 - Multi Family | New | Water Heating | Natural Gas | Water Heater > 55 gal. | Codes & Standards Forecast | Avg. Replacement Usage | 0 | 0 | 0 | 0 | 0 | 0 | 0 | 0 | 0 | 0 | 0 | 0 | 0 | 0 | 0 | 0 | 0 | 0 | 0 | 0 | 0 | 0 | 0 | 0 | 0 | 0 | 0 | 0 | 0 | 0
F7_Residential_CZ3 - Multi Family_New_Water Heating_Natural Gas_Water Heater > 55 gal._Codes & Standards Forecast | F7 | Residential | CZ3 - Multi Family | New | Water Heating | Natural Gas | Water Heater > 55 gal. | Codes & Standards Forecast | Avg. Replacement Demand (S) | 0 | 0 | 0 | 0 | 0 | 0 | 0 | 0 | 0 | 0 | 0 | 0 | 0 | 0 | 0 | 0 | 0 | 0 | 0 | 0 | 0 | 0 | 0 | 0 | 0 | 0 | 0 | 0 | 0 | 0
F8_Residential_CZ3 - Multi Family_New_Water Heating_Natural Gas_Water Heater > 55 gal._Codes & Standards Forecast | F8 | Residential | CZ3 - Multi Family | New | Water Heating | Natural Gas | Water Heater > 55 gal. | Codes & Standards Forecast | Avg. Replacement Demand (W) | 0 | 0 | 0 | 0 | 0 | 0 | 0 | 0 | 0 | 0 | 0 | 0 | 0 | 0 | 0 | 0 | 0 | 0 | 0 | 0 | 0 | 0 | 0 | 0 | 0 | 0 | 0 | 0 | 0 | 0
F1_Residential_CZ3 - Multi Family_New_Appliances_Natural Gas_Clothes Dryer_Codes & Standards Forecast | F1 | Residential | CZ3 - Multi Family | New | Appliances | Natural Gas | Clothes Dryer | Codes & Standards Forecast | Units | 0 | 0 | 0 | 0 | 0 | 0 | 0 | 0 | 0 | 0 | 0 | 0 | 0 | 0 | 0 | 0 | 0 | 0 | 0 | 0 | 0 | 0 | 0 | 0 | 0 | 0 | 0 | 0 | 0 | 0
F2_Residential_CZ3 - Multi Family_New_Appliances_Natural Gas_Clothes Dryer_Codes & Standards Forecast | F2 | Residential | CZ3 - Multi Family | New | Appliances | Natural Gas | Clothes Dryer | Codes & Standards Forecast | Usage (MMtherm) | 0 | 0 | 0 | 0 | 0 | 0 | 0 | 0 | 0 | 0 | 0 | 0 | 0 | 0 | 0 | 0 | 0 | 0 | 0 | 0 | 0 | 0 | 0 | 0 | 0 | 0 | 0 | 0 | 0 | 0
F3_Residential_CZ3 - Multi Family_New_Appliances_Natural Gas_Clothes Dryer_Codes & Standards Forecast | F3 | Residential | CZ3 - Multi Family | New | Appliances | Natural Gas | Clothes Dryer | Codes & Standards Forecast | Peak Demand (S) | 0 | 0 | 0 | 0 | 0 | 0 | 0 | 0 | 0 | 0 | 0 | 0 | 0 | 0 | 0 | 0 | 0 | 0 | 0 | 0 | 0 | 0 | 0 | 0 | 0 | 0 | 0 | 0 | 0 | 0
F4_Residential_CZ3 - Multi Family_New_Appliances_Natural Gas_Clothes Dryer_Codes & Standards Forecast | F4 | Residential | CZ3 - Multi Family | New | Appliances | Natural Gas | Clothes Dryer | Codes & Standards Forecast | Peak Demand (W) | 0 | 0 | 0 | 0 | 0 | 0 | 0 | 0 | 0 | 0 | 0 | 0 | 0 | 0 | 0 | 0 | 0 | 0 | 0 | 0 | 0 | 0 | 0 | 0 | 0 | 0 | 0 | 0 | 0 | 0
F5_Residential_CZ3 - Multi Family_New_Appliances_Natural Gas_Clothes Dryer_Codes & Standards Forecast | F5 | Residential | CZ3 - Multi Family | New | Appliances | Natural Gas | Clothes Dryer | Codes & Standards Forecast | Turnover | 0 | 0 | 0 | 0 | 0 | 0 | 0 | 0 | 0 | 0 | 0 | 0 | 0 | 0 | 0 | 0 | 0 | 0 | 0 | 0 | 0 | 0 | 0 | 0 | 0 | 0 | 0 | 0 | 0 | 0
F6_Residential_CZ3 - Multi Family_New_Appliances_Natural Gas_Clothes Dryer_Codes & Standards Forecast | F6 | Residential | CZ3 - Multi Family | New | Appliances | Natural Gas | Clothes Dryer | Codes & Standards Forecast | Avg. Replacement Usage | 0 | 0 | 0 | 0 | 0 | 0 | 0 | 0 | 0 | 0 | 0 | 0 | 0 | 0 | 0 | 0 | 0 | 0 | 0 | 0 | 0 | 0 | 0 | 0 | 0 | 0 | 0 | 0 | 0 | 0
F7_Residential_CZ3 - Multi Family_New_Appliances_Natural Gas_Clothes Dryer_Codes & Standards Forecast | F7 | Residential | CZ3 - Multi Family | New | Appliances | Natural Gas | Clothes Dryer | Codes & Standards Forecast | Avg. Replacement Demand (S) | 0 | 0 | 0 | 0 | 0 | 0 | 0 | 0 | 0 | 0 | 0 | 0 | 0 | 0 | 0 | 0 | 0 | 0 | 0 | 0 | 0 | 0 | 0 | 0 | 0 | 0 | 0 | 0 | 0 | 0
F8_Residential_CZ3 - Multi Family_New_Appliances_Natural Gas_Clothes Dryer_Codes & Standards Forecast | F8 | Residential | CZ3 - Multi Family | New | Appliances | Natural Gas | Clothes Dryer | Codes & Standards Forecast | Avg. Replacement Demand (W) | 0 | 0 | 0 | 0 | 0 | 0 | 0 | 0 | 0 | 0 | 0 | 0 | 0 | 0 | 0 | 0 | 0 | 0 | 0 | 0 | 0 | 0 | 0 | 0 | 0 | 0 | 0 | 0 | 0 | 0
F1_Residential_CZ3 - Multi Family_New_Appliances_Natural Gas_Stove/Oven_Codes & Standards Forecast | F1 | Residential | CZ3 - Multi Family | New | Appliances | Natural Gas | Stove/Oven | Codes & Standards Forecast | Units | 0 | 0 | 0 | 0 | 0 | 0 | 0 | 0 | 0 | 0 | 0 | 0 | 0 | 0 | 0 | 0 | 0 | 0 | 0 | 0 | 0 | 0 | 0 | 0 | 0 | 0 | 0 | 0 | 0 | 0
F2_Residential_CZ3 - Multi Family_New_Appliances_Natural Gas_Stove/Oven_Codes & Standards Forecast | F2 | Residential | CZ3 - Multi Family | New | Appliances | Natural Gas | Stove/Oven | Codes & Standards Forecast | Usage (MMtherm) | 0 | 0 | 0 | 0 | 0 | 0 | 0 | 0 | 0 | 0 | 0 | 0 | 0 | 0 | 0 | 0 | 0 | 0 | 0 | 0 | 0 | 0 | 0 | 0 | 0 | 0 | 0 | 0 | 0 | 0
F3_Residential_CZ3 - Multi Family_New_Appliances_Natural Gas_Stove/Oven_Codes & Standards Forecast | F3 | Residential | CZ3 - Multi Family | New | Appliances | Natural Gas | Stove/Oven | Codes & Standards Forecast | Peak Demand (S) | 0 | 0 | 0 | 0 | 0 | 0 | 0 | 0 | 0 | 0 | 0 | 0 | 0 | 0 | 0 | 0 | 0 | 0 | 0 | 0 | 0 | 0 | 0 | 0 | 0 | 0 | 0 | 0 | 0 | 0
F4_Residential_CZ3 - Multi Family_New_Appliances_Natural Gas_Stove/Oven_Codes & Standards Forecast | F4 | Residential | CZ3 - Multi Family | New | Appliances | Natural Gas | Stove/Oven | Codes & Standards Forecast | Peak Demand (W) | 0 | 0 | 0 | 0 | 0 | 0 | 0 | 0 | 0 | 0 | 0 | 0 | 0 | 0 | 0 | 0 | 0 | 0 | 0 | 0 | 0 | 0 | 0 | 0 | 0 | 0 | 0 | 0 | 0 | 0
F5_Residential_CZ3 - Multi Family_New_Appliances_Natural Gas_Stove/Oven_Codes & Standards Forecast | F5 | Residential | CZ3 - Multi Family | New | Appliances | Natural Gas | Stove/Oven | Codes & Standards Forecast | Turnover | 0 | 0 | 0 | 0 | 0 | 0 | 0 | 0 | 0 | 0 | 0 | 0 | 0 | 0 | 0 | 0 | 0 | 0 | 0 | 0 | 0 | 0 | 0 | 0 | 0 | 0 | 0 | 0 | 0 | 0
F6_Residential_CZ3 - Multi Family_New_Appliances_Natural Gas_Stove/Oven_Codes & Standards Forecast | F6 | Residential | CZ3 - Multi Family | New | Appliances | Natural Gas | Stove/Oven | Codes & Standards Forecast | Avg. Replacement Usage | 0 | 0 | 0 | 0 | 0 | 0 | 0 | 0 | 0 | 0 | 0 | 0 | 0 | 0 | 0 | 0 | 0 | 0 | 0 | 0 | 0 | 0 | 0 | 0 | 0 | 0 | 0 | 0 | 0 | 0
F7_Residential_CZ3 - Multi Family_New_Appliances_Natural Gas_Stove/Oven_Codes & Standards Forecast | F7 | Residential | CZ3 - Multi Family | New | Appliances | Natural Gas | Stove/Oven | Codes & Standards Forecast | Avg. Replacement Demand (S) | 0 | 0 | 0 | 0 | 0 | 0 | 0 | 0 | 0 | 0 | 0 | 0 | 0 | 0 | 0 | 0 | 0 | 0 | 0 | 0 | 0 | 0 | 0 | 0 | 0 | 0 | 0 | 0 | 0 | 0
F8_Residential_CZ3 - Multi Family_New_Appliances_Natural Gas_Stove/Oven_Codes & Standards Forecast | F8 | Residential | CZ3 - Multi Family | New | Appliances | Natural Gas | Stove/Oven | Codes & Standards Forecast | Avg. Replacement Demand (W) | 0 | 0 | 0 | 0 | 0 | 0 | 0 | 0 | 0 | 0 | 0 | 0 | 0 | 0 | 0 | 0 | 0 | 0 | 0 | 0 | 0 | 0 | 0 | 0 | 0 | 0 | 0 | 0 | 0 | 0
F1_Residential_CZ3 - Multi Family_New_Miscellaneous_Natural Gas_Pool Heater_Codes & Standards Forecast | F1 | Residential | CZ3 - Multi Family | New | Miscellaneous | Natural Gas | Pool Heater | Codes & Standards Forecast | Units | 0 | 0 | 0 | 0 | 0 | 0 | 0 | 0 | 0 | 0 | 0 | 0 | 0 | 0 | 0 | 0 | 0 | 0 | 0 | 0 | 0 | 0 | 0 | 0 | 0 | 0 | 0 | 0 | 0 | 0
F2_Residential_CZ3 - Multi Family_New_Miscellaneous_Natural Gas_Pool Heater_Codes & Standards Forecast | F2 | Residential | CZ3 - Multi Family | New | Miscellaneous | Natural Gas | Pool Heater | Codes & Standards Forecast | Usage (MMtherm) | 0 | 0 | 0 | 0 | 0 | 0 | 0 | 0 | 0 | 0 | 0 | 0 | 0 | 0 | 0 | 0 | 0 | 0 | 0 | 0 | 0 | 0 | 0 | 0 | 0 | 0 | 0 | 0 | 0 | 0
F3_Residential_CZ3 - Multi Family_New_Miscellaneous_Natural Gas_Pool Heater_Codes & Standards Forecast | F3 | Residential | CZ3 - Multi Family | New | Miscellaneous | Natural Gas | Pool Heater | Codes & Standards Forecast | Peak Demand (S) | 0 | 0 | 0 | 0 | 0 | 0 | 0 | 0 | 0 | 0 | 0 | 0 | 0 | 0 | 0 | 0 | 0 | 0 | 0 | 0 | 0 | 0 | 0 | 0 | 0 | 0 | 0 | 0 | 0 | 0
F4_Residential_CZ3 - Multi Family_New_Miscellaneous_Natural Gas_Pool Heater_Codes & Standards Forecast | F4 | Residential | CZ3 - Multi Family | New | Miscellaneous | Natural Gas | Pool Heater | Codes & Standards Forecast | Peak Demand (W) | 0 | 0 | 0 | 0 | 0 | 0 | 0 | 0 | 0 | 0 | 0 | 0 | 0 | 0 | 0 | 0 | 0 | 0 | 0 | 0 | 0 | 0 | 0 | 0 | 0 | 0 | 0 | 0 | 0 | 0
F5_Residential_CZ3 - Multi Family_New_Miscellaneous_Natural Gas_Pool Heater_Codes & Standards Forecast | F5 | Residential | CZ3 - Multi Family | New | Miscellaneous | Natural Gas | Pool Heater | Codes & Standards Forecast | Turnover | 0 | 0 | 0 | 0 | 0 | 0 | 0 | 0 | 0 | 0 | 0 | 0 | 0 | 0 | 0 | 0 | 0 | 0 | 0 | 0 | 0 | 0 | 0 | 0 | 0 | 0 | 0 | 0 | 0 | 0
F6_Residential_CZ3 - Multi Family_New_Miscellaneous_Natural Gas_Pool Heater_Codes & Standards Forecast | F6 | Residential | CZ3 - Multi Family | New | Miscellaneous | Natural Gas | Pool Heater | Codes & Standards Forecast | Avg. Replacement Usage | 0 | 0 | 0 | 0 | 0 | 0 | 0 | 0 | 0 | 0 | 0 | 0 | 0 | 0 | 0 | 0 | 0 | 0 | 0 | 0 | 0 | 0 | 0 | 0 | 0 | 0 | 0 | 0 | 0 | 0
F7_Residential_CZ3 - Multi Family_New_Miscellaneous_Natural Gas_Pool Heater_Codes & Standards Forecast | F7 | Residential | CZ3 - Multi Family | New | Miscellaneous | Natural Gas | Pool Heater | Codes & Standards Forecast | Avg. Replacement Demand (S) | 0 | 0 | 0 | 0 | 0 | 0 | 0 | 0 | 0 | 0 | 0 | 0 | 0 | 0 | 0 | 0 | 0 | 0 | 0 | 0 | 0 | 0 | 0 | 0 | 0 | 0 | 0 | 0 | 0 | 0
F8_Residential_CZ3 - Multi Family_New_Miscellaneous_Natural Gas_Pool Heater_Codes & Standards Forecast | F8 | Residential | CZ3 - Multi Family | New | Miscellaneous | Natural Gas | Pool Heater | Codes & Standards Forecast | Avg. Replacement Demand (W) | 0 | 0 | 0 | 0 | 0 | 0 | 0 | 0 | 0 | 0 | 0 | 0 | 0 | 0 | 0 | 0 | 0 | 0 | 0 | 0 | 0 | 0 | 0 | 0 | 0 | 0 | 0 | 0 | 0 | 0
F1_Residential_CZ3 - Multi Family_New_Miscellaneous_Natural Gas_Miscellaneous_Codes & Standards Forecast | F1 | Residential | CZ3 - Multi Family | New | Miscellaneous | Natural Gas | Miscellaneous | Codes & Standards Forecast | Units | 0 | 0 | 0 | 0 | 0 | 0 | 0 | 0 | 0 | 0 | 0 | 0 | 0 | 0 | 0 | 0 | 0 | 0 | 0 | 0 | 0 | 0 | 0 | 0 | 0 | 0 | 0 | 0 | 0 | 0
F2_Residential_CZ3 - Multi Family_New_Miscellaneous_Natural Gas_Miscellaneous_Codes & Standards Forecast | F2 | Residential | CZ3 - Multi Family | New | Miscellaneous | Natural Gas | Miscellaneous | Codes & Standards Forecast | Usage (MMtherm) | 0 | 0 | 0 | 0 | 0 | 0 | 0 | 0 | 0 | 0 | 0 | 0 | 0 | 0 | 0 | 0 | 0 | 0 | 0 | 0 | 0 | 0 | 0 | 0 | 0 | 0 | 0 | 0 | 0 | 0
F3_Residential_CZ3 - Multi Family_New_Miscellaneous_Natural Gas_Miscellaneous_Codes & Standards Forecast | F3 | Residential | CZ3 - Multi Family | New | Miscellaneous | Natural Gas | Miscellaneous | Codes & Standards Forecast | Peak Demand (S) | 0 | 0 | 0 | 0 | 0 | 0 | 0 | 0 | 0 | 0 | 0 | 0 | 0 | 0 | 0 | 0 | 0 | 0 | 0 | 0 | 0 | 0 | 0 | 0 | 0 | 0 | 0 | 0 | 0 | 0
F4_Residential_CZ3 - Multi Family_New_Miscellaneous_Natural Gas_Miscellaneous_Codes & Standards Forecast | F4 | Residential | CZ3 - Multi Family | New | Miscellaneous | Natural Gas | Miscellaneous | Codes & Standards Forecast | Peak Demand (W) | 0 | 0 | 0 | 0 | 0 | 0 | 0 | 0 | 0 | 0 | 0 | 0 | 0 | 0 | 0 | 0 | 0 | 0 | 0 | 0 | 0 | 0 | 0 | 0 | 0 | 0 | 0 | 0 | 0 | 0
F5_Residential_CZ3 - Multi Family_New_Miscellaneous_Natural Gas_Miscellaneous_Codes & Standards Forecast | F5 | Residential | CZ3 - Multi Family | New | Miscellaneous | Natural Gas | Miscellaneous | Codes & Standards Forecast | Turnover | 0 | 0 | 0 | 0 | 0 | 0 | 0 | 0 | 0 | 0 | 0 | 0 | 0 | 0 | 0 | 0 | 0 | 0 | 0 | 0 | 0 | 0 | 0 | 0 | 0 | 0 | 0 | 0 | 0 | 0
F6_Residential_CZ3 - Multi Family_New_Miscellaneous_Natural Gas_Miscellaneous_Codes & Standards Forecast | F6 | Residential | CZ3 - Multi Family | New | Miscellaneous | Natural Gas | Miscellaneous | Codes & Standards Forecast | Avg. Replacement Usage | 0 | 0 | 0 | 0 | 0 | 0 | 0 | 0 | 0 | 0 | 0 | 0 | 0 | 0 | 0 | 0 | 0 | 0 | 0 | 0 | 0 | 0 | 0 | 0 | 0 | 0 | 0 | 0 | 0 | 0
F7_Residential_CZ3 - Multi Family_New_Miscellaneous_Natural Gas_Miscellaneous_Codes & Standards Forecast | F7 | Residential | CZ3 - Multi Family | New | Miscellaneous | Natural Gas | Miscellaneous | Codes & Standards Forecast | Avg. Replacement Demand (S) | 0 | 0 | 0 | 0 | 0 | 0 | 0 | 0 | 0 | 0 | 0 | 0 | 0 | 0 | 0 | 0 | 0 | 0 | 0 | 0 | 0 | 0 | 0 | 0 | 0 | 0 | 0 | 0 | 0 | 0
F8_Residential_CZ3 - Multi Family_New_Miscellaneous_Natural Gas_Miscellaneous_Codes & Standards Forecast | F8 | Residential | CZ3 - Multi Family | New | Miscellaneous | Natural Gas | Miscellaneous | Codes & Standards Forecast | Avg. Replacement Demand (W) | 0 | 0 | 0 | 0 | 0 | 0 | 0 | 0 | 0 | 0 | 0 | 0 | 0 | 0 | 0 | 0 | 0 | 0 | 0 | 0 | 0 | 0 | 0 | 0 | 0 | 0 | 0 | 0 | 0 | 0
F1_Residential_CZ1 - Single Family_Existing_Space Heating_Natural Gas_Furnace - Direct Fuel_Realistic Achievable Potential | F1 | Residential | CZ1 - Single Family | Existing | Space Heating | Natural Gas | Furnace - Direct Fuel | Realistic Achievable Potential | Units | 0 | 0 | 0 | 0 | 0 | 0 | 0 | 0 | 0 | 0 | 0 | 0 | 0 | 0 | 0 | 0 | 0 | 0 | 0 | 0 | 0 | 0 | 0 | 0 | 0 | 0 | 0 | 0 | 0 | 0
F2_Residential_CZ1 - Single Family_Existing_Space Heating_Natural Gas_Furnace - Direct Fuel_Realistic Achievable Potential | F2 | Residential | CZ1 - Single Family | Existing | Space Heating | Natural Gas | Furnace - Direct Fuel | Realistic Achievable Potential | Usage (MMtherm) | 0 | 0 | 0 | 0 | 0 | 0 | 0 | 0 | 0 | 0 | 0 | 0 | 0 | 0 | 0 | 0 | 0 | 0 | 0 | 0 | 0 | 0 | 0 | 0 | 0 | 0 | 0 | 0 | 0 | 0
F3_Residential_CZ1 - Single Family_Existing_Space Heating_Natural Gas_Furnace - Direct Fuel_Realistic Achievable Potential | F3 | Residential | CZ1 - Single Family | Existing | Space Heating | Natural Gas | Furnace - Direct Fuel | Realistic Achievable Potential | Peak Demand (S) | 0 | 0 | 0 | 0 | 0 | 0 | 0 | 0 | 0 | 0 | 0 | 0 | 0 | 0 | 0 | 0 | 0 | 0 | 0 | 0 | 0 | 0 | 0 | 0 | 0 | 0 | 0 | 0 | 0 | 0
F4_Residential_CZ1 - Single Family_Existing_Space Heating_Natural Gas_Furnace - Direct Fuel_Realistic Achievable Potential | F4 | Residential | CZ1 - Single Family | Existing | Space Heating | Natural Gas | Furnace - Direct Fuel | Realistic Achievable Potential | Peak Demand (W) | 0 | 0 | 0 | 0 | 0 | 0 | 0 | 0 | 0 | 0 | 0 | 0 | 0 | 0 | 0 | 0 | 0 | 0 | 0 | 0 | 0 | 0 | 0 | 0 | 0 | 0 | 0 | 0 | 0 | 0
F5_Residential_CZ1 - Single Family_Existing_Space Heating_Natural Gas_Furnace - Direct Fuel_Realistic Achievable Potential | F5 | Residential | CZ1 - Single Family | Existing | Space Heating | Natural Gas | Furnace - Direct Fuel | Realistic Achievable Potential | Turnover | 0 | 0 | 0 | 0 | 0 | 0 | 0 | 0 | 0 | 0 | 0 | 0 | 0 | 0 | 0 | 0 | 0 | 0 | 0 | 0 | 0 | 0 | 0 | 0 | 0 | 0 | 0 | 0 | 0 | 0
F6_Residential_CZ1 - Single Family_Existing_Space Heating_Natural Gas_Furnace - Direct Fuel_Realistic Achievable Potential | F6 | Residential | CZ1 - Single Family | Existing | Space Heating | Natural Gas | Furnace - Direct Fuel | Realistic Achievable Potential | Avg. Replacement Usage | 0 | 0 | 0 | 0 | 0 | 0 | 0 | 0 | 0 | 0 | 0 | 0 | 0 | 0 | 0 | 0 | 0 | 0 | 0 | 0 | 0 | 0 | 0 | 0 | 0 | 0 | 0 | 0 | 0 | 0
F7_Residential_CZ1 - Single Family_Existing_Space Heating_Natural Gas_Furnace - Direct Fuel_Realistic Achievable Potential | F7 | Residential | CZ1 - Single Family | Existing | Space Heating | Natural Gas | Furnace - Direct Fuel | Realistic Achievable Potential | Avg. Replacement Demand (S) | 0 | 0 | 0 | 0 | 0 | 0 | 0 | 0 | 0 | 0 | 0 | 0 | 0 | 0 | 0 | 0 | 0 | 0 | 0 | 0 | 0 | 0 | 0 | 0 | 0 | 0 | 0 | 0 | 0 | 0
F8_Residential_CZ1 - Single Family_Existing_Space Heating_Natural Gas_Furnace - Direct Fuel_Realistic Achievable Potential | F8 | Residential | CZ1 - Single Family | Existing | Space Heating | Natural Gas | Furnace - Direct Fuel | Realistic Achievable Potential | Avg. Replacement Demand (W) | 0 | 0 | 0 | 0 | 0 | 0 | 0 | 0 | 0 | 0 | 0 | 0 | 0 | 0 | 0 | 0 | 0 | 0 | 0 | 0 | 0 | 0 | 0 | 0 | 0 | 0 | 0 | 0 | 0 | 0
F1_Residential_CZ1 - Single Family_Existing_Space Heating_Natural Gas_Boiler - Direct Fuel_Realistic Achievable Potential | F1 | Residential | CZ1 - Single Family | Existing | Space Heating | Natural Gas | Boiler - Direct Fuel | Realistic Achievable Potential | Units | 0 | 0 | 0 | 0 | 0 | 0 | 0 | 0 | 0 | 0 | 0 | 0 | 0 | 0 | 0 | 0 | 0 | 0 | 0 | 0 | 0 | 0 | 0 | 0 | 0 | 0 | 0 | 0 | 0 | 0
F2_Residential_CZ1 - Single Family_Existing_Space Heating_Natural Gas_Boiler - Direct Fuel_Realistic Achievable Potential | F2 | Residential | CZ1 - Single Family | Existing | Space Heating | Natural Gas | Boiler - Direct Fuel | Realistic Achievable Potential | Usage (MMtherm) | 0 | 0 | 0 | 0 | 0 | 0 | 0 | 0 | 0 | 0 | 0 | 0 | 0 | 0 | 0 | 0 | 0 | 0 | 0 | 0 | 0 | 0 | 0 | 0 | 0 | 0 | 0 | 0 | 0 | 0
F3_Residential_CZ1 - Single Family_Existing_Space Heating_Natural Gas_Boiler - Direct Fuel_Realistic Achievable Potential | F3 | Residential | CZ1 - Single Family | Existing | Space Heating | Natural Gas | Boiler - Direct Fuel | Realistic Achievable Potential | Peak Demand (S) | 0 | 0 | 0 | 0 | 0 | 0 | 0 | 0 | 0 | 0 | 0 | 0 | 0 | 0 | 0 | 0 | 0 | 0 | 0 | 0 | 0 | 0 | 0 | 0 | 0 | 0 | 0 | 0 | 0 | 0
F4_Residential_CZ1 - Single Family_Existing_Space Heating_Natural Gas_Boiler - Direct Fuel_Realistic Achievable Potential | F4 | Residential | CZ1 - Single Family | Existing | Space Heating | Natural Gas | Boiler - Direct Fuel | Realistic Achievable Potential | Peak Demand (W) | 0 | 0 | 0 | 0 | 0 | 0 | 0 | 0 | 0 | 0 | 0 | 0 | 0 | 0 | 0 | 0 | 0 | 0 | 0 | 0 | 0 | 0 | 0 | 0 | 0 | 0 | 0 | 0 | 0 | 0
F5_Residential_CZ1 - Single Family_Existing_Space Heating_Natural Gas_Boiler - Direct Fuel_Realistic Achievable Potential | F5 | Residential | CZ1 - Single Family | Existing | Space Heating | Natural Gas | Boiler - Direct Fuel | Realistic Achievable Potential | Turnover | 0 | 0 | 0 | 0 | 0 | 0 | 0 | 0 | 0 | 0 | 0 | 0 | 0 | 0 | 0 | 0 | 0 | 0 | 0 | 0 | 0 | 0 | 0 | 0 | 0 | 0 | 0 | 0 | 0 | 0
F6_Residential_CZ1 - Single Family_Existing_Space Heating_Natural Gas_Boiler - Direct Fuel_Realistic Achievable Potential | F6 | Residential | CZ1 - Single Family | Existing | Space Heating | Natural Gas | Boiler - Direct Fuel | Realistic Achievable Potential | Avg. Replacement Usage | 0 | 0 | 0 | 0 | 0 | 0 | 0 | 0 | 0 | 0 | 0 | 0 | 0 | 0 | 0 | 0 | 0 | 0 | 0 | 0 | 0 | 0 | 0 | 0 | 0 | 0 | 0 | 0 | 0 | 0
F7_Residential_CZ1 - Single Family_Existing_Space Heating_Natural Gas_Boiler - Direct Fuel_Realistic Achievable Potential | F7 | Residential | CZ1 - Single Family | Existing | Space Heating | Natural Gas | Boiler - Direct Fuel | Realistic Achievable Potential | Avg. Replacement Demand (S) | 0 | 0 | 0 | 0 | 0 | 0 | 0 | 0 | 0 | 0 | 0 | 0 | 0 | 0 | 0 | 0 | 0 | 0 | 0 | 0 | 0 | 0 | 0 | 0 | 0 | 0 | 0 | 0 | 0 | 0
F8_Residential_CZ1 - Single Family_Existing_Space Heating_Natural Gas_Boiler - Direct Fuel_Realistic Achievable Potential | F8 | Residential | CZ1 - Single Family | Existing | Space Heating | Natural Gas | Boiler - Direct Fuel | Realistic Achievable Potential | Avg. Replacement Demand (W) | 0 | 0 | 0 | 0 | 0 | 0 | 0 | 0 | 0 | 0 | 0 | 0 | 0 | 0 | 0 | 0 | 0 | 0 | 0 | 0 | 0 | 0 | 0 | 0 | 0 | 0 | 0 | 0 | 0 | 0
F1_Residential_CZ1 - Single Family_Existing_Secondary Heating_Natural Gas_Fireplace_Realistic Achievable Potential | F1 | Residential | CZ1 - Single Family | Existing | Secondary Heating | Natural Gas | Fireplace | Realistic Achievable Potential | Units | 0 | 0 | 0 | 0 | 0 | 0 | 0 | 0 | 0 | 0 | 0 | 0 | 0 | 0 | 0 | 0 | 0 | 0 | 0 | 0 | 0 | 0 | 0 | 0 | 0 | 0 | 0 | 0 | 0 | 0
F2_Residential_CZ1 - Single Family_Existing_Secondary Heating_Natural Gas_Fireplace_Realistic Achievable Potential | F2 | Residential | CZ1 - Single Family | Existing | Secondary Heating | Natural Gas | Fireplace | Realistic Achievable Potential | Usage (MMtherm) | 0 | 0 | 0 | 0 | 0 | 0 | 0 | 0 | 0 | 0 | 0 | 0 | 0 | 0 | 0 | 0 | 0 | 0 | 0 | 0 | 0 | 0 | 0 | 0 | 0 | 0 | 0 | 0 | 0 | 0
F3_Residential_CZ1 - Single Family_Existing_Secondary Heating_Natural Gas_Fireplace_Realistic Achievable Potential | F3 | Residential | CZ1 - Single Family | Existing | Secondary Heating | Natural Gas | Fireplace | Realistic Achievable Potential | Peak Demand (S) | 0 | 0 | 0 | 0 | 0 | 0 | 0 | 0 | 0 | 0 | 0 | 0 | 0 | 0 | 0 | 0 | 0 | 0 | 0 | 0 | 0 | 0 | 0 | 0 | 0 | 0 | 0 | 0 | 0 | 0
F4_Residential_CZ1 - Single Family_Existing_Secondary Heating_Natural Gas_Fireplace_Realistic Achievable Potential | F4 | Residential | CZ1 - Single Family | Existing | Secondary Heating | Natural Gas | Fireplace | Realistic Achievable Potential | Peak Demand (W) | 0 | 0 | 0 | 0 | 0 | 0 | 0 | 0 | 0 | 0 | 0 | 0 | 0 | 0 | 0 | 0 | 0 | 0 | 0 | 0 | 0 | 0 | 0 | 0 | 0 | 0 | 0 | 0 | 0 | 0
F5_Residential_CZ1 - Single Family_Existing_Secondary Heating_Natural Gas_Fireplace_Realistic Achievable Potential | F5 | Residential | CZ1 - Single Family | Existing | Secondary Heating | Natural Gas | Fireplace | Realistic Achievable Potential | Turnover | 0 | 0 | 0 | 0 | 0 | 0 | 0 | 0 | 0 | 0 | 0 | 0 | 0 | 0 | 0 | 0 | 0 | 0 | 0 | 0 | 0 | 0 | 0 | 0 | 0 | 0 | 0 | 0 | 0 | 0
F6_Residential_CZ1 - Single Family_Existing_Secondary Heating_Natural Gas_Fireplace_Realistic Achievable Potential | F6 | Residential | CZ1 - Single Family | Existing | Secondary Heating | Natural Gas | Fireplace | Realistic Achievable Potential | Avg. Replacement Usage | 0 | 0 | 0 | 0 | 0 | 0 | 0 | 0 | 0 | 0 | 0 | 0 | 0 | 0 | 0 | 0 | 0 | 0 | 0 | 0 | 0 | 0 | 0 | 0 | 0 | 0 | 0 | 0 | 0 | 0
F7_Residential_CZ1 - Single Family_Existing_Secondary Heating_Natural Gas_Fireplace_Realistic Achievable Potential | F7 | Residential | CZ1 - Single Family | Existing | Secondary Heating | Natural Gas | Fireplace | Realistic Achievable Potential | Avg. Replacement Demand (S) | 0 | 0 | 0 | 0 | 0 | 0 | 0 | 0 | 0 | 0 | 0 | 0 | 0 | 0 | 0 | 0 | 0 | 0 | 0 | 0 | 0 | 0 | 0 | 0 | 0 | 0 | 0 | 0 | 0 | 0
F8_Residential_CZ1 - Single Family_Existing_Secondary Heating_Natural Gas_Fireplace_Realistic Achievable Potential | F8 | Residential | CZ1 - Single Family | Existing | Secondary Heating | Natural Gas | Fireplace | Realistic Achievable Potential | Avg. Replacement Demand (W) | 0 | 0 | 0 | 0 | 0 | 0 | 0 | 0 | 0 | 0 | 0 | 0 | 0 | 0 | 0 | 0 | 0 | 0 | 0 | 0 | 0 | 0 | 0 | 0 | 0 | 0 | 0 | 0 | 0 | 0
F1_Residential_CZ1 - Single Family_Existing_Water Heating_Natural Gas_Water Heater <= 55 gal._Realistic Achievable Potential | F1 | Residential | CZ1 - Single Family | Existing | Water Heating | Natural Gas | Water Heater <= 55 gal. | Realistic Achievable Potential | Units | 0 | 0 | 0 | 0 | 0 | 0 | 0 | 0 | 0 | 0 | 0 | 0 | 0 | 0 | 0 | 0 | 0 | 0 | 0 | 0 | 0 | 0 | 0 | 0 | 0 | 0 | 0 | 0 | 0 | 0
F2_Residential_CZ1 - Single Family_Existing_Water Heating_Natural Gas_Water Heater <= 55 gal._Realistic Achievable Potential | F2 | Residential | CZ1 - Single Family | Existing | Water Heating | Natural Gas | Water Heater <= 55 gal. | Realistic Achievable Potential | Usage (MMtherm) | 0 | 0 | 0 | 0 | 0 | 0 | 0 | 0 | 0 | 0 | 0 | 0 | 0 | 0 | 0 | 0 | 0 | 0 | 0 | 0 | 0 | 0 | 0 | 0 | 0 | 0 | 0 | 0 | 0 | 0
F3_Residential_CZ1 - Single Family_Existing_Water Heating_Natural Gas_Water Heater <= 55 gal._Realistic Achievable Potential | F3 | Residential | CZ1 - Single Family | Existing | Water Heating | Natural Gas | Water Heater <= 55 gal. | Realistic Achievable Potential | Peak Demand (S) | 0 | 0 | 0 | 0 | 0 | 0 | 0 | 0 | 0 | 0 | 0 | 0 | 0 | 0 | 0 | 0 | 0 | 0 | 0 | 0 | 0 | 0 | 0 | 0 | 0 | 0 | 0 | 0 | 0 | 0
F4_Residential_CZ1 - Single Family_Existing_Water Heating_Natural Gas_Water Heater <= 55 gal._Realistic Achievable Potential | F4 | Residential | CZ1 - Single Family | Existing | Water Heating | Natural Gas | Water Heater <= 55 gal. | Realistic Achievable Potential | Peak Demand (W) | 0 | 0 | 0 | 0 | 0 | 0 | 0 | 0 | 0 | 0 | 0 | 0 | 0 | 0 | 0 | 0 | 0 | 0 | 0 | 0 | 0 | 0 | 0 | 0 | 0 | 0 | 0 | 0 | 0 | 0
F5_Residential_CZ1 - Single Family_Existing_Water Heating_Natural Gas_Water Heater <= 55 gal._Realistic Achievable Potential | F5 | Residential | CZ1 - Single Family | Existing | Water Heating | Natural Gas | Water Heater <= 55 gal. | Realistic Achievable Potential | Turnover | 0 | 0 | 0 | 0 | 0 | 0 | 0 | 0 | 0 | 0 | 0 | 0 | 0 | 0 | 0 | 0 | 0 | 0 | 0 | 0 | 0 | 0 | 0 | 0 | 0 | 0 | 0 | 0 | 0 | 0
F6_Residential_CZ1 - Single Family_Existing_Water Heating_Natural Gas_Water Heater <= 55 gal._Realistic Achievable Potential | F6 | Residential | CZ1 - Single Family | Existing | Water Heating | Natural Gas | Water Heater <= 55 gal. | Realistic Achievable Potential | Avg. Replacement Usage | 0 | 0 | 0 | 0 | 0 | 0 | 0 | 0 | 0 | 0 | 0 | 0 | 0 | 0 | 0 | 0 | 0 | 0 | 0 | 0 | 0 | 0 | 0 | 0 | 0 | 0 | 0 | 0 | 0 | 0
F7_Residential_CZ1 - Single Family_Existing_Water Heating_Natural Gas_Water Heater <= 55 gal._Realistic Achievable Potential | F7 | Residential | CZ1 - Single Family | Existing | Water Heating | Natural Gas | Water Heater <= 55 gal. | Realistic Achievable Potential | Avg. Replacement Demand (S) | 0 | 0 | 0 | 0 | 0 | 0 | 0 | 0 | 0 | 0 | 0 | 0 | 0 | 0 | 0 | 0 | 0 | 0 | 0 | 0 | 0 | 0 | 0 | 0 | 0 | 0 | 0 | 0 | 0 | 0
F8_Residential_CZ1 - Single Family_Existing_Water Heating_Natural Gas_Water Heater <= 55 gal._Realistic Achievable Potential | F8 | Residential | CZ1 - Single Family | Existing | Water Heating | Natural Gas | Water Heater <= 55 gal. | Realistic Achievable Potential | Avg. Replacement Demand (W) | 0 | 0 | 0 | 0 | 0 | 0 | 0 | 0 | 0 | 0 | 0 | 0 | 0 | 0 | 0 | 0 | 0 | 0 | 0 | 0 | 0 | 0 | 0 | 0 | 0 | 0 | 0 | 0 | 0 | 0
F1_Residential_CZ1 - Single Family_Existing_Water Heating_Natural Gas_Water Heater > 55 gal._Realistic Achievable Potential | F1 | Residential | CZ1 - Single Family | Existing | Water Heating | Natural Gas | Water Heater > 55 gal. | Realistic Achievable Potential | Units | 0 | 0 | 0 | 0 | 0 | 0 | 0 | 0 | 0 | 0 | 0 | 0 | 0 | 0 | 0 | 0 | 0 | 0 | 0 | 0 | 0 | 0 | 0 | 0 | 0 | 0 | 0 | 0 | 0 | 0
F2_Residential_CZ1 - Single Family_Existing_Water Heating_Natural Gas_Water Heater > 55 gal._Realistic Achievable Potential | F2 | Residential | CZ1 - Single Family | Existing | Water Heating | Natural Gas | Water Heater > 55 gal. | Realistic Achievable Potential | Usage (MMtherm) | 0 | 0 | 0 | 0 | 0 | 0 | 0 | 0 | 0 | 0 | 0 | 0 | 0 | 0 | 0 | 0 | 0 | 0 | 0 | 0 | 0 | 0 | 0 | 0 | 0 | 0 | 0 | 0 | 0 | 0
F3_Residential_CZ1 - Single Family_Existing_Water Heating_Natural Gas_Water Heater > 55 gal._Realistic Achievable Potential | F3 | Residential | CZ1 - Single Family | Existing | Water Heating | Natural Gas | Water Heater > 55 gal. | Realistic Achievable Potential | Peak Demand (S) | 0 | 0 | 0 | 0 | 0 | 0 | 0 | 0 | 0 | 0 | 0 | 0 | 0 | 0 | 0 | 0 | 0 | 0 | 0 | 0 | 0 | 0 | 0 | 0 | 0 | 0 | 0 | 0 | 0 | 0
F4_Residential_CZ1 - Single Family_Existing_Water Heating_Natural Gas_Water Heater > 55 gal._Realistic Achievable Potential | F4 | Residential | CZ1 - Single Family | Existing | Water Heating | Natural Gas | Water Heater > 55 gal. | Realistic Achievable Potential | Peak Demand (W) | 0 | 0 | 0 | 0 | 0 | 0 | 0 | 0 | 0 | 0 | 0 | 0 | 0 | 0 | 0 | 0 | 0 | 0 | 0 | 0 | 0 | 0 | 0 | 0 | 0 | 0 | 0 | 0 | 0 | 0
F5_Residential_CZ1 - Single Family_Existing_Water Heating_Natural Gas_Water Heater > 55 gal._Realistic Achievable Potential | F5 | Residential | CZ1 - Single Family | Existing | Water Heating | Natural Gas | Water Heater > 55 gal. | Realistic Achievable Potential | Turnover | 0 | 0 | 0 | 0 | 0 | 0 | 0 | 0 | 0 | 0 | 0 | 0 | 0 | 0 | 0 | 0 | 0 | 0 | 0 | 0 | 0 | 0 | 0 | 0 | 0 | 0 | 0 | 0 | 0 | 0
F6_Residential_CZ1 - Single Family_Existing_Water Heating_Natural Gas_Water Heater > 55 gal._Realistic Achievable Potential | F6 | Residential | CZ1 - Single Family | Existing | Water Heating | Natural Gas | Water Heater > 55 gal. | Realistic Achievable Potential | Avg. Replacement Usage | 0 | 0 | 0 | 0 | 0 | 0 | 0 | 0 | 0 | 0 | 0 | 0 | 0 | 0 | 0 | 0 | 0 | 0 | 0 | 0 | 0 | 0 | 0 | 0 | 0 | 0 | 0 | 0 | 0 | 0
F7_Residential_CZ1 - Single Family_Existing_Water Heating_Natural Gas_Water Heater > 55 gal._Realistic Achievable Potential | F7 | Residential | CZ1 - Single Family | Existing | Water Heating | Natural Gas | Water Heater > 55 gal. | Realistic Achievable Potential | Avg. Replacement Demand (S) | 0 | 0 | 0 | 0 | 0 | 0 | 0 | 0 | 0 | 0 | 0 | 0 | 0 | 0 | 0 | 0 | 0 | 0 | 0 | 0 | 0 | 0 | 0 | 0 | 0 | 0 | 0 | 0 | 0 | 0
F8_Residential_CZ1 - Single Family_Existing_Water Heating_Natural Gas_Water Heater > 55 gal._Realistic Achievable Potential | F8 | Residential | CZ1 - Single Family | Existing | Water Heating | Natural Gas | Water Heater > 55 gal. | Realistic Achievable Potential | Avg. Replacement Demand (W) | 0 | 0 | 0 | 0 | 0 | 0 | 0 | 0 | 0 | 0 | 0 | 0 | 0 | 0 | 0 | 0 | 0 | 0 | 0 | 0 | 0 | 0 | 0 | 0 | 0 | 0 | 0 | 0 | 0 | 0
F1_Residential_CZ1 - Single Family_Existing_Appliances_Natural Gas_Clothes Dryer_Realistic Achievable Potential | F1 | Residential | CZ1 - Single Family | Existing | Appliances | Natural Gas | Clothes Dryer | Realistic Achievable Potential | Units | 0 | 0 | 0 | 0 | 0 | 0 | 0 | 0 | 0 | 0 | 0 | 0 | 0 | 0 | 0 | 0 | 0 | 0 | 0 | 0 | 0 | 0 | 0 | 0 | 0 | 0 | 0 | 0 | 0 | 0
F2_Residential_CZ1 - Single Family_Existing_Appliances_Natural Gas_Clothes Dryer_Realistic Achievable Potential | F2 | Residential | CZ1 - Single Family | Existing | Appliances | Natural Gas | Clothes Dryer | Realistic Achievable Potential | Usage (MMtherm) | 0 | 0 | 0 | 0 | 0 | 0 | 0 | 0 | 0 | 0 | 0 | 0 | 0 | 0 | 0 | 0 | 0 | 0 | 0 | 0 | 0 | 0 | 0 | 0 | 0 | 0 | 0 | 0 | 0 | 0
F3_Residential_CZ1 - Single Family_Existing_Appliances_Natural Gas_Clothes Dryer_Realistic Achievable Potential | F3 | Residential | CZ1 - Single Family | Existing | Appliances | Natural Gas | Clothes Dryer | Realistic Achievable Potential | Peak Demand (S) | 0 | 0 | 0 | 0 | 0 | 0 | 0 | 0 | 0 | 0 | 0 | 0 | 0 | 0 | 0 | 0 | 0 | 0 | 0 | 0 | 0 | 0 | 0 | 0 | 0 | 0 | 0 | 0 | 0 | 0
F4_Residential_CZ1 - Single Family_Existing_Appliances_Natural Gas_Clothes Dryer_Realistic Achievable Potential | F4 | Residential | CZ1 - Single Family | Existing | Appliances | Natural Gas | Clothes Dryer | Realistic Achievable Potential | Peak Demand (W) | 0 | 0 | 0 | 0 | 0 | 0 | 0 | 0 | 0 | 0 | 0 | 0 | 0 | 0 | 0 | 0 | 0 | 0 | 0 | 0 | 0 | 0 | 0 | 0 | 0 | 0 | 0 | 0 | 0 | 0
F5_Residential_CZ1 - Single Family_Existing_Appliances_Natural Gas_Clothes Dryer_Realistic Achievable Potential | F5 | Residential | CZ1 - Single Family | Existing | Appliances | Natural Gas | Clothes Dryer | Realistic Achievable Potential | Turnover | 0 | 0 | 0 | 0 | 0 | 0 | 0 | 0 | 0 | 0 | 0 | 0 | 0 | 0 | 0 | 0 | 0 | 0 | 0 | 0 | 0 | 0 | 0 | 0 | 0 | 0 | 0 | 0 | 0 | 0
F6_Residential_CZ1 - Single Family_Existing_Appliances_Natural Gas_Clothes Dryer_Realistic Achievable Potential | F6 | Residential | CZ1 - Single Family | Existing | Appliances | Natural Gas | Clothes Dryer | Realistic Achievable Potential | Avg. Replacement Usage | 0 | 0 | 0 | 0 | 0 | 0 | 0 | 0 | 0 | 0 | 0 | 0 | 0 | 0 | 0 | 0 | 0 | 0 | 0 | 0 | 0 | 0 | 0 | 0 | 0 | 0 | 0 | 0 | 0 | 0
F7_Residential_CZ1 - Single Family_Existing_Appliances_Natural Gas_Clothes Dryer_Realistic Achievable Potential | F7 | Residential | CZ1 - Single Family | Existing | Appliances | Natural Gas | Clothes Dryer | Realistic Achievable Potential | Avg. Replacement Demand (S) | 0 | 0 | 0 | 0 | 0 | 0 | 0 | 0 | 0 | 0 | 0 | 0 | 0 | 0 | 0 | 0 | 0 | 0 | 0 | 0 | 0 | 0 | 0 | 0 | 0 | 0 | 0 | 0 | 0 | 0
F8_Residential_CZ1 - Single Family_Existing_Appliances_Natural Gas_Clothes Dryer_Realistic Achievable Potential | F8 | Residential | CZ1 - Single Family | Existing | Appliances | Natural Gas | Clothes Dryer | Realistic Achievable Potential | Avg. Replacement Demand (W) | 0 | 0 | 0 | 0 | 0 | 0 | 0 | 0 | 0 | 0 | 0 | 0 | 0 | 0 | 0 | 0 | 0 | 0 | 0 | 0 | 0 | 0 | 0 | 0 | 0 | 0 | 0 | 0 | 0 | 0
F1_Residential_CZ1 - Single Family_Existing_Appliances_Natural Gas_Stove/Oven_Realistic Achievable Potential | F1 | Residential | CZ1 - Single Family | Existing | Appliances | Natural Gas | Stove/Oven | Realistic Achievable Potential | Units | 0 | 0 | 0 | 0 | 0 | 0 | 0 | 0 | 0 | 0 | 0 | 0 | 0 | 0 | 0 | 0 | 0 | 0 | 0 | 0 | 0 | 0 | 0 | 0 | 0 | 0 | 0 | 0 | 0 | 0
F2_Residential_CZ1 - Single Family_Existing_Appliances_Natural Gas_Stove/Oven_Realistic Achievable Potential | F2 | Residential | CZ1 - Single Family | Existing | Appliances | Natural Gas | Stove/Oven | Realistic Achievable Potential | Usage (MMtherm) | 0 | 0 | 0 | 0 | 0 | 0 | 0 | 0 | 0 | 0 | 0 | 0 | 0 | 0 | 0 | 0 | 0 | 0 | 0 | 0 | 0 | 0 | 0 | 0 | 0 | 0 | 0 | 0 | 0 | 0
F3_Residential_CZ1 - Single Family_Existing_Appliances_Natural Gas_Stove/Oven_Realistic Achievable Potential | F3 | Residential | CZ1 - Single Family | Existing | Appliances | Natural Gas | Stove/Oven | Realistic Achievable Potential | Peak Demand (S) | 0 | 0 | 0 | 0 | 0 | 0 | 0 | 0 | 0 | 0 | 0 | 0 | 0 | 0 | 0 | 0 | 0 | 0 | 0 | 0 | 0 | 0 | 0 | 0 | 0 | 0 | 0 | 0 | 0 | 0
F4_Residential_CZ1 - Single Family_Existing_Appliances_Natural Gas_Stove/Oven_Realistic Achievable Potential | F4 | Residential | CZ1 - Single Family | Existing | Appliances | Natural Gas | Stove/Oven | Realistic Achievable Potential | Peak Demand (W) | 0 | 0 | 0 | 0 | 0 | 0 | 0 | 0 | 0 | 0 | 0 | 0 | 0 | 0 | 0 | 0 | 0 | 0 | 0 | 0 | 0 | 0 | 0 | 0 | 0 | 0 | 0 | 0 | 0 | 0
F5_Residential_CZ1 - Single Family_Existing_Appliances_Natural Gas_Stove/Oven_Realistic Achievable Potential | F5 | Residential | CZ1 - Single Family | Existing | Appliances | Natural Gas | Stove/Oven | Realistic Achievable Potential | Turnover | 0 | 0 | 0 | 0 | 0 | 0 | 0 | 0 | 0 | 0 | 0 | 0 | 0 | 0 | 0 | 0 | 0 | 0 | 0 | 0 | 0 | 0 | 0 | 0 | 0 | 0 | 0 | 0 | 0 | 0
F6_Residential_CZ1 - Single Family_Existing_Appliances_Natural Gas_Stove/Oven_Realistic Achievable Potential | F6 | Residential | CZ1 - Single Family | Existing | Appliances | Natural Gas | Stove/Oven | Realistic Achievable Potential | Avg. Replacement Usage | 0 | 0 | 0 | 0 | 0 | 0 | 0 | 0 | 0 | 0 | 0 | 0 | 0 | 0 | 0 | 0 | 0 | 0 | 0 | 0 | 0 | 0 | 0 | 0 | 0 | 0 | 0 | 0 | 0 | 0
F7_Residential_CZ1 - Single Family_Existing_Appliances_Natural Gas_Stove/Oven_Realistic Achievable Potential | F7 | Residential | CZ1 - Single Family | Existing | Appliances | Natural Gas | Stove/Oven | Realistic Achievable Potential | Avg. Replacement Demand (S) | 0 | 0 | 0 | 0 | 0 | 0 | 0 | 0 | 0 | 0 | 0 | 0 | 0 | 0 | 0 | 0 | 0 | 0 | 0 | 0 | 0 | 0 | 0 | 0 | 0 | 0 | 0 | 0 | 0 | 0
F8_Residential_CZ1 - Single Family_Existing_Appliances_Natural Gas_Stove/Oven_Realistic Achievable Potential | F8 | Residential | CZ1 - Single Family | Existing | Appliances | Natural Gas | Stove/Oven | Realistic Achievable Potential | Avg. Replacement Demand (W) | 0 | 0 | 0 | 0 | 0 | 0 | 0 | 0 | 0 | 0 | 0 | 0 | 0 | 0 | 0 | 0 | 0 | 0 | 0 | 0 | 0 | 0 | 0 | 0 | 0 | 0 | 0 | 0 | 0 | 0
F1_Residential_CZ1 - Single Family_Existing_Miscellaneous_Natural Gas_Pool Heater_Realistic Achievable Potential | F1 | Residential | CZ1 - Single Family | Existing | Miscellaneous | Natural Gas | Pool Heater | Realistic Achievable Potential | Units | 0 | 0 | 0 | 0 | 0 | 0 | 0 | 0 | 0 | 0 | 0 | 0 | 0 | 0 | 0 | 0 | 0 | 0 | 0 | 0 | 0 | 0 | 0 | 0 | 0 | 0 | 0 | 0 | 0 | 0
F2_Residential_CZ1 - Single Family_Existing_Miscellaneous_Natural Gas_Pool Heater_Realistic Achievable Potential | F2 | Residential | CZ1 - Single Family | Existing | Miscellaneous | Natural Gas | Pool Heater | Realistic Achievable Potential | Usage (MMtherm) | 0 | 0 | 0 | 0 | 0 | 0 | 0 | 0 | 0 | 0 | 0 | 0 | 0 | 0 | 0 | 0 | 0 | 0 | 0 | 0 | 0 | 0 | 0 | 0 | 0 | 0 | 0 | 0 | 0 | 0
F3_Residential_CZ1 - Single Family_Existing_Miscellaneous_Natural Gas_Pool Heater_Realistic Achievable Potential | F3 | Residential | CZ1 - Single Family | Existing | Miscellaneous | Natural Gas | Pool Heater | Realistic Achievable Potential | Peak Demand (S) | 0 | 0 | 0 | 0 | 0 | 0 | 0 | 0 | 0 | 0 | 0 | 0 | 0 | 0 | 0 | 0 | 0 | 0 | 0 | 0 | 0 | 0 | 0 | 0 | 0 | 0 | 0 | 0 | 0 | 0
F4_Residential_CZ1 - Single Family_Existing_Miscellaneous_Natural Gas_Pool Heater_Realistic Achievable Potential | F4 | Residential | CZ1 - Single Family | Existing | Miscellaneous | Natural Gas | Pool Heater | Realistic Achievable Potential | Peak Demand (W) | 0 | 0 | 0 | 0 | 0 | 0 | 0 | 0 | 0 | 0 | 0 | 0 | 0 | 0 | 0 | 0 | 0 | 0 | 0 | 0 | 0 | 0 | 0 | 0 | 0 | 0 | 0 | 0 | 0 | 0
F5_Residential_CZ1 - Single Family_Existing_Miscellaneous_Natural Gas_Pool Heater_Realistic Achievable Potential | F5 | Residential | CZ1 - Single Family | Existing | Miscellaneous | Natural Gas | Pool Heater | Realistic Achievable Potential | Turnover | 0 | 0 | 0 | 0 | 0 | 0 | 0 | 0 | 0 | 0 | 0 | 0 | 0 | 0 | 0 | 0 | 0 | 0 | 0 | 0 | 0 | 0 | 0 | 0 | 0 | 0 | 0 | 0 | 0 | 0
F6_Residential_CZ1 - Single Family_Existing_Miscellaneous_Natural Gas_Pool Heater_Realistic Achievable Potential | F6 | Residential | CZ1 - Single Family | Existing | Miscellaneous | Natural Gas | Pool Heater | Realistic Achievable Potential | Avg. Replacement Usage | 0 | 0 | 0 | 0 | 0 | 0 | 0 | 0 | 0 | 0 | 0 | 0 | 0 | 0 | 0 | 0 | 0 | 0 | 0 | 0 | 0 | 0 | 0 | 0 | 0 | 0 | 0 | 0 | 0 | 0
F7_Residential_CZ1 - Single Family_Existing_Miscellaneous_Natural Gas_Pool Heater_Realistic Achievable Potential | F7 | Residential | CZ1 - Single Family | Existing | Miscellaneous | Natural Gas | Pool Heater | Realistic Achievable Potential | Avg. Replacement Demand (S) | 0 | 0 | 0 | 0 | 0 | 0 | 0 | 0 | 0 | 0 | 0 | 0 | 0 | 0 | 0 | 0 | 0 | 0 | 0 | 0 | 0 | 0 | 0 | 0 | 0 | 0 | 0 | 0 | 0 | 0
F8_Residential_CZ1 - Single Family_Existing_Miscellaneous_Natural Gas_Pool Heater_Realistic Achievable Potential | F8 | Residential | CZ1 - Single Family | Existing | Miscellaneous | Natural Gas | Pool Heater | Realistic Achievable Potential | Avg. Replacement Demand (W) | 0 | 0 | 0 | 0 | 0 | 0 | 0 | 0 | 0 | 0 | 0 | 0 | 0 | 0 | 0 | 0 | 0 | 0 | 0 | 0 | 0 | 0 | 0 | 0 | 0 | 0 | 0 | 0 | 0 | 0
F1_Residential_CZ1 - Single Family_Existing_Miscellaneous_Natural Gas_Miscellaneous_Realistic Achievable Potential | F1 | Residential | CZ1 - Single Family | Existing | Miscellaneous | Natural Gas | Miscellaneous | Realistic Achievable Potential | Units | 0 | 0 | 0 | 0 | 0 | 0 | 0 | 0 | 0 | 0 | 0 | 0 | 0 | 0 | 0 | 0 | 0 | 0 | 0 | 0 | 0 | 0 | 0 | 0 | 0 | 0 | 0 | 0 | 0 | 0
F2_Residential_CZ1 - Single Family_Existing_Miscellaneous_Natural Gas_Miscellaneous_Realistic Achievable Potential | F2 | Residential | CZ1 - Single Family | Existing | Miscellaneous | Natural Gas | Miscellaneous | Realistic Achievable Potential | Usage (MMtherm) | 0 | 0 | 0 | 0 | 0 | 0 | 0 | 0 | 0 | 0 | 0 | 0 | 0 | 0 | 0 | 0 | 0 | 0 | 0 | 0 | 0 | 0 | 0 | 0 | 0 | 0 | 0 | 0 | 0 | 0
F3_Residential_CZ1 - Single Family_Existing_Miscellaneous_Natural Gas_Miscellaneous_Realistic Achievable Potential | F3 | Residential | CZ1 - Single Family | Existing | Miscellaneous | Natural Gas | Miscellaneous | Realistic Achievable Potential | Peak Demand (S) | 0 | 0 | 0 | 0 | 0 | 0 | 0 | 0 | 0 | 0 | 0 | 0 | 0 | 0 | 0 | 0 | 0 | 0 | 0 | 0 | 0 | 0 | 0 | 0 | 0 | 0 | 0 | 0 | 0 | 0
F4_Residential_CZ1 - Single Family_Existing_Miscellaneous_Natural Gas_Miscellaneous_Realistic Achievable Potential | F4 | Residential | CZ1 - Single Family | Existing | Miscellaneous | Natural Gas | Miscellaneous | Realistic Achievable Potential | Peak Demand (W) | 0 | 0 | 0 | 0 | 0 | 0 | 0 | 0 | 0 | 0 | 0 | 0 | 0 | 0 | 0 | 0 | 0 | 0 | 0 | 0 | 0 | 0 | 0 | 0 | 0 | 0 | 0 | 0 | 0 | 0
F5_Residential_CZ1 - Single Family_Existing_Miscellaneous_Natural Gas_Miscellaneous_Realistic Achievable Potential | F5 | Residential | CZ1 - Single Family | Existing | Miscellaneous | Natural Gas | Miscellaneous | Realistic Achievable Potential | Turnover | 0 | 0 | 0 | 0 | 0 | 0 | 0 | 0 | 0 | 0 | 0 | 0 | 0 | 0 | 0 | 0 | 0 | 0 | 0 | 0 | 0 | 0 | 0 | 0 | 0 | 0 | 0 | 0 | 0 | 0
F6_Residential_CZ1 - Single Family_Existing_Miscellaneous_Natural Gas_Miscellaneous_Realistic Achievable Potential | F6 | Residential | CZ1 - Single Family | Existing | Miscellaneous | Natural Gas | Miscellaneous | Realistic Achievable Potential | Avg. Replacement Usage | 0 | 0 | 0 | 0 | 0 | 0 | 0 | 0 | 0 | 0 | 0 | 0 | 0 | 0 | 0 | 0 | 0 | 0 | 0 | 0 | 0 | 0 | 0 | 0 | 0 | 0 | 0 | 0 | 0 | 0
F7_Residential_CZ1 - Single Family_Existing_Miscellaneous_Natural Gas_Miscellaneous_Realistic Achievable Potential | F7 | Residential | CZ1 - Single Family | Existing | Miscellaneous | Natural Gas | Miscellaneous | Realistic Achievable Potential | Avg. Replacement Demand (S) | 0 | 0 | 0 | 0 | 0 | 0 | 0 | 0 | 0 | 0 | 0 | 0 | 0 | 0 | 0 | 0 | 0 | 0 | 0 | 0 | 0 | 0 | 0 | 0 | 0 | 0 | 0 | 0 | 0 | 0
F8_Residential_CZ1 - Single Family_Existing_Miscellaneous_Natural Gas_Miscellaneous_Realistic Achievable Potential | F8 | Residential | CZ1 - Single Family | Existing | Miscellaneous | Natural Gas | Miscellaneous | Realistic Achievable Potential | Avg. Replacement Demand (W) | 0 | 0 | 0 | 0 | 0 | 0 | 0 | 0 | 0 | 0 | 0 | 0 | 0 | 0 | 0 | 0 | 0 | 0 | 0 | 0 | 0 | 0 | 0 | 0 | 0 | 0 | 0 | 0 | 0 | 0
F1_Residential_CZ1 - Single Family_New_Space Heating_Natural Gas_Furnace - Direct Fuel_Realistic Achievable Potential | F1 | Residential | CZ1 - Single Family | New | Space Heating | Natural Gas | Furnace - Direct Fuel | Realistic Achievable Potential | Units | 0 | 0 | 0 | 0 | 0 | 0 | 0 | 0 | 0 | 0 | 0 | 0 | 0 | 0 | 0 | 0 | 0 | 0 | 0 | 0 | 0 | 0 | 0 | 0 | 0 | 0 | 0 | 0 | 0 | 0
F2_Residential_CZ1 - Single Family_New_Space Heating_Natural Gas_Furnace - Direct Fuel_Realistic Achievable Potential | F2 | Residential | CZ1 - Single Family | New | Space Heating | Natural Gas | Furnace - Direct Fuel | Realistic Achievable Potential | Usage (MMtherm) | 0 | 0 | 0 | 0 | 0 | 0 | 0 | 0 | 0 | 0 | 0 | 0 | 0 | 0 | 0 | 0 | 0 | 0 | 0 | 0 | 0 | 0 | 0 | 0 | 0 | 0 | 0 | 0 | 0 | 0
F3_Residential_CZ1 - Single Family_New_Space Heating_Natural Gas_Furnace - Direct Fuel_Realistic Achievable Potential | F3 | Residential | CZ1 - Single Family | New | Space Heating | Natural Gas | Furnace - Direct Fuel | Realistic Achievable Potential | Peak Demand (S) | 0 | 0 | 0 | 0 | 0 | 0 | 0 | 0 | 0 | 0 | 0 | 0 | 0 | 0 | 0 | 0 | 0 | 0 | 0 | 0 | 0 | 0 | 0 | 0 | 0 | 0 | 0 | 0 | 0 | 0
F4_Residential_CZ1 - Single Family_New_Space Heating_Natural Gas_Furnace - Direct Fuel_Realistic Achievable Potential | F4 | Residential | CZ1 - Single Family | New | Space Heating | Natural Gas | Furnace - Direct Fuel | Realistic Achievable Potential | Peak Demand (W) | 0 | 0 | 0 | 0 | 0 | 0 | 0 | 0 | 0 | 0 | 0 | 0 | 0 | 0 | 0 | 0 | 0 | 0 | 0 | 0 | 0 | 0 | 0 | 0 | 0 | 0 | 0 | 0 | 0 | 0
F5_Residential_CZ1 - Single Family_New_Space Heating_Natural Gas_Furnace - Direct Fuel_Realistic Achievable Potential | F5 | Residential | CZ1 - Single Family | New | Space Heating | Natural Gas | Furnace - Direct Fuel | Realistic Achievable Potential | Turnover | 0 | 0 | 0 | 0 | 0 | 0 | 0 | 0 | 0 | 0 | 0 | 0 | 0 | 0 | 0 | 0 | 0 | 0 | 0 | 0 | 0 | 0 | 0 | 0 | 0 | 0 | 0 | 0 | 0 | 0
F6_Residential_CZ1 - Single Family_New_Space Heating_Natural Gas_Furnace - Direct Fuel_Realistic Achievable Potential | F6 | Residential | CZ1 - Single Family | New | Space Heating | Natural Gas | Furnace - Direct Fuel | Realistic Achievable Potential | Avg. Replacement Usage | 0 | 0 | 0 | 0 | 0 | 0 | 0 | 0 | 0 | 0 | 0 | 0 | 0 | 0 | 0 | 0 | 0 | 0 | 0 | 0 | 0 | 0 | 0 | 0 | 0 | 0 | 0 | 0 | 0 | 0
F7_Residential_CZ1 - Single Family_New_Space Heating_Natural Gas_Furnace - Direct Fuel_Realistic Achievable Potential | F7 | Residential | CZ1 - Single Family | New | Space Heating | Natural Gas | Furnace - Direct Fuel | Realistic Achievable Potential | Avg. Replacement Demand (S) | 0 | 0 | 0 | 0 | 0 | 0 | 0 | 0 | 0 | 0 | 0 | 0 | 0 | 0 | 0 | 0 | 0 | 0 | 0 | 0 | 0 | 0 | 0 | 0 | 0 | 0 | 0 | 0 | 0 | 0
F8_Residential_CZ1 - Single Family_New_Space Heating_Natural Gas_Furnace - Direct Fuel_Realistic Achievable Potential | F8 | Residential | CZ1 - Single Family | New | Space Heating | Natural Gas | Furnace - Direct Fuel | Realistic Achievable Potential | Avg. Replacement Demand (W) | 0 | 0 | 0 | 0 | 0 | 0 | 0 | 0 | 0 | 0 | 0 | 0 | 0 | 0 | 0 | 0 | 0 | 0 | 0 | 0 | 0 | 0 | 0 | 0 | 0 | 0 | 0 | 0 | 0 | 0
F1_Residential_CZ1 - Single Family_New_Space Heating_Natural Gas_Boiler - Direct Fuel_Realistic Achievable Potential | F1 | Residential | CZ1 - Single Family | New | Space Heating | Natural Gas | Boiler - Direct Fuel | Realistic Achievable Potential | Units | 0 | 0 | 0 | 0 | 0 | 0 | 0 | 0 | 0 | 0 | 0 | 0 | 0 | 0 | 0 | 0 | 0 | 0 | 0 | 0 | 0 | 0 | 0 | 0 | 0 | 0 | 0 | 0 | 0 | 0
F2_Residential_CZ1 - Single Family_New_Space Heating_Natural Gas_Boiler - Direct Fuel_Realistic Achievable Potential | F2 | Residential | CZ1 - Single Family | New | Space Heating | Natural Gas | Boiler - Direct Fuel | Realistic Achievable Potential | Usage (MMtherm) | 0 | 0 | 0 | 0 | 0 | 0 | 0 | 0 | 0 | 0 | 0 | 0 | 0 | 0 | 0 | 0 | 0 | 0 | 0 | 0 | 0 | 0 | 0 | 0 | 0 | 0 | 0 | 0 | 0 | 0
F3_Residential_CZ1 - Single Family_New_Space Heating_Natural Gas_Boiler - Direct Fuel_Realistic Achievable Potential | F3 | Residential | CZ1 - Single Family | New | Space Heating | Natural Gas | Boiler - Direct Fuel | Realistic Achievable Potential | Peak Demand (S) | 0 | 0 | 0 | 0 | 0 | 0 | 0 | 0 | 0 | 0 | 0 | 0 | 0 | 0 | 0 | 0 | 0 | 0 | 0 | 0 | 0 | 0 | 0 | 0 | 0 | 0 | 0 | 0 | 0 | 0
F4_Residential_CZ1 - Single Family_New_Space Heating_Natural Gas_Boiler - Direct Fuel_Realistic Achievable Potential | F4 | Residential | CZ1 - Single Family | New | Space Heating | Natural Gas | Boiler - Direct Fuel | Realistic Achievable Potential | Peak Demand (W) | 0 | 0 | 0 | 0 | 0 | 0 | 0 | 0 | 0 | 0 | 0 | 0 | 0 | 0 | 0 | 0 | 0 | 0 | 0 | 0 | 0 | 0 | 0 | 0 | 0 | 0 | 0 | 0 | 0 | 0
F5_Residential_CZ1 - Single Family_New_Space Heating_Natural Gas_Boiler - Direct Fuel_Realistic Achievable Potential | F5 | Residential | CZ1 - Single Family | New | Space Heating | Natural Gas | Boiler - Direct Fuel | Realistic Achievable Potential | Turnover | 0 | 0 | 0 | 0 | 0 | 0 | 0 | 0 | 0 | 0 | 0 | 0 | 0 | 0 | 0 | 0 | 0 | 0 | 0 | 0 | 0 | 0 | 0 | 0 | 0 | 0 | 0 | 0 | 0 | 0
F6_Residential_CZ1 - Single Family_New_Space Heating_Natural Gas_Boiler - Direct Fuel_Realistic Achievable Potential | F6 | Residential | CZ1 - Single Family | New | Space Heating | Natural Gas | Boiler - Direct Fuel | Realistic Achievable Potential | Avg. Replacement Usage | 0 | 0 | 0 | 0 | 0 | 0 | 0 | 0 | 0 | 0 | 0 | 0 | 0 | 0 | 0 | 0 | 0 | 0 | 0 | 0 | 0 | 0 | 0 | 0 | 0 | 0 | 0 | 0 | 0 | 0
F7_Residential_CZ1 - Single Family_New_Space Heating_Natural Gas_Boiler - Direct Fuel_Realistic Achievable Potential | F7 | Residential | CZ1 - Single Family | New | Space Heating | Natural Gas | Boiler - Direct Fuel | Realistic Achievable Potential | Avg. Replacement Demand (S) | 0 | 0 | 0 | 0 | 0 | 0 | 0 | 0 | 0 | 0 | 0 | 0 | 0 | 0 | 0 | 0 | 0 | 0 | 0 | 0 | 0 | 0 | 0 | 0 | 0 | 0 | 0 | 0 | 0 | 0
F8_Residential_CZ1 - Single Family_New_Space Heating_Natural Gas_Boiler - Direct Fuel_Realistic Achievable Potential | F8 | Residential | CZ1 - Single Family | New | Space Heating | Natural Gas | Boiler - Direct Fuel | Realistic Achievable Potential | Avg. Replacement Demand (W) | 0 | 0 | 0 | 0 | 0 | 0 | 0 | 0 | 0 | 0 | 0 | 0 | 0 | 0 | 0 | 0 | 0 | 0 | 0 | 0 | 0 | 0 | 0 | 0 | 0 | 0 | 0 | 0 | 0 | 0
F1_Residential_CZ1 - Single Family_New_Secondary Heating_Natural Gas_Fireplace_Realistic Achievable Potential | F1 | Residential | CZ1 - Single Family | New | Secondary Heating | Natural Gas | Fireplace | Realistic Achievable Potential | Units | 0 | 0 | 0 | 0 | 0 | 0 | 0 | 0 | 0 | 0 | 0 | 0 | 0 | 0 | 0 | 0 | 0 | 0 | 0 | 0 | 0 | 0 | 0 | 0 | 0 | 0 | 0 | 0 | 0 | 0
F2_Residential_CZ1 - Single Family_New_Secondary Heating_Natural Gas_Fireplace_Realistic Achievable Potential | F2 | Residential | CZ1 - Single Family | New | Secondary Heating | Natural Gas | Fireplace | Realistic Achievable Potential | Usage (MMtherm) | 0 | 0 | 0 | 0 | 0 | 0 | 0 | 0 | 0 | 0 | 0 | 0 | 0 | 0 | 0 | 0 | 0 | 0 | 0 | 0 | 0 | 0 | 0 | 0 | 0 | 0 | 0 | 0 | 0 | 0
F3_Residential_CZ1 - Single Family_New_Secondary Heating_Natural Gas_Fireplace_Realistic Achievable Potential | F3 | Residential | CZ1 - Single Family | New | Secondary Heating | Natural Gas | Fireplace | Realistic Achievable Potential | Peak Demand (S) | 0 | 0 | 0 | 0 | 0 | 0 | 0 | 0 | 0 | 0 | 0 | 0 | 0 | 0 | 0 | 0 | 0 | 0 | 0 | 0 | 0 | 0 | 0 | 0 | 0 | 0 | 0 | 0 | 0 | 0
F4_Residential_CZ1 - Single Family_New_Secondary Heating_Natural Gas_Fireplace_Realistic Achievable Potential | F4 | Residential | CZ1 - Single Family | New | Secondary Heating | Natural Gas | Fireplace | Realistic Achievable Potential | Peak Demand (W) | 0 | 0 | 0 | 0 | 0 | 0 | 0 | 0 | 0 | 0 | 0 | 0 | 0 | 0 | 0 | 0 | 0 | 0 | 0 | 0 | 0 | 0 | 0 | 0 | 0 | 0 | 0 | 0 | 0 | 0
F5_Residential_CZ1 - Single Family_New_Secondary Heating_Natural Gas_Fireplace_Realistic Achievable Potential | F5 | Residential | CZ1 - Single Family | New | Secondary Heating | Natural Gas | Fireplace | Realistic Achievable Potential | Turnover | 0 | 0 | 0 | 0 | 0 | 0 | 0 | 0 | 0 | 0 | 0 | 0 | 0 | 0 | 0 | 0 | 0 | 0 | 0 | 0 | 0 | 0 | 0 | 0 | 0 | 0 | 0 | 0 | 0 | 0
F6_Residential_CZ1 - Single Family_New_Secondary Heating_Natural Gas_Fireplace_Realistic Achievable Potential | F6 | Residential | CZ1 - Single Family | New | Secondary Heating | Natural Gas | Fireplace | Realistic Achievable Potential | Avg. Replacement Usage | 0 | 0 | 0 | 0 | 0 | 0 | 0 | 0 | 0 | 0 | 0 | 0 | 0 | 0 | 0 | 0 | 0 | 0 | 0 | 0 | 0 | 0 | 0 | 0 | 0 | 0 | 0 | 0 | 0 | 0
F7_Residential_CZ1 - Single Family_New_Secondary Heating_Natural Gas_Fireplace_Realistic Achievable Potential | F7 | Residential | CZ1 - Single Family | New | Secondary Heating | Natural Gas | Fireplace | Realistic Achievable Potential | Avg. Replacement Demand (S) | 0 | 0 | 0 | 0 | 0 | 0 | 0 | 0 | 0 | 0 | 0 | 0 | 0 | 0 | 0 | 0 | 0 | 0 | 0 | 0 | 0 | 0 | 0 | 0 | 0 | 0 | 0 | 0 | 0 | 0
F8_Residential_CZ1 - Single Family_New_Secondary Heating_Natural Gas_Fireplace_Realistic Achievable Potential | F8 | Residential | CZ1 - Single Family | New | Secondary Heating | Natural Gas | Fireplace | Realistic Achievable Potential | Avg. Replacement Demand (W) | 0 | 0 | 0 | 0 | 0 | 0 | 0 | 0 | 0 | 0 | 0 | 0 | 0 | 0 | 0 | 0 | 0 | 0 | 0 | 0 | 0 | 0 | 0 | 0 | 0 | 0 | 0 | 0 | 0 | 0
F1_Residential_CZ1 - Single Family_New_Water Heating_Natural Gas_Water Heater <= 55 gal._Realistic Achievable Potential | F1 | Residential | CZ1 - Single Family | New | Water Heating | Natural Gas | Water Heater <= 55 gal. | Realistic Achievable Potential | Units | 0 | 0 | 0 | 0 | 0 | 0 | 0 | 0 | 0 | 0 | 0 | 0 | 0 | 0 | 0 | 0 | 0 | 0 | 0 | 0 | 0 | 0 | 0 | 0 | 0 | 0 | 0 | 0 | 0 | 0
F2_Residential_CZ1 - Single Family_New_Water Heating_Natural Gas_Water Heater <= 55 gal._Realistic Achievable Potential | F2 | Residential | CZ1 - Single Family | New | Water Heating | Natural Gas | Water Heater <= 55 gal. | Realistic Achievable Potential | Usage (MMtherm) | 0 | 0 | 0 | 0 | 0 | 0 | 0 | 0 | 0 | 0 | 0 | 0 | 0 | 0 | 0 | 0 | 0 | 0 | 0 | 0 | 0 | 0 | 0 | 0 | 0 | 0 | 0 | 0 | 0 | 0
F3_Residential_CZ1 - Single Family_New_Water Heating_Natural Gas_Water Heater <= 55 gal._Realistic Achievable Potential | F3 | Residential | CZ1 - Single Family | New | Water Heating | Natural Gas | Water Heater <= 55 gal. | Realistic Achievable Potential | Peak Demand (S) | 0 | 0 | 0 | 0 | 0 | 0 | 0 | 0 | 0 | 0 | 0 | 0 | 0 | 0 | 0 | 0 | 0 | 0 | 0 | 0 | 0 | 0 | 0 | 0 | 0 | 0 | 0 | 0 | 0 | 0
F4_Residential_CZ1 - Single Family_New_Water Heating_Natural Gas_Water Heater <= 55 gal._Realistic Achievable Potential | F4 | Residential | CZ1 - Single Family | New | Water Heating | Natural Gas | Water Heater <= 55 gal. | Realistic Achievable Potential | Peak Demand (W) | 0 | 0 | 0 | 0 | 0 | 0 | 0 | 0 | 0 | 0 | 0 | 0 | 0 | 0 | 0 | 0 | 0 | 0 | 0 | 0 | 0 | 0 | 0 | 0 | 0 | 0 | 0 | 0 | 0 | 0
F5_Residential_CZ1 - Single Family_New_Water Heating_Natural Gas_Water Heater <= 55 gal._Realistic Achievable Potential | F5 | Residential | CZ1 - Single Family | New | Water Heating | Natural Gas | Water Heater <= 55 gal. | Realistic Achievable Potential | Turnover | 0 | 0 | 0 | 0 | 0 | 0 | 0 | 0 | 0 | 0 | 0 | 0 | 0 | 0 | 0 | 0 | 0 | 0 | 0 | 0 | 0 | 0 | 0 | 0 | 0 | 0 | 0 | 0 | 0 | 0
F6_Residential_CZ1 - Single Family_New_Water Heating_Natural Gas_Water Heater <= 55 gal._Realistic Achievable Potential | F6 | Residential | CZ1 - Single Family | New | Water Heating | Natural Gas | Water Heater <= 55 gal. | Realistic Achievable Potential | Avg. Replacement Usage | 0 | 0 | 0 | 0 | 0 | 0 | 0 | 0 | 0 | 0 | 0 | 0 | 0 | 0 | 0 | 0 | 0 | 0 | 0 | 0 | 0 | 0 | 0 | 0 | 0 | 0 | 0 | 0 | 0 | 0
F7_Residential_CZ1 - Single Family_New_Water Heating_Natural Gas_Water Heater <= 55 gal._Realistic Achievable Potential | F7 | Residential | CZ1 - Single Family | New | Water Heating | Natural Gas | Water Heater <= 55 gal. | Realistic Achievable Potential | Avg. Replacement Demand (S) | 0 | 0 | 0 | 0 | 0 | 0 | 0 | 0 | 0 | 0 | 0 | 0 | 0 | 0 | 0 | 0 | 0 | 0 | 0 | 0 | 0 | 0 | 0 | 0 | 0 | 0 | 0 | 0 | 0 | 0
F8_Residential_CZ1 - Single Family_New_Water Heating_Natural Gas_Water Heater <= 55 gal._Realistic Achievable Potential | F8 | Residential | CZ1 - Single Family | New | Water Heating | Natural Gas | Water Heater <= 55 gal. | Realistic Achievable Potential | Avg. Replacement Demand (W) | 0 | 0 | 0 | 0 | 0 | 0 | 0 | 0 | 0 | 0 | 0 | 0 | 0 | 0 | 0 | 0 | 0 | 0 | 0 | 0 | 0 | 0 | 0 | 0 | 0 | 0 | 0 | 0 | 0 | 0
F1_Residential_CZ1 - Single Family_New_Water Heating_Natural Gas_Water Heater > 55 gal._Realistic Achievable Potential | F1 | Residential | CZ1 - Single Family | New | Water Heating | Natural Gas | Water Heater > 55 gal. | Realistic Achievable Potential | Units | 0 | 0 | 0 | 0 | 0 | 0 | 0 | 0 | 0 | 0 | 0 | 0 | 0 | 0 | 0 | 0 | 0 | 0 | 0 | 0 | 0 | 0 | 0 | 0 | 0 | 0 | 0 | 0 | 0 | 0
F2_Residential_CZ1 - Single Family_New_Water Heating_Natural Gas_Water Heater > 55 gal._Realistic Achievable Potential | F2 | Residential | CZ1 - Single Family | New | Water Heating | Natural Gas | Water Heater > 55 gal. | Realistic Achievable Potential | Usage (MMtherm) | 0 | 0 | 0 | 0 | 0 | 0 | 0 | 0 | 0 | 0 | 0 | 0 | 0 | 0 | 0 | 0 | 0 | 0 | 0 | 0 | 0 | 0 | 0 | 0 | 0 | 0 | 0 | 0 | 0 | 0
F3_Residential_CZ1 - Single Family_New_Water Heating_Natural Gas_Water Heater > 55 gal._Realistic Achievable Potential | F3 | Residential | CZ1 - Single Family | New | Water Heating | Natural Gas | Water Heater > 55 gal. | Realistic Achievable Potential | Peak Demand (S) | 0 | 0 | 0 | 0 | 0 | 0 | 0 | 0 | 0 | 0 | 0 | 0 | 0 | 0 | 0 | 0 | 0 | 0 | 0 | 0 | 0 | 0 | 0 | 0 | 0 | 0 | 0 | 0 | 0 | 0
F4_Residential_CZ1 - Single Family_New_Water Heating_Natural Gas_Water Heater > 55 gal._Realistic Achievable Potential | F4 | Residential | CZ1 - Single Family | New | Water Heating | Natural Gas | Water Heater > 55 gal. | Realistic Achievable Potential | Peak Demand (W) | 0 | 0 | 0 | 0 | 0 | 0 | 0 | 0 | 0 | 0 | 0 | 0 | 0 | 0 | 0 | 0 | 0 | 0 | 0 | 0 | 0 | 0 | 0 | 0 | 0 | 0 | 0 | 0 | 0 | 0
F5_Residential_CZ1 - Single Family_New_Water Heating_Natural Gas_Water Heater > 55 gal._Realistic Achievable Potential | F5 | Residential | CZ1 - Single Family | New | Water Heating | Natural Gas | Water Heater > 55 gal. | Realistic Achievable Potential | Turnover | 0 | 0 | 0 | 0 | 0 | 0 | 0 | 0 | 0 | 0 | 0 | 0 | 0 | 0 | 0 | 0 | 0 | 0 | 0 | 0 | 0 | 0 | 0 | 0 | 0 | 0 | 0 | 0 | 0 | 0
F6_Residential_CZ1 - Single Family_New_Water Heating_Natural Gas_Water Heater > 55 gal._Realistic Achievable Potential | F6 | Residential | CZ1 - Single Family | New | Water Heating | Natural Gas | Water Heater > 55 gal. | Realistic Achievable Potential | Avg. Replacement Usage | 0 | 0 | 0 | 0 | 0 | 0 | 0 | 0 | 0 | 0 | 0 | 0 | 0 | 0 | 0 | 0 | 0 | 0 | 0 | 0 | 0 | 0 | 0 | 0 | 0 | 0 | 0 | 0 | 0 | 0
F7_Residential_CZ1 - Single Family_New_Water Heating_Natural Gas_Water Heater > 55 gal._Realistic Achievable Potential | F7 | Residential | CZ1 - Single Family | New | Water Heating | Natural Gas | Water Heater > 55 gal. | Realistic Achievable Potential | Avg. Replacement Demand (S) | 0 | 0 | 0 | 0 | 0 | 0 | 0 | 0 | 0 | 0 | 0 | 0 | 0 | 0 | 0 | 0 | 0 | 0 | 0 | 0 | 0 | 0 | 0 | 0 | 0 | 0 | 0 | 0 | 0 | 0
F8_Residential_CZ1 - Single Family_New_Water Heating_Natural Gas_Water Heater > 55 gal._Realistic Achievable Potential | F8 | Residential | CZ1 - Single Family | New | Water Heating | Natural Gas | Water Heater > 55 gal. | Realistic Achievable Potential | Avg. Replacement Demand (W) | 0 | 0 | 0 | 0 | 0 | 0 | 0 | 0 | 0 | 0 | 0 | 0 | 0 | 0 | 0 | 0 | 0 | 0 | 0 | 0 | 0 | 0 | 0 | 0 | 0 | 0 | 0 | 0 | 0 | 0
F1_Residential_CZ1 - Single Family_New_Appliances_Natural Gas_Clothes Dryer_Realistic Achievable Potential | F1 | Residential | CZ1 - Single Family | New | Appliances | Natural Gas | Clothes Dryer | Realistic Achievable Potential | Units | 0 | 0 | 0 | 0 | 0 | 0 | 0 | 0 | 0 | 0 | 0 | 0 | 0 | 0 | 0 | 0 | 0 | 0 | 0 | 0 | 0 | 0 | 0 | 0 | 0 | 0 | 0 | 0 | 0 | 0
F2_Residential_CZ1 - Single Family_New_Appliances_Natural Gas_Clothes Dryer_Realistic Achievable Potential | F2 | Residential | CZ1 - Single Family | New | Appliances | Natural Gas | Clothes Dryer | Realistic Achievable Potential | Usage (MMtherm) | 0 | 0 | 0 | 0 | 0 | 0 | 0 | 0 | 0 | 0 | 0 | 0 | 0 | 0 | 0 | 0 | 0 | 0 | 0 | 0 | 0 | 0 | 0 | 0 | 0 | 0 | 0 | 0 | 0 | 0
F3_Residential_CZ1 - Single Family_New_Appliances_Natural Gas_Clothes Dryer_Realistic Achievable Potential | F3 | Residential | CZ1 - Single Family | New | Appliances | Natural Gas | Clothes Dryer | Realistic Achievable Potential | Peak Demand (S) | 0 | 0 | 0 | 0 | 0 | 0 | 0 | 0 | 0 | 0 | 0 | 0 | 0 | 0 | 0 | 0 | 0 | 0 | 0 | 0 | 0 | 0 | 0 | 0 | 0 | 0 | 0 | 0 | 0 | 0
F4_Residential_CZ1 - Single Family_New_Appliances_Natural Gas_Clothes Dryer_Realistic Achievable Potential | F4 | Residential | CZ1 - Single Family | New | Appliances | Natural Gas | Clothes Dryer | Realistic Achievable Potential | Peak Demand (W) | 0 | 0 | 0 | 0 | 0 | 0 | 0 | 0 | 0 | 0 | 0 | 0 | 0 | 0 | 0 | 0 | 0 | 0 | 0 | 0 | 0 | 0 | 0 | 0 | 0 | 0 | 0 | 0 | 0 | 0
F5_Residential_CZ1 - Single Family_New_Appliances_Natural Gas_Clothes Dryer_Realistic Achievable Potential | F5 | Residential | CZ1 - Single Family | New | Appliances | Natural Gas | Clothes Dryer | Realistic Achievable Potential | Turnover | 0 | 0 | 0 | 0 | 0 | 0 | 0 | 0 | 0 | 0 | 0 | 0 | 0 | 0 | 0 | 0 | 0 | 0 | 0 | 0 | 0 | 0 | 0 | 0 | 0 | 0 | 0 | 0 | 0 | 0
F6_Residential_CZ1 - Single Family_New_Appliances_Natural Gas_Clothes Dryer_Realistic Achievable Potential | F6 | Residential | CZ1 - Single Family | New | Appliances | Natural Gas | Clothes Dryer | Realistic Achievable Potential | Avg. Replacement Usage | 0 | 0 | 0 | 0 | 0 | 0 | 0 | 0 | 0 | 0 | 0 | 0 | 0 | 0 | 0 | 0 | 0 | 0 | 0 | 0 | 0 | 0 | 0 | 0 | 0 | 0 | 0 | 0 | 0 | 0
F7_Residential_CZ1 - Single Family_New_Appliances_Natural Gas_Clothes Dryer_Realistic Achievable Potential | F7 | Residential | CZ1 - Single Family | New | Appliances | Natural Gas | Clothes Dryer | Realistic Achievable Potential | Avg. Replacement Demand (S) | 0 | 0 | 0 | 0 | 0 | 0 | 0 | 0 | 0 | 0 | 0 | 0 | 0 | 0 | 0 | 0 | 0 | 0 | 0 | 0 | 0 | 0 | 0 | 0 | 0 | 0 | 0 | 0 | 0 | 0
F8_Residential_CZ1 - Single Family_New_Appliances_Natural Gas_Clothes Dryer_Realistic Achievable Potential | F8 | Residential | CZ1 - Single Family | New | Appliances | Natural Gas | Clothes Dryer | Realistic Achievable Potential | Avg. Replacement Demand (W) | 0 | 0 | 0 | 0 | 0 | 0 | 0 | 0 | 0 | 0 | 0 | 0 | 0 | 0 | 0 | 0 | 0 | 0 | 0 | 0 | 0 | 0 | 0 | 0 | 0 | 0 | 0 | 0 | 0 | 0
F1_Residential_CZ1 - Single Family_New_Appliances_Natural Gas_Stove/Oven_Realistic Achievable Potential | F1 | Residential | CZ1 - Single Family | New | Appliances | Natural Gas | Stove/Oven | Realistic Achievable Potential | Units | 0 | 0 | 0 | 0 | 0 | 0 | 0 | 0 | 0 | 0 | 0 | 0 | 0 | 0 | 0 | 0 | 0 | 0 | 0 | 0 | 0 | 0 | 0 | 0 | 0 | 0 | 0 | 0 | 0 | 0
F2_Residential_CZ1 - Single Family_New_Appliances_Natural Gas_Stove/Oven_Realistic Achievable Potential | F2 | Residential | CZ1 - Single Family | New | Appliances | Natural Gas | Stove/Oven | Realistic Achievable Potential | Usage (MMtherm) | 0 | 0 | 0 | 0 | 0 | 0 | 0 | 0 | 0 | 0 | 0 | 0 | 0 | 0 | 0 | 0 | 0 | 0 | 0 | 0 | 0 | 0 | 0 | 0 | 0 | 0 | 0 | 0 | 0 | 0
F3_Residential_CZ1 - Single Family_New_Appliances_Natural Gas_Stove/Oven_Realistic Achievable Potential | F3 | Residential | CZ1 - Single Family | New | Appliances | Natural Gas | Stove/Oven | Realistic Achievable Potential | Peak Demand (S) | 0 | 0 | 0 | 0 | 0 | 0 | 0 | 0 | 0 | 0 | 0 | 0 | 0 | 0 | 0 | 0 | 0 | 0 | 0 | 0 | 0 | 0 | 0 | 0 | 0 | 0 | 0 | 0 | 0 | 0
F4_Residential_CZ1 - Single Family_New_Appliances_Natural Gas_Stove/Oven_Realistic Achievable Potential | F4 | Residential | CZ1 - Single Family | New | Appliances | Natural Gas | Stove/Oven | Realistic Achievable Potential | Peak Demand (W) | 0 | 0 | 0 | 0 | 0 | 0 | 0 | 0 | 0 | 0 | 0 | 0 | 0 | 0 | 0 | 0 | 0 | 0 | 0 | 0 | 0 | 0 | 0 | 0 | 0 | 0 | 0 | 0 | 0 | 0
F5_Residential_CZ1 - Single Family_New_Appliances_Natural Gas_Stove/Oven_Realistic Achievable Potential | F5 | Residential | CZ1 - Single Family | New | Appliances | Natural Gas | Stove/Oven | Realistic Achievable Potential | Turnover | 0 | 0 | 0 | 0 | 0 | 0 | 0 | 0 | 0 | 0 | 0 | 0 | 0 | 0 | 0 | 0 | 0 | 0 | 0 | 0 | 0 | 0 | 0 | 0 | 0 | 0 | 0 | 0 | 0 | 0
F6_Residential_CZ1 - Single Family_New_Appliances_Natural Gas_Stove/Oven_Realistic Achievable Potential | F6 | Residential | CZ1 - Single Family | New | Appliances | Natural Gas | Stove/Oven | Realistic Achievable Potential | Avg. Replacement Usage | 0 | 0 | 0 | 0 | 0 | 0 | 0 | 0 | 0 | 0 | 0 | 0 | 0 | 0 | 0 | 0 | 0 | 0 | 0 | 0 | 0 | 0 | 0 | 0 | 0 | 0 | 0 | 0 | 0 | 0
F7_Residential_CZ1 - Single Family_New_Appliances_Natural Gas_Stove/Oven_Realistic Achievable Potential | F7 | Residential | CZ1 - Single Family | New | Appliances | Natural Gas | Stove/Oven | Realistic Achievable Potential | Avg. Replacement Demand (S) | 0 | 0 | 0 | 0 | 0 | 0 | 0 | 0 | 0 | 0 | 0 | 0 | 0 | 0 | 0 | 0 | 0 | 0 | 0 | 0 | 0 | 0 | 0 | 0 | 0 | 0 | 0 | 0 | 0 | 0
F8_Residential_CZ1 - Single Family_New_Appliances_Natural Gas_Stove/Oven_Realistic Achievable Potential | F8 | Residential | CZ1 - Single Family | New | Appliances | Natural Gas | Stove/Oven | Realistic Achievable Potential | Avg. Replacement Demand (W) | 0 | 0 | 0 | 0 | 0 | 0 | 0 | 0 | 0 | 0 | 0 | 0 | 0 | 0 | 0 | 0 | 0 | 0 | 0 | 0 | 0 | 0 | 0 | 0 | 0 | 0 | 0 | 0 | 0 | 0
F1_Residential_CZ1 - Single Family_New_Miscellaneous_Natural Gas_Pool Heater_Realistic Achievable Potential | F1 | Residential | CZ1 - Single Family | New | Miscellaneous | Natural Gas | Pool Heater | Realistic Achievable Potential | Units | 0 | 0 | 0 | 0 | 0 | 0 | 0 | 0 | 0 | 0 | 0 | 0 | 0 | 0 | 0 | 0 | 0 | 0 | 0 | 0 | 0 | 0 | 0 | 0 | 0 | 0 | 0 | 0 | 0 | 0
F2_Residential_CZ1 - Single Family_New_Miscellaneous_Natural Gas_Pool Heater_Realistic Achievable Potential | F2 | Residential | CZ1 - Single Family | New | Miscellaneous | Natural Gas | Pool Heater | Realistic Achievable Potential | Usage (MMtherm) | 0 | 0 | 0 | 0 | 0 | 0 | 0 | 0 | 0 | 0 | 0 | 0 | 0 | 0 | 0 | 0 | 0 | 0 | 0 | 0 | 0 | 0 | 0 | 0 | 0 | 0 | 0 | 0 | 0 | 0
F3_Residential_CZ1 - Single Family_New_Miscellaneous_Natural Gas_Pool Heater_Realistic Achievable Potential | F3 | Residential | CZ1 - Single Family | New | Miscellaneous | Natural Gas | Pool Heater | Realistic Achievable Potential | Peak Demand (S) | 0 | 0 | 0 | 0 | 0 | 0 | 0 | 0 | 0 | 0 | 0 | 0 | 0 | 0 | 0 | 0 | 0 | 0 | 0 | 0 | 0 | 0 | 0 | 0 | 0 | 0 | 0 | 0 | 0 | 0
F4_Residential_CZ1 - Single Family_New_Miscellaneous_Natural Gas_Pool Heater_Realistic Achievable Potential | F4 | Residential | CZ1 - Single Family | New | Miscellaneous | Natural Gas | Pool Heater | Realistic Achievable Potential | Peak Demand (W) | 0 | 0 | 0 | 0 | 0 | 0 | 0 | 0 | 0 | 0 | 0 | 0 | 0 | 0 | 0 | 0 | 0 | 0 | 0 | 0 | 0 | 0 | 0 | 0 | 0 | 0 | 0 | 0 | 0 | 0
F5_Residential_CZ1 - Single Family_New_Miscellaneous_Natural Gas_Pool Heater_Realistic Achievable Potential | F5 | Residential | CZ1 - Single Family | New | Miscellaneous | Natural Gas | Pool Heater | Realistic Achievable Potential | Turnover | 0 | 0 | 0 | 0 | 0 | 0 | 0 | 0 | 0 | 0 | 0 | 0 | 0 | 0 | 0 | 0 | 0 | 0 | 0 | 0 | 0 | 0 | 0 | 0 | 0 | 0 | 0 | 0 | 0 | 0
F6_Residential_CZ1 - Single Family_New_Miscellaneous_Natural Gas_Pool Heater_Realistic Achievable Potential | F6 | Residential | CZ1 - Single Family | New | Miscellaneous | Natural Gas | Pool Heater | Realistic Achievable Potential | Avg. Replacement Usage | 0 | 0 | 0 | 0 | 0 | 0 | 0 | 0 | 0 | 0 | 0 | 0 | 0 | 0 | 0 | 0 | 0 | 0 | 0 | 0 | 0 | 0 | 0 | 0 | 0 | 0 | 0 | 0 | 0 | 0
F7_Residential_CZ1 - Single Family_New_Miscellaneous_Natural Gas_Pool Heater_Realistic Achievable Potential | F7 | Residential | CZ1 - Single Family | New | Miscellaneous | Natural Gas | Pool Heater | Realistic Achievable Potential | Avg. Replacement Demand (S) | 0 | 0 | 0 | 0 | 0 | 0 | 0 | 0 | 0 | 0 | 0 | 0 | 0 | 0 | 0 | 0 | 0 | 0 | 0 | 0 | 0 | 0 | 0 | 0 | 0 | 0 | 0 | 0 | 0 | 0
F8_Residential_CZ1 - Single Family_New_Miscellaneous_Natural Gas_Pool Heater_Realistic Achievable Potential | F8 | Residential | CZ1 - Single Family | New | Miscellaneous | Natural Gas | Pool Heater | Realistic Achievable Potential | Avg. Replacement Demand (W) | 0 | 0 | 0 | 0 | 0 | 0 | 0 | 0 | 0 | 0 | 0 | 0 | 0 | 0 | 0 | 0 | 0 | 0 | 0 | 0 | 0 | 0 | 0 | 0 | 0 | 0 | 0 | 0 | 0 | 0
F1_Residential_CZ1 - Single Family_New_Miscellaneous_Natural Gas_Miscellaneous_Realistic Achievable Potential | F1 | Residential | CZ1 - Single Family | New | Miscellaneous | Natural Gas | Miscellaneous | Realistic Achievable Potential | Units | 0 | 0 | 0 | 0 | 0 | 0 | 0 | 0 | 0 | 0 | 0 | 0 | 0 | 0 | 0 | 0 | 0 | 0 | 0 | 0 | 0 | 0 | 0 | 0 | 0 | 0 | 0 | 0 | 0 | 0
F2_Residential_CZ1 - Single Family_New_Miscellaneous_Natural Gas_Miscellaneous_Realistic Achievable Potential | F2 | Residential | CZ1 - Single Family | New | Miscellaneous | Natural Gas | Miscellaneous | Realistic Achievable Potential | Usage (MMtherm) | 0 | 0 | 0 | 0 | 0 | 0 | 0 | 0 | 0 | 0 | 0 | 0 | 0 | 0 | 0 | 0 | 0 | 0 | 0 | 0 | 0 | 0 | 0 | 0 | 0 | 0 | 0 | 0 | 0 | 0
F3_Residential_CZ1 - Single Family_New_Miscellaneous_Natural Gas_Miscellaneous_Realistic Achievable Potential | F3 | Residential | CZ1 - Single Family | New | Miscellaneous | Natural Gas | Miscellaneous | Realistic Achievable Potential | Peak Demand (S) | 0 | 0 | 0 | 0 | 0 | 0 | 0 | 0 | 0 | 0 | 0 | 0 | 0 | 0 | 0 | 0 | 0 | 0 | 0 | 0 | 0 | 0 | 0 | 0 | 0 | 0 | 0 | 0 | 0 | 0
F4_Residential_CZ1 - Single Family_New_Miscellaneous_Natural Gas_Miscellaneous_Realistic Achievable Potential | F4 | Residential | CZ1 - Single Family | New | Miscellaneous | Natural Gas | Miscellaneous | Realistic Achievable Potential | Peak Demand (W) | 0 | 0 | 0 | 0 | 0 | 0 | 0 | 0 | 0 | 0 | 0 | 0 | 0 | 0 | 0 | 0 | 0 | 0 | 0 | 0 | 0 | 0 | 0 | 0 | 0 | 0 | 0 | 0 | 0 | 0
F5_Residential_CZ1 - Single Family_New_Miscellaneous_Natural Gas_Miscellaneous_Realistic Achievable Potential | F5 | Residential | CZ1 - Single Family | New | Miscellaneous | Natural Gas | Miscellaneous | Realistic Achievable Potential | Turnover | 0 | 0 | 0 | 0 | 0 | 0 | 0 | 0 | 0 | 0 | 0 | 0 | 0 | 0 | 0 | 0 | 0 | 0 | 0 | 0 | 0 | 0 | 0 | 0 | 0 | 0 | 0 | 0 | 0 | 0
F6_Residential_CZ1 - Single Family_New_Miscellaneous_Natural Gas_Miscellaneous_Realistic Achievable Potential | F6 | Residential | CZ1 - Single Family | New | Miscellaneous | Natural Gas | Miscellaneous | Realistic Achievable Potential | Avg. Replacement Usage | 0 | 0 | 0 | 0 | 0 | 0 | 0 | 0 | 0 | 0 | 0 | 0 | 0 | 0 | 0 | 0 | 0 | 0 | 0 | 0 | 0 | 0 | 0 | 0 | 0 | 0 | 0 | 0 | 0 | 0
F7_Residential_CZ1 - Single Family_New_Miscellaneous_Natural Gas_Miscellaneous_Realistic Achievable Potential | F7 | Residential | CZ1 - Single Family | New | Miscellaneous | Natural Gas | Miscellaneous | Realistic Achievable Potential | Avg. Replacement Demand (S) | 0 | 0 | 0 | 0 | 0 | 0 | 0 | 0 | 0 | 0 | 0 | 0 | 0 | 0 | 0 | 0 | 0 | 0 | 0 | 0 | 0 | 0 | 0 | 0 | 0 | 0 | 0 | 0 | 0 | 0
F8_Residential_CZ1 - Single Family_New_Miscellaneous_Natural Gas_Miscellaneous_Realistic Achievable Potential | F8 | Residential | CZ1 - Single Family | New | Miscellaneous | Natural Gas | Miscellaneous | Realistic Achievable Potential | Avg. Replacement Demand (W) | 0 | 0 | 0 | 0 | 0 | 0 | 0 | 0 | 0 | 0 | 0 | 0 | 0 | 0 | 0 | 0 | 0 | 0 | 0 | 0 | 0 | 0 | 0 | 0 | 0 | 0 | 0 | 0 | 0 | 0
F1_Residential_CZ1 - Multi Family_Existing_Space Heating_Natural Gas_Furnace - Direct Fuel_Realistic Achievable Potential | F1 | Residential | CZ1 - Multi Family | Existing | Space Heating | Natural Gas | Furnace - Direct Fuel | Realistic Achievable Potential | Units | 0 | 0 | 0 | 0 | 0 | 0 | 0 | 0 | 0 | 0 | 0 | 0 | 0 | 0 | 0 | 0 | 0 | 0 | 0 | 0 | 0 | 0 | 0 | 0 | 0 | 0 | 0 | 0 | 0 | 0
F2_Residential_CZ1 - Multi Family_Existing_Space Heating_Natural Gas_Furnace - Direct Fuel_Realistic Achievable Potential | F2 | Residential | CZ1 - Multi Family | Existing | Space Heating | Natural Gas | Furnace - Direct Fuel | Realistic Achievable Potential | Usage (MMtherm) | 0 | 0 | 0 | 0 | 0 | 0 | 0 | 0 | 0 | 0 | 0 | 0 | 0 | 0 | 0 | 0 | 0 | 0 | 0 | 0 | 0 | 0 | 0 | 0 | 0 | 0 | 0 | 0 | 0 | 0
F3_Residential_CZ1 - Multi Family_Existing_Space Heating_Natural Gas_Furnace - Direct Fuel_Realistic Achievable Potential | F3 | Residential | CZ1 - Multi Family | Existing | Space Heating | Natural Gas | Furnace - Direct Fuel | Realistic Achievable Potential | Peak Demand (S) | 0 | 0 | 0 | 0 | 0 | 0 | 0 | 0 | 0 | 0 | 0 | 0 | 0 | 0 | 0 | 0 | 0 | 0 | 0 | 0 | 0 | 0 | 0 | 0 | 0 | 0 | 0 | 0 | 0 | 0
F4_Residential_CZ1 - Multi Family_Existing_Space Heating_Natural Gas_Furnace - Direct Fuel_Realistic Achievable Potential | F4 | Residential | CZ1 - Multi Family | Existing | Space Heating | Natural Gas | Furnace - Direct Fuel | Realistic Achievable Potential | Peak Demand (W) | 0 | 0 | 0 | 0 | 0 | 0 | 0 | 0 | 0 | 0 | 0 | 0 | 0 | 0 | 0 | 0 | 0 | 0 | 0 | 0 | 0 | 0 | 0 | 0 | 0 | 0 | 0 | 0 | 0 | 0
F5_Residential_CZ1 - Multi Family_Existing_Space Heating_Natural Gas_Furnace - Direct Fuel_Realistic Achievable Potential | F5 | Residential | CZ1 - Multi Family | Existing | Space Heating | Natural Gas | Furnace - Direct Fuel | Realistic Achievable Potential | Turnover | 0 | 0 | 0 | 0 | 0 | 0 | 0 | 0 | 0 | 0 | 0 | 0 | 0 | 0 | 0 | 0 | 0 | 0 | 0 | 0 | 0 | 0 | 0 | 0 | 0 | 0 | 0 | 0 | 0 | 0
F6_Residential_CZ1 - Multi Family_Existing_Space Heating_Natural Gas_Furnace - Direct Fuel_Realistic Achievable Potential | F6 | Residential | CZ1 - Multi Family | Existing | Space Heating | Natural Gas | Furnace - Direct Fuel | Realistic Achievable Potential | Avg. Replacement Usage | 0 | 0 | 0 | 0 | 0 | 0 | 0 | 0 | 0 | 0 | 0 | 0 | 0 | 0 | 0 | 0 | 0 | 0 | 0 | 0 | 0 | 0 | 0 | 0 | 0 | 0 | 0 | 0 | 0 | 0
F7_Residential_CZ1 - Multi Family_Existing_Space Heating_Natural Gas_Furnace - Direct Fuel_Realistic Achievable Potential | F7 | Residential | CZ1 - Multi Family | Existing | Space Heating | Natural Gas | Furnace - Direct Fuel | Realistic Achievable Potential | Avg. Replacement Demand (S) | 0 | 0 | 0 | 0 | 0 | 0 | 0 | 0 | 0 | 0 | 0 | 0 | 0 | 0 | 0 | 0 | 0 | 0 | 0 | 0 | 0 | 0 | 0 | 0 | 0 | 0 | 0 | 0 | 0 | 0
F8_Residential_CZ1 - Multi Family_Existing_Space Heating_Natural Gas_Furnace - Direct Fuel_Realistic Achievable Potential | F8 | Residential | CZ1 - Multi Family | Existing | Space Heating | Natural Gas | Furnace - Direct Fuel | Realistic Achievable Potential | Avg. Replacement Demand (W) | 0 | 0 | 0 | 0 | 0 | 0 | 0 | 0 | 0 | 0 | 0 | 0 | 0 | 0 | 0 | 0 | 0 | 0 | 0 | 0 | 0 | 0 | 0 | 0 | 0 | 0 | 0 | 0 | 0 | 0
F1_Residential_CZ1 - Multi Family_Existing_Space Heating_Natural Gas_Boiler - Direct Fuel_Realistic Achievable Potential | F1 | Residential | CZ1 - Multi Family | Existing | Space Heating | Natural Gas | Boiler - Direct Fuel | Realistic Achievable Potential | Units | 0 | 0 | 0 | 0 | 0 | 0 | 0 | 0 | 0 | 0 | 0 | 0 | 0 | 0 | 0 | 0 | 0 | 0 | 0 | 0 | 0 | 0 | 0 | 0 | 0 | 0 | 0 | 0 | 0 | 0
F2_Residential_CZ1 - Multi Family_Existing_Space Heating_Natural Gas_Boiler - Direct Fuel_Realistic Achievable Potential | F2 | Residential | CZ1 - Multi Family | Existing | Space Heating | Natural Gas | Boiler - Direct Fuel | Realistic Achievable Potential | Usage (MMtherm) | 0 | 0 | 0 | 0 | 0 | 0 | 0 | 0 | 0 | 0 | 0 | 0 | 0 | 0 | 0 | 0 | 0 | 0 | 0 | 0 | 0 | 0 | 0 | 0 | 0 | 0 | 0 | 0 | 0 | 0
F3_Residential_CZ1 - Multi Family_Existing_Space Heating_Natural Gas_Boiler - Direct Fuel_Realistic Achievable Potential | F3 | Residential | CZ1 - Multi Family | Existing | Space Heating | Natural Gas | Boiler - Direct Fuel | Realistic Achievable Potential | Peak Demand (S) | 0 | 0 | 0 | 0 | 0 | 0 | 0 | 0 | 0 | 0 | 0 | 0 | 0 | 0 | 0 | 0 | 0 | 0 | 0 | 0 | 0 | 0 | 0 | 0 | 0 | 0 | 0 | 0 | 0 | 0
F4_Residential_CZ1 - Multi Family_Existing_Space Heating_Natural Gas_Boiler - Direct Fuel_Realistic Achievable Potential | F4 | Residential | CZ1 - Multi Family | Existing | Space Heating | Natural Gas | Boiler - Direct Fuel | Realistic Achievable Potential | Peak Demand (W) | 0 | 0 | 0 | 0 | 0 | 0 | 0 | 0 | 0 | 0 | 0 | 0 | 0 | 0 | 0 | 0 | 0 | 0 | 0 | 0 | 0 | 0 | 0 | 0 | 0 | 0 | 0 | 0 | 0 | 0
F5_Residential_CZ1 - Multi Family_Existing_Space Heating_Natural Gas_Boiler - Direct Fuel_Realistic Achievable Potential | F5 | Residential | CZ1 - Multi Family | Existing | Space Heating | Natural Gas | Boiler - Direct Fuel | Realistic Achievable Potential | Turnover | 0 | 0 | 0 | 0 | 0 | 0 | 0 | 0 | 0 | 0 | 0 | 0 | 0 | 0 | 0 | 0 | 0 | 0 | 0 | 0 | 0 | 0 | 0 | 0 | 0 | 0 | 0 | 0 | 0 | 0
F6_Residential_CZ1 - Multi Family_Existing_Space Heating_Natural Gas_Boiler - Direct Fuel_Realistic Achievable Potential | F6 | Residential | CZ1 - Multi Family | Existing | Space Heating | Natural Gas | Boiler - Direct Fuel | Realistic Achievable Potential | Avg. Replacement Usage | 0 | 0 | 0 | 0 | 0 | 0 | 0 | 0 | 0 | 0 | 0 | 0 | 0 | 0 | 0 | 0 | 0 | 0 | 0 | 0 | 0 | 0 | 0 | 0 | 0 | 0 | 0 | 0 | 0 | 0
F7_Residential_CZ1 - Multi Family_Existing_Space Heating_Natural Gas_Boiler - Direct Fuel_Realistic Achievable Potential | F7 | Residential | CZ1 - Multi Family | Existing | Space Heating | Natural Gas | Boiler - Direct Fuel | Realistic Achievable Potential | Avg. Replacement Demand (S) | 0 | 0 | 0 | 0 | 0 | 0 | 0 | 0 | 0 | 0 | 0 | 0 | 0 | 0 | 0 | 0 | 0 | 0 | 0 | 0 | 0 | 0 | 0 | 0 | 0 | 0 | 0 | 0 | 0 | 0
F8_Residential_CZ1 - Multi Family_Existing_Space Heating_Natural Gas_Boiler - Direct Fuel_Realistic Achievable Potential | F8 | Residential | CZ1 - Multi Family | Existing | Space Heating | Natural Gas | Boiler - Direct Fuel | Realistic Achievable Potential | Avg. Replacement Demand (W) | 0 | 0 | 0 | 0 | 0 | 0 | 0 | 0 | 0 | 0 | 0 | 0 | 0 | 0 | 0 | 0 | 0 | 0 | 0 | 0 | 0 | 0 | 0 | 0 | 0 | 0 | 0 | 0 | 0 | 0
F1_Residential_CZ1 - Multi Family_Existing_Secondary Heating_Natural Gas_Fireplace_Realistic Achievable Potential | F1 | Residential | CZ1 - Multi Family | Existing | Secondary Heating | Natural Gas | Fireplace | Realistic Achievable Potential | Units | 0 | 0 | 0 | 0 | 0 | 0 | 0 | 0 | 0 | 0 | 0 | 0 | 0 | 0 | 0 | 0 | 0 | 0 | 0 | 0 | 0 | 0 | 0 | 0 | 0 | 0 | 0 | 0 | 0 | 0
F2_Residential_CZ1 - Multi Family_Existing_Secondary Heating_Natural Gas_Fireplace_Realistic Achievable Potential | F2 | Residential | CZ1 - Multi Family | Existing | Secondary Heating | Natural Gas | Fireplace | Realistic Achievable Potential | Usage (MMtherm) | 0 | 0 | 0 | 0 | 0 | 0 | 0 | 0 | 0 | 0 | 0 | 0 | 0 | 0 | 0 | 0 | 0 | 0 | 0 | 0 | 0 | 0 | 0 | 0 | 0 | 0 | 0 | 0 | 0 | 0
F3_Residential_CZ1 - Multi Family_Existing_Secondary Heating_Natural Gas_Fireplace_Realistic Achievable Potential | F3 | Residential | CZ1 - Multi Family | Existing | Secondary Heating | Natural Gas | Fireplace | Realistic Achievable Potential | Peak Demand (S) | 0 | 0 | 0 | 0 | 0 | 0 | 0 | 0 | 0 | 0 | 0 | 0 | 0 | 0 | 0 | 0 | 0 | 0 | 0 | 0 | 0 | 0 | 0 | 0 | 0 | 0 | 0 | 0 | 0 | 0
F4_Residential_CZ1 - Multi Family_Existing_Secondary Heating_Natural Gas_Fireplace_Realistic Achievable Potential | F4 | Residential | CZ1 - Multi Family | Existing | Secondary Heating | Natural Gas | Fireplace | Realistic Achievable Potential | Peak Demand (W) | 0 | 0 | 0 | 0 | 0 | 0 | 0 | 0 | 0 | 0 | 0 | 0 | 0 | 0 | 0 | 0 | 0 | 0 | 0 | 0 | 0 | 0 | 0 | 0 | 0 | 0 | 0 | 0 | 0 | 0
F5_Residential_CZ1 - Multi Family_Existing_Secondary Heating_Natural Gas_Fireplace_Realistic Achievable Potential | F5 | Residential | CZ1 - Multi Family | Existing | Secondary Heating | Natural Gas | Fireplace | Realistic Achievable Potential | Turnover | 0 | 0 | 0 | 0 | 0 | 0 | 0 | 0 | 0 | 0 | 0 | 0 | 0 | 0 | 0 | 0 | 0 | 0 | 0 | 0 | 0 | 0 | 0 | 0 | 0 | 0 | 0 | 0 | 0 | 0
F6_Residential_CZ1 - Multi Family_Existing_Secondary Heating_Natural Gas_Fireplace_Realistic Achievable Potential | F6 | Residential | CZ1 - Multi Family | Existing | Secondary Heating | Natural Gas | Fireplace | Realistic Achievable Potential | Avg. Replacement Usage | 0 | 0 | 0 | 0 | 0 | 0 | 0 | 0 | 0 | 0 | 0 | 0 | 0 | 0 | 0 | 0 | 0 | 0 | 0 | 0 | 0 | 0 | 0 | 0 | 0 | 0 | 0 | 0 | 0 | 0
F7_Residential_CZ1 - Multi Family_Existing_Secondary Heating_Natural Gas_Fireplace_Realistic Achievable Potential | F7 | Residential | CZ1 - Multi Family | Existing | Secondary Heating | Natural Gas | Fireplace | Realistic Achievable Potential | Avg. Replacement Demand (S) | 0 | 0 | 0 | 0 | 0 | 0 | 0 | 0 | 0 | 0 | 0 | 0 | 0 | 0 | 0 | 0 | 0 | 0 | 0 | 0 | 0 | 0 | 0 | 0 | 0 | 0 | 0 | 0 | 0 | 0
F8_Residential_CZ1 - Multi Family_Existing_Secondary Heating_Natural Gas_Fireplace_Realistic Achievable Potential | F8 | Residential | CZ1 - Multi Family | Existing | Secondary Heating | Natural Gas | Fireplace | Realistic Achievable Potential | Avg. Replacement Demand (W) | 0 | 0 | 0 | 0 | 0 | 0 | 0 | 0 | 0 | 0 | 0 | 0 | 0 | 0 | 0 | 0 | 0 | 0 | 0 | 0 | 0 | 0 | 0 | 0 | 0 | 0 | 0 | 0 | 0 | 0
F1_Residential_CZ1 - Multi Family_Existing_Water Heating_Natural Gas_Water Heater <= 55 gal._Realistic Achievable Potential | F1 | Residential | CZ1 - Multi Family | Existing | Water Heating | Natural Gas | Water Heater <= 55 gal. | Realistic Achievable Potential | Units | 0 | 0 | 0 | 0 | 0 | 0 | 0 | 0 | 0 | 0 | 0 | 0 | 0 | 0 | 0 | 0 | 0 | 0 | 0 | 0 | 0 | 0 | 0 | 0 | 0 | 0 | 0 | 0 | 0 | 0
F2_Residential_CZ1 - Multi Family_Existing_Water Heating_Natural Gas_Water Heater <= 55 gal._Realistic Achievable Potential | F2 | Residential | CZ1 - Multi Family | Existing | Water Heating | Natural Gas | Water Heater <= 55 gal. | Realistic Achievable Potential | Usage (MMtherm) | 0 | 0 | 0 | 0 | 0 | 0 | 0 | 0 | 0 | 0 | 0 | 0 | 0 | 0 | 0 | 0 | 0 | 0 | 0 | 0 | 0 | 0 | 0 | 0 | 0 | 0 | 0 | 0 | 0 | 0
F3_Residential_CZ1 - Multi Family_Existing_Water Heating_Natural Gas_Water Heater <= 55 gal._Realistic Achievable Potential | F3 | Residential | CZ1 - Multi Family | Existing | Water Heating | Natural Gas | Water Heater <= 55 gal. | Realistic Achievable Potential | Peak Demand (S) | 0 | 0 | 0 | 0 | 0 | 0 | 0 | 0 | 0 | 0 | 0 | 0 | 0 | 0 | 0 | 0 | 0 | 0 | 0 | 0 | 0 | 0 | 0 | 0 | 0 | 0 | 0 | 0 | 0 | 0
F4_Residential_CZ1 - Multi Family_Existing_Water Heating_Natural Gas_Water Heater <= 55 gal._Realistic Achievable Potential | F4 | Residential | CZ1 - Multi Family | Existing | Water Heating | Natural Gas | Water Heater <= 55 gal. | Realistic Achievable Potential | Peak Demand (W) | 0 | 0 | 0 | 0 | 0 | 0 | 0 | 0 | 0 | 0 | 0 | 0 | 0 | 0 | 0 | 0 | 0 | 0 | 0 | 0 | 0 | 0 | 0 | 0 | 0 | 0 | 0 | 0 | 0 | 0
F5_Residential_CZ1 - Multi Family_Existing_Water Heating_Natural Gas_Water Heater <= 55 gal._Realistic Achievable Potential | F5 | Residential | CZ1 - Multi Family | Existing | Water Heating | Natural Gas | Water Heater <= 55 gal. | Realistic Achievable Potential | Turnover | 0 | 0 | 0 | 0 | 0 | 0 | 0 | 0 | 0 | 0 | 0 | 0 | 0 | 0 | 0 | 0 | 0 | 0 | 0 | 0 | 0 | 0 | 0 | 0 | 0 | 0 | 0 | 0 | 0 | 0
F6_Residential_CZ1 - Multi Family_Existing_Water Heating_Natural Gas_Water Heater <= 55 gal._Realistic Achievable Potential | F6 | Residential | CZ1 - Multi Family | Existing | Water Heating | Natural Gas | Water Heater <= 55 gal. | Realistic Achievable Potential | Avg. Replacement Usage | 0 | 0 | 0 | 0 | 0 | 0 | 0 | 0 | 0 | 0 | 0 | 0 | 0 | 0 | 0 | 0 | 0 | 0 | 0 | 0 | 0 | 0 | 0 | 0 | 0 | 0 | 0 | 0 | 0 | 0
F7_Residential_CZ1 - Multi Family_Existing_Water Heating_Natural Gas_Water Heater <= 55 gal._Realistic Achievable Potential | F7 | Residential | CZ1 - Multi Family | Existing | Water Heating | Natural Gas | Water Heater <= 55 gal. | Realistic Achievable Potential | Avg. Replacement Demand (S) | 0 | 0 | 0 | 0 | 0 | 0 | 0 | 0 | 0 | 0 | 0 | 0 | 0 | 0 | 0 | 0 | 0 | 0 | 0 | 0 | 0 | 0 | 0 | 0 | 0 | 0 | 0 | 0 | 0 | 0
F8_Residential_CZ1 - Multi Family_Existing_Water Heating_Natural Gas_Water Heater <= 55 gal._Realistic Achievable Potential | F8 | Residential | CZ1 - Multi Family | Existing | Water Heating | Natural Gas | Water Heater <= 55 gal. | Realistic Achievable Potential | Avg. Replacement Demand (W) | 0 | 0 | 0 | 0 | 0 | 0 | 0 | 0 | 0 | 0 | 0 | 0 | 0 | 0 | 0 | 0 | 0 | 0 | 0 | 0 | 0 | 0 | 0 | 0 | 0 | 0 | 0 | 0 | 0 | 0
F1_Residential_CZ1 - Multi Family_Existing_Water Heating_Natural Gas_Water Heater > 55 gal._Realistic Achievable Potential | F1 | Residential | CZ1 - Multi Family | Existing | Water Heating | Natural Gas | Water Heater > 55 gal. | Realistic Achievable Potential | Units | 0 | 0 | 0 | 0 | 0 | 0 | 0 | 0 | 0 | 0 | 0 | 0 | 0 | 0 | 0 | 0 | 0 | 0 | 0 | 0 | 0 | 0 | 0 | 0 | 0 | 0 | 0 | 0 | 0 | 0
F2_Residential_CZ1 - Multi Family_Existing_Water Heating_Natural Gas_Water Heater > 55 gal._Realistic Achievable Potential | F2 | Residential | CZ1 - Multi Family | Existing | Water Heating | Natural Gas | Water Heater > 55 gal. | Realistic Achievable Potential | Usage (MMtherm) | 0 | 0 | 0 | 0 | 0 | 0 | 0 | 0 | 0 | 0 | 0 | 0 | 0 | 0 | 0 | 0 | 0 | 0 | 0 | 0 | 0 | 0 | 0 | 0 | 0 | 0 | 0 | 0 | 0 | 0
F3_Residential_CZ1 - Multi Family_Existing_Water Heating_Natural Gas_Water Heater > 55 gal._Realistic Achievable Potential | F3 | Residential | CZ1 - Multi Family | Existing | Water Heating | Natural Gas | Water Heater > 55 gal. | Realistic Achievable Potential | Peak Demand (S) | 0 | 0 | 0 | 0 | 0 | 0 | 0 | 0 | 0 | 0 | 0 | 0 | 0 | 0 | 0 | 0 | 0 | 0 | 0 | 0 | 0 | 0 | 0 | 0 | 0 | 0 | 0 | 0 | 0 | 0
F4_Residential_CZ1 - Multi Family_Existing_Water Heating_Natural Gas_Water Heater > 55 gal._Realistic Achievable Potential | F4 | Residential | CZ1 - Multi Family | Existing | Water Heating | Natural Gas | Water Heater > 55 gal. | Realistic Achievable Potential | Peak Demand (W) | 0 | 0 | 0 | 0 | 0 | 0 | 0 | 0 | 0 | 0 | 0 | 0 | 0 | 0 | 0 | 0 | 0 | 0 | 0 | 0 | 0 | 0 | 0 | 0 | 0 | 0 | 0 | 0 | 0 | 0
F5_Residential_CZ1 - Multi Family_Existing_Water Heating_Natural Gas_Water Heater > 55 gal._Realistic Achievable Potential | F5 | Residential | CZ1 - Multi Family | Existing | Water Heating | Natural Gas | Water Heater > 55 gal. | Realistic Achievable Potential | Turnover | 0 | 0 | 0 | 0 | 0 | 0 | 0 | 0 | 0 | 0 | 0 | 0 | 0 | 0 | 0 | 0 | 0 | 0 | 0 | 0 | 0 | 0 | 0 | 0 | 0 | 0 | 0 | 0 | 0 | 0
F6_Residential_CZ1 - Multi Family_Existing_Water Heating_Natural Gas_Water Heater > 55 gal._Realistic Achievable Potential | F6 | Residential | CZ1 - Multi Family | Existing | Water Heating | Natural Gas | Water Heater > 55 gal. | Realistic Achievable Potential | Avg. Replacement Usage | 0 | 0 | 0 | 0 | 0 | 0 | 0 | 0 | 0 | 0 | 0 | 0 | 0 | 0 | 0 | 0 | 0 | 0 | 0 | 0 | 0 | 0 | 0 | 0 | 0 | 0 | 0 | 0 | 0 | 0
F7_Residential_CZ1 - Multi Family_Existing_Water Heating_Natural Gas_Water Heater > 55 gal._Realistic Achievable Potential | F7 | Residential | CZ1 - Multi Family | Existing | Water Heating | Natural Gas | Water Heater > 55 gal. | Realistic Achievable Potential | Avg. Replacement Demand (S) | 0 | 0 | 0 | 0 | 0 | 0 | 0 | 0 | 0 | 0 | 0 | 0 | 0 | 0 | 0 | 0 | 0 | 0 | 0 | 0 | 0 | 0 | 0 | 0 | 0 | 0 | 0 | 0 | 0 | 0
F8_Residential_CZ1 - Multi Family_Existing_Water Heating_Natural Gas_Water Heater > 55 gal._Realistic Achievable Potential | F8 | Residential | CZ1 - Multi Family | Existing | Water Heating | Natural Gas | Water Heater > 55 gal. | Realistic Achievable Potential | Avg. Replacement Demand (W) | 0 | 0 | 0 | 0 | 0 | 0 | 0 | 0 | 0 | 0 | 0 | 0 | 0 | 0 | 0 | 0 | 0 | 0 | 0 | 0 | 0 | 0 | 0 | 0 | 0 | 0 | 0 | 0 | 0 | 0
F1_Residential_CZ1 - Multi Family_Existing_Appliances_Natural Gas_Clothes Dryer_Realistic Achievable Potential | F1 | Residential | CZ1 - Multi Family | Existing | Appliances | Natural Gas | Clothes Dryer | Realistic Achievable Potential | Units | 0 | 0 | 0 | 0 | 0 | 0 | 0 | 0 | 0 | 0 | 0 | 0 | 0 | 0 | 0 | 0 | 0 | 0 | 0 | 0 | 0 | 0 | 0 | 0 | 0 | 0 | 0 | 0 | 0 | 0
F2_Residential_CZ1 - Multi Family_Existing_Appliances_Natural Gas_Clothes Dryer_Realistic Achievable Potential | F2 | Residential | CZ1 - Multi Family | Existing | Appliances | Natural Gas | Clothes Dryer | Realistic Achievable Potential | Usage (MMtherm) | 0 | 0 | 0 | 0 | 0 | 0 | 0 | 0 | 0 | 0 | 0 | 0 | 0 | 0 | 0 | 0 | 0 | 0 | 0 | 0 | 0 | 0 | 0 | 0 | 0 | 0 | 0 | 0 | 0 | 0
F3_Residential_CZ1 - Multi Family_Existing_Appliances_Natural Gas_Clothes Dryer_Realistic Achievable Potential | F3 | Residential | CZ1 - Multi Family | Existing | Appliances | Natural Gas | Clothes Dryer | Realistic Achievable Potential | Peak Demand (S) | 0 | 0 | 0 | 0 | 0 | 0 | 0 | 0 | 0 | 0 | 0 | 0 | 0 | 0 | 0 | 0 | 0 | 0 | 0 | 0 | 0 | 0 | 0 | 0 | 0 | 0 | 0 | 0 | 0 | 0
F4_Residential_CZ1 - Multi Family_Existing_Appliances_Natural Gas_Clothes Dryer_Realistic Achievable Potential | F4 | Residential | CZ1 - Multi Family | Existing | Appliances | Natural Gas | Clothes Dryer | Realistic Achievable Potential | Peak Demand (W) | 0 | 0 | 0 | 0 | 0 | 0 | 0 | 0 | 0 | 0 | 0 | 0 | 0 | 0 | 0 | 0 | 0 | 0 | 0 | 0 | 0 | 0 | 0 | 0 | 0 | 0 | 0 | 0 | 0 | 0
F5_Residential_CZ1 - Multi Family_Existing_Appliances_Natural Gas_Clothes Dryer_Realistic Achievable Potential | F5 | Residential | CZ1 - Multi Family | Existing | Appliances | Natural Gas | Clothes Dryer | Realistic Achievable Potential | Turnover | 0 | 0 | 0 | 0 | 0 | 0 | 0 | 0 | 0 | 0 | 0 | 0 | 0 | 0 | 0 | 0 | 0 | 0 | 0 | 0 | 0 | 0 | 0 | 0 | 0 | 0 | 0 | 0 | 0 | 0
F6_Residential_CZ1 - Multi Family_Existing_Appliances_Natural Gas_Clothes Dryer_Realistic Achievable Potential | F6 | Residential | CZ1 - Multi Family | Existing | Appliances | Natural Gas | Clothes Dryer | Realistic Achievable Potential | Avg. Replacement Usage | 0 | 0 | 0 | 0 | 0 | 0 | 0 | 0 | 0 | 0 | 0 | 0 | 0 | 0 | 0 | 0 | 0 | 0 | 0 | 0 | 0 | 0 | 0 | 0 | 0 | 0 | 0 | 0 | 0 | 0
F7_Residential_CZ1 - Multi Family_Existing_Appliances_Natural Gas_Clothes Dryer_Realistic Achievable Potential | F7 | Residential | CZ1 - Multi Family | Existing | Appliances | Natural Gas | Clothes Dryer | Realistic Achievable Potential | Avg. Replacement Demand (S) | 0 | 0 | 0 | 0 | 0 | 0 | 0 | 0 | 0 | 0 | 0 | 0 | 0 | 0 | 0 | 0 | 0 | 0 | 0 | 0 | 0 | 0 | 0 | 0 | 0 | 0 | 0 | 0 | 0 | 0
F8_Residential_CZ1 - Multi Family_Existing_Appliances_Natural Gas_Clothes Dryer_Realistic Achievable Potential | F8 | Residential | CZ1 - Multi Family | Existing | Appliances | Natural Gas | Clothes Dryer | Realistic Achievable Potential | Avg. Replacement Demand (W) | 0 | 0 | 0 | 0 | 0 | 0 | 0 | 0 | 0 | 0 | 0 | 0 | 0 | 0 | 0 | 0 | 0 | 0 | 0 | 0 | 0 | 0 | 0 | 0 | 0 | 0 | 0 | 0 | 0 | 0
F1_Residential_CZ1 - Multi Family_Existing_Appliances_Natural Gas_Stove/Oven_Realistic Achievable Potential | F1 | Residential | CZ1 - Multi Family | Existing | Appliances | Natural Gas | Stove/Oven | Realistic Achievable Potential | Units | 0 | 0 | 0 | 0 | 0 | 0 | 0 | 0 | 0 | 0 | 0 | 0 | 0 | 0 | 0 | 0 | 0 | 0 | 0 | 0 | 0 | 0 | 0 | 0 | 0 | 0 | 0 | 0 | 0 | 0
F2_Residential_CZ1 - Multi Family_Existing_Appliances_Natural Gas_Stove/Oven_Realistic Achievable Potential | F2 | Residential | CZ1 - Multi Family | Existing | Appliances | Natural Gas | Stove/Oven | Realistic Achievable Potential | Usage (MMtherm) | 0 | 0 | 0 | 0 | 0 | 0 | 0 | 0 | 0 | 0 | 0 | 0 | 0 | 0 | 0 | 0 | 0 | 0 | 0 | 0 | 0 | 0 | 0 | 0 | 0 | 0 | 0 | 0 | 0 | 0
F3_Residential_CZ1 - Multi Family_Existing_Appliances_Natural Gas_Stove/Oven_Realistic Achievable Potential | F3 | Residential | CZ1 - Multi Family | Existing | Appliances | Natural Gas | Stove/Oven | Realistic Achievable Potential | Peak Demand (S) | 0 | 0 | 0 | 0 | 0 | 0 | 0 | 0 | 0 | 0 | 0 | 0 | 0 | 0 | 0 | 0 | 0 | 0 | 0 | 0 | 0 | 0 | 0 | 0 | 0 | 0 | 0 | 0 | 0 | 0
F4_Residential_CZ1 - Multi Family_Existing_Appliances_Natural Gas_Stove/Oven_Realistic Achievable Potential | F4 | Residential | CZ1 - Multi Family | Existing | Appliances | Natural Gas | Stove/Oven | Realistic Achievable Potential | Peak Demand (W) | 0 | 0 | 0 | 0 | 0 | 0 | 0 | 0 | 0 | 0 | 0 | 0 | 0 | 0 | 0 | 0 | 0 | 0 | 0 | 0 | 0 | 0 | 0 | 0 | 0 | 0 | 0 | 0 | 0 | 0
F5_Residential_CZ1 - Multi Family_Existing_Appliances_Natural Gas_Stove/Oven_Realistic Achievable Potential | F5 | Residential | CZ1 - Multi Family | Existing | Appliances | Natural Gas | Stove/Oven | Realistic Achievable Potential | Turnover | 0 | 0 | 0 | 0 | 0 | 0 | 0 | 0 | 0 | 0 | 0 | 0 | 0 | 0 | 0 | 0 | 0 | 0 | 0 | 0 | 0 | 0 | 0 | 0 | 0 | 0 | 0 | 0 | 0 | 0
F6_Residential_CZ1 - Multi Family_Existing_Appliances_Natural Gas_Stove/Oven_Realistic Achievable Potential | F6 | Residential | CZ1 - Multi Family | Existing | Appliances | Natural Gas | Stove/Oven | Realistic Achievable Potential | Avg. Replacement Usage | 0 | 0 | 0 | 0 | 0 | 0 | 0 | 0 | 0 | 0 | 0 | 0 | 0 | 0 | 0 | 0 | 0 | 0 | 0 | 0 | 0 | 0 | 0 | 0 | 0 | 0 | 0 | 0 | 0 | 0
F7_Residential_CZ1 - Multi Family_Existing_Appliances_Natural Gas_Stove/Oven_Realistic Achievable Potential | F7 | Residential | CZ1 - Multi Family | Existing | Appliances | Natural Gas | Stove/Oven | Realistic Achievable Potential | Avg. Replacement Demand (S) | 0 | 0 | 0 | 0 | 0 | 0 | 0 | 0 | 0 | 0 | 0 | 0 | 0 | 0 | 0 | 0 | 0 | 0 | 0 | 0 | 0 | 0 | 0 | 0 | 0 | 0 | 0 | 0 | 0 | 0
F8_Residential_CZ1 - Multi Family_Existing_Appliances_Natural Gas_Stove/Oven_Realistic Achievable Potential | F8 | Residential | CZ1 - Multi Family | Existing | Appliances | Natural Gas | Stove/Oven | Realistic Achievable Potential | Avg. Replacement Demand (W) | 0 | 0 | 0 | 0 | 0 | 0 | 0 | 0 | 0 | 0 | 0 | 0 | 0 | 0 | 0 | 0 | 0 | 0 | 0 | 0 | 0 | 0 | 0 | 0 | 0 | 0 | 0 | 0 | 0 | 0
F1_Residential_CZ1 - Multi Family_Existing_Miscellaneous_Natural Gas_Pool Heater_Realistic Achievable Potential | F1 | Residential | CZ1 - Multi Family | Existing | Miscellaneous | Natural Gas | Pool Heater | Realistic Achievable Potential | Units | 0 | 0 | 0 | 0 | 0 | 0 | 0 | 0 | 0 | 0 | 0 | 0 | 0 | 0 | 0 | 0 | 0 | 0 | 0 | 0 | 0 | 0 | 0 | 0 | 0 | 0 | 0 | 0 | 0 | 0
F2_Residential_CZ1 - Multi Family_Existing_Miscellaneous_Natural Gas_Pool Heater_Realistic Achievable Potential | F2 | Residential | CZ1 - Multi Family | Existing | Miscellaneous | Natural Gas | Pool Heater | Realistic Achievable Potential | Usage (MMtherm) | 0 | 0 | 0 | 0 | 0 | 0 | 0 | 0 | 0 | 0 | 0 | 0 | 0 | 0 | 0 | 0 | 0 | 0 | 0 | 0 | 0 | 0 | 0 | 0 | 0 | 0 | 0 | 0 | 0 | 0
F3_Residential_CZ1 - Multi Family_Existing_Miscellaneous_Natural Gas_Pool Heater_Realistic Achievable Potential | F3 | Residential | CZ1 - Multi Family | Existing | Miscellaneous | Natural Gas | Pool Heater | Realistic Achievable Potential | Peak Demand (S) | 0 | 0 | 0 | 0 | 0 | 0 | 0 | 0 | 0 | 0 | 0 | 0 | 0 | 0 | 0 | 0 | 0 | 0 | 0 | 0 | 0 | 0 | 0 | 0 | 0 | 0 | 0 | 0 | 0 | 0
F4_Residential_CZ1 - Multi Family_Existing_Miscellaneous_Natural Gas_Pool Heater_Realistic Achievable Potential | F4 | Residential | CZ1 - Multi Family | Existing | Miscellaneous | Natural Gas | Pool Heater | Realistic Achievable Potential | Peak Demand (W) | 0 | 0 | 0 | 0 | 0 | 0 | 0 | 0 | 0 | 0 | 0 | 0 | 0 | 0 | 0 | 0 | 0 | 0 | 0 | 0 | 0 | 0 | 0 | 0 | 0 | 0 | 0 | 0 | 0 | 0
F5_Residential_CZ1 - Multi Family_Existing_Miscellaneous_Natural Gas_Pool Heater_Realistic Achievable Potential | F5 | Residential | CZ1 - Multi Family | Existing | Miscellaneous | Natural Gas | Pool Heater | Realistic Achievable Potential | Turnover | 0 | 0 | 0 | 0 | 0 | 0 | 0 | 0 | 0 | 0 | 0 | 0 | 0 | 0 | 0 | 0 | 0 | 0 | 0 | 0 | 0 | 0 | 0 | 0 | 0 | 0 | 0 | 0 | 0 | 0
F6_Residential_CZ1 - Multi Family_Existing_Miscellaneous_Natural Gas_Pool Heater_Realistic Achievable Potential | F6 | Residential | CZ1 - Multi Family | Existing | Miscellaneous | Natural Gas | Pool Heater | Realistic Achievable Potential | Avg. Replacement Usage | 0 | 0 | 0 | 0 | 0 | 0 | 0 | 0 | 0 | 0 | 0 | 0 | 0 | 0 | 0 | 0 | 0 | 0 | 0 | 0 | 0 | 0 | 0 | 0 | 0 | 0 | 0 | 0 | 0 | 0
F7_Residential_CZ1 - Multi Family_Existing_Miscellaneous_Natural Gas_Pool Heater_Realistic Achievable Potential | F7 | Residential | CZ1 - Multi Family | Existing | Miscellaneous | Natural Gas | Pool Heater | Realistic Achievable Potential | Avg. Replacement Demand (S) | 0 | 0 | 0 | 0 | 0 | 0 | 0 | 0 | 0 | 0 | 0 | 0 | 0 | 0 | 0 | 0 | 0 | 0 | 0 | 0 | 0 | 0 | 0 | 0 | 0 | 0 | 0 | 0 | 0 | 0
F8_Residential_CZ1 - Multi Family_Existing_Miscellaneous_Natural Gas_Pool Heater_Realistic Achievable Potential | F8 | Residential | CZ1 - Multi Family | Existing | Miscellaneous | Natural Gas | Pool Heater | Realistic Achievable Potential | Avg. Replacement Demand (W) | 0 | 0 | 0 | 0 | 0 | 0 | 0 | 0 | 0 | 0 | 0 | 0 | 0 | 0 | 0 | 0 | 0 | 0 | 0 | 0 | 0 | 0 | 0 | 0 | 0 | 0 | 0 | 0 | 0 | 0
F1_Residential_CZ1 - Multi Family_Existing_Miscellaneous_Natural Gas_Miscellaneous_Realistic Achievable Potential | F1 | Residential | CZ1 - Multi Family | Existing | Miscellaneous | Natural Gas | Miscellaneous | Realistic Achievable Potential | Units | 0 | 0 | 0 | 0 | 0 | 0 | 0 | 0 | 0 | 0 | 0 | 0 | 0 | 0 | 0 | 0 | 0 | 0 | 0 | 0 | 0 | 0 | 0 | 0 | 0 | 0 | 0 | 0 | 0 | 0
F2_Residential_CZ1 - Multi Family_Existing_Miscellaneous_Natural Gas_Miscellaneous_Realistic Achievable Potential | F2 | Residential | CZ1 - Multi Family | Existing | Miscellaneous | Natural Gas | Miscellaneous | Realistic Achievable Potential | Usage (MMtherm) | 0 | 0 | 0 | 0 | 0 | 0 | 0 | 0 | 0 | 0 | 0 | 0 | 0 | 0 | 0 | 0 | 0 | 0 | 0 | 0 | 0 | 0 | 0 | 0 | 0 | 0 | 0 | 0 | 0 | 0
F3_Residential_CZ1 - Multi Family_Existing_Miscellaneous_Natural Gas_Miscellaneous_Realistic Achievable Potential | F3 | Residential | CZ1 - Multi Family | Existing | Miscellaneous | Natural Gas | Miscellaneous | Realistic Achievable Potential | Peak Demand (S) | 0 | 0 | 0 | 0 | 0 | 0 | 0 | 0 | 0 | 0 | 0 | 0 | 0 | 0 | 0 | 0 | 0 | 0 | 0 | 0 | 0 | 0 | 0 | 0 | 0 | 0 | 0 | 0 | 0 | 0
F4_Residential_CZ1 - Multi Family_Existing_Miscellaneous_Natural Gas_Miscellaneous_Realistic Achievable Potential | F4 | Residential | CZ1 - Multi Family | Existing | Miscellaneous | Natural Gas | Miscellaneous | Realistic Achievable Potential | Peak Demand (W) | 0 | 0 | 0 | 0 | 0 | 0 | 0 | 0 | 0 | 0 | 0 | 0 | 0 | 0 | 0 | 0 | 0 | 0 | 0 | 0 | 0 | 0 | 0 | 0 | 0 | 0 | 0 | 0 | 0 | 0
F5_Residential_CZ1 - Multi Family_Existing_Miscellaneous_Natural Gas_Miscellaneous_Realistic Achievable Potential | F5 | Residential | CZ1 - Multi Family | Existing | Miscellaneous | Natural Gas | Miscellaneous | Realistic Achievable Potential | Turnover | 0 | 0 | 0 | 0 | 0 | 0 | 0 | 0 | 0 | 0 | 0 | 0 | 0 | 0 | 0 | 0 | 0 | 0 | 0 | 0 | 0 | 0 | 0 | 0 | 0 | 0 | 0 | 0 | 0 | 0
F6_Residential_CZ1 - Multi Family_Existing_Miscellaneous_Natural Gas_Miscellaneous_Realistic Achievable Potential | F6 | Residential | CZ1 - Multi Family | Existing | Miscellaneous | Natural Gas | Miscellaneous | Realistic Achievable Potential | Avg. Replacement Usage | 0 | 0 | 0 | 0 | 0 | 0 | 0 | 0 | 0 | 0 | 0 | 0 | 0 | 0 | 0 | 0 | 0 | 0 | 0 | 0 | 0 | 0 | 0 | 0 | 0 | 0 | 0 | 0 | 0 | 0
F7_Residential_CZ1 - Multi Family_Existing_Miscellaneous_Natural Gas_Miscellaneous_Realistic Achievable Potential | F7 | Residential | CZ1 - Multi Family | Existing | Miscellaneous | Natural Gas | Miscellaneous | Realistic Achievable Potential | Avg. Replacement Demand (S) | 0 | 0 | 0 | 0 | 0 | 0 | 0 | 0 | 0 | 0 | 0 | 0 | 0 | 0 | 0 | 0 | 0 | 0 | 0 | 0 | 0 | 0 | 0 | 0 | 0 | 0 | 0 | 0 | 0 | 0
F8_Residential_CZ1 - Multi Family_Existing_Miscellaneous_Natural Gas_Miscellaneous_Realistic Achievable Potential | F8 | Residential | CZ1 - Multi Family | Existing | Miscellaneous | Natural Gas | Miscellaneous | Realistic Achievable Potential | Avg. Replacement Demand (W) | 0 | 0 | 0 | 0 | 0 | 0 | 0 | 0 | 0 | 0 | 0 | 0 | 0 | 0 | 0 | 0 | 0 | 0 | 0 | 0 | 0 | 0 | 0 | 0 | 0 | 0 | 0 | 0 | 0 | 0
F1_Residential_CZ1 - Multi Family_New_Space Heating_Natural Gas_Furnace - Direct Fuel_Realistic Achievable Potential | F1 | Residential | CZ1 - Multi Family | New | Space Heating | Natural Gas | Furnace - Direct Fuel | Realistic Achievable Potential | Units | 0 | 0 | 0 | 0 | 0 | 0 | 0 | 0 | 0 | 0 | 0 | 0 | 0 | 0 | 0 | 0 | 0 | 0 | 0 | 0 | 0 | 0 | 0 | 0 | 0 | 0 | 0 | 0 | 0 | 0
F2_Residential_CZ1 - Multi Family_New_Space Heating_Natural Gas_Furnace - Direct Fuel_Realistic Achievable Potential | F2 | Residential | CZ1 - Multi Family | New | Space Heating | Natural Gas | Furnace - Direct Fuel | Realistic Achievable Potential | Usage (MMtherm) | 0 | 0 | 0 | 0 | 0 | 0 | 0 | 0 | 0 | 0 | 0 | 0 | 0 | 0 | 0 | 0 | 0 | 0 | 0 | 0 | 0 | 0 | 0 | 0 | 0 | 0 | 0 | 0 | 0 | 0
F3_Residential_CZ1 - Multi Family_New_Space Heating_Natural Gas_Furnace - Direct Fuel_Realistic Achievable Potential | F3 | Residential | CZ1 - Multi Family | New | Space Heating | Natural Gas | Furnace - Direct Fuel | Realistic Achievable Potential | Peak Demand (S) | 0 | 0 | 0 | 0 | 0 | 0 | 0 | 0 | 0 | 0 | 0 | 0 | 0 | 0 | 0 | 0 | 0 | 0 | 0 | 0 | 0 | 0 | 0 | 0 | 0 | 0 | 0 | 0 | 0 | 0
F4_Residential_CZ1 - Multi Family_New_Space Heating_Natural Gas_Furnace - Direct Fuel_Realistic Achievable Potential | F4 | Residential | CZ1 - Multi Family | New | Space Heating | Natural Gas | Furnace - Direct Fuel | Realistic Achievable Potential | Peak Demand (W) | 0 | 0 | 0 | 0 | 0 | 0 | 0 | 0 | 0 | 0 | 0 | 0 | 0 | 0 | 0 | 0 | 0 | 0 | 0 | 0 | 0 | 0 | 0 | 0 | 0 | 0 | 0 | 0 | 0 | 0
F5_Residential_CZ1 - Multi Family_New_Space Heating_Natural Gas_Furnace - Direct Fuel_Realistic Achievable Potential | F5 | Residential | CZ1 - Multi Family | New | Space Heating | Natural Gas | Furnace - Direct Fuel | Realistic Achievable Potential | Turnover | 0 | 0 | 0 | 0 | 0 | 0 | 0 | 0 | 0 | 0 | 0 | 0 | 0 | 0 | 0 | 0 | 0 | 0 | 0 | 0 | 0 | 0 | 0 | 0 | 0 | 0 | 0 | 0 | 0 | 0
F6_Residential_CZ1 - Multi Family_New_Space Heating_Natural Gas_Furnace - Direct Fuel_Realistic Achievable Potential | F6 | Residential | CZ1 - Multi Family | New | Space Heating | Natural Gas | Furnace - Direct Fuel | Realistic Achievable Potential | Avg. Replacement Usage | 0 | 0 | 0 | 0 | 0 | 0 | 0 | 0 | 0 | 0 | 0 | 0 | 0 | 0 | 0 | 0 | 0 | 0 | 0 | 0 | 0 | 0 | 0 | 0 | 0 | 0 | 0 | 0 | 0 | 0
F7_Residential_CZ1 - Multi Family_New_Space Heating_Natural Gas_Furnace - Direct Fuel_Realistic Achievable Potential | F7 | Residential | CZ1 - Multi Family | New | Space Heating | Natural Gas | Furnace - Direct Fuel | Realistic Achievable Potential | Avg. Replacement Demand (S) | 0 | 0 | 0 | 0 | 0 | 0 | 0 | 0 | 0 | 0 | 0 | 0 | 0 | 0 | 0 | 0 | 0 | 0 | 0 | 0 | 0 | 0 | 0 | 0 | 0 | 0 | 0 | 0 | 0 | 0
F8_Residential_CZ1 - Multi Family_New_Space Heating_Natural Gas_Furnace - Direct Fuel_Realistic Achievable Potential | F8 | Residential | CZ1 - Multi Family | New | Space Heating | Natural Gas | Furnace - Direct Fuel | Realistic Achievable Potential | Avg. Replacement Demand (W) | 0 | 0 | 0 | 0 | 0 | 0 | 0 | 0 | 0 | 0 | 0 | 0 | 0 | 0 | 0 | 0 | 0 | 0 | 0 | 0 | 0 | 0 | 0 | 0 | 0 | 0 | 0 | 0 | 0 | 0
F1_Residential_CZ1 - Multi Family_New_Space Heating_Natural Gas_Boiler - Direct Fuel_Realistic Achievable Potential | F1 | Residential | CZ1 - Multi Family | New | Space Heating | Natural Gas | Boiler - Direct Fuel | Realistic Achievable Potential | Units | 0 | 0 | 0 | 0 | 0 | 0 | 0 | 0 | 0 | 0 | 0 | 0 | 0 | 0 | 0 | 0 | 0 | 0 | 0 | 0 | 0 | 0 | 0 | 0 | 0 | 0 | 0 | 0 | 0 | 0
F2_Residential_CZ1 - Multi Family_New_Space Heating_Natural Gas_Boiler - Direct Fuel_Realistic Achievable Potential | F2 | Residential | CZ1 - Multi Family | New | Space Heating | Natural Gas | Boiler - Direct Fuel | Realistic Achievable Potential | Usage (MMtherm) | 0 | 0 | 0 | 0 | 0 | 0 | 0 | 0 | 0 | 0 | 0 | 0 | 0 | 0 | 0 | 0 | 0 | 0 | 0 | 0 | 0 | 0 | 0 | 0 | 0 | 0 | 0 | 0 | 0 | 0
F3_Residential_CZ1 - Multi Family_New_Space Heating_Natural Gas_Boiler - Direct Fuel_Realistic Achievable Potential | F3 | Residential | CZ1 - Multi Family | New | Space Heating | Natural Gas | Boiler - Direct Fuel | Realistic Achievable Potential | Peak Demand (S) | 0 | 0 | 0 | 0 | 0 | 0 | 0 | 0 | 0 | 0 | 0 | 0 | 0 | 0 | 0 | 0 | 0 | 0 | 0 | 0 | 0 | 0 | 0 | 0 | 0 | 0 | 0 | 0 | 0 | 0
F4_Residential_CZ1 - Multi Family_New_Space Heating_Natural Gas_Boiler - Direct Fuel_Realistic Achievable Potential | F4 | Residential | CZ1 - Multi Family | New | Space Heating | Natural Gas | Boiler - Direct Fuel | Realistic Achievable Potential | Peak Demand (W) | 0 | 0 | 0 | 0 | 0 | 0 | 0 | 0 | 0 | 0 | 0 | 0 | 0 | 0 | 0 | 0 | 0 | 0 | 0 | 0 | 0 | 0 | 0 | 0 | 0 | 0 | 0 | 0 | 0 | 0
F5_Residential_CZ1 - Multi Family_New_Space Heating_Natural Gas_Boiler - Direct Fuel_Realistic Achievable Potential | F5 | Residential | CZ1 - Multi Family | New | Space Heating | Natural Gas | Boiler - Direct Fuel | Realistic Achievable Potential | Turnover | 0 | 0 | 0 | 0 | 0 | 0 | 0 | 0 | 0 | 0 | 0 | 0 | 0 | 0 | 0 | 0 | 0 | 0 | 0 | 0 | 0 | 0 | 0 | 0 | 0 | 0 | 0 | 0 | 0 | 0
F6_Residential_CZ1 - Multi Family_New_Space Heating_Natural Gas_Boiler - Direct Fuel_Realistic Achievable Potential | F6 | Residential | CZ1 - Multi Family | New | Space Heating | Natural Gas | Boiler - Direct Fuel | Realistic Achievable Potential | Avg. Replacement Usage | 0 | 0 | 0 | 0 | 0 | 0 | 0 | 0 | 0 | 0 | 0 | 0 | 0 | 0 | 0 | 0 | 0 | 0 | 0 | 0 | 0 | 0 | 0 | 0 | 0 | 0 | 0 | 0 | 0 | 0
F7_Residential_CZ1 - Multi Family_New_Space Heating_Natural Gas_Boiler - Direct Fuel_Realistic Achievable Potential | F7 | Residential | CZ1 - Multi Family | New | Space Heating | Natural Gas | Boiler - Direct Fuel | Realistic Achievable Potential | Avg. Replacement Demand (S) | 0 | 0 | 0 | 0 | 0 | 0 | 0 | 0 | 0 | 0 | 0 | 0 | 0 | 0 | 0 | 0 | 0 | 0 | 0 | 0 | 0 | 0 | 0 | 0 | 0 | 0 | 0 | 0 | 0 | 0
F8_Residential_CZ1 - Multi Family_New_Space Heating_Natural Gas_Boiler - Direct Fuel_Realistic Achievable Potential | F8 | Residential | CZ1 - Multi Family | New | Space Heating | Natural Gas | Boiler - Direct Fuel | Realistic Achievable Potential | Avg. Replacement Demand (W) | 0 | 0 | 0 | 0 | 0 | 0 | 0 | 0 | 0 | 0 | 0 | 0 | 0 | 0 | 0 | 0 | 0 | 0 | 0 | 0 | 0 | 0 | 0 | 0 | 0 | 0 | 0 | 0 | 0 | 0
F1_Residential_CZ1 - Multi Family_New_Secondary Heating_Natural Gas_Fireplace_Realistic Achievable Potential | F1 | Residential | CZ1 - Multi Family | New | Secondary Heating | Natural Gas | Fireplace | Realistic Achievable Potential | Units | 0 | 0 | 0 | 0 | 0 | 0 | 0 | 0 | 0 | 0 | 0 | 0 | 0 | 0 | 0 | 0 | 0 | 0 | 0 | 0 | 0 | 0 | 0 | 0 | 0 | 0 | 0 | 0 | 0 | 0
F2_Residential_CZ1 - Multi Family_New_Secondary Heating_Natural Gas_Fireplace_Realistic Achievable Potential | F2 | Residential | CZ1 - Multi Family | New | Secondary Heating | Natural Gas | Fireplace | Realistic Achievable Potential | Usage (MMtherm) | 0 | 0 | 0 | 0 | 0 | 0 | 0 | 0 | 0 | 0 | 0 | 0 | 0 | 0 | 0 | 0 | 0 | 0 | 0 | 0 | 0 | 0 | 0 | 0 | 0 | 0 | 0 | 0 | 0 | 0
F3_Residential_CZ1 - Multi Family_New_Secondary Heating_Natural Gas_Fireplace_Realistic Achievable Potential | F3 | Residential | CZ1 - Multi Family | New | Secondary Heating | Natural Gas | Fireplace | Realistic Achievable Potential | Peak Demand (S) | 0 | 0 | 0 | 0 | 0 | 0 | 0 | 0 | 0 | 0 | 0 | 0 | 0 | 0 | 0 | 0 | 0 | 0 | 0 | 0 | 0 | 0 | 0 | 0 | 0 | 0 | 0 | 0 | 0 | 0
F4_Residential_CZ1 - Multi Family_New_Secondary Heating_Natural Gas_Fireplace_Realistic Achievable Potential | F4 | Residential | CZ1 - Multi Family | New | Secondary Heating | Natural Gas | Fireplace | Realistic Achievable Potential | Peak Demand (W) | 0 | 0 | 0 | 0 | 0 | 0 | 0 | 0 | 0 | 0 | 0 | 0 | 0 | 0 | 0 | 0 | 0 | 0 | 0 | 0 | 0 | 0 | 0 | 0 | 0 | 0 | 0 | 0 | 0 | 0
F5_Residential_CZ1 - Multi Family_New_Secondary Heating_Natural Gas_Fireplace_Realistic Achievable Potential | F5 | Residential | CZ1 - Multi Family | New | Secondary Heating | Natural Gas | Fireplace | Realistic Achievable Potential | Turnover | 0 | 0 | 0 | 0 | 0 | 0 | 0 | 0 | 0 | 0 | 0 | 0 | 0 | 0 | 0 | 0 | 0 | 0 | 0 | 0 | 0 | 0 | 0 | 0 | 0 | 0 | 0 | 0 | 0 | 0
F6_Residential_CZ1 - Multi Family_New_Secondary Heating_Natural Gas_Fireplace_Realistic Achievable Potential | F6 | Residential | CZ1 - Multi Family | New | Secondary Heating | Natural Gas | Fireplace | Realistic Achievable Potential | Avg. Replacement Usage | 0 | 0 | 0 | 0 | 0 | 0 | 0 | 0 | 0 | 0 | 0 | 0 | 0 | 0 | 0 | 0 | 0 | 0 | 0 | 0 | 0 | 0 | 0 | 0 | 0 | 0 | 0 | 0 | 0 | 0
F7_Residential_CZ1 - Multi Family_New_Secondary Heating_Natural Gas_Fireplace_Realistic Achievable Potential | F7 | Residential | CZ1 - Multi Family | New | Secondary Heating | Natural Gas | Fireplace | Realistic Achievable Potential | Avg. Replacement Demand (S) | 0 | 0 | 0 | 0 | 0 | 0 | 0 | 0 | 0 | 0 | 0 | 0 | 0 | 0 | 0 | 0 | 0 | 0 | 0 | 0 | 0 | 0 | 0 | 0 | 0 | 0 | 0 | 0 | 0 | 0
F8_Residential_CZ1 - Multi Family_New_Secondary Heating_Natural Gas_Fireplace_Realistic Achievable Potential | F8 | Residential | CZ1 - Multi Family | New | Secondary Heating | Natural Gas | Fireplace | Realistic Achievable Potential | Avg. Replacement Demand (W) | 0 | 0 | 0 | 0 | 0 | 0 | 0 | 0 | 0 | 0 | 0 | 0 | 0 | 0 | 0 | 0 | 0 | 0 | 0 | 0 | 0 | 0 | 0 | 0 | 0 | 0 | 0 | 0 | 0 | 0
F1_Residential_CZ1 - Multi Family_New_Water Heating_Natural Gas_Water Heater <= 55 gal._Realistic Achievable Potential | F1 | Residential | CZ1 - Multi Family | New | Water Heating | Natural Gas | Water Heater <= 55 gal. | Realistic Achievable Potential | Units | 0 | 0 | 0 | 0 | 0 | 0 | 0 | 0 | 0 | 0 | 0 | 0 | 0 | 0 | 0 | 0 | 0 | 0 | 0 | 0 | 0 | 0 | 0 | 0 | 0 | 0 | 0 | 0 | 0 | 0
F2_Residential_CZ1 - Multi Family_New_Water Heating_Natural Gas_Water Heater <= 55 gal._Realistic Achievable Potential | F2 | Residential | CZ1 - Multi Family | New | Water Heating | Natural Gas | Water Heater <= 55 gal. | Realistic Achievable Potential | Usage (MMtherm) | 0 | 0 | 0 | 0 | 0 | 0 | 0 | 0 | 0 | 0 | 0 | 0 | 0 | 0 | 0 | 0 | 0 | 0 | 0 | 0 | 0 | 0 | 0 | 0 | 0 | 0 | 0 | 0 | 0 | 0
F3_Residential_CZ1 - Multi Family_New_Water Heating_Natural Gas_Water Heater <= 55 gal._Realistic Achievable Potential | F3 | Residential | CZ1 - Multi Family | New | Water Heating | Natural Gas | Water Heater <= 55 gal. | Realistic Achievable Potential | Peak Demand (S) | 0 | 0 | 0 | 0 | 0 | 0 | 0 | 0 | 0 | 0 | 0 | 0 | 0 | 0 | 0 | 0 | 0 | 0 | 0 | 0 | 0 | 0 | 0 | 0 | 0 | 0 | 0 | 0 | 0 | 0
F4_Residential_CZ1 - Multi Family_New_Water Heating_Natural Gas_Water Heater <= 55 gal._Realistic Achievable Potential | F4 | Residential | CZ1 - Multi Family | New | Water Heating | Natural Gas | Water Heater <= 55 gal. | Realistic Achievable Potential | Peak Demand (W) | 0 | 0 | 0 | 0 | 0 | 0 | 0 | 0 | 0 | 0 | 0 | 0 | 0 | 0 | 0 | 0 | 0 | 0 | 0 | 0 | 0 | 0 | 0 | 0 | 0 | 0 | 0 | 0 | 0 | 0
F5_Residential_CZ1 - Multi Family_New_Water Heating_Natural Gas_Water Heater <= 55 gal._Realistic Achievable Potential | F5 | Residential | CZ1 - Multi Family | New | Water Heating | Natural Gas | Water Heater <= 55 gal. | Realistic Achievable Potential | Turnover | 0 | 0 | 0 | 0 | 0 | 0 | 0 | 0 | 0 | 0 | 0 | 0 | 0 | 0 | 0 | 0 | 0 | 0 | 0 | 0 | 0 | 0 | 0 | 0 | 0 | 0 | 0 | 0 | 0 | 0
F6_Residential_CZ1 - Multi Family_New_Water Heating_Natural Gas_Water Heater <= 55 gal._Realistic Achievable Potential | F6 | Residential | CZ1 - Multi Family | New | Water Heating | Natural Gas | Water Heater <= 55 gal. | Realistic Achievable Potential | Avg. Replacement Usage | 0 | 0 | 0 | 0 | 0 | 0 | 0 | 0 | 0 | 0 | 0 | 0 | 0 | 0 | 0 | 0 | 0 | 0 | 0 | 0 | 0 | 0 | 0 | 0 | 0 | 0 | 0 | 0 | 0 | 0
F7_Residential_CZ1 - Multi Family_New_Water Heating_Natural Gas_Water Heater <= 55 gal._Realistic Achievable Potential | F7 | Residential | CZ1 - Multi Family | New | Water Heating | Natural Gas | Water Heater <= 55 gal. | Realistic Achievable Potential | Avg. Replacement Demand (S) | 0 | 0 | 0 | 0 | 0 | 0 | 0 | 0 | 0 | 0 | 0 | 0 | 0 | 0 | 0 | 0 | 0 | 0 | 0 | 0 | 0 | 0 | 0 | 0 | 0 | 0 | 0 | 0 | 0 | 0
F8_Residential_CZ1 - Multi Family_New_Water Heating_Natural Gas_Water Heater <= 55 gal._Realistic Achievable Potential | F8 | Residential | CZ1 - Multi Family | New | Water Heating | Natural Gas | Water Heater <= 55 gal. | Realistic Achievable Potential | Avg. Replacement Demand (W) | 0 | 0 | 0 | 0 | 0 | 0 | 0 | 0 | 0 | 0 | 0 | 0 | 0 | 0 | 0 | 0 | 0 | 0 | 0 | 0 | 0 | 0 | 0 | 0 | 0 | 0 | 0 | 0 | 0 | 0
F1_Residential_CZ1 - Multi Family_New_Water Heating_Natural Gas_Water Heater > 55 gal._Realistic Achievable Potential | F1 | Residential | CZ1 - Multi Family | New | Water Heating | Natural Gas | Water Heater > 55 gal. | Realistic Achievable Potential | Units | 0 | 0 | 0 | 0 | 0 | 0 | 0 | 0 | 0 | 0 | 0 | 0 | 0 | 0 | 0 | 0 | 0 | 0 | 0 | 0 | 0 | 0 | 0 | 0 | 0 | 0 | 0 | 0 | 0 | 0
F2_Residential_CZ1 - Multi Family_New_Water Heating_Natural Gas_Water Heater > 55 gal._Realistic Achievable Potential | F2 | Residential | CZ1 - Multi Family | New | Water Heating | Natural Gas | Water Heater > 55 gal. | Realistic Achievable Potential | Usage (MMtherm) | 0 | 0 | 0 | 0 | 0 | 0 | 0 | 0 | 0 | 0 | 0 | 0 | 0 | 0 | 0 | 0 | 0 | 0 | 0 | 0 | 0 | 0 | 0 | 0 | 0 | 0 | 0 | 0 | 0 | 0
F3_Residential_CZ1 - Multi Family_New_Water Heating_Natural Gas_Water Heater > 55 gal._Realistic Achievable Potential | F3 | Residential | CZ1 - Multi Family | New | Water Heating | Natural Gas | Water Heater > 55 gal. | Realistic Achievable Potential | Peak Demand (S) | 0 | 0 | 0 | 0 | 0 | 0 | 0 | 0 | 0 | 0 | 0 | 0 | 0 | 0 | 0 | 0 | 0 | 0 | 0 | 0 | 0 | 0 | 0 | 0 | 0 | 0 | 0 | 0 | 0 | 0
F4_Residential_CZ1 - Multi Family_New_Water Heating_Natural Gas_Water Heater > 55 gal._Realistic Achievable Potential | F4 | Residential | CZ1 - Multi Family | New | Water Heating | Natural Gas | Water Heater > 55 gal. | Realistic Achievable Potential | Peak Demand (W) | 0 | 0 | 0 | 0 | 0 | 0 | 0 | 0 | 0 | 0 | 0 | 0 | 0 | 0 | 0 | 0 | 0 | 0 | 0 | 0 | 0 | 0 | 0 | 0 | 0 | 0 | 0 | 0 | 0 | 0
F5_Residential_CZ1 - Multi Family_New_Water Heating_Natural Gas_Water Heater > 55 gal._Realistic Achievable Potential | F5 | Residential | CZ1 - Multi Family | New | Water Heating | Natural Gas | Water Heater > 55 gal. | Realistic Achievable Potential | Turnover | 0 | 0 | 0 | 0 | 0 | 0 | 0 | 0 | 0 | 0 | 0 | 0 | 0 | 0 | 0 | 0 | 0 | 0 | 0 | 0 | 0 | 0 | 0 | 0 | 0 | 0 | 0 | 0 | 0 | 0
F6_Residential_CZ1 - Multi Family_New_Water Heating_Natural Gas_Water Heater > 55 gal._Realistic Achievable Potential | F6 | Residential | CZ1 - Multi Family | New | Water Heating | Natural Gas | Water Heater > 55 gal. | Realistic Achievable Potential | Avg. Replacement Usage | 0 | 0 | 0 | 0 | 0 | 0 | 0 | 0 | 0 | 0 | 0 | 0 | 0 | 0 | 0 | 0 | 0 | 0 | 0 | 0 | 0 | 0 | 0 | 0 | 0 | 0 | 0 | 0 | 0 | 0
F7_Residential_CZ1 - Multi Family_New_Water Heating_Natural Gas_Water Heater > 55 gal._Realistic Achievable Potential | F7 | Residential | CZ1 - Multi Family | New | Water Heating | Natural Gas | Water Heater > 55 gal. | Realistic Achievable Potential | Avg. Replacement Demand (S) | 0 | 0 | 0 | 0 | 0 | 0 | 0 | 0 | 0 | 0 | 0 | 0 | 0 | 0 | 0 | 0 | 0 | 0 | 0 | 0 | 0 | 0 | 0 | 0 | 0 | 0 | 0 | 0 | 0 | 0
F8_Residential_CZ1 - Multi Family_New_Water Heating_Natural Gas_Water Heater > 55 gal._Realistic Achievable Potential | F8 | Residential | CZ1 - Multi Family | New | Water Heating | Natural Gas | Water Heater > 55 gal. | Realistic Achievable Potential | Avg. Replacement Demand (W) | 0 | 0 | 0 | 0 | 0 | 0 | 0 | 0 | 0 | 0 | 0 | 0 | 0 | 0 | 0 | 0 | 0 | 0 | 0 | 0 | 0 | 0 | 0 | 0 | 0 | 0 | 0 | 0 | 0 | 0
F1_Residential_CZ1 - Multi Family_New_Appliances_Natural Gas_Clothes Dryer_Realistic Achievable Potential | F1 | Residential | CZ1 - Multi Family | New | Appliances | Natural Gas | Clothes Dryer | Realistic Achievable Potential | Units | 0 | 0 | 0 | 0 | 0 | 0 | 0 | 0 | 0 | 0 | 0 | 0 | 0 | 0 | 0 | 0 | 0 | 0 | 0 | 0 | 0 | 0 | 0 | 0 | 0 | 0 | 0 | 0 | 0 | 0
F2_Residential_CZ1 - Multi Family_New_Appliances_Natural Gas_Clothes Dryer_Realistic Achievable Potential | F2 | Residential | CZ1 - Multi Family | New | Appliances | Natural Gas | Clothes Dryer | Realistic Achievable Potential | Usage (MMtherm) | 0 | 0 | 0 | 0 | 0 | 0 | 0 | 0 | 0 | 0 | 0 | 0 | 0 | 0 | 0 | 0 | 0 | 0 | 0 | 0 | 0 | 0 | 0 | 0 | 0 | 0 | 0 | 0 | 0 | 0
F3_Residential_CZ1 - Multi Family_New_Appliances_Natural Gas_Clothes Dryer_Realistic Achievable Potential | F3 | Residential | CZ1 - Multi Family | New | Appliances | Natural Gas | Clothes Dryer | Realistic Achievable Potential | Peak Demand (S) | 0 | 0 | 0 | 0 | 0 | 0 | 0 | 0 | 0 | 0 | 0 | 0 | 0 | 0 | 0 | 0 | 0 | 0 | 0 | 0 | 0 | 0 | 0 | 0 | 0 | 0 | 0 | 0 | 0 | 0
F4_Residential_CZ1 - Multi Family_New_Appliances_Natural Gas_Clothes Dryer_Realistic Achievable Potential | F4 | Residential | CZ1 - Multi Family | New | Appliances | Natural Gas | Clothes Dryer | Realistic Achievable Potential | Peak Demand (W) | 0 | 0 | 0 | 0 | 0 | 0 | 0 | 0 | 0 | 0 | 0 | 0 | 0 | 0 | 0 | 0 | 0 | 0 | 0 | 0 | 0 | 0 | 0 | 0 | 0 | 0 | 0 | 0 | 0 | 0
F5_Residential_CZ1 - Multi Family_New_Appliances_Natural Gas_Clothes Dryer_Realistic Achievable Potential | F5 | Residential | CZ1 - Multi Family | New | Appliances | Natural Gas | Clothes Dryer | Realistic Achievable Potential | Turnover | 0 | 0 | 0 | 0 | 0 | 0 | 0 | 0 | 0 | 0 | 0 | 0 | 0 | 0 | 0 | 0 | 0 | 0 | 0 | 0 | 0 | 0 | 0 | 0 | 0 | 0 | 0 | 0 | 0 | 0
F6_Residential_CZ1 - Multi Family_New_Appliances_Natural Gas_Clothes Dryer_Realistic Achievable Potential | F6 | Residential | CZ1 - Multi Family | New | Appliances | Natural Gas | Clothes Dryer | Realistic Achievable Potential | Avg. Replacement Usage | 0 | 0 | 0 | 0 | 0 | 0 | 0 | 0 | 0 | 0 | 0 | 0 | 0 | 0 | 0 | 0 | 0 | 0 | 0 | 0 | 0 | 0 | 0 | 0 | 0 | 0 | 0 | 0 | 0 | 0
F7_Residential_CZ1 - Multi Family_New_Appliances_Natural Gas_Clothes Dryer_Realistic Achievable Potential | F7 | Residential | CZ1 - Multi Family | New | Appliances | Natural Gas | Clothes Dryer | Realistic Achievable Potential | Avg. Replacement Demand (S) | 0 | 0 | 0 | 0 | 0 | 0 | 0 | 0 | 0 | 0 | 0 | 0 | 0 | 0 | 0 | 0 | 0 | 0 | 0 | 0 | 0 | 0 | 0 | 0 | 0 | 0 | 0 | 0 | 0 | 0
F8_Residential_CZ1 - Multi Family_New_Appliances_Natural Gas_Clothes Dryer_Realistic Achievable Potential | F8 | Residential | CZ1 - Multi Family | New | Appliances | Natural Gas | Clothes Dryer | Realistic Achievable Potential | Avg. Replacement Demand (W) | 0 | 0 | 0 | 0 | 0 | 0 | 0 | 0 | 0 | 0 | 0 | 0 | 0 | 0 | 0 | 0 | 0 | 0 | 0 | 0 | 0 | 0 | 0 | 0 | 0 | 0 | 0 | 0 | 0 | 0
F1_Residential_CZ1 - Multi Family_New_Appliances_Natural Gas_Stove/Oven_Realistic Achievable Potential | F1 | Residential | CZ1 - Multi Family | New | Appliances | Natural Gas | Stove/Oven | Realistic Achievable Potential | Units | 0 | 0 | 0 | 0 | 0 | 0 | 0 | 0 | 0 | 0 | 0 | 0 | 0 | 0 | 0 | 0 | 0 | 0 | 0 | 0 | 0 | 0 | 0 | 0 | 0 | 0 | 0 | 0 | 0 | 0
F2_Residential_CZ1 - Multi Family_New_Appliances_Natural Gas_Stove/Oven_Realistic Achievable Potential | F2 | Residential | CZ1 - Multi Family | New | Appliances | Natural Gas | Stove/Oven | Realistic Achievable Potential | Usage (MMtherm) | 0 | 0 | 0 | 0 | 0 | 0 | 0 | 0 | 0 | 0 | 0 | 0 | 0 | 0 | 0 | 0 | 0 | 0 | 0 | 0 | 0 | 0 | 0 | 0 | 0 | 0 | 0 | 0 | 0 | 0
F3_Residential_CZ1 - Multi Family_New_Appliances_Natural Gas_Stove/Oven_Realistic Achievable Potential | F3 | Residential | CZ1 - Multi Family | New | Appliances | Natural Gas | Stove/Oven | Realistic Achievable Potential | Peak Demand (S) | 0 | 0 | 0 | 0 | 0 | 0 | 0 | 0 | 0 | 0 | 0 | 0 | 0 | 0 | 0 | 0 | 0 | 0 | 0 | 0 | 0 | 0 | 0 | 0 | 0 | 0 | 0 | 0 | 0 | 0
F4_Residential_CZ1 - Multi Family_New_Appliances_Natural Gas_Stove/Oven_Realistic Achievable Potential | F4 | Residential | CZ1 - Multi Family | New | Appliances | Natural Gas | Stove/Oven | Realistic Achievable Potential | Peak Demand (W) | 0 | 0 | 0 | 0 | 0 | 0 | 0 | 0 | 0 | 0 | 0 | 0 | 0 | 0 | 0 | 0 | 0 | 0 | 0 | 0 | 0 | 0 | 0 | 0 | 0 | 0 | 0 | 0 | 0 | 0
F5_Residential_CZ1 - Multi Family_New_Appliances_Natural Gas_Stove/Oven_Realistic Achievable Potential | F5 | Residential | CZ1 - Multi Family | New | Appliances | Natural Gas | Stove/Oven | Realistic Achievable Potential | Turnover | 0 | 0 | 0 | 0 | 0 | 0 | 0 | 0 | 0 | 0 | 0 | 0 | 0 | 0 | 0 | 0 | 0 | 0 | 0 | 0 | 0 | 0 | 0 | 0 | 0 | 0 | 0 | 0 | 0 | 0
F6_Residential_CZ1 - Multi Family_New_Appliances_Natural Gas_Stove/Oven_Realistic Achievable Potential | F6 | Residential | CZ1 - Multi Family | New | Appliances | Natural Gas | Stove/Oven | Realistic Achievable Potential | Avg. Replacement Usage | 0 | 0 | 0 | 0 | 0 | 0 | 0 | 0 | 0 | 0 | 0 | 0 | 0 | 0 | 0 | 0 | 0 | 0 | 0 | 0 | 0 | 0 | 0 | 0 | 0 | 0 | 0 | 0 | 0 | 0
F7_Residential_CZ1 - Multi Family_New_Appliances_Natural Gas_Stove/Oven_Realistic Achievable Potential | F7 | Residential | CZ1 - Multi Family | New | Appliances | Natural Gas | Stove/Oven | Realistic Achievable Potential | Avg. Replacement Demand (S) | 0 | 0 | 0 | 0 | 0 | 0 | 0 | 0 | 0 | 0 | 0 | 0 | 0 | 0 | 0 | 0 | 0 | 0 | 0 | 0 | 0 | 0 | 0 | 0 | 0 | 0 | 0 | 0 | 0 | 0
F8_Residential_CZ1 - Multi Family_New_Appliances_Natural Gas_Stove/Oven_Realistic Achievable Potential | F8 | Residential | CZ1 - Multi Family | New | Appliances | Natural Gas | Stove/Oven | Realistic Achievable Potential | Avg. Replacement Demand (W) | 0 | 0 | 0 | 0 | 0 | 0 | 0 | 0 | 0 | 0 | 0 | 0 | 0 | 0 | 0 | 0 | 0 | 0 | 0 | 0 | 0 | 0 | 0 | 0 | 0 | 0 | 0 | 0 | 0 | 0
F1_Residential_CZ1 - Multi Family_New_Miscellaneous_Natural Gas_Pool Heater_Realistic Achievable Potential | F1 | Residential | CZ1 - Multi Family | New | Miscellaneous | Natural Gas | Pool Heater | Realistic Achievable Potential | Units | 0 | 0 | 0 | 0 | 0 | 0 | 0 | 0 | 0 | 0 | 0 | 0 | 0 | 0 | 0 | 0 | 0 | 0 | 0 | 0 | 0 | 0 | 0 | 0 | 0 | 0 | 0 | 0 | 0 | 0
F2_Residential_CZ1 - Multi Family_New_Miscellaneous_Natural Gas_Pool Heater_Realistic Achievable Potential | F2 | Residential | CZ1 - Multi Family | New | Miscellaneous | Natural Gas | Pool Heater | Realistic Achievable Potential | Usage (MMtherm) | 0 | 0 | 0 | 0 | 0 | 0 | 0 | 0 | 0 | 0 | 0 | 0 | 0 | 0 | 0 | 0 | 0 | 0 | 0 | 0 | 0 | 0 | 0 | 0 | 0 | 0 | 0 | 0 | 0 | 0
F3_Residential_CZ1 - Multi Family_New_Miscellaneous_Natural Gas_Pool Heater_Realistic Achievable Potential | F3 | Residential | CZ1 - Multi Family | New | Miscellaneous | Natural Gas | Pool Heater | Realistic Achievable Potential | Peak Demand (S) | 0 | 0 | 0 | 0 | 0 | 0 | 0 | 0 | 0 | 0 | 0 | 0 | 0 | 0 | 0 | 0 | 0 | 0 | 0 | 0 | 0 | 0 | 0 | 0 | 0 | 0 | 0 | 0 | 0 | 0
F4_Residential_CZ1 - Multi Family_New_Miscellaneous_Natural Gas_Pool Heater_Realistic Achievable Potential | F4 | Residential | CZ1 - Multi Family | New | Miscellaneous | Natural Gas | Pool Heater | Realistic Achievable Potential | Peak Demand (W) | 0 | 0 | 0 | 0 | 0 | 0 | 0 | 0 | 0 | 0 | 0 | 0 | 0 | 0 | 0 | 0 | 0 | 0 | 0 | 0 | 0 | 0 | 0 | 0 | 0 | 0 | 0 | 0 | 0 | 0
F5_Residential_CZ1 - Multi Family_New_Miscellaneous_Natural Gas_Pool Heater_Realistic Achievable Potential | F5 | Residential | CZ1 - Multi Family | New | Miscellaneous | Natural Gas | Pool Heater | Realistic Achievable Potential | Turnover | 0 | 0 | 0 | 0 | 0 | 0 | 0 | 0 | 0 | 0 | 0 | 0 | 0 | 0 | 0 | 0 | 0 | 0 | 0 | 0 | 0 | 0 | 0 | 0 | 0 | 0 | 0 | 0 | 0 | 0
F6_Residential_CZ1 - Multi Family_New_Miscellaneous_Natural Gas_Pool Heater_Realistic Achievable Potential | F6 | Residential | CZ1 - Multi Family | New | Miscellaneous | Natural Gas | Pool Heater | Realistic Achievable Potential | Avg. Replacement Usage | 0 | 0 | 0 | 0 | 0 | 0 | 0 | 0 | 0 | 0 | 0 | 0 | 0 | 0 | 0 | 0 | 0 | 0 | 0 | 0 | 0 | 0 | 0 | 0 | 0 | 0 | 0 | 0 | 0 | 0
F7_Residential_CZ1 - Multi Family_New_Miscellaneous_Natural Gas_Pool Heater_Realistic Achievable Potential | F7 | Residential | CZ1 - Multi Family | New | Miscellaneous | Natural Gas | Pool Heater | Realistic Achievable Potential | Avg. Replacement Demand (S) | 0 | 0 | 0 | 0 | 0 | 0 | 0 | 0 | 0 | 0 | 0 | 0 | 0 | 0 | 0 | 0 | 0 | 0 | 0 | 0 | 0 | 0 | 0 | 0 | 0 | 0 | 0 | 0 | 0 | 0
F8_Residential_CZ1 - Multi Family_New_Miscellaneous_Natural Gas_Pool Heater_Realistic Achievable Potential | F8 | Residential | CZ1 - Multi Family | New | Miscellaneous | Natural Gas | Pool Heater | Realistic Achievable Potential | Avg. Replacement Demand (W) | 0 | 0 | 0 | 0 | 0 | 0 | 0 | 0 | 0 | 0 | 0 | 0 | 0 | 0 | 0 | 0 | 0 | 0 | 0 | 0 | 0 | 0 | 0 | 0 | 0 | 0 | 0 | 0 | 0 | 0
F1_Residential_CZ1 - Multi Family_New_Miscellaneous_Natural Gas_Miscellaneous_Realistic Achievable Potential | F1 | Residential | CZ1 - Multi Family | New | Miscellaneous | Natural Gas | Miscellaneous | Realistic Achievable Potential | Units | 0 | 0 | 0 | 0 | 0 | 0 | 0 | 0 | 0 | 0 | 0 | 0 | 0 | 0 | 0 | 0 | 0 | 0 | 0 | 0 | 0 | 0 | 0 | 0 | 0 | 0 | 0 | 0 | 0 | 0
F2_Residential_CZ1 - Multi Family_New_Miscellaneous_Natural Gas_Miscellaneous_Realistic Achievable Potential | F2 | Residential | CZ1 - Multi Family | New | Miscellaneous | Natural Gas | Miscellaneous | Realistic Achievable Potential | Usage (MMtherm) | 0 | 0 | 0 | 0 | 0 | 0 | 0 | 0 | 0 | 0 | 0 | 0 | 0 | 0 | 0 | 0 | 0 | 0 | 0 | 0 | 0 | 0 | 0 | 0 | 0 | 0 | 0 | 0 | 0 | 0
F3_Residential_CZ1 - Multi Family_New_Miscellaneous_Natural Gas_Miscellaneous_Realistic Achievable Potential | F3 | Residential | CZ1 - Multi Family | New | Miscellaneous | Natural Gas | Miscellaneous | Realistic Achievable Potential | Peak Demand (S) | 0 | 0 | 0 | 0 | 0 | 0 | 0 | 0 | 0 | 0 | 0 | 0 | 0 | 0 | 0 | 0 | 0 | 0 | 0 | 0 | 0 | 0 | 0 | 0 | 0 | 0 | 0 | 0 | 0 | 0
F4_Residential_CZ1 - Multi Family_New_Miscellaneous_Natural Gas_Miscellaneous_Realistic Achievable Potential | F4 | Residential | CZ1 - Multi Family | New | Miscellaneous | Natural Gas | Miscellaneous | Realistic Achievable Potential | Peak Demand (W) | 0 | 0 | 0 | 0 | 0 | 0 | 0 | 0 | 0 | 0 | 0 | 0 | 0 | 0 | 0 | 0 | 0 | 0 | 0 | 0 | 0 | 0 | 0 | 0 | 0 | 0 | 0 | 0 | 0 | 0
F5_Residential_CZ1 - Multi Family_New_Miscellaneous_Natural Gas_Miscellaneous_Realistic Achievable Potential | F5 | Residential | CZ1 - Multi Family | New | Miscellaneous | Natural Gas | Miscellaneous | Realistic Achievable Potential | Turnover | 0 | 0 | 0 | 0 | 0 | 0 | 0 | 0 | 0 | 0 | 0 | 0 | 0 | 0 | 0 | 0 | 0 | 0 | 0 | 0 | 0 | 0 | 0 | 0 | 0 | 0 | 0 | 0 | 0 | 0
F6_Residential_CZ1 - Multi Family_New_Miscellaneous_Natural Gas_Miscellaneous_Realistic Achievable Potential | F6 | Residential | CZ1 - Multi Family | New | Miscellaneous | Natural Gas | Miscellaneous | Realistic Achievable Potential | Avg. Replacement Usage | 0 | 0 | 0 | 0 | 0 | 0 | 0 | 0 | 0 | 0 | 0 | 0 | 0 | 0 | 0 | 0 | 0 | 0 | 0 | 0 | 0 | 0 | 0 | 0 | 0 | 0 | 0 | 0 | 0 | 0
F7_Residential_CZ1 - Multi Family_New_Miscellaneous_Natural Gas_Miscellaneous_Realistic Achievable Potential | F7 | Residential | CZ1 - Multi Family | New | Miscellaneous | Natural Gas | Miscellaneous | Realistic Achievable Potential | Avg. Replacement Demand (S) | 0 | 0 | 0 | 0 | 0 | 0 | 0 | 0 | 0 | 0 | 0 | 0 | 0 | 0 | 0 | 0 | 0 | 0 | 0 | 0 | 0 | 0 | 0 | 0 | 0 | 0 | 0 | 0 | 0 | 0
F8_Residential_CZ1 - Multi Family_New_Miscellaneous_Natural Gas_Miscellaneous_Realistic Achievable Potential | F8 | Residential | CZ1 - Multi Family | New | Miscellaneous | Natural Gas | Miscellaneous | Realistic Achievable Potential | Avg. Replacement Demand (W) | 0 | 0 | 0 | 0 | 0 | 0 | 0 | 0 | 0 | 0 | 0 | 0 | 0 | 0 | 0 | 0 | 0 | 0 | 0 | 0 | 0 | 0 | 0 | 0 | 0 | 0 | 0 | 0 | 0 | 0
F1_Residential_CZ2 - Single Family_Existing_Space Heating_Natural Gas_Furnace - Direct Fuel_Realistic Achievable Potential | F1 | Residential | CZ2 - Single Family | Existing | Space Heating | Natural Gas | Furnace - Direct Fuel | Realistic Achievable Potential | Units | 0 | 0 | 0 | 0 | 0 | 0 | 0 | 0 | 0 | 0 | 0 | 0 | 0 | 0 | 0 | 0 | 0 | 0 | 0 | 0 | 0 | 0 | 0 | 0 | 0 | 0 | 0 | 0 | 0 | 0
F2_Residential_CZ2 - Single Family_Existing_Space Heating_Natural Gas_Furnace - Direct Fuel_Realistic Achievable Potential | F2 | Residential | CZ2 - Single Family | Existing | Space Heating | Natural Gas | Furnace - Direct Fuel | Realistic Achievable Potential | Usage (MMtherm) | 0 | 0 | 0 | 0 | 0 | 0 | 0 | 0 | 0 | 0 | 0 | 0 | 0 | 0 | 0 | 0 | 0 | 0 | 0 | 0 | 0 | 0 | 0 | 0 | 0 | 0 | 0 | 0 | 0 | 0
F3_Residential_CZ2 - Single Family_Existing_Space Heating_Natural Gas_Furnace - Direct Fuel_Realistic Achievable Potential | F3 | Residential | CZ2 - Single Family | Existing | Space Heating | Natural Gas | Furnace - Direct Fuel | Realistic Achievable Potential | Peak Demand (S) | 0 | 0 | 0 | 0 | 0 | 0 | 0 | 0 | 0 | 0 | 0 | 0 | 0 | 0 | 0 | 0 | 0 | 0 | 0 | 0 | 0 | 0 | 0 | 0 | 0 | 0 | 0 | 0 | 0 | 0
F4_Residential_CZ2 - Single Family_Existing_Space Heating_Natural Gas_Furnace - Direct Fuel_Realistic Achievable Potential | F4 | Residential | CZ2 - Single Family | Existing | Space Heating | Natural Gas | Furnace - Direct Fuel | Realistic Achievable Potential | Peak Demand (W) | 0 | 0 | 0 | 0 | 0 | 0 | 0 | 0 | 0 | 0 | 0 | 0 | 0 | 0 | 0 | 0 | 0 | 0 | 0 | 0 | 0 | 0 | 0 | 0 | 0 | 0 | 0 | 0 | 0 | 0
F5_Residential_CZ2 - Single Family_Existing_Space Heating_Natural Gas_Furnace - Direct Fuel_Realistic Achievable Potential | F5 | Residential | CZ2 - Single Family | Existing | Space Heating | Natural Gas | Furnace - Direct Fuel | Realistic Achievable Potential | Turnover | 0 | 0 | 0 | 0 | 0 | 0 | 0 | 0 | 0 | 0 | 0 | 0 | 0 | 0 | 0 | 0 | 0 | 0 | 0 | 0 | 0 | 0 | 0 | 0 | 0 | 0 | 0 | 0 | 0 | 0
F6_Residential_CZ2 - Single Family_Existing_Space Heating_Natural Gas_Furnace - Direct Fuel_Realistic Achievable Potential | F6 | Residential | CZ2 - Single Family | Existing | Space Heating | Natural Gas | Furnace - Direct Fuel | Realistic Achievable Potential | Avg. Replacement Usage | 0 | 0 | 0 | 0 | 0 | 0 | 0 | 0 | 0 | 0 | 0 | 0 | 0 | 0 | 0 | 0 | 0 | 0 | 0 | 0 | 0 | 0 | 0 | 0 | 0 | 0 | 0 | 0 | 0 | 0
F7_Residential_CZ2 - Single Family_Existing_Space Heating_Natural Gas_Furnace - Direct Fuel_Realistic Achievable Potential | F7 | Residential | CZ2 - Single Family | Existing | Space Heating | Natural Gas | Furnace - Direct Fuel | Realistic Achievable Potential | Avg. Replacement Demand (S) | 0 | 0 | 0 | 0 | 0 | 0 | 0 | 0 | 0 | 0 | 0 | 0 | 0 | 0 | 0 | 0 | 0 | 0 | 0 | 0 | 0 | 0 | 0 | 0 | 0 | 0 | 0 | 0 | 0 | 0
F8_Residential_CZ2 - Single Family_Existing_Space Heating_Natural Gas_Furnace - Direct Fuel_Realistic Achievable Potential | F8 | Residential | CZ2 - Single Family | Existing | Space Heating | Natural Gas | Furnace - Direct Fuel | Realistic Achievable Potential | Avg. Replacement Demand (W) | 0 | 0 | 0 | 0 | 0 | 0 | 0 | 0 | 0 | 0 | 0 | 0 | 0 | 0 | 0 | 0 | 0 | 0 | 0 | 0 | 0 | 0 | 0 | 0 | 0 | 0 | 0 | 0 | 0 | 0
F1_Residential_CZ2 - Single Family_Existing_Space Heating_Natural Gas_Boiler - Direct Fuel_Realistic Achievable Potential | F1 | Residential | CZ2 - Single Family | Existing | Space Heating | Natural Gas | Boiler - Direct Fuel | Realistic Achievable Potential | Units | 0 | 0 | 0 | 0 | 0 | 0 | 0 | 0 | 0 | 0 | 0 | 0 | 0 | 0 | 0 | 0 | 0 | 0 | 0 | 0 | 0 | 0 | 0 | 0 | 0 | 0 | 0 | 0 | 0 | 0
F2_Residential_CZ2 - Single Family_Existing_Space Heating_Natural Gas_Boiler - Direct Fuel_Realistic Achievable Potential | F2 | Residential | CZ2 - Single Family | Existing | Space Heating | Natural Gas | Boiler - Direct Fuel | Realistic Achievable Potential | Usage (MMtherm) | 0 | 0 | 0 | 0 | 0 | 0 | 0 | 0 | 0 | 0 | 0 | 0 | 0 | 0 | 0 | 0 | 0 | 0 | 0 | 0 | 0 | 0 | 0 | 0 | 0 | 0 | 0 | 0 | 0 | 0
F3_Residential_CZ2 - Single Family_Existing_Space Heating_Natural Gas_Boiler - Direct Fuel_Realistic Achievable Potential | F3 | Residential | CZ2 - Single Family | Existing | Space Heating | Natural Gas | Boiler - Direct Fuel | Realistic Achievable Potential | Peak Demand (S) | 0 | 0 | 0 | 0 | 0 | 0 | 0 | 0 | 0 | 0 | 0 | 0 | 0 | 0 | 0 | 0 | 0 | 0 | 0 | 0 | 0 | 0 | 0 | 0 | 0 | 0 | 0 | 0 | 0 | 0
F4_Residential_CZ2 - Single Family_Existing_Space Heating_Natural Gas_Boiler - Direct Fuel_Realistic Achievable Potential | F4 | Residential | CZ2 - Single Family | Existing | Space Heating | Natural Gas | Boiler - Direct Fuel | Realistic Achievable Potential | Peak Demand (W) | 0 | 0 | 0 | 0 | 0 | 0 | 0 | 0 | 0 | 0 | 0 | 0 | 0 | 0 | 0 | 0 | 0 | 0 | 0 | 0 | 0 | 0 | 0 | 0 | 0 | 0 | 0 | 0 | 0 | 0
F5_Residential_CZ2 - Single Family_Existing_Space Heating_Natural Gas_Boiler - Direct Fuel_Realistic Achievable Potential | F5 | Residential | CZ2 - Single Family | Existing | Space Heating | Natural Gas | Boiler - Direct Fuel | Realistic Achievable Potential | Turnover | 0 | 0 | 0 | 0 | 0 | 0 | 0 | 0 | 0 | 0 | 0 | 0 | 0 | 0 | 0 | 0 | 0 | 0 | 0 | 0 | 0 | 0 | 0 | 0 | 0 | 0 | 0 | 0 | 0 | 0
F6_Residential_CZ2 - Single Family_Existing_Space Heating_Natural Gas_Boiler - Direct Fuel_Realistic Achievable Potential | F6 | Residential | CZ2 - Single Family | Existing | Space Heating | Natural Gas | Boiler - Direct Fuel | Realistic Achievable Potential | Avg. Replacement Usage | 0 | 0 | 0 | 0 | 0 | 0 | 0 | 0 | 0 | 0 | 0 | 0 | 0 | 0 | 0 | 0 | 0 | 0 | 0 | 0 | 0 | 0 | 0 | 0 | 0 | 0 | 0 | 0 | 0 | 0
F7_Residential_CZ2 - Single Family_Existing_Space Heating_Natural Gas_Boiler - Direct Fuel_Realistic Achievable Potential | F7 | Residential | CZ2 - Single Family | Existing | Space Heating | Natural Gas | Boiler - Direct Fuel | Realistic Achievable Potential | Avg. Replacement Demand (S) | 0 | 0 | 0 | 0 | 0 | 0 | 0 | 0 | 0 | 0 | 0 | 0 | 0 | 0 | 0 | 0 | 0 | 0 | 0 | 0 | 0 | 0 | 0 | 0 | 0 | 0 | 0 | 0 | 0 | 0
F8_Residential_CZ2 - Single Family_Existing_Space Heating_Natural Gas_Boiler - Direct Fuel_Realistic Achievable Potential | F8 | Residential | CZ2 - Single Family | Existing | Space Heating | Natural Gas | Boiler - Direct Fuel | Realistic Achievable Potential | Avg. Replacement Demand (W) | 0 | 0 | 0 | 0 | 0 | 0 | 0 | 0 | 0 | 0 | 0 | 0 | 0 | 0 | 0 | 0 | 0 | 0 | 0 | 0 | 0 | 0 | 0 | 0 | 0 | 0 | 0 | 0 | 0 | 0
F1_Residential_CZ2 - Single Family_Existing_Secondary Heating_Natural Gas_Fireplace_Realistic Achievable Potential | F1 | Residential | CZ2 - Single Family | Existing | Secondary Heating | Natural Gas | Fireplace | Realistic Achievable Potential | Units | 0 | 0 | 0 | 0 | 0 | 0 | 0 | 0 | 0 | 0 | 0 | 0 | 0 | 0 | 0 | 0 | 0 | 0 | 0 | 0 | 0 | 0 | 0 | 0 | 0 | 0 | 0 | 0 | 0 | 0
F2_Residential_CZ2 - Single Family_Existing_Secondary Heating_Natural Gas_Fireplace_Realistic Achievable Potential | F2 | Residential | CZ2 - Single Family | Existing | Secondary Heating | Natural Gas | Fireplace | Realistic Achievable Potential | Usage (MMtherm) | 0 | 0 | 0 | 0 | 0 | 0 | 0 | 0 | 0 | 0 | 0 | 0 | 0 | 0 | 0 | 0 | 0 | 0 | 0 | 0 | 0 | 0 | 0 | 0 | 0 | 0 | 0 | 0 | 0 | 0
F3_Residential_CZ2 - Single Family_Existing_Secondary Heating_Natural Gas_Fireplace_Realistic Achievable Potential | F3 | Residential | CZ2 - Single Family | Existing | Secondary Heating | Natural Gas | Fireplace | Realistic Achievable Potential | Peak Demand (S) | 0 | 0 | 0 | 0 | 0 | 0 | 0 | 0 | 0 | 0 | 0 | 0 | 0 | 0 | 0 | 0 | 0 | 0 | 0 | 0 | 0 | 0 | 0 | 0 | 0 | 0 | 0 | 0 | 0 | 0
F4_Residential_CZ2 - Single Family_Existing_Secondary Heating_Natural Gas_Fireplace_Realistic Achievable Potential | F4 | Residential | CZ2 - Single Family | Existing | Secondary Heating | Natural Gas | Fireplace | Realistic Achievable Potential | Peak Demand (W) | 0 | 0 | 0 | 0 | 0 | 0 | 0 | 0 | 0 | 0 | 0 | 0 | 0 | 0 | 0 | 0 | 0 | 0 | 0 | 0 | 0 | 0 | 0 | 0 | 0 | 0 | 0 | 0 | 0 | 0
F5_Residential_CZ2 - Single Family_Existing_Secondary Heating_Natural Gas_Fireplace_Realistic Achievable Potential | F5 | Residential | CZ2 - Single Family | Existing | Secondary Heating | Natural Gas | Fireplace | Realistic Achievable Potential | Turnover | 0 | 0 | 0 | 0 | 0 | 0 | 0 | 0 | 0 | 0 | 0 | 0 | 0 | 0 | 0 | 0 | 0 | 0 | 0 | 0 | 0 | 0 | 0 | 0 | 0 | 0 | 0 | 0 | 0 | 0
F6_Residential_CZ2 - Single Family_Existing_Secondary Heating_Natural Gas_Fireplace_Realistic Achievable Potential | F6 | Residential | CZ2 - Single Family | Existing | Secondary Heating | Natural Gas | Fireplace | Realistic Achievable Potential | Avg. Replacement Usage | 0 | 0 | 0 | 0 | 0 | 0 | 0 | 0 | 0 | 0 | 0 | 0 | 0 | 0 | 0 | 0 | 0 | 0 | 0 | 0 | 0 | 0 | 0 | 0 | 0 | 0 | 0 | 0 | 0 | 0
F7_Residential_CZ2 - Single Family_Existing_Secondary Heating_Natural Gas_Fireplace_Realistic Achievable Potential | F7 | Residential | CZ2 - Single Family | Existing | Secondary Heating | Natural Gas | Fireplace | Realistic Achievable Potential | Avg. Replacement Demand (S) | 0 | 0 | 0 | 0 | 0 | 0 | 0 | 0 | 0 | 0 | 0 | 0 | 0 | 0 | 0 | 0 | 0 | 0 | 0 | 0 | 0 | 0 | 0 | 0 | 0 | 0 | 0 | 0 | 0 | 0
F8_Residential_CZ2 - Single Family_Existing_Secondary Heating_Natural Gas_Fireplace_Realistic Achievable Potential | F8 | Residential | CZ2 - Single Family | Existing | Secondary Heating | Natural Gas | Fireplace | Realistic Achievable Potential | Avg. Replacement Demand (W) | 0 | 0 | 0 | 0 | 0 | 0 | 0 | 0 | 0 | 0 | 0 | 0 | 0 | 0 | 0 | 0 | 0 | 0 | 0 | 0 | 0 | 0 | 0 | 0 | 0 | 0 | 0 | 0 | 0 | 0
F1_Residential_CZ2 - Single Family_Existing_Water Heating_Natural Gas_Water Heater <= 55 gal._Realistic Achievable Potential | F1 | Residential | CZ2 - Single Family | Existing | Water Heating | Natural Gas | Water Heater <= 55 gal. | Realistic Achievable Potential | Units | 0 | 0 | 0 | 0 | 0 | 0 | 0 | 0 | 0 | 0 | 0 | 0 | 0 | 0 | 0 | 0 | 0 | 0 | 0 | 0 | 0 | 0 | 0 | 0 | 0 | 0 | 0 | 0 | 0 | 0
F2_Residential_CZ2 - Single Family_Existing_Water Heating_Natural Gas_Water Heater <= 55 gal._Realistic Achievable Potential | F2 | Residential | CZ2 - Single Family | Existing | Water Heating | Natural Gas | Water Heater <= 55 gal. | Realistic Achievable Potential | Usage (MMtherm) | 0 | 0 | 0 | 0 | 0 | 0 | 0 | 0 | 0 | 0 | 0 | 0 | 0 | 0 | 0 | 0 | 0 | 0 | 0 | 0 | 0 | 0 | 0 | 0 | 0 | 0 | 0 | 0 | 0 | 0
F3_Residential_CZ2 - Single Family_Existing_Water Heating_Natural Gas_Water Heater <= 55 gal._Realistic Achievable Potential | F3 | Residential | CZ2 - Single Family | Existing | Water Heating | Natural Gas | Water Heater <= 55 gal. | Realistic Achievable Potential | Peak Demand (S) | 0 | 0 | 0 | 0 | 0 | 0 | 0 | 0 | 0 | 0 | 0 | 0 | 0 | 0 | 0 | 0 | 0 | 0 | 0 | 0 | 0 | 0 | 0 | 0 | 0 | 0 | 0 | 0 | 0 | 0
F4_Residential_CZ2 - Single Family_Existing_Water Heating_Natural Gas_Water Heater <= 55 gal._Realistic Achievable Potential | F4 | Residential | CZ2 - Single Family | Existing | Water Heating | Natural Gas | Water Heater <= 55 gal. | Realistic Achievable Potential | Peak Demand (W) | 0 | 0 | 0 | 0 | 0 | 0 | 0 | 0 | 0 | 0 | 0 | 0 | 0 | 0 | 0 | 0 | 0 | 0 | 0 | 0 | 0 | 0 | 0 | 0 | 0 | 0 | 0 | 0 | 0 | 0
F5_Residential_CZ2 - Single Family_Existing_Water Heating_Natural Gas_Water Heater <= 55 gal._Realistic Achievable Potential | F5 | Residential | CZ2 - Single Family | Existing | Water Heating | Natural Gas | Water Heater <= 55 gal. | Realistic Achievable Potential | Turnover | 0 | 0 | 0 | 0 | 0 | 0 | 0 | 0 | 0 | 0 | 0 | 0 | 0 | 0 | 0 | 0 | 0 | 0 | 0 | 0 | 0 | 0 | 0 | 0 | 0 | 0 | 0 | 0 | 0 | 0
F6_Residential_CZ2 - Single Family_Existing_Water Heating_Natural Gas_Water Heater <= 55 gal._Realistic Achievable Potential | F6 | Residential | CZ2 - Single Family | Existing | Water Heating | Natural Gas | Water Heater <= 55 gal. | Realistic Achievable Potential | Avg. Replacement Usage | 0 | 0 | 0 | 0 | 0 | 0 | 0 | 0 | 0 | 0 | 0 | 0 | 0 | 0 | 0 | 0 | 0 | 0 | 0 | 0 | 0 | 0 | 0 | 0 | 0 | 0 | 0 | 0 | 0 | 0
F7_Residential_CZ2 - Single Family_Existing_Water Heating_Natural Gas_Water Heater <= 55 gal._Realistic Achievable Potential | F7 | Residential | CZ2 - Single Family | Existing | Water Heating | Natural Gas | Water Heater <= 55 gal. | Realistic Achievable Potential | Avg. Replacement Demand (S) | 0 | 0 | 0 | 0 | 0 | 0 | 0 | 0 | 0 | 0 | 0 | 0 | 0 | 0 | 0 | 0 | 0 | 0 | 0 | 0 | 0 | 0 | 0 | 0 | 0 | 0 | 0 | 0 | 0 | 0
F8_Residential_CZ2 - Single Family_Existing_Water Heating_Natural Gas_Water Heater <= 55 gal._Realistic Achievable Potential | F8 | Residential | CZ2 - Single Family | Existing | Water Heating | Natural Gas | Water Heater <= 55 gal. | Realistic Achievable Potential | Avg. Replacement Demand (W) | 0 | 0 | 0 | 0 | 0 | 0 | 0 | 0 | 0 | 0 | 0 | 0 | 0 | 0 | 0 | 0 | 0 | 0 | 0 | 0 | 0 | 0 | 0 | 0 | 0 | 0 | 0 | 0 | 0 | 0
F1_Residential_CZ2 - Single Family_Existing_Water Heating_Natural Gas_Water Heater > 55 gal._Realistic Achievable Potential | F1 | Residential | CZ2 - Single Family | Existing | Water Heating | Natural Gas | Water Heater > 55 gal. | Realistic Achievable Potential | Units | 0 | 0 | 0 | 0 | 0 | 0 | 0 | 0 | 0 | 0 | 0 | 0 | 0 | 0 | 0 | 0 | 0 | 0 | 0 | 0 | 0 | 0 | 0 | 0 | 0 | 0 | 0 | 0 | 0 | 0
F2_Residential_CZ2 - Single Family_Existing_Water Heating_Natural Gas_Water Heater > 55 gal._Realistic Achievable Potential | F2 | Residential | CZ2 - Single Family | Existing | Water Heating | Natural Gas | Water Heater > 55 gal. | Realistic Achievable Potential | Usage (MMtherm) | 0 | 0 | 0 | 0 | 0 | 0 | 0 | 0 | 0 | 0 | 0 | 0 | 0 | 0 | 0 | 0 | 0 | 0 | 0 | 0 | 0 | 0 | 0 | 0 | 0 | 0 | 0 | 0 | 0 | 0
F3_Residential_CZ2 - Single Family_Existing_Water Heating_Natural Gas_Water Heater > 55 gal._Realistic Achievable Potential | F3 | Residential | CZ2 - Single Family | Existing | Water Heating | Natural Gas | Water Heater > 55 gal. | Realistic Achievable Potential | Peak Demand (S) | 0 | 0 | 0 | 0 | 0 | 0 | 0 | 0 | 0 | 0 | 0 | 0 | 0 | 0 | 0 | 0 | 0 | 0 | 0 | 0 | 0 | 0 | 0 | 0 | 0 | 0 | 0 | 0 | 0 | 0
F4_Residential_CZ2 - Single Family_Existing_Water Heating_Natural Gas_Water Heater > 55 gal._Realistic Achievable Potential | F4 | Residential | CZ2 - Single Family | Existing | Water Heating | Natural Gas | Water Heater > 55 gal. | Realistic Achievable Potential | Peak Demand (W) | 0 | 0 | 0 | 0 | 0 | 0 | 0 | 0 | 0 | 0 | 0 | 0 | 0 | 0 | 0 | 0 | 0 | 0 | 0 | 0 | 0 | 0 | 0 | 0 | 0 | 0 | 0 | 0 | 0 | 0
F5_Residential_CZ2 - Single Family_Existing_Water Heating_Natural Gas_Water Heater > 55 gal._Realistic Achievable Potential | F5 | Residential | CZ2 - Single Family | Existing | Water Heating | Natural Gas | Water Heater > 55 gal. | Realistic Achievable Potential | Turnover | 0 | 0 | 0 | 0 | 0 | 0 | 0 | 0 | 0 | 0 | 0 | 0 | 0 | 0 | 0 | 0 | 0 | 0 | 0 | 0 | 0 | 0 | 0 | 0 | 0 | 0 | 0 | 0 | 0 | 0
F6_Residential_CZ2 - Single Family_Existing_Water Heating_Natural Gas_Water Heater > 55 gal._Realistic Achievable Potential | F6 | Residential | CZ2 - Single Family | Existing | Water Heating | Natural Gas | Water Heater > 55 gal. | Realistic Achievable Potential | Avg. Replacement Usage | 0 | 0 | 0 | 0 | 0 | 0 | 0 | 0 | 0 | 0 | 0 | 0 | 0 | 0 | 0 | 0 | 0 | 0 | 0 | 0 | 0 | 0 | 0 | 0 | 0 | 0 | 0 | 0 | 0 | 0
F7_Residential_CZ2 - Single Family_Existing_Water Heating_Natural Gas_Water Heater > 55 gal._Realistic Achievable Potential | F7 | Residential | CZ2 - Single Family | Existing | Water Heating | Natural Gas | Water Heater > 55 gal. | Realistic Achievable Potential | Avg. Replacement Demand (S) | 0 | 0 | 0 | 0 | 0 | 0 | 0 | 0 | 0 | 0 | 0 | 0 | 0 | 0 | 0 | 0 | 0 | 0 | 0 | 0 | 0 | 0 | 0 | 0 | 0 | 0 | 0 | 0 | 0 | 0
F8_Residential_CZ2 - Single Family_Existing_Water Heating_Natural Gas_Water Heater > 55 gal._Realistic Achievable Potential | F8 | Residential | CZ2 - Single Family | Existing | Water Heating | Natural Gas | Water Heater > 55 gal. | Realistic Achievable Potential | Avg. Replacement Demand (W) | 0 | 0 | 0 | 0 | 0 | 0 | 0 | 0 | 0 | 0 | 0 | 0 | 0 | 0 | 0 | 0 | 0 | 0 | 0 | 0 | 0 | 0 | 0 | 0 | 0 | 0 | 0 | 0 | 0 | 0
F1_Residential_CZ2 - Single Family_Existing_Appliances_Natural Gas_Clothes Dryer_Realistic Achievable Potential | F1 | Residential | CZ2 - Single Family | Existing | Appliances | Natural Gas | Clothes Dryer | Realistic Achievable Potential | Units | 0 | 0 | 0 | 0 | 0 | 0 | 0 | 0 | 0 | 0 | 0 | 0 | 0 | 0 | 0 | 0 | 0 | 0 | 0 | 0 | 0 | 0 | 0 | 0 | 0 | 0 | 0 | 0 | 0 | 0
F2_Residential_CZ2 - Single Family_Existing_Appliances_Natural Gas_Clothes Dryer_Realistic Achievable Potential | F2 | Residential | CZ2 - Single Family | Existing | Appliances | Natural Gas | Clothes Dryer | Realistic Achievable Potential | Usage (MMtherm) | 0 | 0 | 0 | 0 | 0 | 0 | 0 | 0 | 0 | 0 | 0 | 0 | 0 | 0 | 0 | 0 | 0 | 0 | 0 | 0 | 0 | 0 | 0 | 0 | 0 | 0 | 0 | 0 | 0 | 0
F3_Residential_CZ2 - Single Family_Existing_Appliances_Natural Gas_Clothes Dryer_Realistic Achievable Potential | F3 | Residential | CZ2 - Single Family | Existing | Appliances | Natural Gas | Clothes Dryer | Realistic Achievable Potential | Peak Demand (S) | 0 | 0 | 0 | 0 | 0 | 0 | 0 | 0 | 0 | 0 | 0 | 0 | 0 | 0 | 0 | 0 | 0 | 0 | 0 | 0 | 0 | 0 | 0 | 0 | 0 | 0 | 0 | 0 | 0 | 0
F4_Residential_CZ2 - Single Family_Existing_Appliances_Natural Gas_Clothes Dryer_Realistic Achievable Potential | F4 | Residential | CZ2 - Single Family | Existing | Appliances | Natural Gas | Clothes Dryer | Realistic Achievable Potential | Peak Demand (W) | 0 | 0 | 0 | 0 | 0 | 0 | 0 | 0 | 0 | 0 | 0 | 0 | 0 | 0 | 0 | 0 | 0 | 0 | 0 | 0 | 0 | 0 | 0 | 0 | 0 | 0 | 0 | 0 | 0 | 0
F5_Residential_CZ2 - Single Family_Existing_Appliances_Natural Gas_Clothes Dryer_Realistic Achievable Potential | F5 | Residential | CZ2 - Single Family | Existing | Appliances | Natural Gas | Clothes Dryer | Realistic Achievable Potential | Turnover | 0 | 0 | 0 | 0 | 0 | 0 | 0 | 0 | 0 | 0 | 0 | 0 | 0 | 0 | 0 | 0 | 0 | 0 | 0 | 0 | 0 | 0 | 0 | 0 | 0 | 0 | 0 | 0 | 0 | 0
F6_Residential_CZ2 - Single Family_Existing_Appliances_Natural Gas_Clothes Dryer_Realistic Achievable Potential | F6 | Residential | CZ2 - Single Family | Existing | Appliances | Natural Gas | Clothes Dryer | Realistic Achievable Potential | Avg. Replacement Usage | 0 | 0 | 0 | 0 | 0 | 0 | 0 | 0 | 0 | 0 | 0 | 0 | 0 | 0 | 0 | 0 | 0 | 0 | 0 | 0 | 0 | 0 | 0 | 0 | 0 | 0 | 0 | 0 | 0 | 0
F7_Residential_CZ2 - Single Family_Existing_Appliances_Natural Gas_Clothes Dryer_Realistic Achievable Potential | F7 | Residential | CZ2 - Single Family | Existing | Appliances | Natural Gas | Clothes Dryer | Realistic Achievable Potential | Avg. Replacement Demand (S) | 0 | 0 | 0 | 0 | 0 | 0 | 0 | 0 | 0 | 0 | 0 | 0 | 0 | 0 | 0 | 0 | 0 | 0 | 0 | 0 | 0 | 0 | 0 | 0 | 0 | 0 | 0 | 0 | 0 | 0
F8_Residential_CZ2 - Single Family_Existing_Appliances_Natural Gas_Clothes Dryer_Realistic Achievable Potential | F8 | Residential | CZ2 - Single Family | Existing | Appliances | Natural Gas | Clothes Dryer | Realistic Achievable Potential | Avg. Replacement Demand (W) | 0 | 0 | 0 | 0 | 0 | 0 | 0 | 0 | 0 | 0 | 0 | 0 | 0 | 0 | 0 | 0 | 0 | 0 | 0 | 0 | 0 | 0 | 0 | 0 | 0 | 0 | 0 | 0 | 0 | 0
F1_Residential_CZ2 - Single Family_Existing_Appliances_Natural Gas_Stove/Oven_Realistic Achievable Potential | F1 | Residential | CZ2 - Single Family | Existing | Appliances | Natural Gas | Stove/Oven | Realistic Achievable Potential | Units | 0 | 0 | 0 | 0 | 0 | 0 | 0 | 0 | 0 | 0 | 0 | 0 | 0 | 0 | 0 | 0 | 0 | 0 | 0 | 0 | 0 | 0 | 0 | 0 | 0 | 0 | 0 | 0 | 0 | 0
F2_Residential_CZ2 - Single Family_Existing_Appliances_Natural Gas_Stove/Oven_Realistic Achievable Potential | F2 | Residential | CZ2 - Single Family | Existing | Appliances | Natural Gas | Stove/Oven | Realistic Achievable Potential | Usage (MMtherm) | 0 | 0 | 0 | 0 | 0 | 0 | 0 | 0 | 0 | 0 | 0 | 0 | 0 | 0 | 0 | 0 | 0 | 0 | 0 | 0 | 0 | 0 | 0 | 0 | 0 | 0 | 0 | 0 | 0 | 0
F3_Residential_CZ2 - Single Family_Existing_Appliances_Natural Gas_Stove/Oven_Realistic Achievable Potential | F3 | Residential | CZ2 - Single Family | Existing | Appliances | Natural Gas | Stove/Oven | Realistic Achievable Potential | Peak Demand (S) | 0 | 0 | 0 | 0 | 0 | 0 | 0 | 0 | 0 | 0 | 0 | 0 | 0 | 0 | 0 | 0 | 0 | 0 | 0 | 0 | 0 | 0 | 0 | 0 | 0 | 0 | 0 | 0 | 0 | 0
F4_Residential_CZ2 - Single Family_Existing_Appliances_Natural Gas_Stove/Oven_Realistic Achievable Potential | F4 | Residential | CZ2 - Single Family | Existing | Appliances | Natural Gas | Stove/Oven | Realistic Achievable Potential | Peak Demand (W) | 0 | 0 | 0 | 0 | 0 | 0 | 0 | 0 | 0 | 0 | 0 | 0 | 0 | 0 | 0 | 0 | 0 | 0 | 0 | 0 | 0 | 0 | 0 | 0 | 0 | 0 | 0 | 0 | 0 | 0
F5_Residential_CZ2 - Single Family_Existing_Appliances_Natural Gas_Stove/Oven_Realistic Achievable Potential | F5 | Residential | CZ2 - Single Family | Existing | Appliances | Natural Gas | Stove/Oven | Realistic Achievable Potential | Turnover | 0 | 0 | 0 | 0 | 0 | 0 | 0 | 0 | 0 | 0 | 0 | 0 | 0 | 0 | 0 | 0 | 0 | 0 | 0 | 0 | 0 | 0 | 0 | 0 | 0 | 0 | 0 | 0 | 0 | 0
F6_Residential_CZ2 - Single Family_Existing_Appliances_Natural Gas_Stove/Oven_Realistic Achievable Potential | F6 | Residential | CZ2 - Single Family | Existing | Appliances | Natural Gas | Stove/Oven | Realistic Achievable Potential | Avg. Replacement Usage | 0 | 0 | 0 | 0 | 0 | 0 | 0 | 0 | 0 | 0 | 0 | 0 | 0 | 0 | 0 | 0 | 0 | 0 | 0 | 0 | 0 | 0 | 0 | 0 | 0 | 0 | 0 | 0 | 0 | 0
F7_Residential_CZ2 - Single Family_Existing_Appliances_Natural Gas_Stove/Oven_Realistic Achievable Potential | F7 | Residential | CZ2 - Single Family | Existing | Appliances | Natural Gas | Stove/Oven | Realistic Achievable Potential | Avg. Replacement Demand (S) | 0 | 0 | 0 | 0 | 0 | 0 | 0 | 0 | 0 | 0 | 0 | 0 | 0 | 0 | 0 | 0 | 0 | 0 | 0 | 0 | 0 | 0 | 0 | 0 | 0 | 0 | 0 | 0 | 0 | 0
F8_Residential_CZ2 - Single Family_Existing_Appliances_Natural Gas_Stove/Oven_Realistic Achievable Potential | F8 | Residential | CZ2 - Single Family | Existing | Appliances | Natural Gas | Stove/Oven | Realistic Achievable Potential | Avg. Replacement Demand (W) | 0 | 0 | 0 | 0 | 0 | 0 | 0 | 0 | 0 | 0 | 0 | 0 | 0 | 0 | 0 | 0 | 0 | 0 | 0 | 0 | 0 | 0 | 0 | 0 | 0 | 0 | 0 | 0 | 0 | 0
F1_Residential_CZ2 - Single Family_Existing_Miscellaneous_Natural Gas_Pool Heater_Realistic Achievable Potential | F1 | Residential | CZ2 - Single Family | Existing | Miscellaneous | Natural Gas | Pool Heater | Realistic Achievable Potential | Units | 0 | 0 | 0 | 0 | 0 | 0 | 0 | 0 | 0 | 0 | 0 | 0 | 0 | 0 | 0 | 0 | 0 | 0 | 0 | 0 | 0 | 0 | 0 | 0 | 0 | 0 | 0 | 0 | 0 | 0
F2_Residential_CZ2 - Single Family_Existing_Miscellaneous_Natural Gas_Pool Heater_Realistic Achievable Potential | F2 | Residential | CZ2 - Single Family | Existing | Miscellaneous | Natural Gas | Pool Heater | Realistic Achievable Potential | Usage (MMtherm) | 0 | 0 | 0 | 0 | 0 | 0 | 0 | 0 | 0 | 0 | 0 | 0 | 0 | 0 | 0 | 0 | 0 | 0 | 0 | 0 | 0 | 0 | 0 | 0 | 0 | 0 | 0 | 0 | 0 | 0
F3_Residential_CZ2 - Single Family_Existing_Miscellaneous_Natural Gas_Pool Heater_Realistic Achievable Potential | F3 | Residential | CZ2 - Single Family | Existing | Miscellaneous | Natural Gas | Pool Heater | Realistic Achievable Potential | Peak Demand (S) | 0 | 0 | 0 | 0 | 0 | 0 | 0 | 0 | 0 | 0 | 0 | 0 | 0 | 0 | 0 | 0 | 0 | 0 | 0 | 0 | 0 | 0 | 0 | 0 | 0 | 0 | 0 | 0 | 0 | 0
F4_Residential_CZ2 - Single Family_Existing_Miscellaneous_Natural Gas_Pool Heater_Realistic Achievable Potential | F4 | Residential | CZ2 - Single Family | Existing | Miscellaneous | Natural Gas | Pool Heater | Realistic Achievable Potential | Peak Demand (W) | 0 | 0 | 0 | 0 | 0 | 0 | 0 | 0 | 0 | 0 | 0 | 0 | 0 | 0 | 0 | 0 | 0 | 0 | 0 | 0 | 0 | 0 | 0 | 0 | 0 | 0 | 0 | 0 | 0 | 0
F5_Residential_CZ2 - Single Family_Existing_Miscellaneous_Natural Gas_Pool Heater_Realistic Achievable Potential | F5 | Residential | CZ2 - Single Family | Existing | Miscellaneous | Natural Gas | Pool Heater | Realistic Achievable Potential | Turnover | 0 | 0 | 0 | 0 | 0 | 0 | 0 | 0 | 0 | 0 | 0 | 0 | 0 | 0 | 0 | 0 | 0 | 0 | 0 | 0 | 0 | 0 | 0 | 0 | 0 | 0 | 0 | 0 | 0 | 0
F6_Residential_CZ2 - Single Family_Existing_Miscellaneous_Natural Gas_Pool Heater_Realistic Achievable Potential | F6 | Residential | CZ2 - Single Family | Existing | Miscellaneous | Natural Gas | Pool Heater | Realistic Achievable Potential | Avg. Replacement Usage | 0 | 0 | 0 | 0 | 0 | 0 | 0 | 0 | 0 | 0 | 0 | 0 | 0 | 0 | 0 | 0 | 0 | 0 | 0 | 0 | 0 | 0 | 0 | 0 | 0 | 0 | 0 | 0 | 0 | 0
F7_Residential_CZ2 - Single Family_Existing_Miscellaneous_Natural Gas_Pool Heater_Realistic Achievable Potential | F7 | Residential | CZ2 - Single Family | Existing | Miscellaneous | Natural Gas | Pool Heater | Realistic Achievable Potential | Avg. Replacement Demand (S) | 0 | 0 | 0 | 0 | 0 | 0 | 0 | 0 | 0 | 0 | 0 | 0 | 0 | 0 | 0 | 0 | 0 | 0 | 0 | 0 | 0 | 0 | 0 | 0 | 0 | 0 | 0 | 0 | 0 | 0
F8_Residential_CZ2 - Single Family_Existing_Miscellaneous_Natural Gas_Pool Heater_Realistic Achievable Potential | F8 | Residential | CZ2 - Single Family | Existing | Miscellaneous | Natural Gas | Pool Heater | Realistic Achievable Potential | Avg. Replacement Demand (W) | 0 | 0 | 0 | 0 | 0 | 0 | 0 | 0 | 0 | 0 | 0 | 0 | 0 | 0 | 0 | 0 | 0 | 0 | 0 | 0 | 0 | 0 | 0 | 0 | 0 | 0 | 0 | 0 | 0 | 0
F1_Residential_CZ2 - Single Family_Existing_Miscellaneous_Natural Gas_Miscellaneous_Realistic Achievable Potential | F1 | Residential | CZ2 - Single Family | Existing | Miscellaneous | Natural Gas | Miscellaneous | Realistic Achievable Potential | Units | 0 | 0 | 0 | 0 | 0 | 0 | 0 | 0 | 0 | 0 | 0 | 0 | 0 | 0 | 0 | 0 | 0 | 0 | 0 | 0 | 0 | 0 | 0 | 0 | 0 | 0 | 0 | 0 | 0 | 0
F2_Residential_CZ2 - Single Family_Existing_Miscellaneous_Natural Gas_Miscellaneous_Realistic Achievable Potential | F2 | Residential | CZ2 - Single Family | Existing | Miscellaneous | Natural Gas | Miscellaneous | Realistic Achievable Potential | Usage (MMtherm) | 0 | 0 | 0 | 0 | 0 | 0 | 0 | 0 | 0 | 0 | 0 | 0 | 0 | 0 | 0 | 0 | 0 | 0 | 0 | 0 | 0 | 0 | 0 | 0 | 0 | 0 | 0 | 0 | 0 | 0
F3_Residential_CZ2 - Single Family_Existing_Miscellaneous_Natural Gas_Miscellaneous_Realistic Achievable Potential | F3 | Residential | CZ2 - Single Family | Existing | Miscellaneous | Natural Gas | Miscellaneous | Realistic Achievable Potential | Peak Demand (S) | 0 | 0 | 0 | 0 | 0 | 0 | 0 | 0 | 0 | 0 | 0 | 0 | 0 | 0 | 0 | 0 | 0 | 0 | 0 | 0 | 0 | 0 | 0 | 0 | 0 | 0 | 0 | 0 | 0 | 0
F4_Residential_CZ2 - Single Family_Existing_Miscellaneous_Natural Gas_Miscellaneous_Realistic Achievable Potential | F4 | Residential | CZ2 - Single Family | Existing | Miscellaneous | Natural Gas | Miscellaneous | Realistic Achievable Potential | Peak Demand (W) | 0 | 0 | 0 | 0 | 0 | 0 | 0 | 0 | 0 | 0 | 0 | 0 | 0 | 0 | 0 | 0 | 0 | 0 | 0 | 0 | 0 | 0 | 0 | 0 | 0 | 0 | 0 | 0 | 0 | 0
F5_Residential_CZ2 - Single Family_Existing_Miscellaneous_Natural Gas_Miscellaneous_Realistic Achievable Potential | F5 | Residential | CZ2 - Single Family | Existing | Miscellaneous | Natural Gas | Miscellaneous | Realistic Achievable Potential | Turnover | 0 | 0 | 0 | 0 | 0 | 0 | 0 | 0 | 0 | 0 | 0 | 0 | 0 | 0 | 0 | 0 | 0 | 0 | 0 | 0 | 0 | 0 | 0 | 0 | 0 | 0 | 0 | 0 | 0 | 0
F6_Residential_CZ2 - Single Family_Existing_Miscellaneous_Natural Gas_Miscellaneous_Realistic Achievable Potential | F6 | Residential | CZ2 - Single Family | Existing | Miscellaneous | Natural Gas | Miscellaneous | Realistic Achievable Potential | Avg. Replacement Usage | 0 | 0 | 0 | 0 | 0 | 0 | 0 | 0 | 0 | 0 | 0 | 0 | 0 | 0 | 0 | 0 | 0 | 0 | 0 | 0 | 0 | 0 | 0 | 0 | 0 | 0 | 0 | 0 | 0 | 0
F7_Residential_CZ2 - Single Family_Existing_Miscellaneous_Natural Gas_Miscellaneous_Realistic Achievable Potential | F7 | Residential | CZ2 - Single Family | Existing | Miscellaneous | Natural Gas | Miscellaneous | Realistic Achievable Potential | Avg. Replacement Demand (S) | 0 | 0 | 0 | 0 | 0 | 0 | 0 | 0 | 0 | 0 | 0 | 0 | 0 | 0 | 0 | 0 | 0 | 0 | 0 | 0 | 0 | 0 | 0 | 0 | 0 | 0 | 0 | 0 | 0 | 0
F8_Residential_CZ2 - Single Family_Existing_Miscellaneous_Natural Gas_Miscellaneous_Realistic Achievable Potential | F8 | Residential | CZ2 - Single Family | Existing | Miscellaneous | Natural Gas | Miscellaneous | Realistic Achievable Potential | Avg. Replacement Demand (W) | 0 | 0 | 0 | 0 | 0 | 0 | 0 | 0 | 0 | 0 | 0 | 0 | 0 | 0 | 0 | 0 | 0 | 0 | 0 | 0 | 0 | 0 | 0 | 0 | 0 | 0 | 0 | 0 | 0 | 0
F1_Residential_CZ2 - Single Family_New_Space Heating_Natural Gas_Furnace - Direct Fuel_Realistic Achievable Potential | F1 | Residential | CZ2 - Single Family | New | Space Heating | Natural Gas | Furnace - Direct Fuel | Realistic Achievable Potential | Units | 0 | 0 | 0 | 0 | 0 | 0 | 0 | 0 | 0 | 0 | 0 | 0 | 0 | 0 | 0 | 0 | 0 | 0 | 0 | 0 | 0 | 0 | 0 | 0 | 0 | 0 | 0 | 0 | 0 | 0
F2_Residential_CZ2 - Single Family_New_Space Heating_Natural Gas_Furnace - Direct Fuel_Realistic Achievable Potential | F2 | Residential | CZ2 - Single Family | New | Space Heating | Natural Gas | Furnace - Direct Fuel | Realistic Achievable Potential | Usage (MMtherm) | 0 | 0 | 0 | 0 | 0 | 0 | 0 | 0 | 0 | 0 | 0 | 0 | 0 | 0 | 0 | 0 | 0 | 0 | 0 | 0 | 0 | 0 | 0 | 0 | 0 | 0 | 0 | 0 | 0 | 0
F3_Residential_CZ2 - Single Family_New_Space Heating_Natural Gas_Furnace - Direct Fuel_Realistic Achievable Potential | F3 | Residential | CZ2 - Single Family | New | Space Heating | Natural Gas | Furnace - Direct Fuel | Realistic Achievable Potential | Peak Demand (S) | 0 | 0 | 0 | 0 | 0 | 0 | 0 | 0 | 0 | 0 | 0 | 0 | 0 | 0 | 0 | 0 | 0 | 0 | 0 | 0 | 0 | 0 | 0 | 0 | 0 | 0 | 0 | 0 | 0 | 0
F4_Residential_CZ2 - Single Family_New_Space Heating_Natural Gas_Furnace - Direct Fuel_Realistic Achievable Potential | F4 | Residential | CZ2 - Single Family | New | Space Heating | Natural Gas | Furnace - Direct Fuel | Realistic Achievable Potential | Peak Demand (W) | 0 | 0 | 0 | 0 | 0 | 0 | 0 | 0 | 0 | 0 | 0 | 0 | 0 | 0 | 0 | 0 | 0 | 0 | 0 | 0 | 0 | 0 | 0 | 0 | 0 | 0 | 0 | 0 | 0 | 0
F5_Residential_CZ2 - Single Family_New_Space Heating_Natural Gas_Furnace - Direct Fuel_Realistic Achievable Potential | F5 | Residential | CZ2 - Single Family | New | Space Heating | Natural Gas | Furnace - Direct Fuel | Realistic Achievable Potential | Turnover | 0 | 0 | 0 | 0 | 0 | 0 | 0 | 0 | 0 | 0 | 0 | 0 | 0 | 0 | 0 | 0 | 0 | 0 | 0 | 0 | 0 | 0 | 0 | 0 | 0 | 0 | 0 | 0 | 0 | 0
F6_Residential_CZ2 - Single Family_New_Space Heating_Natural Gas_Furnace - Direct Fuel_Realistic Achievable Potential | F6 | Residential | CZ2 - Single Family | New | Space Heating | Natural Gas | Furnace - Direct Fuel | Realistic Achievable Potential | Avg. Replacement Usage | 0 | 0 | 0 | 0 | 0 | 0 | 0 | 0 | 0 | 0 | 0 | 0 | 0 | 0 | 0 | 0 | 0 | 0 | 0 | 0 | 0 | 0 | 0 | 0 | 0 | 0 | 0 | 0 | 0 | 0
F7_Residential_CZ2 - Single Family_New_Space Heating_Natural Gas_Furnace - Direct Fuel_Realistic Achievable Potential | F7 | Residential | CZ2 - Single Family | New | Space Heating | Natural Gas | Furnace - Direct Fuel | Realistic Achievable Potential | Avg. Replacement Demand (S) | 0 | 0 | 0 | 0 | 0 | 0 | 0 | 0 | 0 | 0 | 0 | 0 | 0 | 0 | 0 | 0 | 0 | 0 | 0 | 0 | 0 | 0 | 0 | 0 | 0 | 0 | 0 | 0 | 0 | 0
F8_Residential_CZ2 - Single Family_New_Space Heating_Natural Gas_Furnace - Direct Fuel_Realistic Achievable Potential | F8 | Residential | CZ2 - Single Family | New | Space Heating | Natural Gas | Furnace - Direct Fuel | Realistic Achievable Potential | Avg. Replacement Demand (W) | 0 | 0 | 0 | 0 | 0 | 0 | 0 | 0 | 0 | 0 | 0 | 0 | 0 | 0 | 0 | 0 | 0 | 0 | 0 | 0 | 0 | 0 | 0 | 0 | 0 | 0 | 0 | 0 | 0 | 0
F1_Residential_CZ2 - Single Family_New_Space Heating_Natural Gas_Boiler - Direct Fuel_Realistic Achievable Potential | F1 | Residential | CZ2 - Single Family | New | Space Heating | Natural Gas | Boiler - Direct Fuel | Realistic Achievable Potential | Units | 0 | 0 | 0 | 0 | 0 | 0 | 0 | 0 | 0 | 0 | 0 | 0 | 0 | 0 | 0 | 0 | 0 | 0 | 0 | 0 | 0 | 0 | 0 | 0 | 0 | 0 | 0 | 0 | 0 | 0
F2_Residential_CZ2 - Single Family_New_Space Heating_Natural Gas_Boiler - Direct Fuel_Realistic Achievable Potential | F2 | Residential | CZ2 - Single Family | New | Space Heating | Natural Gas | Boiler - Direct Fuel | Realistic Achievable Potential | Usage (MMtherm) | 0 | 0 | 0 | 0 | 0 | 0 | 0 | 0 | 0 | 0 | 0 | 0 | 0 | 0 | 0 | 0 | 0 | 0 | 0 | 0 | 0 | 0 | 0 | 0 | 0 | 0 | 0 | 0 | 0 | 0
F3_Residential_CZ2 - Single Family_New_Space Heating_Natural Gas_Boiler - Direct Fuel_Realistic Achievable Potential | F3 | Residential | CZ2 - Single Family | New | Space Heating | Natural Gas | Boiler - Direct Fuel | Realistic Achievable Potential | Peak Demand (S) | 0 | 0 | 0 | 0 | 0 | 0 | 0 | 0 | 0 | 0 | 0 | 0 | 0 | 0 | 0 | 0 | 0 | 0 | 0 | 0 | 0 | 0 | 0 | 0 | 0 | 0 | 0 | 0 | 0 | 0
F4_Residential_CZ2 - Single Family_New_Space Heating_Natural Gas_Boiler - Direct Fuel_Realistic Achievable Potential | F4 | Residential | CZ2 - Single Family | New | Space Heating | Natural Gas | Boiler - Direct Fuel | Realistic Achievable Potential | Peak Demand (W) | 0 | 0 | 0 | 0 | 0 | 0 | 0 | 0 | 0 | 0 | 0 | 0 | 0 | 0 | 0 | 0 | 0 | 0 | 0 | 0 | 0 | 0 | 0 | 0 | 0 | 0 | 0 | 0 | 0 | 0
F5_Residential_CZ2 - Single Family_New_Space Heating_Natural Gas_Boiler - Direct Fuel_Realistic Achievable Potential | F5 | Residential | CZ2 - Single Family | New | Space Heating | Natural Gas | Boiler - Direct Fuel | Realistic Achievable Potential | Turnover | 0 | 0 | 0 | 0 | 0 | 0 | 0 | 0 | 0 | 0 | 0 | 0 | 0 | 0 | 0 | 0 | 0 | 0 | 0 | 0 | 0 | 0 | 0 | 0 | 0 | 0 | 0 | 0 | 0 | 0
F6_Residential_CZ2 - Single Family_New_Space Heating_Natural Gas_Boiler - Direct Fuel_Realistic Achievable Potential | F6 | Residential | CZ2 - Single Family | New | Space Heating | Natural Gas | Boiler - Direct Fuel | Realistic Achievable Potential | Avg. Replacement Usage | 0 | 0 | 0 | 0 | 0 | 0 | 0 | 0 | 0 | 0 | 0 | 0 | 0 | 0 | 0 | 0 | 0 | 0 | 0 | 0 | 0 | 0 | 0 | 0 | 0 | 0 | 0 | 0 | 0 | 0
F7_Residential_CZ2 - Single Family_New_Space Heating_Natural Gas_Boiler - Direct Fuel_Realistic Achievable Potential | F7 | Residential | CZ2 - Single Family | New | Space Heating | Natural Gas | Boiler - Direct Fuel | Realistic Achievable Potential | Avg. Replacement Demand (S) | 0 | 0 | 0 | 0 | 0 | 0 | 0 | 0 | 0 | 0 | 0 | 0 | 0 | 0 | 0 | 0 | 0 | 0 | 0 | 0 | 0 | 0 | 0 | 0 | 0 | 0 | 0 | 0 | 0 | 0
F8_Residential_CZ2 - Single Family_New_Space Heating_Natural Gas_Boiler - Direct Fuel_Realistic Achievable Potential | F8 | Residential | CZ2 - Single Family | New | Space Heating | Natural Gas | Boiler - Direct Fuel | Realistic Achievable Potential | Avg. Replacement Demand (W) | 0 | 0 | 0 | 0 | 0 | 0 | 0 | 0 | 0 | 0 | 0 | 0 | 0 | 0 | 0 | 0 | 0 | 0 | 0 | 0 | 0 | 0 | 0 | 0 | 0 | 0 | 0 | 0 | 0 | 0
F1_Residential_CZ2 - Single Family_New_Secondary Heating_Natural Gas_Fireplace_Realistic Achievable Potential | F1 | Residential | CZ2 - Single Family | New | Secondary Heating | Natural Gas | Fireplace | Realistic Achievable Potential | Units | 0 | 0 | 0 | 0 | 0 | 0 | 0 | 0 | 0 | 0 | 0 | 0 | 0 | 0 | 0 | 0 | 0 | 0 | 0 | 0 | 0 | 0 | 0 | 0 | 0 | 0 | 0 | 0 | 0 | 0
F2_Residential_CZ2 - Single Family_New_Secondary Heating_Natural Gas_Fireplace_Realistic Achievable Potential | F2 | Residential | CZ2 - Single Family | New | Secondary Heating | Natural Gas | Fireplace | Realistic Achievable Potential | Usage (MMtherm) | 0 | 0 | 0 | 0 | 0 | 0 | 0 | 0 | 0 | 0 | 0 | 0 | 0 | 0 | 0 | 0 | 0 | 0 | 0 | 0 | 0 | 0 | 0 | 0 | 0 | 0 | 0 | 0 | 0 | 0
F3_Residential_CZ2 - Single Family_New_Secondary Heating_Natural Gas_Fireplace_Realistic Achievable Potential | F3 | Residential | CZ2 - Single Family | New | Secondary Heating | Natural Gas | Fireplace | Realistic Achievable Potential | Peak Demand (S) | 0 | 0 | 0 | 0 | 0 | 0 | 0 | 0 | 0 | 0 | 0 | 0 | 0 | 0 | 0 | 0 | 0 | 0 | 0 | 0 | 0 | 0 | 0 | 0 | 0 | 0 | 0 | 0 | 0 | 0
F4_Residential_CZ2 - Single Family_New_Secondary Heating_Natural Gas_Fireplace_Realistic Achievable Potential | F4 | Residential | CZ2 - Single Family | New | Secondary Heating | Natural Gas | Fireplace | Realistic Achievable Potential | Peak Demand (W) | 0 | 0 | 0 | 0 | 0 | 0 | 0 | 0 | 0 | 0 | 0 | 0 | 0 | 0 | 0 | 0 | 0 | 0 | 0 | 0 | 0 | 0 | 0 | 0 | 0 | 0 | 0 | 0 | 0 | 0
F5_Residential_CZ2 - Single Family_New_Secondary Heating_Natural Gas_Fireplace_Realistic Achievable Potential | F5 | Residential | CZ2 - Single Family | New | Secondary Heating | Natural Gas | Fireplace | Realistic Achievable Potential | Turnover | 0 | 0 | 0 | 0 | 0 | 0 | 0 | 0 | 0 | 0 | 0 | 0 | 0 | 0 | 0 | 0 | 0 | 0 | 0 | 0 | 0 | 0 | 0 | 0 | 0 | 0 | 0 | 0 | 0 | 0
F6_Residential_CZ2 - Single Family_New_Secondary Heating_Natural Gas_Fireplace_Realistic Achievable Potential | F6 | Residential | CZ2 - Single Family | New | Secondary Heating | Natural Gas | Fireplace | Realistic Achievable Potential | Avg. Replacement Usage | 0 | 0 | 0 | 0 | 0 | 0 | 0 | 0 | 0 | 0 | 0 | 0 | 0 | 0 | 0 | 0 | 0 | 0 | 0 | 0 | 0 | 0 | 0 | 0 | 0 | 0 | 0 | 0 | 0 | 0
F7_Residential_CZ2 - Single Family_New_Secondary Heating_Natural Gas_Fireplace_Realistic Achievable Potential | F7 | Residential | CZ2 - Single Family | New | Secondary Heating | Natural Gas | Fireplace | Realistic Achievable Potential | Avg. Replacement Demand (S) | 0 | 0 | 0 | 0 | 0 | 0 | 0 | 0 | 0 | 0 | 0 | 0 | 0 | 0 | 0 | 0 | 0 | 0 | 0 | 0 | 0 | 0 | 0 | 0 | 0 | 0 | 0 | 0 | 0 | 0
F8_Residential_CZ2 - Single Family_New_Secondary Heating_Natural Gas_Fireplace_Realistic Achievable Potential | F8 | Residential | CZ2 - Single Family | New | Secondary Heating | Natural Gas | Fireplace | Realistic Achievable Potential | Avg. Replacement Demand (W) | 0 | 0 | 0 | 0 | 0 | 0 | 0 | 0 | 0 | 0 | 0 | 0 | 0 | 0 | 0 | 0 | 0 | 0 | 0 | 0 | 0 | 0 | 0 | 0 | 0 | 0 | 0 | 0 | 0 | 0
F1_Residential_CZ2 - Single Family_New_Water Heating_Natural Gas_Water Heater <= 55 gal._Realistic Achievable Potential | F1 | Residential | CZ2 - Single Family | New | Water Heating | Natural Gas | Water Heater <= 55 gal. | Realistic Achievable Potential | Units | 0 | 0 | 0 | 0 | 0 | 0 | 0 | 0 | 0 | 0 | 0 | 0 | 0 | 0 | 0 | 0 | 0 | 0 | 0 | 0 | 0 | 0 | 0 | 0 | 0 | 0 | 0 | 0 | 0 | 0
F2_Residential_CZ2 - Single Family_New_Water Heating_Natural Gas_Water Heater <= 55 gal._Realistic Achievable Potential | F2 | Residential | CZ2 - Single Family | New | Water Heating | Natural Gas | Water Heater <= 55 gal. | Realistic Achievable Potential | Usage (MMtherm) | 0 | 0 | 0 | 0 | 0 | 0 | 0 | 0 | 0 | 0 | 0 | 0 | 0 | 0 | 0 | 0 | 0 | 0 | 0 | 0 | 0 | 0 | 0 | 0 | 0 | 0 | 0 | 0 | 0 | 0
F3_Residential_CZ2 - Single Family_New_Water Heating_Natural Gas_Water Heater <= 55 gal._Realistic Achievable Potential | F3 | Residential | CZ2 - Single Family | New | Water Heating | Natural Gas | Water Heater <= 55 gal. | Realistic Achievable Potential | Peak Demand (S) | 0 | 0 | 0 | 0 | 0 | 0 | 0 | 0 | 0 | 0 | 0 | 0 | 0 | 0 | 0 | 0 | 0 | 0 | 0 | 0 | 0 | 0 | 0 | 0 | 0 | 0 | 0 | 0 | 0 | 0
F4_Residential_CZ2 - Single Family_New_Water Heating_Natural Gas_Water Heater <= 55 gal._Realistic Achievable Potential | F4 | Residential | CZ2 - Single Family | New | Water Heating | Natural Gas | Water Heater <= 55 gal. | Realistic Achievable Potential | Peak Demand (W) | 0 | 0 | 0 | 0 | 0 | 0 | 0 | 0 | 0 | 0 | 0 | 0 | 0 | 0 | 0 | 0 | 0 | 0 | 0 | 0 | 0 | 0 | 0 | 0 | 0 | 0 | 0 | 0 | 0 | 0
F5_Residential_CZ2 - Single Family_New_Water Heating_Natural Gas_Water Heater <= 55 gal._Realistic Achievable Potential | F5 | Residential | CZ2 - Single Family | New | Water Heating | Natural Gas | Water Heater <= 55 gal. | Realistic Achievable Potential | Turnover | 0 | 0 | 0 | 0 | 0 | 0 | 0 | 0 | 0 | 0 | 0 | 0 | 0 | 0 | 0 | 0 | 0 | 0 | 0 | 0 | 0 | 0 | 0 | 0 | 0 | 0 | 0 | 0 | 0 | 0
F6_Residential_CZ2 - Single Family_New_Water Heating_Natural Gas_Water Heater <= 55 gal._Realistic Achievable Potential | F6 | Residential | CZ2 - Single Family | New | Water Heating | Natural Gas | Water Heater <= 55 gal. | Realistic Achievable Potential | Avg. Replacement Usage | 0 | 0 | 0 | 0 | 0 | 0 | 0 | 0 | 0 | 0 | 0 | 0 | 0 | 0 | 0 | 0 | 0 | 0 | 0 | 0 | 0 | 0 | 0 | 0 | 0 | 0 | 0 | 0 | 0 | 0
F7_Residential_CZ2 - Single Family_New_Water Heating_Natural Gas_Water Heater <= 55 gal._Realistic Achievable Potential | F7 | Residential | CZ2 - Single Family | New | Water Heating | Natural Gas | Water Heater <= 55 gal. | Realistic Achievable Potential | Avg. Replacement Demand (S) | 0 | 0 | 0 | 0 | 0 | 0 | 0 | 0 | 0 | 0 | 0 | 0 | 0 | 0 | 0 | 0 | 0 | 0 | 0 | 0 | 0 | 0 | 0 | 0 | 0 | 0 | 0 | 0 | 0 | 0
F8_Residential_CZ2 - Single Family_New_Water Heating_Natural Gas_Water Heater <= 55 gal._Realistic Achievable Potential | F8 | Residential | CZ2 - Single Family | New | Water Heating | Natural Gas | Water Heater <= 55 gal. | Realistic Achievable Potential | Avg. Replacement Demand (W) | 0 | 0 | 0 | 0 | 0 | 0 | 0 | 0 | 0 | 0 | 0 | 0 | 0 | 0 | 0 | 0 | 0 | 0 | 0 | 0 | 0 | 0 | 0 | 0 | 0 | 0 | 0 | 0 | 0 | 0
F1_Residential_CZ2 - Single Family_New_Water Heating_Natural Gas_Water Heater > 55 gal._Realistic Achievable Potential | F1 | Residential | CZ2 - Single Family | New | Water Heating | Natural Gas | Water Heater > 55 gal. | Realistic Achievable Potential | Units | 0 | 0 | 0 | 0 | 0 | 0 | 0 | 0 | 0 | 0 | 0 | 0 | 0 | 0 | 0 | 0 | 0 | 0 | 0 | 0 | 0 | 0 | 0 | 0 | 0 | 0 | 0 | 0 | 0 | 0
F2_Residential_CZ2 - Single Family_New_Water Heating_Natural Gas_Water Heater > 55 gal._Realistic Achievable Potential | F2 | Residential | CZ2 - Single Family | New | Water Heating | Natural Gas | Water Heater > 55 gal. | Realistic Achievable Potential | Usage (MMtherm) | 0 | 0 | 0 | 0 | 0 | 0 | 0 | 0 | 0 | 0 | 0 | 0 | 0 | 0 | 0 | 0 | 0 | 0 | 0 | 0 | 0 | 0 | 0 | 0 | 0 | 0 | 0 | 0 | 0 | 0
F3_Residential_CZ2 - Single Family_New_Water Heating_Natural Gas_Water Heater > 55 gal._Realistic Achievable Potential | F3 | Residential | CZ2 - Single Family | New | Water Heating | Natural Gas | Water Heater > 55 gal. | Realistic Achievable Potential | Peak Demand (S) | 0 | 0 | 0 | 0 | 0 | 0 | 0 | 0 | 0 | 0 | 0 | 0 | 0 | 0 | 0 | 0 | 0 | 0 | 0 | 0 | 0 | 0 | 0 | 0 | 0 | 0 | 0 | 0 | 0 | 0
F4_Residential_CZ2 - Single Family_New_Water Heating_Natural Gas_Water Heater > 55 gal._Realistic Achievable Potential | F4 | Residential | CZ2 - Single Family | New | Water Heating | Natural Gas | Water Heater > 55 gal. | Realistic Achievable Potential | Peak Demand (W) | 0 | 0 | 0 | 0 | 0 | 0 | 0 | 0 | 0 | 0 | 0 | 0 | 0 | 0 | 0 | 0 | 0 | 0 | 0 | 0 | 0 | 0 | 0 | 0 | 0 | 0 | 0 | 0 | 0 | 0
F5_Residential_CZ2 - Single Family_New_Water Heating_Natural Gas_Water Heater > 55 gal._Realistic Achievable Potential | F5 | Residential | CZ2 - Single Family | New | Water Heating | Natural Gas | Water Heater > 55 gal. | Realistic Achievable Potential | Turnover | 0 | 0 | 0 | 0 | 0 | 0 | 0 | 0 | 0 | 0 | 0 | 0 | 0 | 0 | 0 | 0 | 0 | 0 | 0 | 0 | 0 | 0 | 0 | 0 | 0 | 0 | 0 | 0 | 0 | 0
F6_Residential_CZ2 - Single Family_New_Water Heating_Natural Gas_Water Heater > 55 gal._Realistic Achievable Potential | F6 | Residential | CZ2 - Single Family | New | Water Heating | Natural Gas | Water Heater > 55 gal. | Realistic Achievable Potential | Avg. Replacement Usage | 0 | 0 | 0 | 0 | 0 | 0 | 0 | 0 | 0 | 0 | 0 | 0 | 0 | 0 | 0 | 0 | 0 | 0 | 0 | 0 | 0 | 0 | 0 | 0 | 0 | 0 | 0 | 0 | 0 | 0
F7_Residential_CZ2 - Single Family_New_Water Heating_Natural Gas_Water Heater > 55 gal._Realistic Achievable Potential | F7 | Residential | CZ2 - Single Family | New | Water Heating | Natural Gas | Water Heater > 55 gal. | Realistic Achievable Potential | Avg. Replacement Demand (S) | 0 | 0 | 0 | 0 | 0 | 0 | 0 | 0 | 0 | 0 | 0 | 0 | 0 | 0 | 0 | 0 | 0 | 0 | 0 | 0 | 0 | 0 | 0 | 0 | 0 | 0 | 0 | 0 | 0 | 0
F8_Residential_CZ2 - Single Family_New_Water Heating_Natural Gas_Water Heater > 55 gal._Realistic Achievable Potential | F8 | Residential | CZ2 - Single Family | New | Water Heating | Natural Gas | Water Heater > 55 gal. | Realistic Achievable Potential | Avg. Replacement Demand (W) | 0 | 0 | 0 | 0 | 0 | 0 | 0 | 0 | 0 | 0 | 0 | 0 | 0 | 0 | 0 | 0 | 0 | 0 | 0 | 0 | 0 | 0 | 0 | 0 | 0 | 0 | 0 | 0 | 0 | 0
F1_Residential_CZ2 - Single Family_New_Appliances_Natural Gas_Clothes Dryer_Realistic Achievable Potential | F1 | Residential | CZ2 - Single Family | New | Appliances | Natural Gas | Clothes Dryer | Realistic Achievable Potential | Units | 0 | 0 | 0 | 0 | 0 | 0 | 0 | 0 | 0 | 0 | 0 | 0 | 0 | 0 | 0 | 0 | 0 | 0 | 0 | 0 | 0 | 0 | 0 | 0 | 0 | 0 | 0 | 0 | 0 | 0
F2_Residential_CZ2 - Single Family_New_Appliances_Natural Gas_Clothes Dryer_Realistic Achievable Potential | F2 | Residential | CZ2 - Single Family | New | Appliances | Natural Gas | Clothes Dryer | Realistic Achievable Potential | Usage (MMtherm) | 0 | 0 | 0 | 0 | 0 | 0 | 0 | 0 | 0 | 0 | 0 | 0 | 0 | 0 | 0 | 0 | 0 | 0 | 0 | 0 | 0 | 0 | 0 | 0 | 0 | 0 | 0 | 0 | 0 | 0
F3_Residential_CZ2 - Single Family_New_Appliances_Natural Gas_Clothes Dryer_Realistic Achievable Potential | F3 | Residential | CZ2 - Single Family | New | Appliances | Natural Gas | Clothes Dryer | Realistic Achievable Potential | Peak Demand (S) | 0 | 0 | 0 | 0 | 0 | 0 | 0 | 0 | 0 | 0 | 0 | 0 | 0 | 0 | 0 | 0 | 0 | 0 | 0 | 0 | 0 | 0 | 0 | 0 | 0 | 0 | 0 | 0 | 0 | 0
F4_Residential_CZ2 - Single Family_New_Appliances_Natural Gas_Clothes Dryer_Realistic Achievable Potential | F4 | Residential | CZ2 - Single Family | New | Appliances | Natural Gas | Clothes Dryer | Realistic Achievable Potential | Peak Demand (W) | 0 | 0 | 0 | 0 | 0 | 0 | 0 | 0 | 0 | 0 | 0 | 0 | 0 | 0 | 0 | 0 | 0 | 0 | 0 | 0 | 0 | 0 | 0 | 0 | 0 | 0 | 0 | 0 | 0 | 0
F5_Residential_CZ2 - Single Family_New_Appliances_Natural Gas_Clothes Dryer_Realistic Achievable Potential | F5 | Residential | CZ2 - Single Family | New | Appliances | Natural Gas | Clothes Dryer | Realistic Achievable Potential | Turnover | 0 | 0 | 0 | 0 | 0 | 0 | 0 | 0 | 0 | 0 | 0 | 0 | 0 | 0 | 0 | 0 | 0 | 0 | 0 | 0 | 0 | 0 | 0 | 0 | 0 | 0 | 0 | 0 | 0 | 0
F6_Residential_CZ2 - Single Family_New_Appliances_Natural Gas_Clothes Dryer_Realistic Achievable Potential | F6 | Residential | CZ2 - Single Family | New | Appliances | Natural Gas | Clothes Dryer | Realistic Achievable Potential | Avg. Replacement Usage | 0 | 0 | 0 | 0 | 0 | 0 | 0 | 0 | 0 | 0 | 0 | 0 | 0 | 0 | 0 | 0 | 0 | 0 | 0 | 0 | 0 | 0 | 0 | 0 | 0 | 0 | 0 | 0 | 0 | 0
F7_Residential_CZ2 - Single Family_New_Appliances_Natural Gas_Clothes Dryer_Realistic Achievable Potential | F7 | Residential | CZ2 - Single Family | New | Appliances | Natural Gas | Clothes Dryer | Realistic Achievable Potential | Avg. Replacement Demand (S) | 0 | 0 | 0 | 0 | 0 | 0 | 0 | 0 | 0 | 0 | 0 | 0 | 0 | 0 | 0 | 0 | 0 | 0 | 0 | 0 | 0 | 0 | 0 | 0 | 0 | 0 | 0 | 0 | 0 | 0
F8_Residential_CZ2 - Single Family_New_Appliances_Natural Gas_Clothes Dryer_Realistic Achievable Potential | F8 | Residential | CZ2 - Single Family | New | Appliances | Natural Gas | Clothes Dryer | Realistic Achievable Potential | Avg. Replacement Demand (W) | 0 | 0 | 0 | 0 | 0 | 0 | 0 | 0 | 0 | 0 | 0 | 0 | 0 | 0 | 0 | 0 | 0 | 0 | 0 | 0 | 0 | 0 | 0 | 0 | 0 | 0 | 0 | 0 | 0 | 0
F1_Residential_CZ2 - Single Family_New_Appliances_Natural Gas_Stove/Oven_Realistic Achievable Potential | F1 | Residential | CZ2 - Single Family | New | Appliances | Natural Gas | Stove/Oven | Realistic Achievable Potential | Units | 0 | 0 | 0 | 0 | 0 | 0 | 0 | 0 | 0 | 0 | 0 | 0 | 0 | 0 | 0 | 0 | 0 | 0 | 0 | 0 | 0 | 0 | 0 | 0 | 0 | 0 | 0 | 0 | 0 | 0
F2_Residential_CZ2 - Single Family_New_Appliances_Natural Gas_Stove/Oven_Realistic Achievable Potential | F2 | Residential | CZ2 - Single Family | New | Appliances | Natural Gas | Stove/Oven | Realistic Achievable Potential | Usage (MMtherm) | 0 | 0 | 0 | 0 | 0 | 0 | 0 | 0 | 0 | 0 | 0 | 0 | 0 | 0 | 0 | 0 | 0 | 0 | 0 | 0 | 0 | 0 | 0 | 0 | 0 | 0 | 0 | 0 | 0 | 0
F3_Residential_CZ2 - Single Family_New_Appliances_Natural Gas_Stove/Oven_Realistic Achievable Potential | F3 | Residential | CZ2 - Single Family | New | Appliances | Natural Gas | Stove/Oven | Realistic Achievable Potential | Peak Demand (S) | 0 | 0 | 0 | 0 | 0 | 0 | 0 | 0 | 0 | 0 | 0 | 0 | 0 | 0 | 0 | 0 | 0 | 0 | 0 | 0 | 0 | 0 | 0 | 0 | 0 | 0 | 0 | 0 | 0 | 0
F4_Residential_CZ2 - Single Family_New_Appliances_Natural Gas_Stove/Oven_Realistic Achievable Potential | F4 | Residential | CZ2 - Single Family | New | Appliances | Natural Gas | Stove/Oven | Realistic Achievable Potential | Peak Demand (W) | 0 | 0 | 0 | 0 | 0 | 0 | 0 | 0 | 0 | 0 | 0 | 0 | 0 | 0 | 0 | 0 | 0 | 0 | 0 | 0 | 0 | 0 | 0 | 0 | 0 | 0 | 0 | 0 | 0 | 0
F5_Residential_CZ2 - Single Family_New_Appliances_Natural Gas_Stove/Oven_Realistic Achievable Potential | F5 | Residential | CZ2 - Single Family | New | Appliances | Natural Gas | Stove/Oven | Realistic Achievable Potential | Turnover | 0 | 0 | 0 | 0 | 0 | 0 | 0 | 0 | 0 | 0 | 0 | 0 | 0 | 0 | 0 | 0 | 0 | 0 | 0 | 0 | 0 | 0 | 0 | 0 | 0 | 0 | 0 | 0 | 0 | 0
F6_Residential_CZ2 - Single Family_New_Appliances_Natural Gas_Stove/Oven_Realistic Achievable Potential | F6 | Residential | CZ2 - Single Family | New | Appliances | Natural Gas | Stove/Oven | Realistic Achievable Potential | Avg. Replacement Usage | 0 | 0 | 0 | 0 | 0 | 0 | 0 | 0 | 0 | 0 | 0 | 0 | 0 | 0 | 0 | 0 | 0 | 0 | 0 | 0 | 0 | 0 | 0 | 0 | 0 | 0 | 0 | 0 | 0 | 0
F7_Residential_CZ2 - Single Family_New_Appliances_Natural Gas_Stove/Oven_Realistic Achievable Potential | F7 | Residential | CZ2 - Single Family | New | Appliances | Natural Gas | Stove/Oven | Realistic Achievable Potential | Avg. Replacement Demand (S) | 0 | 0 | 0 | 0 | 0 | 0 | 0 | 0 | 0 | 0 | 0 | 0 | 0 | 0 | 0 | 0 | 0 | 0 | 0 | 0 | 0 | 0 | 0 | 0 | 0 | 0 | 0 | 0 | 0 | 0
F8_Residential_CZ2 - Single Family_New_Appliances_Natural Gas_Stove/Oven_Realistic Achievable Potential | F8 | Residential | CZ2 - Single Family | New | Appliances | Natural Gas | Stove/Oven | Realistic Achievable Potential | Avg. Replacement Demand (W) | 0 | 0 | 0 | 0 | 0 | 0 | 0 | 0 | 0 | 0 | 0 | 0 | 0 | 0 | 0 | 0 | 0 | 0 | 0 | 0 | 0 | 0 | 0 | 0 | 0 | 0 | 0 | 0 | 0 | 0
F1_Residential_CZ2 - Single Family_New_Miscellaneous_Natural Gas_Pool Heater_Realistic Achievable Potential | F1 | Residential | CZ2 - Single Family | New | Miscellaneous | Natural Gas | Pool Heater | Realistic Achievable Potential | Units | 0 | 0 | 0 | 0 | 0 | 0 | 0 | 0 | 0 | 0 | 0 | 0 | 0 | 0 | 0 | 0 | 0 | 0 | 0 | 0 | 0 | 0 | 0 | 0 | 0 | 0 | 0 | 0 | 0 | 0
F2_Residential_CZ2 - Single Family_New_Miscellaneous_Natural Gas_Pool Heater_Realistic Achievable Potential | F2 | Residential | CZ2 - Single Family | New | Miscellaneous | Natural Gas | Pool Heater | Realistic Achievable Potential | Usage (MMtherm) | 0 | 0 | 0 | 0 | 0 | 0 | 0 | 0 | 0 | 0 | 0 | 0 | 0 | 0 | 0 | 0 | 0 | 0 | 0 | 0 | 0 | 0 | 0 | 0 | 0 | 0 | 0 | 0 | 0 | 0
F3_Residential_CZ2 - Single Family_New_Miscellaneous_Natural Gas_Pool Heater_Realistic Achievable Potential | F3 | Residential | CZ2 - Single Family | New | Miscellaneous | Natural Gas | Pool Heater | Realistic Achievable Potential | Peak Demand (S) | 0 | 0 | 0 | 0 | 0 | 0 | 0 | 0 | 0 | 0 | 0 | 0 | 0 | 0 | 0 | 0 | 0 | 0 | 0 | 0 | 0 | 0 | 0 | 0 | 0 | 0 | 0 | 0 | 0 | 0
F4_Residential_CZ2 - Single Family_New_Miscellaneous_Natural Gas_Pool Heater_Realistic Achievable Potential | F4 | Residential | CZ2 - Single Family | New | Miscellaneous | Natural Gas | Pool Heater | Realistic Achievable Potential | Peak Demand (W) | 0 | 0 | 0 | 0 | 0 | 0 | 0 | 0 | 0 | 0 | 0 | 0 | 0 | 0 | 0 | 0 | 0 | 0 | 0 | 0 | 0 | 0 | 0 | 0 | 0 | 0 | 0 | 0 | 0 | 0
F5_Residential_CZ2 - Single Family_New_Miscellaneous_Natural Gas_Pool Heater_Realistic Achievable Potential | F5 | Residential | CZ2 - Single Family | New | Miscellaneous | Natural Gas | Pool Heater | Realistic Achievable Potential | Turnover | 0 | 0 | 0 | 0 | 0 | 0 | 0 | 0 | 0 | 0 | 0 | 0 | 0 | 0 | 0 | 0 | 0 | 0 | 0 | 0 | 0 | 0 | 0 | 0 | 0 | 0 | 0 | 0 | 0 | 0
F6_Residential_CZ2 - Single Family_New_Miscellaneous_Natural Gas_Pool Heater_Realistic Achievable Potential | F6 | Residential | CZ2 - Single Family | New | Miscellaneous | Natural Gas | Pool Heater | Realistic Achievable Potential | Avg. Replacement Usage | 0 | 0 | 0 | 0 | 0 | 0 | 0 | 0 | 0 | 0 | 0 | 0 | 0 | 0 | 0 | 0 | 0 | 0 | 0 | 0 | 0 | 0 | 0 | 0 | 0 | 0 | 0 | 0 | 0 | 0
F7_Residential_CZ2 - Single Family_New_Miscellaneous_Natural Gas_Pool Heater_Realistic Achievable Potential | F7 | Residential | CZ2 - Single Family | New | Miscellaneous | Natural Gas | Pool Heater | Realistic Achievable Potential | Avg. Replacement Demand (S) | 0 | 0 | 0 | 0 | 0 | 0 | 0 | 0 | 0 | 0 | 0 | 0 | 0 | 0 | 0 | 0 | 0 | 0 | 0 | 0 | 0 | 0 | 0 | 0 | 0 | 0 | 0 | 0 | 0 | 0
F8_Residential_CZ2 - Single Family_New_Miscellaneous_Natural Gas_Pool Heater_Realistic Achievable Potential | F8 | Residential | CZ2 - Single Family | New | Miscellaneous | Natural Gas | Pool Heater | Realistic Achievable Potential | Avg. Replacement Demand (W) | 0 | 0 | 0 | 0 | 0 | 0 | 0 | 0 | 0 | 0 | 0 | 0 | 0 | 0 | 0 | 0 | 0 | 0 | 0 | 0 | 0 | 0 | 0 | 0 | 0 | 0 | 0 | 0 | 0 | 0
F1_Residential_CZ2 - Single Family_New_Miscellaneous_Natural Gas_Miscellaneous_Realistic Achievable Potential | F1 | Residential | CZ2 - Single Family | New | Miscellaneous | Natural Gas | Miscellaneous | Realistic Achievable Potential | Units | 0 | 0 | 0 | 0 | 0 | 0 | 0 | 0 | 0 | 0 | 0 | 0 | 0 | 0 | 0 | 0 | 0 | 0 | 0 | 0 | 0 | 0 | 0 | 0 | 0 | 0 | 0 | 0 | 0 | 0
F2_Residential_CZ2 - Single Family_New_Miscellaneous_Natural Gas_Miscellaneous_Realistic Achievable Potential | F2 | Residential | CZ2 - Single Family | New | Miscellaneous | Natural Gas | Miscellaneous | Realistic Achievable Potential | Usage (MMtherm) | 0 | 0 | 0 | 0 | 0 | 0 | 0 | 0 | 0 | 0 | 0 | 0 | 0 | 0 | 0 | 0 | 0 | 0 | 0 | 0 | 0 | 0 | 0 | 0 | 0 | 0 | 0 | 0 | 0 | 0
F3_Residential_CZ2 - Single Family_New_Miscellaneous_Natural Gas_Miscellaneous_Realistic Achievable Potential | F3 | Residential | CZ2 - Single Family | New | Miscellaneous | Natural Gas | Miscellaneous | Realistic Achievable Potential | Peak Demand (S) | 0 | 0 | 0 | 0 | 0 | 0 | 0 | 0 | 0 | 0 | 0 | 0 | 0 | 0 | 0 | 0 | 0 | 0 | 0 | 0 | 0 | 0 | 0 | 0 | 0 | 0 | 0 | 0 | 0 | 0
F4_Residential_CZ2 - Single Family_New_Miscellaneous_Natural Gas_Miscellaneous_Realistic Achievable Potential | F4 | Residential | CZ2 - Single Family | New | Miscellaneous | Natural Gas | Miscellaneous | Realistic Achievable Potential | Peak Demand (W) | 0 | 0 | 0 | 0 | 0 | 0 | 0 | 0 | 0 | 0 | 0 | 0 | 0 | 0 | 0 | 0 | 0 | 0 | 0 | 0 | 0 | 0 | 0 | 0 | 0 | 0 | 0 | 0 | 0 | 0
F5_Residential_CZ2 - Single Family_New_Miscellaneous_Natural Gas_Miscellaneous_Realistic Achievable Potential | F5 | Residential | CZ2 - Single Family | New | Miscellaneous | Natural Gas | Miscellaneous | Realistic Achievable Potential | Turnover | 0 | 0 | 0 | 0 | 0 | 0 | 0 | 0 | 0 | 0 | 0 | 0 | 0 | 0 | 0 | 0 | 0 | 0 | 0 | 0 | 0 | 0 | 0 | 0 | 0 | 0 | 0 | 0 | 0 | 0
F6_Residential_CZ2 - Single Family_New_Miscellaneous_Natural Gas_Miscellaneous_Realistic Achievable Potential | F6 | Residential | CZ2 - Single Family | New | Miscellaneous | Natural Gas | Miscellaneous | Realistic Achievable Potential | Avg. Replacement Usage | 0 | 0 | 0 | 0 | 0 | 0 | 0 | 0 | 0 | 0 | 0 | 0 | 0 | 0 | 0 | 0 | 0 | 0 | 0 | 0 | 0 | 0 | 0 | 0 | 0 | 0 | 0 | 0 | 0 | 0
F7_Residential_CZ2 - Single Family_New_Miscellaneous_Natural Gas_Miscellaneous_Realistic Achievable Potential | F7 | Residential | CZ2 - Single Family | New | Miscellaneous | Natural Gas | Miscellaneous | Realistic Achievable Potential | Avg. Replacement Demand (S) | 0 | 0 | 0 | 0 | 0 | 0 | 0 | 0 | 0 | 0 | 0 | 0 | 0 | 0 | 0 | 0 | 0 | 0 | 0 | 0 | 0 | 0 | 0 | 0 | 0 | 0 | 0 | 0 | 0 | 0
F8_Residential_CZ2 - Single Family_New_Miscellaneous_Natural Gas_Miscellaneous_Realistic Achievable Potential | F8 | Residential | CZ2 - Single Family | New | Miscellaneous | Natural Gas | Miscellaneous | Realistic Achievable Potential | Avg. Replacement Demand (W) | 0 | 0 | 0 | 0 | 0 | 0 | 0 | 0 | 0 | 0 | 0 | 0 | 0 | 0 | 0 | 0 | 0 | 0 | 0 | 0 | 0 | 0 | 0 | 0 | 0 | 0 | 0 | 0 | 0 | 0
F1_Residential_CZ2 - Multi Family_Existing_Space Heating_Natural Gas_Furnace - Direct Fuel_Realistic Achievable Potential | F1 | Residential | CZ2 - Multi Family | Existing | Space Heating | Natural Gas | Furnace - Direct Fuel | Realistic Achievable Potential | Units | 0 | 0 | 0 | 0 | 0 | 0 | 0 | 0 | 0 | 0 | 0 | 0 | 0 | 0 | 0 | 0 | 0 | 0 | 0 | 0 | 0 | 0 | 0 | 0 | 0 | 0 | 0 | 0 | 0 | 0
F2_Residential_CZ2 - Multi Family_Existing_Space Heating_Natural Gas_Furnace - Direct Fuel_Realistic Achievable Potential | F2 | Residential | CZ2 - Multi Family | Existing | Space Heating | Natural Gas | Furnace - Direct Fuel | Realistic Achievable Potential | Usage (MMtherm) | 0 | 0 | 0 | 0 | 0 | 0 | 0 | 0 | 0 | 0 | 0 | 0 | 0 | 0 | 0 | 0 | 0 | 0 | 0 | 0 | 0 | 0 | 0 | 0 | 0 | 0 | 0 | 0 | 0 | 0
F3_Residential_CZ2 - Multi Family_Existing_Space Heating_Natural Gas_Furnace - Direct Fuel_Realistic Achievable Potential | F3 | Residential | CZ2 - Multi Family | Existing | Space Heating | Natural Gas | Furnace - Direct Fuel | Realistic Achievable Potential | Peak Demand (S) | 0 | 0 | 0 | 0 | 0 | 0 | 0 | 0 | 0 | 0 | 0 | 0 | 0 | 0 | 0 | 0 | 0 | 0 | 0 | 0 | 0 | 0 | 0 | 0 | 0 | 0 | 0 | 0 | 0 | 0
F4_Residential_CZ2 - Multi Family_Existing_Space Heating_Natural Gas_Furnace - Direct Fuel_Realistic Achievable Potential | F4 | Residential | CZ2 - Multi Family | Existing | Space Heating | Natural Gas | Furnace - Direct Fuel | Realistic Achievable Potential | Peak Demand (W) | 0 | 0 | 0 | 0 | 0 | 0 | 0 | 0 | 0 | 0 | 0 | 0 | 0 | 0 | 0 | 0 | 0 | 0 | 0 | 0 | 0 | 0 | 0 | 0 | 0 | 0 | 0 | 0 | 0 | 0
F5_Residential_CZ2 - Multi Family_Existing_Space Heating_Natural Gas_Furnace - Direct Fuel_Realistic Achievable Potential | F5 | Residential | CZ2 - Multi Family | Existing | Space Heating | Natural Gas | Furnace - Direct Fuel | Realistic Achievable Potential | Turnover | 0 | 0 | 0 | 0 | 0 | 0 | 0 | 0 | 0 | 0 | 0 | 0 | 0 | 0 | 0 | 0 | 0 | 0 | 0 | 0 | 0 | 0 | 0 | 0 | 0 | 0 | 0 | 0 | 0 | 0
F6_Residential_CZ2 - Multi Family_Existing_Space Heating_Natural Gas_Furnace - Direct Fuel_Realistic Achievable Potential | F6 | Residential | CZ2 - Multi Family | Existing | Space Heating | Natural Gas | Furnace - Direct Fuel | Realistic Achievable Potential | Avg. Replacement Usage | 0 | 0 | 0 | 0 | 0 | 0 | 0 | 0 | 0 | 0 | 0 | 0 | 0 | 0 | 0 | 0 | 0 | 0 | 0 | 0 | 0 | 0 | 0 | 0 | 0 | 0 | 0 | 0 | 0 | 0
F7_Residential_CZ2 - Multi Family_Existing_Space Heating_Natural Gas_Furnace - Direct Fuel_Realistic Achievable Potential | F7 | Residential | CZ2 - Multi Family | Existing | Space Heating | Natural Gas | Furnace - Direct Fuel | Realistic Achievable Potential | Avg. Replacement Demand (S) | 0 | 0 | 0 | 0 | 0 | 0 | 0 | 0 | 0 | 0 | 0 | 0 | 0 | 0 | 0 | 0 | 0 | 0 | 0 | 0 | 0 | 0 | 0 | 0 | 0 | 0 | 0 | 0 | 0 | 0
F8_Residential_CZ2 - Multi Family_Existing_Space Heating_Natural Gas_Furnace - Direct Fuel_Realistic Achievable Potential | F8 | Residential | CZ2 - Multi Family | Existing | Space Heating | Natural Gas | Furnace - Direct Fuel | Realistic Achievable Potential | Avg. Replacement Demand (W) | 0 | 0 | 0 | 0 | 0 | 0 | 0 | 0 | 0 | 0 | 0 | 0 | 0 | 0 | 0 | 0 | 0 | 0 | 0 | 0 | 0 | 0 | 0 | 0 | 0 | 0 | 0 | 0 | 0 | 0
F1_Residential_CZ2 - Multi Family_Existing_Space Heating_Natural Gas_Boiler - Direct Fuel_Realistic Achievable Potential | F1 | Residential | CZ2 - Multi Family | Existing | Space Heating | Natural Gas | Boiler - Direct Fuel | Realistic Achievable Potential | Units | 0 | 0 | 0 | 0 | 0 | 0 | 0 | 0 | 0 | 0 | 0 | 0 | 0 | 0 | 0 | 0 | 0 | 0 | 0 | 0 | 0 | 0 | 0 | 0 | 0 | 0 | 0 | 0 | 0 | 0
F2_Residential_CZ2 - Multi Family_Existing_Space Heating_Natural Gas_Boiler - Direct Fuel_Realistic Achievable Potential | F2 | Residential | CZ2 - Multi Family | Existing | Space Heating | Natural Gas | Boiler - Direct Fuel | Realistic Achievable Potential | Usage (MMtherm) | 0 | 0 | 0 | 0 | 0 | 0 | 0 | 0 | 0 | 0 | 0 | 0 | 0 | 0 | 0 | 0 | 0 | 0 | 0 | 0 | 0 | 0 | 0 | 0 | 0 | 0 | 0 | 0 | 0 | 0
F3_Residential_CZ2 - Multi Family_Existing_Space Heating_Natural Gas_Boiler - Direct Fuel_Realistic Achievable Potential | F3 | Residential | CZ2 - Multi Family | Existing | Space Heating | Natural Gas | Boiler - Direct Fuel | Realistic Achievable Potential | Peak Demand (S) | 0 | 0 | 0 | 0 | 0 | 0 | 0 | 0 | 0 | 0 | 0 | 0 | 0 | 0 | 0 | 0 | 0 | 0 | 0 | 0 | 0 | 0 | 0 | 0 | 0 | 0 | 0 | 0 | 0 | 0
F4_Residential_CZ2 - Multi Family_Existing_Space Heating_Natural Gas_Boiler - Direct Fuel_Realistic Achievable Potential | F4 | Residential | CZ2 - Multi Family | Existing | Space Heating | Natural Gas | Boiler - Direct Fuel | Realistic Achievable Potential | Peak Demand (W) | 0 | 0 | 0 | 0 | 0 | 0 | 0 | 0 | 0 | 0 | 0 | 0 | 0 | 0 | 0 | 0 | 0 | 0 | 0 | 0 | 0 | 0 | 0 | 0 | 0 | 0 | 0 | 0 | 0 | 0
F5_Residential_CZ2 - Multi Family_Existing_Space Heating_Natural Gas_Boiler - Direct Fuel_Realistic Achievable Potential | F5 | Residential | CZ2 - Multi Family | Existing | Space Heating | Natural Gas | Boiler - Direct Fuel | Realistic Achievable Potential | Turnover | 0 | 0 | 0 | 0 | 0 | 0 | 0 | 0 | 0 | 0 | 0 | 0 | 0 | 0 | 0 | 0 | 0 | 0 | 0 | 0 | 0 | 0 | 0 | 0 | 0 | 0 | 0 | 0 | 0 | 0
F6_Residential_CZ2 - Multi Family_Existing_Space Heating_Natural Gas_Boiler - Direct Fuel_Realistic Achievable Potential | F6 | Residential | CZ2 - Multi Family | Existing | Space Heating | Natural Gas | Boiler - Direct Fuel | Realistic Achievable Potential | Avg. Replacement Usage | 0 | 0 | 0 | 0 | 0 | 0 | 0 | 0 | 0 | 0 | 0 | 0 | 0 | 0 | 0 | 0 | 0 | 0 | 0 | 0 | 0 | 0 | 0 | 0 | 0 | 0 | 0 | 0 | 0 | 0
F7_Residential_CZ2 - Multi Family_Existing_Space Heating_Natural Gas_Boiler - Direct Fuel_Realistic Achievable Potential | F7 | Residential | CZ2 - Multi Family | Existing | Space Heating | Natural Gas | Boiler - Direct Fuel | Realistic Achievable Potential | Avg. Replacement Demand (S) | 0 | 0 | 0 | 0 | 0 | 0 | 0 | 0 | 0 | 0 | 0 | 0 | 0 | 0 | 0 | 0 | 0 | 0 | 0 | 0 | 0 | 0 | 0 | 0 | 0 | 0 | 0 | 0 | 0 | 0
F8_Residential_CZ2 - Multi Family_Existing_Space Heating_Natural Gas_Boiler - Direct Fuel_Realistic Achievable Potential | F8 | Residential | CZ2 - Multi Family | Existing | Space Heating | Natural Gas | Boiler - Direct Fuel | Realistic Achievable Potential | Avg. Replacement Demand (W) | 0 | 0 | 0 | 0 | 0 | 0 | 0 | 0 | 0 | 0 | 0 | 0 | 0 | 0 | 0 | 0 | 0 | 0 | 0 | 0 | 0 | 0 | 0 | 0 | 0 | 0 | 0 | 0 | 0 | 0
F1_Residential_CZ2 - Multi Family_Existing_Secondary Heating_Natural Gas_Fireplace_Realistic Achievable Potential | F1 | Residential | CZ2 - Multi Family | Existing | Secondary Heating | Natural Gas | Fireplace | Realistic Achievable Potential | Units | 0 | 0 | 0 | 0 | 0 | 0 | 0 | 0 | 0 | 0 | 0 | 0 | 0 | 0 | 0 | 0 | 0 | 0 | 0 | 0 | 0 | 0 | 0 | 0 | 0 | 0 | 0 | 0 | 0 | 0
F2_Residential_CZ2 - Multi Family_Existing_Secondary Heating_Natural Gas_Fireplace_Realistic Achievable Potential | F2 | Residential | CZ2 - Multi Family | Existing | Secondary Heating | Natural Gas | Fireplace | Realistic Achievable Potential | Usage (MMtherm) | 0 | 0 | 0 | 0 | 0 | 0 | 0 | 0 | 0 | 0 | 0 | 0 | 0 | 0 | 0 | 0 | 0 | 0 | 0 | 0 | 0 | 0 | 0 | 0 | 0 | 0 | 0 | 0 | 0 | 0
F3_Residential_CZ2 - Multi Family_Existing_Secondary Heating_Natural Gas_Fireplace_Realistic Achievable Potential | F3 | Residential | CZ2 - Multi Family | Existing | Secondary Heating | Natural Gas | Fireplace | Realistic Achievable Potential | Peak Demand (S) | 0 | 0 | 0 | 0 | 0 | 0 | 0 | 0 | 0 | 0 | 0 | 0 | 0 | 0 | 0 | 0 | 0 | 0 | 0 | 0 | 0 | 0 | 0 | 0 | 0 | 0 | 0 | 0 | 0 | 0
F4_Residential_CZ2 - Multi Family_Existing_Secondary Heating_Natural Gas_Fireplace_Realistic Achievable Potential | F4 | Residential | CZ2 - Multi Family | Existing | Secondary Heating | Natural Gas | Fireplace | Realistic Achievable Potential | Peak Demand (W) | 0 | 0 | 0 | 0 | 0 | 0 | 0 | 0 | 0 | 0 | 0 | 0 | 0 | 0 | 0 | 0 | 0 | 0 | 0 | 0 | 0 | 0 | 0 | 0 | 0 | 0 | 0 | 0 | 0 | 0
F5_Residential_CZ2 - Multi Family_Existing_Secondary Heating_Natural Gas_Fireplace_Realistic Achievable Potential | F5 | Residential | CZ2 - Multi Family | Existing | Secondary Heating | Natural Gas | Fireplace | Realistic Achievable Potential | Turnover | 0 | 0 | 0 | 0 | 0 | 0 | 0 | 0 | 0 | 0 | 0 | 0 | 0 | 0 | 0 | 0 | 0 | 0 | 0 | 0 | 0 | 0 | 0 | 0 | 0 | 0 | 0 | 0 | 0 | 0
F6_Residential_CZ2 - Multi Family_Existing_Secondary Heating_Natural Gas_Fireplace_Realistic Achievable Potential | F6 | Residential | CZ2 - Multi Family | Existing | Secondary Heating | Natural Gas | Fireplace | Realistic Achievable Potential | Avg. Replacement Usage | 0 | 0 | 0 | 0 | 0 | 0 | 0 | 0 | 0 | 0 | 0 | 0 | 0 | 0 | 0 | 0 | 0 | 0 | 0 | 0 | 0 | 0 | 0 | 0 | 0 | 0 | 0 | 0 | 0 | 0
F7_Residential_CZ2 - Multi Family_Existing_Secondary Heating_Natural Gas_Fireplace_Realistic Achievable Potential | F7 | Residential | CZ2 - Multi Family | Existing | Secondary Heating | Natural Gas | Fireplace | Realistic Achievable Potential | Avg. Replacement Demand (S) | 0 | 0 | 0 | 0 | 0 | 0 | 0 | 0 | 0 | 0 | 0 | 0 | 0 | 0 | 0 | 0 | 0 | 0 | 0 | 0 | 0 | 0 | 0 | 0 | 0 | 0 | 0 | 0 | 0 | 0
F8_Residential_CZ2 - Multi Family_Existing_Secondary Heating_Natural Gas_Fireplace_Realistic Achievable Potential | F8 | Residential | CZ2 - Multi Family | Existing | Secondary Heating | Natural Gas | Fireplace | Realistic Achievable Potential | Avg. Replacement Demand (W) | 0 | 0 | 0 | 0 | 0 | 0 | 0 | 0 | 0 | 0 | 0 | 0 | 0 | 0 | 0 | 0 | 0 | 0 | 0 | 0 | 0 | 0 | 0 | 0 | 0 | 0 | 0 | 0 | 0 | 0
F1_Residential_CZ2 - Multi Family_Existing_Water Heating_Natural Gas_Water Heater <= 55 gal._Realistic Achievable Potential | F1 | Residential | CZ2 - Multi Family | Existing | Water Heating | Natural Gas | Water Heater <= 55 gal. | Realistic Achievable Potential | Units | 0 | 0 | 0 | 0 | 0 | 0 | 0 | 0 | 0 | 0 | 0 | 0 | 0 | 0 | 0 | 0 | 0 | 0 | 0 | 0 | 0 | 0 | 0 | 0 | 0 | 0 | 0 | 0 | 0 | 0
F2_Residential_CZ2 - Multi Family_Existing_Water Heating_Natural Gas_Water Heater <= 55 gal._Realistic Achievable Potential | F2 | Residential | CZ2 - Multi Family | Existing | Water Heating | Natural Gas | Water Heater <= 55 gal. | Realistic Achievable Potential | Usage (MMtherm) | 0 | 0 | 0 | 0 | 0 | 0 | 0 | 0 | 0 | 0 | 0 | 0 | 0 | 0 | 0 | 0 | 0 | 0 | 0 | 0 | 0 | 0 | 0 | 0 | 0 | 0 | 0 | 0 | 0 | 0
F3_Residential_CZ2 - Multi Family_Existing_Water Heating_Natural Gas_Water Heater <= 55 gal._Realistic Achievable Potential | F3 | Residential | CZ2 - Multi Family | Existing | Water Heating | Natural Gas | Water Heater <= 55 gal. | Realistic Achievable Potential | Peak Demand (S) | 0 | 0 | 0 | 0 | 0 | 0 | 0 | 0 | 0 | 0 | 0 | 0 | 0 | 0 | 0 | 0 | 0 | 0 | 0 | 0 | 0 | 0 | 0 | 0 | 0 | 0 | 0 | 0 | 0 | 0
F4_Residential_CZ2 - Multi Family_Existing_Water Heating_Natural Gas_Water Heater <= 55 gal._Realistic Achievable Potential | F4 | Residential | CZ2 - Multi Family | Existing | Water Heating | Natural Gas | Water Heater <= 55 gal. | Realistic Achievable Potential | Peak Demand (W) | 0 | 0 | 0 | 0 | 0 | 0 | 0 | 0 | 0 | 0 | 0 | 0 | 0 | 0 | 0 | 0 | 0 | 0 | 0 | 0 | 0 | 0 | 0 | 0 | 0 | 0 | 0 | 0 | 0 | 0
F5_Residential_CZ2 - Multi Family_Existing_Water Heating_Natural Gas_Water Heater <= 55 gal._Realistic Achievable Potential | F5 | Residential | CZ2 - Multi Family | Existing | Water Heating | Natural Gas | Water Heater <= 55 gal. | Realistic Achievable Potential | Turnover | 0 | 0 | 0 | 0 | 0 | 0 | 0 | 0 | 0 | 0 | 0 | 0 | 0 | 0 | 0 | 0 | 0 | 0 | 0 | 0 | 0 | 0 | 0 | 0 | 0 | 0 | 0 | 0 | 0 | 0
F6_Residential_CZ2 - Multi Family_Existing_Water Heating_Natural Gas_Water Heater <= 55 gal._Realistic Achievable Potential | F6 | Residential | CZ2 - Multi Family | Existing | Water Heating | Natural Gas | Water Heater <= 55 gal. | Realistic Achievable Potential | Avg. Replacement Usage | 0 | 0 | 0 | 0 | 0 | 0 | 0 | 0 | 0 | 0 | 0 | 0 | 0 | 0 | 0 | 0 | 0 | 0 | 0 | 0 | 0 | 0 | 0 | 0 | 0 | 0 | 0 | 0 | 0 | 0
F7_Residential_CZ2 - Multi Family_Existing_Water Heating_Natural Gas_Water Heater <= 55 gal._Realistic Achievable Potential | F7 | Residential | CZ2 - Multi Family | Existing | Water Heating | Natural Gas | Water Heater <= 55 gal. | Realistic Achievable Potential | Avg. Replacement Demand (S) | 0 | 0 | 0 | 0 | 0 | 0 | 0 | 0 | 0 | 0 | 0 | 0 | 0 | 0 | 0 | 0 | 0 | 0 | 0 | 0 | 0 | 0 | 0 | 0 | 0 | 0 | 0 | 0 | 0 | 0
F8_Residential_CZ2 - Multi Family_Existing_Water Heating_Natural Gas_Water Heater <= 55 gal._Realistic Achievable Potential | F8 | Residential | CZ2 - Multi Family | Existing | Water Heating | Natural Gas | Water Heater <= 55 gal. | Realistic Achievable Potential | Avg. Replacement Demand (W) | 0 | 0 | 0 | 0 | 0 | 0 | 0 | 0 | 0 | 0 | 0 | 0 | 0 | 0 | 0 | 0 | 0 | 0 | 0 | 0 | 0 | 0 | 0 | 0 | 0 | 0 | 0 | 0 | 0 | 0
F1_Residential_CZ2 - Multi Family_Existing_Water Heating_Natural Gas_Water Heater > 55 gal._Realistic Achievable Potential | F1 | Residential | CZ2 - Multi Family | Existing | Water Heating | Natural Gas | Water Heater > 55 gal. | Realistic Achievable Potential | Units | 0 | 0 | 0 | 0 | 0 | 0 | 0 | 0 | 0 | 0 | 0 | 0 | 0 | 0 | 0 | 0 | 0 | 0 | 0 | 0 | 0 | 0 | 0 | 0 | 0 | 0 | 0 | 0 | 0 | 0
F2_Residential_CZ2 - Multi Family_Existing_Water Heating_Natural Gas_Water Heater > 55 gal._Realistic Achievable Potential | F2 | Residential | CZ2 - Multi Family | Existing | Water Heating | Natural Gas | Water Heater > 55 gal. | Realistic Achievable Potential | Usage (MMtherm) | 0 | 0 | 0 | 0 | 0 | 0 | 0 | 0 | 0 | 0 | 0 | 0 | 0 | 0 | 0 | 0 | 0 | 0 | 0 | 0 | 0 | 0 | 0 | 0 | 0 | 0 | 0 | 0 | 0 | 0
F3_Residential_CZ2 - Multi Family_Existing_Water Heating_Natural Gas_Water Heater > 55 gal._Realistic Achievable Potential | F3 | Residential | CZ2 - Multi Family | Existing | Water Heating | Natural Gas | Water Heater > 55 gal. | Realistic Achievable Potential | Peak Demand (S) | 0 | 0 | 0 | 0 | 0 | 0 | 0 | 0 | 0 | 0 | 0 | 0 | 0 | 0 | 0 | 0 | 0 | 0 | 0 | 0 | 0 | 0 | 0 | 0 | 0 | 0 | 0 | 0 | 0 | 0
F4_Residential_CZ2 - Multi Family_Existing_Water Heating_Natural Gas_Water Heater > 55 gal._Realistic Achievable Potential | F4 | Residential | CZ2 - Multi Family | Existing | Water Heating | Natural Gas | Water Heater > 55 gal. | Realistic Achievable Potential | Peak Demand (W) | 0 | 0 | 0 | 0 | 0 | 0 | 0 | 0 | 0 | 0 | 0 | 0 | 0 | 0 | 0 | 0 | 0 | 0 | 0 | 0 | 0 | 0 | 0 | 0 | 0 | 0 | 0 | 0 | 0 | 0
F5_Residential_CZ2 - Multi Family_Existing_Water Heating_Natural Gas_Water Heater > 55 gal._Realistic Achievable Potential | F5 | Residential | CZ2 - Multi Family | Existing | Water Heating | Natural Gas | Water Heater > 55 gal. | Realistic Achievable Potential | Turnover | 0 | 0 | 0 | 0 | 0 | 0 | 0 | 0 | 0 | 0 | 0 | 0 | 0 | 0 | 0 | 0 | 0 | 0 | 0 | 0 | 0 | 0 | 0 | 0 | 0 | 0 | 0 | 0 | 0 | 0
F6_Residential_CZ2 - Multi Family_Existing_Water Heating_Natural Gas_Water Heater > 55 gal._Realistic Achievable Potential | F6 | Residential | CZ2 - Multi Family | Existing | Water Heating | Natural Gas | Water Heater > 55 gal. | Realistic Achievable Potential | Avg. Replacement Usage | 0 | 0 | 0 | 0 | 0 | 0 | 0 | 0 | 0 | 0 | 0 | 0 | 0 | 0 | 0 | 0 | 0 | 0 | 0 | 0 | 0 | 0 | 0 | 0 | 0 | 0 | 0 | 0 | 0 | 0
F7_Residential_CZ2 - Multi Family_Existing_Water Heating_Natural Gas_Water Heater > 55 gal._Realistic Achievable Potential | F7 | Residential | CZ2 - Multi Family | Existing | Water Heating | Natural Gas | Water Heater > 55 gal. | Realistic Achievable Potential | Avg. Replacement Demand (S) | 0 | 0 | 0 | 0 | 0 | 0 | 0 | 0 | 0 | 0 | 0 | 0 | 0 | 0 | 0 | 0 | 0 | 0 | 0 | 0 | 0 | 0 | 0 | 0 | 0 | 0 | 0 | 0 | 0 | 0
F8_Residential_CZ2 - Multi Family_Existing_Water Heating_Natural Gas_Water Heater > 55 gal._Realistic Achievable Potential | F8 | Residential | CZ2 - Multi Family | Existing | Water Heating | Natural Gas | Water Heater > 55 gal. | Realistic Achievable Potential | Avg. Replacement Demand (W) | 0 | 0 | 0 | 0 | 0 | 0 | 0 | 0 | 0 | 0 | 0 | 0 | 0 | 0 | 0 | 0 | 0 | 0 | 0 | 0 | 0 | 0 | 0 | 0 | 0 | 0 | 0 | 0 | 0 | 0
F1_Residential_CZ2 - Multi Family_Existing_Appliances_Natural Gas_Clothes Dryer_Realistic Achievable Potential | F1 | Residential | CZ2 - Multi Family | Existing | Appliances | Natural Gas | Clothes Dryer | Realistic Achievable Potential | Units | 0 | 0 | 0 | 0 | 0 | 0 | 0 | 0 | 0 | 0 | 0 | 0 | 0 | 0 | 0 | 0 | 0 | 0 | 0 | 0 | 0 | 0 | 0 | 0 | 0 | 0 | 0 | 0 | 0 | 0
F2_Residential_CZ2 - Multi Family_Existing_Appliances_Natural Gas_Clothes Dryer_Realistic Achievable Potential | F2 | Residential | CZ2 - Multi Family | Existing | Appliances | Natural Gas | Clothes Dryer | Realistic Achievable Potential | Usage (MMtherm) | 0 | 0 | 0 | 0 | 0 | 0 | 0 | 0 | 0 | 0 | 0 | 0 | 0 | 0 | 0 | 0 | 0 | 0 | 0 | 0 | 0 | 0 | 0 | 0 | 0 | 0 | 0 | 0 | 0 | 0
F3_Residential_CZ2 - Multi Family_Existing_Appliances_Natural Gas_Clothes Dryer_Realistic Achievable Potential | F3 | Residential | CZ2 - Multi Family | Existing | Appliances | Natural Gas | Clothes Dryer | Realistic Achievable Potential | Peak Demand (S) | 0 | 0 | 0 | 0 | 0 | 0 | 0 | 0 | 0 | 0 | 0 | 0 | 0 | 0 | 0 | 0 | 0 | 0 | 0 | 0 | 0 | 0 | 0 | 0 | 0 | 0 | 0 | 0 | 0 | 0
F4_Residential_CZ2 - Multi Family_Existing_Appliances_Natural Gas_Clothes Dryer_Realistic Achievable Potential | F4 | Residential | CZ2 - Multi Family | Existing | Appliances | Natural Gas | Clothes Dryer | Realistic Achievable Potential | Peak Demand (W) | 0 | 0 | 0 | 0 | 0 | 0 | 0 | 0 | 0 | 0 | 0 | 0 | 0 | 0 | 0 | 0 | 0 | 0 | 0 | 0 | 0 | 0 | 0 | 0 | 0 | 0 | 0 | 0 | 0 | 0
F5_Residential_CZ2 - Multi Family_Existing_Appliances_Natural Gas_Clothes Dryer_Realistic Achievable Potential | F5 | Residential | CZ2 - Multi Family | Existing | Appliances | Natural Gas | Clothes Dryer | Realistic Achievable Potential | Turnover | 0 | 0 | 0 | 0 | 0 | 0 | 0 | 0 | 0 | 0 | 0 | 0 | 0 | 0 | 0 | 0 | 0 | 0 | 0 | 0 | 0 | 0 | 0 | 0 | 0 | 0 | 0 | 0 | 0 | 0
F6_Residential_CZ2 - Multi Family_Existing_Appliances_Natural Gas_Clothes Dryer_Realistic Achievable Potential | F6 | Residential | CZ2 - Multi Family | Existing | Appliances | Natural Gas | Clothes Dryer | Realistic Achievable Potential | Avg. Replacement Usage | 0 | 0 | 0 | 0 | 0 | 0 | 0 | 0 | 0 | 0 | 0 | 0 | 0 | 0 | 0 | 0 | 0 | 0 | 0 | 0 | 0 | 0 | 0 | 0 | 0 | 0 | 0 | 0 | 0 | 0
F7_Residential_CZ2 - Multi Family_Existing_Appliances_Natural Gas_Clothes Dryer_Realistic Achievable Potential | F7 | Residential | CZ2 - Multi Family | Existing | Appliances | Natural Gas | Clothes Dryer | Realistic Achievable Potential | Avg. Replacement Demand (S) | 0 | 0 | 0 | 0 | 0 | 0 | 0 | 0 | 0 | 0 | 0 | 0 | 0 | 0 | 0 | 0 | 0 | 0 | 0 | 0 | 0 | 0 | 0 | 0 | 0 | 0 | 0 | 0 | 0 | 0
F8_Residential_CZ2 - Multi Family_Existing_Appliances_Natural Gas_Clothes Dryer_Realistic Achievable Potential | F8 | Residential | CZ2 - Multi Family | Existing | Appliances | Natural Gas | Clothes Dryer | Realistic Achievable Potential | Avg. Replacement Demand (W) | 0 | 0 | 0 | 0 | 0 | 0 | 0 | 0 | 0 | 0 | 0 | 0 | 0 | 0 | 0 | 0 | 0 | 0 | 0 | 0 | 0 | 0 | 0 | 0 | 0 | 0 | 0 | 0 | 0 | 0
F1_Residential_CZ2 - Multi Family_Existing_Appliances_Natural Gas_Stove/Oven_Realistic Achievable Potential | F1 | Residential | CZ2 - Multi Family | Existing | Appliances | Natural Gas | Stove/Oven | Realistic Achievable Potential | Units | 0 | 0 | 0 | 0 | 0 | 0 | 0 | 0 | 0 | 0 | 0 | 0 | 0 | 0 | 0 | 0 | 0 | 0 | 0 | 0 | 0 | 0 | 0 | 0 | 0 | 0 | 0 | 0 | 0 | 0
F2_Residential_CZ2 - Multi Family_Existing_Appliances_Natural Gas_Stove/Oven_Realistic Achievable Potential | F2 | Residential | CZ2 - Multi Family | Existing | Appliances | Natural Gas | Stove/Oven | Realistic Achievable Potential | Usage (MMtherm) | 0 | 0 | 0 | 0 | 0 | 0 | 0 | 0 | 0 | 0 | 0 | 0 | 0 | 0 | 0 | 0 | 0 | 0 | 0 | 0 | 0 | 0 | 0 | 0 | 0 | 0 | 0 | 0 | 0 | 0
F3_Residential_CZ2 - Multi Family_Existing_Appliances_Natural Gas_Stove/Oven_Realistic Achievable Potential | F3 | Residential | CZ2 - Multi Family | Existing | Appliances | Natural Gas | Stove/Oven | Realistic Achievable Potential | Peak Demand (S) | 0 | 0 | 0 | 0 | 0 | 0 | 0 | 0 | 0 | 0 | 0 | 0 | 0 | 0 | 0 | 0 | 0 | 0 | 0 | 0 | 0 | 0 | 0 | 0 | 0 | 0 | 0 | 0 | 0 | 0
F4_Residential_CZ2 - Multi Family_Existing_Appliances_Natural Gas_Stove/Oven_Realistic Achievable Potential | F4 | Residential | CZ2 - Multi Family | Existing | Appliances | Natural Gas | Stove/Oven | Realistic Achievable Potential | Peak Demand (W) | 0 | 0 | 0 | 0 | 0 | 0 | 0 | 0 | 0 | 0 | 0 | 0 | 0 | 0 | 0 | 0 | 0 | 0 | 0 | 0 | 0 | 0 | 0 | 0 | 0 | 0 | 0 | 0 | 0 | 0
F5_Residential_CZ2 - Multi Family_Existing_Appliances_Natural Gas_Stove/Oven_Realistic Achievable Potential | F5 | Residential | CZ2 - Multi Family | Existing | Appliances | Natural Gas | Stove/Oven | Realistic Achievable Potential | Turnover | 0 | 0 | 0 | 0 | 0 | 0 | 0 | 0 | 0 | 0 | 0 | 0 | 0 | 0 | 0 | 0 | 0 | 0 | 0 | 0 | 0 | 0 | 0 | 0 | 0 | 0 | 0 | 0 | 0 | 0
F6_Residential_CZ2 - Multi Family_Existing_Appliances_Natural Gas_Stove/Oven_Realistic Achievable Potential | F6 | Residential | CZ2 - Multi Family | Existing | Appliances | Natural Gas | Stove/Oven | Realistic Achievable Potential | Avg. Replacement Usage | 0 | 0 | 0 | 0 | 0 | 0 | 0 | 0 | 0 | 0 | 0 | 0 | 0 | 0 | 0 | 0 | 0 | 0 | 0 | 0 | 0 | 0 | 0 | 0 | 0 | 0 | 0 | 0 | 0 | 0
F7_Residential_CZ2 - Multi Family_Existing_Appliances_Natural Gas_Stove/Oven_Realistic Achievable Potential | F7 | Residential | CZ2 - Multi Family | Existing | Appliances | Natural Gas | Stove/Oven | Realistic Achievable Potential | Avg. Replacement Demand (S) | 0 | 0 | 0 | 0 | 0 | 0 | 0 | 0 | 0 | 0 | 0 | 0 | 0 | 0 | 0 | 0 | 0 | 0 | 0 | 0 | 0 | 0 | 0 | 0 | 0 | 0 | 0 | 0 | 0 | 0
F8_Residential_CZ2 - Multi Family_Existing_Appliances_Natural Gas_Stove/Oven_Realistic Achievable Potential | F8 | Residential | CZ2 - Multi Family | Existing | Appliances | Natural Gas | Stove/Oven | Realistic Achievable Potential | Avg. Replacement Demand (W) | 0 | 0 | 0 | 0 | 0 | 0 | 0 | 0 | 0 | 0 | 0 | 0 | 0 | 0 | 0 | 0 | 0 | 0 | 0 | 0 | 0 | 0 | 0 | 0 | 0 | 0 | 0 | 0 | 0 | 0
F1_Residential_CZ2 - Multi Family_Existing_Miscellaneous_Natural Gas_Pool Heater_Realistic Achievable Potential | F1 | Residential | CZ2 - Multi Family | Existing | Miscellaneous | Natural Gas | Pool Heater | Realistic Achievable Potential | Units | 0 | 0 | 0 | 0 | 0 | 0 | 0 | 0 | 0 | 0 | 0 | 0 | 0 | 0 | 0 | 0 | 0 | 0 | 0 | 0 | 0 | 0 | 0 | 0 | 0 | 0 | 0 | 0 | 0 | 0
F2_Residential_CZ2 - Multi Family_Existing_Miscellaneous_Natural Gas_Pool Heater_Realistic Achievable Potential | F2 | Residential | CZ2 - Multi Family | Existing | Miscellaneous | Natural Gas | Pool Heater | Realistic Achievable Potential | Usage (MMtherm) | 0 | 0 | 0 | 0 | 0 | 0 | 0 | 0 | 0 | 0 | 0 | 0 | 0 | 0 | 0 | 0 | 0 | 0 | 0 | 0 | 0 | 0 | 0 | 0 | 0 | 0 | 0 | 0 | 0 | 0
F3_Residential_CZ2 - Multi Family_Existing_Miscellaneous_Natural Gas_Pool Heater_Realistic Achievable Potential | F3 | Residential | CZ2 - Multi Family | Existing | Miscellaneous | Natural Gas | Pool Heater | Realistic Achievable Potential | Peak Demand (S) | 0 | 0 | 0 | 0 | 0 | 0 | 0 | 0 | 0 | 0 | 0 | 0 | 0 | 0 | 0 | 0 | 0 | 0 | 0 | 0 | 0 | 0 | 0 | 0 | 0 | 0 | 0 | 0 | 0 | 0
F4_Residential_CZ2 - Multi Family_Existing_Miscellaneous_Natural Gas_Pool Heater_Realistic Achievable Potential | F4 | Residential | CZ2 - Multi Family | Existing | Miscellaneous | Natural Gas | Pool Heater | Realistic Achievable Potential | Peak Demand (W) | 0 | 0 | 0 | 0 | 0 | 0 | 0 | 0 | 0 | 0 | 0 | 0 | 0 | 0 | 0 | 0 | 0 | 0 | 0 | 0 | 0 | 0 | 0 | 0 | 0 | 0 | 0 | 0 | 0 | 0
F5_Residential_CZ2 - Multi Family_Existing_Miscellaneous_Natural Gas_Pool Heater_Realistic Achievable Potential | F5 | Residential | CZ2 - Multi Family | Existing | Miscellaneous | Natural Gas | Pool Heater | Realistic Achievable Potential | Turnover | 0 | 0 | 0 | 0 | 0 | 0 | 0 | 0 | 0 | 0 | 0 | 0 | 0 | 0 | 0 | 0 | 0 | 0 | 0 | 0 | 0 | 0 | 0 | 0 | 0 | 0 | 0 | 0 | 0 | 0
F6_Residential_CZ2 - Multi Family_Existing_Miscellaneous_Natural Gas_Pool Heater_Realistic Achievable Potential | F6 | Residential | CZ2 - Multi Family | Existing | Miscellaneous | Natural Gas | Pool Heater | Realistic Achievable Potential | Avg. Replacement Usage | 0 | 0 | 0 | 0 | 0 | 0 | 0 | 0 | 0 | 0 | 0 | 0 | 0 | 0 | 0 | 0 | 0 | 0 | 0 | 0 | 0 | 0 | 0 | 0 | 0 | 0 | 0 | 0 | 0 | 0
F7_Residential_CZ2 - Multi Family_Existing_Miscellaneous_Natural Gas_Pool Heater_Realistic Achievable Potential | F7 | Residential | CZ2 - Multi Family | Existing | Miscellaneous | Natural Gas | Pool Heater | Realistic Achievable Potential | Avg. Replacement Demand (S) | 0 | 0 | 0 | 0 | 0 | 0 | 0 | 0 | 0 | 0 | 0 | 0 | 0 | 0 | 0 | 0 | 0 | 0 | 0 | 0 | 0 | 0 | 0 | 0 | 0 | 0 | 0 | 0 | 0 | 0
F8_Residential_CZ2 - Multi Family_Existing_Miscellaneous_Natural Gas_Pool Heater_Realistic Achievable Potential | F8 | Residential | CZ2 - Multi Family | Existing | Miscellaneous | Natural Gas | Pool Heater | Realistic Achievable Potential | Avg. Replacement Demand (W) | 0 | 0 | 0 | 0 | 0 | 0 | 0 | 0 | 0 | 0 | 0 | 0 | 0 | 0 | 0 | 0 | 0 | 0 | 0 | 0 | 0 | 0 | 0 | 0 | 0 | 0 | 0 | 0 | 0 | 0
F1_Residential_CZ2 - Multi Family_Existing_Miscellaneous_Natural Gas_Miscellaneous_Realistic Achievable Potential | F1 | Residential | CZ2 - Multi Family | Existing | Miscellaneous | Natural Gas | Miscellaneous | Realistic Achievable Potential | Units | 0 | 0 | 0 | 0 | 0 | 0 | 0 | 0 | 0 | 0 | 0 | 0 | 0 | 0 | 0 | 0 | 0 | 0 | 0 | 0 | 0 | 0 | 0 | 0 | 0 | 0 | 0 | 0 | 0 | 0
F2_Residential_CZ2 - Multi Family_Existing_Miscellaneous_Natural Gas_Miscellaneous_Realistic Achievable Potential | F2 | Residential | CZ2 - Multi Family | Existing | Miscellaneous | Natural Gas | Miscellaneous | Realistic Achievable Potential | Usage (MMtherm) | 0 | 0 | 0 | 0 | 0 | 0 | 0 | 0 | 0 | 0 | 0 | 0 | 0 | 0 | 0 | 0 | 0 | 0 | 0 | 0 | 0 | 0 | 0 | 0 | 0 | 0 | 0 | 0 | 0 | 0
F3_Residential_CZ2 - Multi Family_Existing_Miscellaneous_Natural Gas_Miscellaneous_Realistic Achievable Potential | F3 | Residential | CZ2 - Multi Family | Existing | Miscellaneous | Natural Gas | Miscellaneous | Realistic Achievable Potential | Peak Demand (S) | 0 | 0 | 0 | 0 | 0 | 0 | 0 | 0 | 0 | 0 | 0 | 0 | 0 | 0 | 0 | 0 | 0 | 0 | 0 | 0 | 0 | 0 | 0 | 0 | 0 | 0 | 0 | 0 | 0 | 0
F4_Residential_CZ2 - Multi Family_Existing_Miscellaneous_Natural Gas_Miscellaneous_Realistic Achievable Potential | F4 | Residential | CZ2 - Multi Family | Existing | Miscellaneous | Natural Gas | Miscellaneous | Realistic Achievable Potential | Peak Demand (W) | 0 | 0 | 0 | 0 | 0 | 0 | 0 | 0 | 0 | 0 | 0 | 0 | 0 | 0 | 0 | 0 | 0 | 0 | 0 | 0 | 0 | 0 | 0 | 0 | 0 | 0 | 0 | 0 | 0 | 0
F5_Residential_CZ2 - Multi Family_Existing_Miscellaneous_Natural Gas_Miscellaneous_Realistic Achievable Potential | F5 | Residential | CZ2 - Multi Family | Existing | Miscellaneous | Natural Gas | Miscellaneous | Realistic Achievable Potential | Turnover | 0 | 0 | 0 | 0 | 0 | 0 | 0 | 0 | 0 | 0 | 0 | 0 | 0 | 0 | 0 | 0 | 0 | 0 | 0 | 0 | 0 | 0 | 0 | 0 | 0 | 0 | 0 | 0 | 0 | 0
F6_Residential_CZ2 - Multi Family_Existing_Miscellaneous_Natural Gas_Miscellaneous_Realistic Achievable Potential | F6 | Residential | CZ2 - Multi Family | Existing | Miscellaneous | Natural Gas | Miscellaneous | Realistic Achievable Potential | Avg. Replacement Usage | 0 | 0 | 0 | 0 | 0 | 0 | 0 | 0 | 0 | 0 | 0 | 0 | 0 | 0 | 0 | 0 | 0 | 0 | 0 | 0 | 0 | 0 | 0 | 0 | 0 | 0 | 0 | 0 | 0 | 0
F7_Residential_CZ2 - Multi Family_Existing_Miscellaneous_Natural Gas_Miscellaneous_Realistic Achievable Potential | F7 | Residential | CZ2 - Multi Family | Existing | Miscellaneous | Natural Gas | Miscellaneous | Realistic Achievable Potential | Avg. Replacement Demand (S) | 0 | 0 | 0 | 0 | 0 | 0 | 0 | 0 | 0 | 0 | 0 | 0 | 0 | 0 | 0 | 0 | 0 | 0 | 0 | 0 | 0 | 0 | 0 | 0 | 0 | 0 | 0 | 0 | 0 | 0
F8_Residential_CZ2 - Multi Family_Existing_Miscellaneous_Natural Gas_Miscellaneous_Realistic Achievable Potential | F8 | Residential | CZ2 - Multi Family | Existing | Miscellaneous | Natural Gas | Miscellaneous | Realistic Achievable Potential | Avg. Replacement Demand (W) | 0 | 0 | 0 | 0 | 0 | 0 | 0 | 0 | 0 | 0 | 0 | 0 | 0 | 0 | 0 | 0 | 0 | 0 | 0 | 0 | 0 | 0 | 0 | 0 | 0 | 0 | 0 | 0 | 0 | 0
F1_Residential_CZ2 - Multi Family_New_Space Heating_Natural Gas_Furnace - Direct Fuel_Realistic Achievable Potential | F1 | Residential | CZ2 - Multi Family | New | Space Heating | Natural Gas | Furnace - Direct Fuel | Realistic Achievable Potential | Units | 0 | 0 | 0 | 0 | 0 | 0 | 0 | 0 | 0 | 0 | 0 | 0 | 0 | 0 | 0 | 0 | 0 | 0 | 0 | 0 | 0 | 0 | 0 | 0 | 0 | 0 | 0 | 0 | 0 | 0
F2_Residential_CZ2 - Multi Family_New_Space Heating_Natural Gas_Furnace - Direct Fuel_Realistic Achievable Potential | F2 | Residential | CZ2 - Multi Family | New | Space Heating | Natural Gas | Furnace - Direct Fuel | Realistic Achievable Potential | Usage (MMtherm) | 0 | 0 | 0 | 0 | 0 | 0 | 0 | 0 | 0 | 0 | 0 | 0 | 0 | 0 | 0 | 0 | 0 | 0 | 0 | 0 | 0 | 0 | 0 | 0 | 0 | 0 | 0 | 0 | 0 | 0
F3_Residential_CZ2 - Multi Family_New_Space Heating_Natural Gas_Furnace - Direct Fuel_Realistic Achievable Potential | F3 | Residential | CZ2 - Multi Family | New | Space Heating | Natural Gas | Furnace - Direct Fuel | Realistic Achievable Potential | Peak Demand (S) | 0 | 0 | 0 | 0 | 0 | 0 | 0 | 0 | 0 | 0 | 0 | 0 | 0 | 0 | 0 | 0 | 0 | 0 | 0 | 0 | 0 | 0 | 0 | 0 | 0 | 0 | 0 | 0 | 0 | 0
F4_Residential_CZ2 - Multi Family_New_Space Heating_Natural Gas_Furnace - Direct Fuel_Realistic Achievable Potential | F4 | Residential | CZ2 - Multi Family | New | Space Heating | Natural Gas | Furnace - Direct Fuel | Realistic Achievable Potential | Peak Demand (W) | 0 | 0 | 0 | 0 | 0 | 0 | 0 | 0 | 0 | 0 | 0 | 0 | 0 | 0 | 0 | 0 | 0 | 0 | 0 | 0 | 0 | 0 | 0 | 0 | 0 | 0 | 0 | 0 | 0 | 0
F5_Residential_CZ2 - Multi Family_New_Space Heating_Natural Gas_Furnace - Direct Fuel_Realistic Achievable Potential | F5 | Residential | CZ2 - Multi Family | New | Space Heating | Natural Gas | Furnace - Direct Fuel | Realistic Achievable Potential | Turnover | 0 | 0 | 0 | 0 | 0 | 0 | 0 | 0 | 0 | 0 | 0 | 0 | 0 | 0 | 0 | 0 | 0 | 0 | 0 | 0 | 0 | 0 | 0 | 0 | 0 | 0 | 0 | 0 | 0 | 0
F6_Residential_CZ2 - Multi Family_New_Space Heating_Natural Gas_Furnace - Direct Fuel_Realistic Achievable Potential | F6 | Residential | CZ2 - Multi Family | New | Space Heating | Natural Gas | Furnace - Direct Fuel | Realistic Achievable Potential | Avg. Replacement Usage | 0 | 0 | 0 | 0 | 0 | 0 | 0 | 0 | 0 | 0 | 0 | 0 | 0 | 0 | 0 | 0 | 0 | 0 | 0 | 0 | 0 | 0 | 0 | 0 | 0 | 0 | 0 | 0 | 0 | 0
F7_Residential_CZ2 - Multi Family_New_Space Heating_Natural Gas_Furnace - Direct Fuel_Realistic Achievable Potential | F7 | Residential | CZ2 - Multi Family | New | Space Heating | Natural Gas | Furnace - Direct Fuel | Realistic Achievable Potential | Avg. Replacement Demand (S) | 0 | 0 | 0 | 0 | 0 | 0 | 0 | 0 | 0 | 0 | 0 | 0 | 0 | 0 | 0 | 0 | 0 | 0 | 0 | 0 | 0 | 0 | 0 | 0 | 0 | 0 | 0 | 0 | 0 | 0
F8_Residential_CZ2 - Multi Family_New_Space Heating_Natural Gas_Furnace - Direct Fuel_Realistic Achievable Potential | F8 | Residential | CZ2 - Multi Family | New | Space Heating | Natural Gas | Furnace - Direct Fuel | Realistic Achievable Potential | Avg. Replacement Demand (W) | 0 | 0 | 0 | 0 | 0 | 0 | 0 | 0 | 0 | 0 | 0 | 0 | 0 | 0 | 0 | 0 | 0 | 0 | 0 | 0 | 0 | 0 | 0 | 0 | 0 | 0 | 0 | 0 | 0 | 0
F1_Residential_CZ2 - Multi Family_New_Space Heating_Natural Gas_Boiler - Direct Fuel_Realistic Achievable Potential | F1 | Residential | CZ2 - Multi Family | New | Space Heating | Natural Gas | Boiler - Direct Fuel | Realistic Achievable Potential | Units | 0 | 0 | 0 | 0 | 0 | 0 | 0 | 0 | 0 | 0 | 0 | 0 | 0 | 0 | 0 | 0 | 0 | 0 | 0 | 0 | 0 | 0 | 0 | 0 | 0 | 0 | 0 | 0 | 0 | 0
F2_Residential_CZ2 - Multi Family_New_Space Heating_Natural Gas_Boiler - Direct Fuel_Realistic Achievable Potential | F2 | Residential | CZ2 - Multi Family | New | Space Heating | Natural Gas | Boiler - Direct Fuel | Realistic Achievable Potential | Usage (MMtherm) | 0 | 0 | 0 | 0 | 0 | 0 | 0 | 0 | 0 | 0 | 0 | 0 | 0 | 0 | 0 | 0 | 0 | 0 | 0 | 0 | 0 | 0 | 0 | 0 | 0 | 0 | 0 | 0 | 0 | 0
F3_Residential_CZ2 - Multi Family_New_Space Heating_Natural Gas_Boiler - Direct Fuel_Realistic Achievable Potential | F3 | Residential | CZ2 - Multi Family | New | Space Heating | Natural Gas | Boiler - Direct Fuel | Realistic Achievable Potential | Peak Demand (S) | 0 | 0 | 0 | 0 | 0 | 0 | 0 | 0 | 0 | 0 | 0 | 0 | 0 | 0 | 0 | 0 | 0 | 0 | 0 | 0 | 0 | 0 | 0 | 0 | 0 | 0 | 0 | 0 | 0 | 0
F4_Residential_CZ2 - Multi Family_New_Space Heating_Natural Gas_Boiler - Direct Fuel_Realistic Achievable Potential | F4 | Residential | CZ2 - Multi Family | New | Space Heating | Natural Gas | Boiler - Direct Fuel | Realistic Achievable Potential | Peak Demand (W) | 0 | 0 | 0 | 0 | 0 | 0 | 0 | 0 | 0 | 0 | 0 | 0 | 0 | 0 | 0 | 0 | 0 | 0 | 0 | 0 | 0 | 0 | 0 | 0 | 0 | 0 | 0 | 0 | 0 | 0
F5_Residential_CZ2 - Multi Family_New_Space Heating_Natural Gas_Boiler - Direct Fuel_Realistic Achievable Potential | F5 | Residential | CZ2 - Multi Family | New | Space Heating | Natural Gas | Boiler - Direct Fuel | Realistic Achievable Potential | Turnover | 0 | 0 | 0 | 0 | 0 | 0 | 0 | 0 | 0 | 0 | 0 | 0 | 0 | 0 | 0 | 0 | 0 | 0 | 0 | 0 | 0 | 0 | 0 | 0 | 0 | 0 | 0 | 0 | 0 | 0
F6_Residential_CZ2 - Multi Family_New_Space Heating_Natural Gas_Boiler - Direct Fuel_Realistic Achievable Potential | F6 | Residential | CZ2 - Multi Family | New | Space Heating | Natural Gas | Boiler - Direct Fuel | Realistic Achievable Potential | Avg. Replacement Usage | 0 | 0 | 0 | 0 | 0 | 0 | 0 | 0 | 0 | 0 | 0 | 0 | 0 | 0 | 0 | 0 | 0 | 0 | 0 | 0 | 0 | 0 | 0 | 0 | 0 | 0 | 0 | 0 | 0 | 0
F7_Residential_CZ2 - Multi Family_New_Space Heating_Natural Gas_Boiler - Direct Fuel_Realistic Achievable Potential | F7 | Residential | CZ2 - Multi Family | New | Space Heating | Natural Gas | Boiler - Direct Fuel | Realistic Achievable Potential | Avg. Replacement Demand (S) | 0 | 0 | 0 | 0 | 0 | 0 | 0 | 0 | 0 | 0 | 0 | 0 | 0 | 0 | 0 | 0 | 0 | 0 | 0 | 0 | 0 | 0 | 0 | 0 | 0 | 0 | 0 | 0 | 0 | 0
F8_Residential_CZ2 - Multi Family_New_Space Heating_Natural Gas_Boiler - Direct Fuel_Realistic Achievable Potential | F8 | Residential | CZ2 - Multi Family | New | Space Heating | Natural Gas | Boiler - Direct Fuel | Realistic Achievable Potential | Avg. Replacement Demand (W) | 0 | 0 | 0 | 0 | 0 | 0 | 0 | 0 | 0 | 0 | 0 | 0 | 0 | 0 | 0 | 0 | 0 | 0 | 0 | 0 | 0 | 0 | 0 | 0 | 0 | 0 | 0 | 0 | 0 | 0
F1_Residential_CZ2 - Multi Family_New_Secondary Heating_Natural Gas_Fireplace_Realistic Achievable Potential | F1 | Residential | CZ2 - Multi Family | New | Secondary Heating | Natural Gas | Fireplace | Realistic Achievable Potential | Units | 0 | 0 | 0 | 0 | 0 | 0 | 0 | 0 | 0 | 0 | 0 | 0 | 0 | 0 | 0 | 0 | 0 | 0 | 0 | 0 | 0 | 0 | 0 | 0 | 0 | 0 | 0 | 0 | 0 | 0
F2_Residential_CZ2 - Multi Family_New_Secondary Heating_Natural Gas_Fireplace_Realistic Achievable Potential | F2 | Residential | CZ2 - Multi Family | New | Secondary Heating | Natural Gas | Fireplace | Realistic Achievable Potential | Usage (MMtherm) | 0 | 0 | 0 | 0 | 0 | 0 | 0 | 0 | 0 | 0 | 0 | 0 | 0 | 0 | 0 | 0 | 0 | 0 | 0 | 0 | 0 | 0 | 0 | 0 | 0 | 0 | 0 | 0 | 0 | 0
F3_Residential_CZ2 - Multi Family_New_Secondary Heating_Natural Gas_Fireplace_Realistic Achievable Potential | F3 | Residential | CZ2 - Multi Family | New | Secondary Heating | Natural Gas | Fireplace | Realistic Achievable Potential | Peak Demand (S) | 0 | 0 | 0 | 0 | 0 | 0 | 0 | 0 | 0 | 0 | 0 | 0 | 0 | 0 | 0 | 0 | 0 | 0 | 0 | 0 | 0 | 0 | 0 | 0 | 0 | 0 | 0 | 0 | 0 | 0
F4_Residential_CZ2 - Multi Family_New_Secondary Heating_Natural Gas_Fireplace_Realistic Achievable Potential | F4 | Residential | CZ2 - Multi Family | New | Secondary Heating | Natural Gas | Fireplace | Realistic Achievable Potential | Peak Demand (W) | 0 | 0 | 0 | 0 | 0 | 0 | 0 | 0 | 0 | 0 | 0 | 0 | 0 | 0 | 0 | 0 | 0 | 0 | 0 | 0 | 0 | 0 | 0 | 0 | 0 | 0 | 0 | 0 | 0 | 0
F5_Residential_CZ2 - Multi Family_New_Secondary Heating_Natural Gas_Fireplace_Realistic Achievable Potential | F5 | Residential | CZ2 - Multi Family | New | Secondary Heating | Natural Gas | Fireplace | Realistic Achievable Potential | Turnover | 0 | 0 | 0 | 0 | 0 | 0 | 0 | 0 | 0 | 0 | 0 | 0 | 0 | 0 | 0 | 0 | 0 | 0 | 0 | 0 | 0 | 0 | 0 | 0 | 0 | 0 | 0 | 0 | 0 | 0
F6_Residential_CZ2 - Multi Family_New_Secondary Heating_Natural Gas_Fireplace_Realistic Achievable Potential | F6 | Residential | CZ2 - Multi Family | New | Secondary Heating | Natural Gas | Fireplace | Realistic Achievable Potential | Avg. Replacement Usage | 0 | 0 | 0 | 0 | 0 | 0 | 0 | 0 | 0 | 0 | 0 | 0 | 0 | 0 | 0 | 0 | 0 | 0 | 0 | 0 | 0 | 0 | 0 | 0 | 0 | 0 | 0 | 0 | 0 | 0
F7_Residential_CZ2 - Multi Family_New_Secondary Heating_Natural Gas_Fireplace_Realistic Achievable Potential | F7 | Residential | CZ2 - Multi Family | New | Secondary Heating | Natural Gas | Fireplace | Realistic Achievable Potential | Avg. Replacement Demand (S) | 0 | 0 | 0 | 0 | 0 | 0 | 0 | 0 | 0 | 0 | 0 | 0 | 0 | 0 | 0 | 0 | 0 | 0 | 0 | 0 | 0 | 0 | 0 | 0 | 0 | 0 | 0 | 0 | 0 | 0
F8_Residential_CZ2 - Multi Family_New_Secondary Heating_Natural Gas_Fireplace_Realistic Achievable Potential | F8 | Residential | CZ2 - Multi Family | New | Secondary Heating | Natural Gas | Fireplace | Realistic Achievable Potential | Avg. Replacement Demand (W) | 0 | 0 | 0 | 0 | 0 | 0 | 0 | 0 | 0 | 0 | 0 | 0 | 0 | 0 | 0 | 0 | 0 | 0 | 0 | 0 | 0 | 0 | 0 | 0 | 0 | 0 | 0 | 0 | 0 | 0
F1_Residential_CZ2 - Multi Family_New_Water Heating_Natural Gas_Water Heater <= 55 gal._Realistic Achievable Potential | F1 | Residential | CZ2 - Multi Family | New | Water Heating | Natural Gas | Water Heater <= 55 gal. | Realistic Achievable Potential | Units | 0 | 0 | 0 | 0 | 0 | 0 | 0 | 0 | 0 | 0 | 0 | 0 | 0 | 0 | 0 | 0 | 0 | 0 | 0 | 0 | 0 | 0 | 0 | 0 | 0 | 0 | 0 | 0 | 0 | 0
F2_Residential_CZ2 - Multi Family_New_Water Heating_Natural Gas_Water Heater <= 55 gal._Realistic Achievable Potential | F2 | Residential | CZ2 - Multi Family | New | Water Heating | Natural Gas | Water Heater <= 55 gal. | Realistic Achievable Potential | Usage (MMtherm) | 0 | 0 | 0 | 0 | 0 | 0 | 0 | 0 | 0 | 0 | 0 | 0 | 0 | 0 | 0 | 0 | 0 | 0 | 0 | 0 | 0 | 0 | 0 | 0 | 0 | 0 | 0 | 0 | 0 | 0
F3_Residential_CZ2 - Multi Family_New_Water Heating_Natural Gas_Water Heater <= 55 gal._Realistic Achievable Potential | F3 | Residential | CZ2 - Multi Family | New | Water Heating | Natural Gas | Water Heater <= 55 gal. | Realistic Achievable Potential | Peak Demand (S) | 0 | 0 | 0 | 0 | 0 | 0 | 0 | 0 | 0 | 0 | 0 | 0 | 0 | 0 | 0 | 0 | 0 | 0 | 0 | 0 | 0 | 0 | 0 | 0 | 0 | 0 | 0 | 0 | 0 | 0
F4_Residential_CZ2 - Multi Family_New_Water Heating_Natural Gas_Water Heater <= 55 gal._Realistic Achievable Potential | F4 | Residential | CZ2 - Multi Family | New | Water Heating | Natural Gas | Water Heater <= 55 gal. | Realistic Achievable Potential | Peak Demand (W) | 0 | 0 | 0 | 0 | 0 | 0 | 0 | 0 | 0 | 0 | 0 | 0 | 0 | 0 | 0 | 0 | 0 | 0 | 0 | 0 | 0 | 0 | 0 | 0 | 0 | 0 | 0 | 0 | 0 | 0
F5_Residential_CZ2 - Multi Family_New_Water Heating_Natural Gas_Water Heater <= 55 gal._Realistic Achievable Potential | F5 | Residential | CZ2 - Multi Family | New | Water Heating | Natural Gas | Water Heater <= 55 gal. | Realistic Achievable Potential | Turnover | 0 | 0 | 0 | 0 | 0 | 0 | 0 | 0 | 0 | 0 | 0 | 0 | 0 | 0 | 0 | 0 | 0 | 0 | 0 | 0 | 0 | 0 | 0 | 0 | 0 | 0 | 0 | 0 | 0 | 0
F6_Residential_CZ2 - Multi Family_New_Water Heating_Natural Gas_Water Heater <= 55 gal._Realistic Achievable Potential | F6 | Residential | CZ2 - Multi Family | New | Water Heating | Natural Gas | Water Heater <= 55 gal. | Realistic Achievable Potential | Avg. Replacement Usage | 0 | 0 | 0 | 0 | 0 | 0 | 0 | 0 | 0 | 0 | 0 | 0 | 0 | 0 | 0 | 0 | 0 | 0 | 0 | 0 | 0 | 0 | 0 | 0 | 0 | 0 | 0 | 0 | 0 | 0
F7_Residential_CZ2 - Multi Family_New_Water Heating_Natural Gas_Water Heater <= 55 gal._Realistic Achievable Potential | F7 | Residential | CZ2 - Multi Family | New | Water Heating | Natural Gas | Water Heater <= 55 gal. | Realistic Achievable Potential | Avg. Replacement Demand (S) | 0 | 0 | 0 | 0 | 0 | 0 | 0 | 0 | 0 | 0 | 0 | 0 | 0 | 0 | 0 | 0 | 0 | 0 | 0 | 0 | 0 | 0 | 0 | 0 | 0 | 0 | 0 | 0 | 0 | 0
F8_Residential_CZ2 - Multi Family_New_Water Heating_Natural Gas_Water Heater <= 55 gal._Realistic Achievable Potential | F8 | Residential | CZ2 - Multi Family | New | Water Heating | Natural Gas | Water Heater <= 55 gal. | Realistic Achievable Potential | Avg. Replacement Demand (W) | 0 | 0 | 0 | 0 | 0 | 0 | 0 | 0 | 0 | 0 | 0 | 0 | 0 | 0 | 0 | 0 | 0 | 0 | 0 | 0 | 0 | 0 | 0 | 0 | 0 | 0 | 0 | 0 | 0 | 0
F1_Residential_CZ2 - Multi Family_New_Water Heating_Natural Gas_Water Heater > 55 gal._Realistic Achievable Potential | F1 | Residential | CZ2 - Multi Family | New | Water Heating | Natural Gas | Water Heater > 55 gal. | Realistic Achievable Potential | Units | 0 | 0 | 0 | 0 | 0 | 0 | 0 | 0 | 0 | 0 | 0 | 0 | 0 | 0 | 0 | 0 | 0 | 0 | 0 | 0 | 0 | 0 | 0 | 0 | 0 | 0 | 0 | 0 | 0 | 0
F2_Residential_CZ2 - Multi Family_New_Water Heating_Natural Gas_Water Heater > 55 gal._Realistic Achievable Potential | F2 | Residential | CZ2 - Multi Family | New | Water Heating | Natural Gas | Water Heater > 55 gal. | Realistic Achievable Potential | Usage (MMtherm) | 0 | 0 | 0 | 0 | 0 | 0 | 0 | 0 | 0 | 0 | 0 | 0 | 0 | 0 | 0 | 0 | 0 | 0 | 0 | 0 | 0 | 0 | 0 | 0 | 0 | 0 | 0 | 0 | 0 | 0
F3_Residential_CZ2 - Multi Family_New_Water Heating_Natural Gas_Water Heater > 55 gal._Realistic Achievable Potential | F3 | Residential | CZ2 - Multi Family | New | Water Heating | Natural Gas | Water Heater > 55 gal. | Realistic Achievable Potential | Peak Demand (S) | 0 | 0 | 0 | 0 | 0 | 0 | 0 | 0 | 0 | 0 | 0 | 0 | 0 | 0 | 0 | 0 | 0 | 0 | 0 | 0 | 0 | 0 | 0 | 0 | 0 | 0 | 0 | 0 | 0 | 0
F4_Residential_CZ2 - Multi Family_New_Water Heating_Natural Gas_Water Heater > 55 gal._Realistic Achievable Potential | F4 | Residential | CZ2 - Multi Family | New | Water Heating | Natural Gas | Water Heater > 55 gal. | Realistic Achievable Potential | Peak Demand (W) | 0 | 0 | 0 | 0 | 0 | 0 | 0 | 0 | 0 | 0 | 0 | 0 | 0 | 0 | 0 | 0 | 0 | 0 | 0 | 0 | 0 | 0 | 0 | 0 | 0 | 0 | 0 | 0 | 0 | 0
F5_Residential_CZ2 - Multi Family_New_Water Heating_Natural Gas_Water Heater > 55 gal._Realistic Achievable Potential | F5 | Residential | CZ2 - Multi Family | New | Water Heating | Natural Gas | Water Heater > 55 gal. | Realistic Achievable Potential | Turnover | 0 | 0 | 0 | 0 | 0 | 0 | 0 | 0 | 0 | 0 | 0 | 0 | 0 | 0 | 0 | 0 | 0 | 0 | 0 | 0 | 0 | 0 | 0 | 0 | 0 | 0 | 0 | 0 | 0 | 0
F6_Residential_CZ2 - Multi Family_New_Water Heating_Natural Gas_Water Heater > 55 gal._Realistic Achievable Potential | F6 | Residential | CZ2 - Multi Family | New | Water Heating | Natural Gas | Water Heater > 55 gal. | Realistic Achievable Potential | Avg. Replacement Usage | 0 | 0 | 0 | 0 | 0 | 0 | 0 | 0 | 0 | 0 | 0 | 0 | 0 | 0 | 0 | 0 | 0 | 0 | 0 | 0 | 0 | 0 | 0 | 0 | 0 | 0 | 0 | 0 | 0 | 0
F7_Residential_CZ2 - Multi Family_New_Water Heating_Natural Gas_Water Heater > 55 gal._Realistic Achievable Potential | F7 | Residential | CZ2 - Multi Family | New | Water Heating | Natural Gas | Water Heater > 55 gal. | Realistic Achievable Potential | Avg. Replacement Demand (S) | 0 | 0 | 0 | 0 | 0 | 0 | 0 | 0 | 0 | 0 | 0 | 0 | 0 | 0 | 0 | 0 | 0 | 0 | 0 | 0 | 0 | 0 | 0 | 0 | 0 | 0 | 0 | 0 | 0 | 0
F8_Residential_CZ2 - Multi Family_New_Water Heating_Natural Gas_Water Heater > 55 gal._Realistic Achievable Potential | F8 | Residential | CZ2 - Multi Family | New | Water Heating | Natural Gas | Water Heater > 55 gal. | Realistic Achievable Potential | Avg. Replacement Demand (W) | 0 | 0 | 0 | 0 | 0 | 0 | 0 | 0 | 0 | 0 | 0 | 0 | 0 | 0 | 0 | 0 | 0 | 0 | 0 | 0 | 0 | 0 | 0 | 0 | 0 | 0 | 0 | 0 | 0 | 0
F1_Residential_CZ2 - Multi Family_New_Appliances_Natural Gas_Clothes Dryer_Realistic Achievable Potential | F1 | Residential | CZ2 - Multi Family | New | Appliances | Natural Gas | Clothes Dryer | Realistic Achievable Potential | Units | 0 | 0 | 0 | 0 | 0 | 0 | 0 | 0 | 0 | 0 | 0 | 0 | 0 | 0 | 0 | 0 | 0 | 0 | 0 | 0 | 0 | 0 | 0 | 0 | 0 | 0 | 0 | 0 | 0 | 0
F2_Residential_CZ2 - Multi Family_New_Appliances_Natural Gas_Clothes Dryer_Realistic Achievable Potential | F2 | Residential | CZ2 - Multi Family | New | Appliances | Natural Gas | Clothes Dryer | Realistic Achievable Potential | Usage (MMtherm) | 0 | 0 | 0 | 0 | 0 | 0 | 0 | 0 | 0 | 0 | 0 | 0 | 0 | 0 | 0 | 0 | 0 | 0 | 0 | 0 | 0 | 0 | 0 | 0 | 0 | 0 | 0 | 0 | 0 | 0
F3_Residential_CZ2 - Multi Family_New_Appliances_Natural Gas_Clothes Dryer_Realistic Achievable Potential | F3 | Residential | CZ2 - Multi Family | New | Appliances | Natural Gas | Clothes Dryer | Realistic Achievable Potential | Peak Demand (S) | 0 | 0 | 0 | 0 | 0 | 0 | 0 | 0 | 0 | 0 | 0 | 0 | 0 | 0 | 0 | 0 | 0 | 0 | 0 | 0 | 0 | 0 | 0 | 0 | 0 | 0 | 0 | 0 | 0 | 0
F4_Residential_CZ2 - Multi Family_New_Appliances_Natural Gas_Clothes Dryer_Realistic Achievable Potential | F4 | Residential | CZ2 - Multi Family | New | Appliances | Natural Gas | Clothes Dryer | Realistic Achievable Potential | Peak Demand (W) | 0 | 0 | 0 | 0 | 0 | 0 | 0 | 0 | 0 | 0 | 0 | 0 | 0 | 0 | 0 | 0 | 0 | 0 | 0 | 0 | 0 | 0 | 0 | 0 | 0 | 0 | 0 | 0 | 0 | 0
F5_Residential_CZ2 - Multi Family_New_Appliances_Natural Gas_Clothes Dryer_Realistic Achievable Potential | F5 | Residential | CZ2 - Multi Family | New | Appliances | Natural Gas | Clothes Dryer | Realistic Achievable Potential | Turnover | 0 | 0 | 0 | 0 | 0 | 0 | 0 | 0 | 0 | 0 | 0 | 0 | 0 | 0 | 0 | 0 | 0 | 0 | 0 | 0 | 0 | 0 | 0 | 0 | 0 | 0 | 0 | 0 | 0 | 0
F6_Residential_CZ2 - Multi Family_New_Appliances_Natural Gas_Clothes Dryer_Realistic Achievable Potential | F6 | Residential | CZ2 - Multi Family | New | Appliances | Natural Gas | Clothes Dryer | Realistic Achievable Potential | Avg. Replacement Usage | 0 | 0 | 0 | 0 | 0 | 0 | 0 | 0 | 0 | 0 | 0 | 0 | 0 | 0 | 0 | 0 | 0 | 0 | 0 | 0 | 0 | 0 | 0 | 0 | 0 | 0 | 0 | 0 | 0 | 0
F7_Residential_CZ2 - Multi Family_New_Appliances_Natural Gas_Clothes Dryer_Realistic Achievable Potential | F7 | Residential | CZ2 - Multi Family | New | Appliances | Natural Gas | Clothes Dryer | Realistic Achievable Potential | Avg. Replacement Demand (S) | 0 | 0 | 0 | 0 | 0 | 0 | 0 | 0 | 0 | 0 | 0 | 0 | 0 | 0 | 0 | 0 | 0 | 0 | 0 | 0 | 0 | 0 | 0 | 0 | 0 | 0 | 0 | 0 | 0 | 0
F8_Residential_CZ2 - Multi Family_New_Appliances_Natural Gas_Clothes Dryer_Realistic Achievable Potential | F8 | Residential | CZ2 - Multi Family | New | Appliances | Natural Gas | Clothes Dryer | Realistic Achievable Potential | Avg. Replacement Demand (W) | 0 | 0 | 0 | 0 | 0 | 0 | 0 | 0 | 0 | 0 | 0 | 0 | 0 | 0 | 0 | 0 | 0 | 0 | 0 | 0 | 0 | 0 | 0 | 0 | 0 | 0 | 0 | 0 | 0 | 0
F1_Residential_CZ2 - Multi Family_New_Appliances_Natural Gas_Stove/Oven_Realistic Achievable Potential | F1 | Residential | CZ2 - Multi Family | New | Appliances | Natural Gas | Stove/Oven | Realistic Achievable Potential | Units | 0 | 0 | 0 | 0 | 0 | 0 | 0 | 0 | 0 | 0 | 0 | 0 | 0 | 0 | 0 | 0 | 0 | 0 | 0 | 0 | 0 | 0 | 0 | 0 | 0 | 0 | 0 | 0 | 0 | 0
F2_Residential_CZ2 - Multi Family_New_Appliances_Natural Gas_Stove/Oven_Realistic Achievable Potential | F2 | Residential | CZ2 - Multi Family | New | Appliances | Natural Gas | Stove/Oven | Realistic Achievable Potential | Usage (MMtherm) | 0 | 0 | 0 | 0 | 0 | 0 | 0 | 0 | 0 | 0 | 0 | 0 | 0 | 0 | 0 | 0 | 0 | 0 | 0 | 0 | 0 | 0 | 0 | 0 | 0 | 0 | 0 | 0 | 0 | 0
F3_Residential_CZ2 - Multi Family_New_Appliances_Natural Gas_Stove/Oven_Realistic Achievable Potential | F3 | Residential | CZ2 - Multi Family | New | Appliances | Natural Gas | Stove/Oven | Realistic Achievable Potential | Peak Demand (S) | 0 | 0 | 0 | 0 | 0 | 0 | 0 | 0 | 0 | 0 | 0 | 0 | 0 | 0 | 0 | 0 | 0 | 0 | 0 | 0 | 0 | 0 | 0 | 0 | 0 | 0 | 0 | 0 | 0 | 0
F4_Residential_CZ2 - Multi Family_New_Appliances_Natural Gas_Stove/Oven_Realistic Achievable Potential | F4 | Residential | CZ2 - Multi Family | New | Appliances | Natural Gas | Stove/Oven | Realistic Achievable Potential | Peak Demand (W) | 0 | 0 | 0 | 0 | 0 | 0 | 0 | 0 | 0 | 0 | 0 | 0 | 0 | 0 | 0 | 0 | 0 | 0 | 0 | 0 | 0 | 0 | 0 | 0 | 0 | 0 | 0 | 0 | 0 | 0
F5_Residential_CZ2 - Multi Family_New_Appliances_Natural Gas_Stove/Oven_Realistic Achievable Potential | F5 | Residential | CZ2 - Multi Family | New | Appliances | Natural Gas | Stove/Oven | Realistic Achievable Potential | Turnover | 0 | 0 | 0 | 0 | 0 | 0 | 0 | 0 | 0 | 0 | 0 | 0 | 0 | 0 | 0 | 0 | 0 | 0 | 0 | 0 | 0 | 0 | 0 | 0 | 0 | 0 | 0 | 0 | 0 | 0
F6_Residential_CZ2 - Multi Family_New_Appliances_Natural Gas_Stove/Oven_Realistic Achievable Potential | F6 | Residential | CZ2 - Multi Family | New | Appliances | Natural Gas | Stove/Oven | Realistic Achievable Potential | Avg. Replacement Usage | 0 | 0 | 0 | 0 | 0 | 0 | 0 | 0 | 0 | 0 | 0 | 0 | 0 | 0 | 0 | 0 | 0 | 0 | 0 | 0 | 0 | 0 | 0 | 0 | 0 | 0 | 0 | 0 | 0 | 0
F7_Residential_CZ2 - Multi Family_New_Appliances_Natural Gas_Stove/Oven_Realistic Achievable Potential | F7 | Residential | CZ2 - Multi Family | New | Appliances | Natural Gas | Stove/Oven | Realistic Achievable Potential | Avg. Replacement Demand (S) | 0 | 0 | 0 | 0 | 0 | 0 | 0 | 0 | 0 | 0 | 0 | 0 | 0 | 0 | 0 | 0 | 0 | 0 | 0 | 0 | 0 | 0 | 0 | 0 | 0 | 0 | 0 | 0 | 0 | 0
F8_Residential_CZ2 - Multi Family_New_Appliances_Natural Gas_Stove/Oven_Realistic Achievable Potential | F8 | Residential | CZ2 - Multi Family | New | Appliances | Natural Gas | Stove/Oven | Realistic Achievable Potential | Avg. Replacement Demand (W) | 0 | 0 | 0 | 0 | 0 | 0 | 0 | 0 | 0 | 0 | 0 | 0 | 0 | 0 | 0 | 0 | 0 | 0 | 0 | 0 | 0 | 0 | 0 | 0 | 0 | 0 | 0 | 0 | 0 | 0
F1_Residential_CZ2 - Multi Family_New_Miscellaneous_Natural Gas_Pool Heater_Realistic Achievable Potential | F1 | Residential | CZ2 - Multi Family | New | Miscellaneous | Natural Gas | Pool Heater | Realistic Achievable Potential | Units | 0 | 0 | 0 | 0 | 0 | 0 | 0 | 0 | 0 | 0 | 0 | 0 | 0 | 0 | 0 | 0 | 0 | 0 | 0 | 0 | 0 | 0 | 0 | 0 | 0 | 0 | 0 | 0 | 0 | 0
F2_Residential_CZ2 - Multi Family_New_Miscellaneous_Natural Gas_Pool Heater_Realistic Achievable Potential | F2 | Residential | CZ2 - Multi Family | New | Miscellaneous | Natural Gas | Pool Heater | Realistic Achievable Potential | Usage (MMtherm) | 0 | 0 | 0 | 0 | 0 | 0 | 0 | 0 | 0 | 0 | 0 | 0 | 0 | 0 | 0 | 0 | 0 | 0 | 0 | 0 | 0 | 0 | 0 | 0 | 0 | 0 | 0 | 0 | 0 | 0
F3_Residential_CZ2 - Multi Family_New_Miscellaneous_Natural Gas_Pool Heater_Realistic Achievable Potential | F3 | Residential | CZ2 - Multi Family | New | Miscellaneous | Natural Gas | Pool Heater | Realistic Achievable Potential | Peak Demand (S) | 0 | 0 | 0 | 0 | 0 | 0 | 0 | 0 | 0 | 0 | 0 | 0 | 0 | 0 | 0 | 0 | 0 | 0 | 0 | 0 | 0 | 0 | 0 | 0 | 0 | 0 | 0 | 0 | 0 | 0
F4_Residential_CZ2 - Multi Family_New_Miscellaneous_Natural Gas_Pool Heater_Realistic Achievable Potential | F4 | Residential | CZ2 - Multi Family | New | Miscellaneous | Natural Gas | Pool Heater | Realistic Achievable Potential | Peak Demand (W) | 0 | 0 | 0 | 0 | 0 | 0 | 0 | 0 | 0 | 0 | 0 | 0 | 0 | 0 | 0 | 0 | 0 | 0 | 0 | 0 | 0 | 0 | 0 | 0 | 0 | 0 | 0 | 0 | 0 | 0
F5_Residential_CZ2 - Multi Family_New_Miscellaneous_Natural Gas_Pool Heater_Realistic Achievable Potential | F5 | Residential | CZ2 - Multi Family | New | Miscellaneous | Natural Gas | Pool Heater | Realistic Achievable Potential | Turnover | 0 | 0 | 0 | 0 | 0 | 0 | 0 | 0 | 0 | 0 | 0 | 0 | 0 | 0 | 0 | 0 | 0 | 0 | 0 | 0 | 0 | 0 | 0 | 0 | 0 | 0 | 0 | 0 | 0 | 0
F6_Residential_CZ2 - Multi Family_New_Miscellaneous_Natural Gas_Pool Heater_Realistic Achievable Potential | F6 | Residential | CZ2 - Multi Family | New | Miscellaneous | Natural Gas | Pool Heater | Realistic Achievable Potential | Avg. Replacement Usage | 0 | 0 | 0 | 0 | 0 | 0 | 0 | 0 | 0 | 0 | 0 | 0 | 0 | 0 | 0 | 0 | 0 | 0 | 0 | 0 | 0 | 0 | 0 | 0 | 0 | 0 | 0 | 0 | 0 | 0
F7_Residential_CZ2 - Multi Family_New_Miscellaneous_Natural Gas_Pool Heater_Realistic Achievable Potential | F7 | Residential | CZ2 - Multi Family | New | Miscellaneous | Natural Gas | Pool Heater | Realistic Achievable Potential | Avg. Replacement Demand (S) | 0 | 0 | 0 | 0 | 0 | 0 | 0 | 0 | 0 | 0 | 0 | 0 | 0 | 0 | 0 | 0 | 0 | 0 | 0 | 0 | 0 | 0 | 0 | 0 | 0 | 0 | 0 | 0 | 0 | 0
F8_Residential_CZ2 - Multi Family_New_Miscellaneous_Natural Gas_Pool Heater_Realistic Achievable Potential | F8 | Residential | CZ2 - Multi Family | New | Miscellaneous | Natural Gas | Pool Heater | Realistic Achievable Potential | Avg. Replacement Demand (W) | 0 | 0 | 0 | 0 | 0 | 0 | 0 | 0 | 0 | 0 | 0 | 0 | 0 | 0 | 0 | 0 | 0 | 0 | 0 | 0 | 0 | 0 | 0 | 0 | 0 | 0 | 0 | 0 | 0 | 0
F1_Residential_CZ2 - Multi Family_New_Miscellaneous_Natural Gas_Miscellaneous_Realistic Achievable Potential | F1 | Residential | CZ2 - Multi Family | New | Miscellaneous | Natural Gas | Miscellaneous | Realistic Achievable Potential | Units | 0 | 0 | 0 | 0 | 0 | 0 | 0 | 0 | 0 | 0 | 0 | 0 | 0 | 0 | 0 | 0 | 0 | 0 | 0 | 0 | 0 | 0 | 0 | 0 | 0 | 0 | 0 | 0 | 0 | 0
F2_Residential_CZ2 - Multi Family_New_Miscellaneous_Natural Gas_Miscellaneous_Realistic Achievable Potential | F2 | Residential | CZ2 - Multi Family | New | Miscellaneous | Natural Gas | Miscellaneous | Realistic Achievable Potential | Usage (MMtherm) | 0 | 0 | 0 | 0 | 0 | 0 | 0 | 0 | 0 | 0 | 0 | 0 | 0 | 0 | 0 | 0 | 0 | 0 | 0 | 0 | 0 | 0 | 0 | 0 | 0 | 0 | 0 | 0 | 0 | 0
F3_Residential_CZ2 - Multi Family_New_Miscellaneous_Natural Gas_Miscellaneous_Realistic Achievable Potential | F3 | Residential | CZ2 - Multi Family | New | Miscellaneous | Natural Gas | Miscellaneous | Realistic Achievable Potential | Peak Demand (S) | 0 | 0 | 0 | 0 | 0 | 0 | 0 | 0 | 0 | 0 | 0 | 0 | 0 | 0 | 0 | 0 | 0 | 0 | 0 | 0 | 0 | 0 | 0 | 0 | 0 | 0 | 0 | 0 | 0 | 0
F4_Residential_CZ2 - Multi Family_New_Miscellaneous_Natural Gas_Miscellaneous_Realistic Achievable Potential | F4 | Residential | CZ2 - Multi Family | New | Miscellaneous | Natural Gas | Miscellaneous | Realistic Achievable Potential | Peak Demand (W) | 0 | 0 | 0 | 0 | 0 | 0 | 0 | 0 | 0 | 0 | 0 | 0 | 0 | 0 | 0 | 0 | 0 | 0 | 0 | 0 | 0 | 0 | 0 | 0 | 0 | 0 | 0 | 0 | 0 | 0
F5_Residential_CZ2 - Multi Family_New_Miscellaneous_Natural Gas_Miscellaneous_Realistic Achievable Potential | F5 | Residential | CZ2 - Multi Family | New | Miscellaneous | Natural Gas | Miscellaneous | Realistic Achievable Potential | Turnover | 0 | 0 | 0 | 0 | 0 | 0 | 0 | 0 | 0 | 0 | 0 | 0 | 0 | 0 | 0 | 0 | 0 | 0 | 0 | 0 | 0 | 0 | 0 | 0 | 0 | 0 | 0 | 0 | 0 | 0
F6_Residential_CZ2 - Multi Family_New_Miscellaneous_Natural Gas_Miscellaneous_Realistic Achievable Potential | F6 | Residential | CZ2 - Multi Family | New | Miscellaneous | Natural Gas | Miscellaneous | Realistic Achievable Potential | Avg. Replacement Usage | 0 | 0 | 0 | 0 | 0 | 0 | 0 | 0 | 0 | 0 | 0 | 0 | 0 | 0 | 0 | 0 | 0 | 0 | 0 | 0 | 0 | 0 | 0 | 0 | 0 | 0 | 0 | 0 | 0 | 0
F7_Residential_CZ2 - Multi Family_New_Miscellaneous_Natural Gas_Miscellaneous_Realistic Achievable Potential | F7 | Residential | CZ2 - Multi Family | New | Miscellaneous | Natural Gas | Miscellaneous | Realistic Achievable Potential | Avg. Replacement Demand (S) | 0 | 0 | 0 | 0 | 0 | 0 | 0 | 0 | 0 | 0 | 0 | 0 | 0 | 0 | 0 | 0 | 0 | 0 | 0 | 0 | 0 | 0 | 0 | 0 | 0 | 0 | 0 | 0 | 0 | 0
F8_Residential_CZ2 - Multi Family_New_Miscellaneous_Natural Gas_Miscellaneous_Realistic Achievable Potential | F8 | Residential | CZ2 - Multi Family | New | Miscellaneous | Natural Gas | Miscellaneous | Realistic Achievable Potential | Avg. Replacement Demand (W) | 0 | 0 | 0 | 0 | 0 | 0 | 0 | 0 | 0 | 0 | 0 | 0 | 0 | 0 | 0 | 0 | 0 | 0 | 0 | 0 | 0 | 0 | 0 | 0 | 0 | 0 | 0 | 0 | 0 | 0
F1_Residential_CZ3 - Single Family_Existing_Space Heating_Natural Gas_Furnace - Direct Fuel_Realistic Achievable Potential | F1 | Residential | CZ3 - Single Family | Existing | Space Heating | Natural Gas | Furnace - Direct Fuel | Realistic Achievable Potential | Units | 0 | 0 | 0 | 0 | 0 | 0 | 0 | 0 | 0 | 0 | 0 | 0 | 0 | 0 | 0 | 0 | 0 | 0 | 0 | 0 | 0 | 0 | 0 | 0 | 0 | 0 | 0 | 0 | 0 | 0
F2_Residential_CZ3 - Single Family_Existing_Space Heating_Natural Gas_Furnace - Direct Fuel_Realistic Achievable Potential | F2 | Residential | CZ3 - Single Family | Existing | Space Heating | Natural Gas | Furnace - Direct Fuel | Realistic Achievable Potential | Usage (MMtherm) | 0 | 0 | 0 | 0 | 0 | 0 | 0 | 0 | 0 | 0 | 0 | 0 | 0 | 0 | 0 | 0 | 0 | 0 | 0 | 0 | 0 | 0 | 0 | 0 | 0 | 0 | 0 | 0 | 0 | 0
F3_Residential_CZ3 - Single Family_Existing_Space Heating_Natural Gas_Furnace - Direct Fuel_Realistic Achievable Potential | F3 | Residential | CZ3 - Single Family | Existing | Space Heating | Natural Gas | Furnace - Direct Fuel | Realistic Achievable Potential | Peak Demand (S) | 0 | 0 | 0 | 0 | 0 | 0 | 0 | 0 | 0 | 0 | 0 | 0 | 0 | 0 | 0 | 0 | 0 | 0 | 0 | 0 | 0 | 0 | 0 | 0 | 0 | 0 | 0 | 0 | 0 | 0
F4_Residential_CZ3 - Single Family_Existing_Space Heating_Natural Gas_Furnace - Direct Fuel_Realistic Achievable Potential | F4 | Residential | CZ3 - Single Family | Existing | Space Heating | Natural Gas | Furnace - Direct Fuel | Realistic Achievable Potential | Peak Demand (W) | 0 | 0 | 0 | 0 | 0 | 0 | 0 | 0 | 0 | 0 | 0 | 0 | 0 | 0 | 0 | 0 | 0 | 0 | 0 | 0 | 0 | 0 | 0 | 0 | 0 | 0 | 0 | 0 | 0 | 0
F5_Residential_CZ3 - Single Family_Existing_Space Heating_Natural Gas_Furnace - Direct Fuel_Realistic Achievable Potential | F5 | Residential | CZ3 - Single Family | Existing | Space Heating | Natural Gas | Furnace - Direct Fuel | Realistic Achievable Potential | Turnover | 0 | 0 | 0 | 0 | 0 | 0 | 0 | 0 | 0 | 0 | 0 | 0 | 0 | 0 | 0 | 0 | 0 | 0 | 0 | 0 | 0 | 0 | 0 | 0 | 0 | 0 | 0 | 0 | 0 | 0
F6_Residential_CZ3 - Single Family_Existing_Space Heating_Natural Gas_Furnace - Direct Fuel_Realistic Achievable Potential | F6 | Residential | CZ3 - Single Family | Existing | Space Heating | Natural Gas | Furnace - Direct Fuel | Realistic Achievable Potential | Avg. Replacement Usage | 0 | 0 | 0 | 0 | 0 | 0 | 0 | 0 | 0 | 0 | 0 | 0 | 0 | 0 | 0 | 0 | 0 | 0 | 0 | 0 | 0 | 0 | 0 | 0 | 0 | 0 | 0 | 0 | 0 | 0
F7_Residential_CZ3 - Single Family_Existing_Space Heating_Natural Gas_Furnace - Direct Fuel_Realistic Achievable Potential | F7 | Residential | CZ3 - Single Family | Existing | Space Heating | Natural Gas | Furnace - Direct Fuel | Realistic Achievable Potential | Avg. Replacement Demand (S) | 0 | 0 | 0 | 0 | 0 | 0 | 0 | 0 | 0 | 0 | 0 | 0 | 0 | 0 | 0 | 0 | 0 | 0 | 0 | 0 | 0 | 0 | 0 | 0 | 0 | 0 | 0 | 0 | 0 | 0
F8_Residential_CZ3 - Single Family_Existing_Space Heating_Natural Gas_Furnace - Direct Fuel_Realistic Achievable Potential | F8 | Residential | CZ3 - Single Family | Existing | Space Heating | Natural Gas | Furnace - Direct Fuel | Realistic Achievable Potential | Avg. Replacement Demand (W) | 0 | 0 | 0 | 0 | 0 | 0 | 0 | 0 | 0 | 0 | 0 | 0 | 0 | 0 | 0 | 0 | 0 | 0 | 0 | 0 | 0 | 0 | 0 | 0 | 0 | 0 | 0 | 0 | 0 | 0
F1_Residential_CZ3 - Single Family_Existing_Space Heating_Natural Gas_Boiler - Direct Fuel_Realistic Achievable Potential | F1 | Residential | CZ3 - Single Family | Existing | Space Heating | Natural Gas | Boiler - Direct Fuel | Realistic Achievable Potential | Units | 0 | 0 | 0 | 0 | 0 | 0 | 0 | 0 | 0 | 0 | 0 | 0 | 0 | 0 | 0 | 0 | 0 | 0 | 0 | 0 | 0 | 0 | 0 | 0 | 0 | 0 | 0 | 0 | 0 | 0
F2_Residential_CZ3 - Single Family_Existing_Space Heating_Natural Gas_Boiler - Direct Fuel_Realistic Achievable Potential | F2 | Residential | CZ3 - Single Family | Existing | Space Heating | Natural Gas | Boiler - Direct Fuel | Realistic Achievable Potential | Usage (MMtherm) | 0 | 0 | 0 | 0 | 0 | 0 | 0 | 0 | 0 | 0 | 0 | 0 | 0 | 0 | 0 | 0 | 0 | 0 | 0 | 0 | 0 | 0 | 0 | 0 | 0 | 0 | 0 | 0 | 0 | 0
F3_Residential_CZ3 - Single Family_Existing_Space Heating_Natural Gas_Boiler - Direct Fuel_Realistic Achievable Potential | F3 | Residential | CZ3 - Single Family | Existing | Space Heating | Natural Gas | Boiler - Direct Fuel | Realistic Achievable Potential | Peak Demand (S) | 0 | 0 | 0 | 0 | 0 | 0 | 0 | 0 | 0 | 0 | 0 | 0 | 0 | 0 | 0 | 0 | 0 | 0 | 0 | 0 | 0 | 0 | 0 | 0 | 0 | 0 | 0 | 0 | 0 | 0
F4_Residential_CZ3 - Single Family_Existing_Space Heating_Natural Gas_Boiler - Direct Fuel_Realistic Achievable Potential | F4 | Residential | CZ3 - Single Family | Existing | Space Heating | Natural Gas | Boiler - Direct Fuel | Realistic Achievable Potential | Peak Demand (W) | 0 | 0 | 0 | 0 | 0 | 0 | 0 | 0 | 0 | 0 | 0 | 0 | 0 | 0 | 0 | 0 | 0 | 0 | 0 | 0 | 0 | 0 | 0 | 0 | 0 | 0 | 0 | 0 | 0 | 0
F5_Residential_CZ3 - Single Family_Existing_Space Heating_Natural Gas_Boiler - Direct Fuel_Realistic Achievable Potential | F5 | Residential | CZ3 - Single Family | Existing | Space Heating | Natural Gas | Boiler - Direct Fuel | Realistic Achievable Potential | Turnover | 0 | 0 | 0 | 0 | 0 | 0 | 0 | 0 | 0 | 0 | 0 | 0 | 0 | 0 | 0 | 0 | 0 | 0 | 0 | 0 | 0 | 0 | 0 | 0 | 0 | 0 | 0 | 0 | 0 | 0
F6_Residential_CZ3 - Single Family_Existing_Space Heating_Natural Gas_Boiler - Direct Fuel_Realistic Achievable Potential | F6 | Residential | CZ3 - Single Family | Existing | Space Heating | Natural Gas | Boiler - Direct Fuel | Realistic Achievable Potential | Avg. Replacement Usage | 0 | 0 | 0 | 0 | 0 | 0 | 0 | 0 | 0 | 0 | 0 | 0 | 0 | 0 | 0 | 0 | 0 | 0 | 0 | 0 | 0 | 0 | 0 | 0 | 0 | 0 | 0 | 0 | 0 | 0
F7_Residential_CZ3 - Single Family_Existing_Space Heating_Natural Gas_Boiler - Direct Fuel_Realistic Achievable Potential | F7 | Residential | CZ3 - Single Family | Existing | Space Heating | Natural Gas | Boiler - Direct Fuel | Realistic Achievable Potential | Avg. Replacement Demand (S) | 0 | 0 | 0 | 0 | 0 | 0 | 0 | 0 | 0 | 0 | 0 | 0 | 0 | 0 | 0 | 0 | 0 | 0 | 0 | 0 | 0 | 0 | 0 | 0 | 0 | 0 | 0 | 0 | 0 | 0
F8_Residential_CZ3 - Single Family_Existing_Space Heating_Natural Gas_Boiler - Direct Fuel_Realistic Achievable Potential | F8 | Residential | CZ3 - Single Family | Existing | Space Heating | Natural Gas | Boiler - Direct Fuel | Realistic Achievable Potential | Avg. Replacement Demand (W) | 0 | 0 | 0 | 0 | 0 | 0 | 0 | 0 | 0 | 0 | 0 | 0 | 0 | 0 | 0 | 0 | 0 | 0 | 0 | 0 | 0 | 0 | 0 | 0 | 0 | 0 | 0 | 0 | 0 | 0
F1_Residential_CZ3 - Single Family_Existing_Secondary Heating_Natural Gas_Fireplace_Realistic Achievable Potential | F1 | Residential | CZ3 - Single Family | Existing | Secondary Heating | Natural Gas | Fireplace | Realistic Achievable Potential | Units | 0 | 0 | 0 | 0 | 0 | 0 | 0 | 0 | 0 | 0 | 0 | 0 | 0 | 0 | 0 | 0 | 0 | 0 | 0 | 0 | 0 | 0 | 0 | 0 | 0 | 0 | 0 | 0 | 0 | 0
F2_Residential_CZ3 - Single Family_Existing_Secondary Heating_Natural Gas_Fireplace_Realistic Achievable Potential | F2 | Residential | CZ3 - Single Family | Existing | Secondary Heating | Natural Gas | Fireplace | Realistic Achievable Potential | Usage (MMtherm) | 0 | 0 | 0 | 0 | 0 | 0 | 0 | 0 | 0 | 0 | 0 | 0 | 0 | 0 | 0 | 0 | 0 | 0 | 0 | 0 | 0 | 0 | 0 | 0 | 0 | 0 | 0 | 0 | 0 | 0
F3_Residential_CZ3 - Single Family_Existing_Secondary Heating_Natural Gas_Fireplace_Realistic Achievable Potential | F3 | Residential | CZ3 - Single Family | Existing | Secondary Heating | Natural Gas | Fireplace | Realistic Achievable Potential | Peak Demand (S) | 0 | 0 | 0 | 0 | 0 | 0 | 0 | 0 | 0 | 0 | 0 | 0 | 0 | 0 | 0 | 0 | 0 | 0 | 0 | 0 | 0 | 0 | 0 | 0 | 0 | 0 | 0 | 0 | 0 | 0
F4_Residential_CZ3 - Single Family_Existing_Secondary Heating_Natural Gas_Fireplace_Realistic Achievable Potential | F4 | Residential | CZ3 - Single Family | Existing | Secondary Heating | Natural Gas | Fireplace | Realistic Achievable Potential | Peak Demand (W) | 0 | 0 | 0 | 0 | 0 | 0 | 0 | 0 | 0 | 0 | 0 | 0 | 0 | 0 | 0 | 0 | 0 | 0 | 0 | 0 | 0 | 0 | 0 | 0 | 0 | 0 | 0 | 0 | 0 | 0
F5_Residential_CZ3 - Single Family_Existing_Secondary Heating_Natural Gas_Fireplace_Realistic Achievable Potential | F5 | Residential | CZ3 - Single Family | Existing | Secondary Heating | Natural Gas | Fireplace | Realistic Achievable Potential | Turnover | 0 | 0 | 0 | 0 | 0 | 0 | 0 | 0 | 0 | 0 | 0 | 0 | 0 | 0 | 0 | 0 | 0 | 0 | 0 | 0 | 0 | 0 | 0 | 0 | 0 | 0 | 0 | 0 | 0 | 0
F6_Residential_CZ3 - Single Family_Existing_Secondary Heating_Natural Gas_Fireplace_Realistic Achievable Potential | F6 | Residential | CZ3 - Single Family | Existing | Secondary Heating | Natural Gas | Fireplace | Realistic Achievable Potential | Avg. Replacement Usage | 0 | 0 | 0 | 0 | 0 | 0 | 0 | 0 | 0 | 0 | 0 | 0 | 0 | 0 | 0 | 0 | 0 | 0 | 0 | 0 | 0 | 0 | 0 | 0 | 0 | 0 | 0 | 0 | 0 | 0
F7_Residential_CZ3 - Single Family_Existing_Secondary Heating_Natural Gas_Fireplace_Realistic Achievable Potential | F7 | Residential | CZ3 - Single Family | Existing | Secondary Heating | Natural Gas | Fireplace | Realistic Achievable Potential | Avg. Replacement Demand (S) | 0 | 0 | 0 | 0 | 0 | 0 | 0 | 0 | 0 | 0 | 0 | 0 | 0 | 0 | 0 | 0 | 0 | 0 | 0 | 0 | 0 | 0 | 0 | 0 | 0 | 0 | 0 | 0 | 0 | 0
F8_Residential_CZ3 - Single Family_Existing_Secondary Heating_Natural Gas_Fireplace_Realistic Achievable Potential | F8 | Residential | CZ3 - Single Family | Existing | Secondary Heating | Natural Gas | Fireplace | Realistic Achievable Potential | Avg. Replacement Demand (W) | 0 | 0 | 0 | 0 | 0 | 0 | 0 | 0 | 0 | 0 | 0 | 0 | 0 | 0 | 0 | 0 | 0 | 0 | 0 | 0 | 0 | 0 | 0 | 0 | 0 | 0 | 0 | 0 | 0 | 0
F1_Residential_CZ3 - Single Family_Existing_Water Heating_Natural Gas_Water Heater <= 55 gal._Realistic Achievable Potential | F1 | Residential | CZ3 - Single Family | Existing | Water Heating | Natural Gas | Water Heater <= 55 gal. | Realistic Achievable Potential | Units | 0 | 0 | 0 | 0 | 0 | 0 | 0 | 0 | 0 | 0 | 0 | 0 | 0 | 0 | 0 | 0 | 0 | 0 | 0 | 0 | 0 | 0 | 0 | 0 | 0 | 0 | 0 | 0 | 0 | 0
F2_Residential_CZ3 - Single Family_Existing_Water Heating_Natural Gas_Water Heater <= 55 gal._Realistic Achievable Potential | F2 | Residential | CZ3 - Single Family | Existing | Water Heating | Natural Gas | Water Heater <= 55 gal. | Realistic Achievable Potential | Usage (MMtherm) | 0 | 0 | 0 | 0 | 0 | 0 | 0 | 0 | 0 | 0 | 0 | 0 | 0 | 0 | 0 | 0 | 0 | 0 | 0 | 0 | 0 | 0 | 0 | 0 | 0 | 0 | 0 | 0 | 0 | 0
F3_Residential_CZ3 - Single Family_Existing_Water Heating_Natural Gas_Water Heater <= 55 gal._Realistic Achievable Potential | F3 | Residential | CZ3 - Single Family | Existing | Water Heating | Natural Gas | Water Heater <= 55 gal. | Realistic Achievable Potential | Peak Demand (S) | 0 | 0 | 0 | 0 | 0 | 0 | 0 | 0 | 0 | 0 | 0 | 0 | 0 | 0 | 0 | 0 | 0 | 0 | 0 | 0 | 0 | 0 | 0 | 0 | 0 | 0 | 0 | 0 | 0 | 0
F4_Residential_CZ3 - Single Family_Existing_Water Heating_Natural Gas_Water Heater <= 55 gal._Realistic Achievable Potential | F4 | Residential | CZ3 - Single Family | Existing | Water Heating | Natural Gas | Water Heater <= 55 gal. | Realistic Achievable Potential | Peak Demand (W) | 0 | 0 | 0 | 0 | 0 | 0 | 0 | 0 | 0 | 0 | 0 | 0 | 0 | 0 | 0 | 0 | 0 | 0 | 0 | 0 | 0 | 0 | 0 | 0 | 0 | 0 | 0 | 0 | 0 | 0
F5_Residential_CZ3 - Single Family_Existing_Water Heating_Natural Gas_Water Heater <= 55 gal._Realistic Achievable Potential | F5 | Residential | CZ3 - Single Family | Existing | Water Heating | Natural Gas | Water Heater <= 55 gal. | Realistic Achievable Potential | Turnover | 0 | 0 | 0 | 0 | 0 | 0 | 0 | 0 | 0 | 0 | 0 | 0 | 0 | 0 | 0 | 0 | 0 | 0 | 0 | 0 | 0 | 0 | 0 | 0 | 0 | 0 | 0 | 0 | 0 | 0
F6_Residential_CZ3 - Single Family_Existing_Water Heating_Natural Gas_Water Heater <= 55 gal._Realistic Achievable Potential | F6 | Residential | CZ3 - Single Family | Existing | Water Heating | Natural Gas | Water Heater <= 55 gal. | Realistic Achievable Potential | Avg. Replacement Usage | 0 | 0 | 0 | 0 | 0 | 0 | 0 | 0 | 0 | 0 | 0 | 0 | 0 | 0 | 0 | 0 | 0 | 0 | 0 | 0 | 0 | 0 | 0 | 0 | 0 | 0 | 0 | 0 | 0 | 0
F7_Residential_CZ3 - Single Family_Existing_Water Heating_Natural Gas_Water Heater <= 55 gal._Realistic Achievable Potential | F7 | Residential | CZ3 - Single Family | Existing | Water Heating | Natural Gas | Water Heater <= 55 gal. | Realistic Achievable Potential | Avg. Replacement Demand (S) | 0 | 0 | 0 | 0 | 0 | 0 | 0 | 0 | 0 | 0 | 0 | 0 | 0 | 0 | 0 | 0 | 0 | 0 | 0 | 0 | 0 | 0 | 0 | 0 | 0 | 0 | 0 | 0 | 0 | 0
F8_Residential_CZ3 - Single Family_Existing_Water Heating_Natural Gas_Water Heater <= 55 gal._Realistic Achievable Potential | F8 | Residential | CZ3 - Single Family | Existing | Water Heating | Natural Gas | Water Heater <= 55 gal. | Realistic Achievable Potential | Avg. Replacement Demand (W) | 0 | 0 | 0 | 0 | 0 | 0 | 0 | 0 | 0 | 0 | 0 | 0 | 0 | 0 | 0 | 0 | 0 | 0 | 0 | 0 | 0 | 0 | 0 | 0 | 0 | 0 | 0 | 0 | 0 | 0
F1_Residential_CZ3 - Single Family_Existing_Water Heating_Natural Gas_Water Heater > 55 gal._Realistic Achievable Potential | F1 | Residential | CZ3 - Single Family | Existing | Water Heating | Natural Gas | Water Heater > 55 gal. | Realistic Achievable Potential | Units | 0 | 0 | 0 | 0 | 0 | 0 | 0 | 0 | 0 | 0 | 0 | 0 | 0 | 0 | 0 | 0 | 0 | 0 | 0 | 0 | 0 | 0 | 0 | 0 | 0 | 0 | 0 | 0 | 0 | 0
F2_Residential_CZ3 - Single Family_Existing_Water Heating_Natural Gas_Water Heater > 55 gal._Realistic Achievable Potential | F2 | Residential | CZ3 - Single Family | Existing | Water Heating | Natural Gas | Water Heater > 55 gal. | Realistic Achievable Potential | Usage (MMtherm) | 0 | 0 | 0 | 0 | 0 | 0 | 0 | 0 | 0 | 0 | 0 | 0 | 0 | 0 | 0 | 0 | 0 | 0 | 0 | 0 | 0 | 0 | 0 | 0 | 0 | 0 | 0 | 0 | 0 | 0
F3_Residential_CZ3 - Single Family_Existing_Water Heating_Natural Gas_Water Heater > 55 gal._Realistic Achievable Potential | F3 | Residential | CZ3 - Single Family | Existing | Water Heating | Natural Gas | Water Heater > 55 gal. | Realistic Achievable Potential | Peak Demand (S) | 0 | 0 | 0 | 0 | 0 | 0 | 0 | 0 | 0 | 0 | 0 | 0 | 0 | 0 | 0 | 0 | 0 | 0 | 0 | 0 | 0 | 0 | 0 | 0 | 0 | 0 | 0 | 0 | 0 | 0
F4_Residential_CZ3 - Single Family_Existing_Water Heating_Natural Gas_Water Heater > 55 gal._Realistic Achievable Potential | F4 | Residential | CZ3 - Single Family | Existing | Water Heating | Natural Gas | Water Heater > 55 gal. | Realistic Achievable Potential | Peak Demand (W) | 0 | 0 | 0 | 0 | 0 | 0 | 0 | 0 | 0 | 0 | 0 | 0 | 0 | 0 | 0 | 0 | 0 | 0 | 0 | 0 | 0 | 0 | 0 | 0 | 0 | 0 | 0 | 0 | 0 | 0
F5_Residential_CZ3 - Single Family_Existing_Water Heating_Natural Gas_Water Heater > 55 gal._Realistic Achievable Potential | F5 | Residential | CZ3 - Single Family | Existing | Water Heating | Natural Gas | Water Heater > 55 gal. | Realistic Achievable Potential | Turnover | 0 | 0 | 0 | 0 | 0 | 0 | 0 | 0 | 0 | 0 | 0 | 0 | 0 | 0 | 0 | 0 | 0 | 0 | 0 | 0 | 0 | 0 | 0 | 0 | 0 | 0 | 0 | 0 | 0 | 0
F6_Residential_CZ3 - Single Family_Existing_Water Heating_Natural Gas_Water Heater > 55 gal._Realistic Achievable Potential | F6 | Residential | CZ3 - Single Family | Existing | Water Heating | Natural Gas | Water Heater > 55 gal. | Realistic Achievable Potential | Avg. Replacement Usage | 0 | 0 | 0 | 0 | 0 | 0 | 0 | 0 | 0 | 0 | 0 | 0 | 0 | 0 | 0 | 0 | 0 | 0 | 0 | 0 | 0 | 0 | 0 | 0 | 0 | 0 | 0 | 0 | 0 | 0
F7_Residential_CZ3 - Single Family_Existing_Water Heating_Natural Gas_Water Heater > 55 gal._Realistic Achievable Potential | F7 | Residential | CZ3 - Single Family | Existing | Water Heating | Natural Gas | Water Heater > 55 gal. | Realistic Achievable Potential | Avg. Replacement Demand (S) | 0 | 0 | 0 | 0 | 0 | 0 | 0 | 0 | 0 | 0 | 0 | 0 | 0 | 0 | 0 | 0 | 0 | 0 | 0 | 0 | 0 | 0 | 0 | 0 | 0 | 0 | 0 | 0 | 0 | 0
F8_Residential_CZ3 - Single Family_Existing_Water Heating_Natural Gas_Water Heater > 55 gal._Realistic Achievable Potential | F8 | Residential | CZ3 - Single Family | Existing | Water Heating | Natural Gas | Water Heater > 55 gal. | Realistic Achievable Potential | Avg. Replacement Demand (W) | 0 | 0 | 0 | 0 | 0 | 0 | 0 | 0 | 0 | 0 | 0 | 0 | 0 | 0 | 0 | 0 | 0 | 0 | 0 | 0 | 0 | 0 | 0 | 0 | 0 | 0 | 0 | 0 | 0 | 0
F1_Residential_CZ3 - Single Family_Existing_Appliances_Natural Gas_Clothes Dryer_Realistic Achievable Potential | F1 | Residential | CZ3 - Single Family | Existing | Appliances | Natural Gas | Clothes Dryer | Realistic Achievable Potential | Units | 0 | 0 | 0 | 0 | 0 | 0 | 0 | 0 | 0 | 0 | 0 | 0 | 0 | 0 | 0 | 0 | 0 | 0 | 0 | 0 | 0 | 0 | 0 | 0 | 0 | 0 | 0 | 0 | 0 | 0
F2_Residential_CZ3 - Single Family_Existing_Appliances_Natural Gas_Clothes Dryer_Realistic Achievable Potential | F2 | Residential | CZ3 - Single Family | Existing | Appliances | Natural Gas | Clothes Dryer | Realistic Achievable Potential | Usage (MMtherm) | 0 | 0 | 0 | 0 | 0 | 0 | 0 | 0 | 0 | 0 | 0 | 0 | 0 | 0 | 0 | 0 | 0 | 0 | 0 | 0 | 0 | 0 | 0 | 0 | 0 | 0 | 0 | 0 | 0 | 0
F3_Residential_CZ3 - Single Family_Existing_Appliances_Natural Gas_Clothes Dryer_Realistic Achievable Potential | F3 | Residential | CZ3 - Single Family | Existing | Appliances | Natural Gas | Clothes Dryer | Realistic Achievable Potential | Peak Demand (S) | 0 | 0 | 0 | 0 | 0 | 0 | 0 | 0 | 0 | 0 | 0 | 0 | 0 | 0 | 0 | 0 | 0 | 0 | 0 | 0 | 0 | 0 | 0 | 0 | 0 | 0 | 0 | 0 | 0 | 0
F4_Residential_CZ3 - Single Family_Existing_Appliances_Natural Gas_Clothes Dryer_Realistic Achievable Potential | F4 | Residential | CZ3 - Single Family | Existing | Appliances | Natural Gas | Clothes Dryer | Realistic Achievable Potential | Peak Demand (W) | 0 | 0 | 0 | 0 | 0 | 0 | 0 | 0 | 0 | 0 | 0 | 0 | 0 | 0 | 0 | 0 | 0 | 0 | 0 | 0 | 0 | 0 | 0 | 0 | 0 | 0 | 0 | 0 | 0 | 0
F5_Residential_CZ3 - Single Family_Existing_Appliances_Natural Gas_Clothes Dryer_Realistic Achievable Potential | F5 | Residential | CZ3 - Single Family | Existing | Appliances | Natural Gas | Clothes Dryer | Realistic Achievable Potential | Turnover | 0 | 0 | 0 | 0 | 0 | 0 | 0 | 0 | 0 | 0 | 0 | 0 | 0 | 0 | 0 | 0 | 0 | 0 | 0 | 0 | 0 | 0 | 0 | 0 | 0 | 0 | 0 | 0 | 0 | 0
F6_Residential_CZ3 - Single Family_Existing_Appliances_Natural Gas_Clothes Dryer_Realistic Achievable Potential | F6 | Residential | CZ3 - Single Family | Existing | Appliances | Natural Gas | Clothes Dryer | Realistic Achievable Potential | Avg. Replacement Usage | 0 | 0 | 0 | 0 | 0 | 0 | 0 | 0 | 0 | 0 | 0 | 0 | 0 | 0 | 0 | 0 | 0 | 0 | 0 | 0 | 0 | 0 | 0 | 0 | 0 | 0 | 0 | 0 | 0 | 0
F7_Residential_CZ3 - Single Family_Existing_Appliances_Natural Gas_Clothes Dryer_Realistic Achievable Potential | F7 | Residential | CZ3 - Single Family | Existing | Appliances | Natural Gas | Clothes Dryer | Realistic Achievable Potential | Avg. Replacement Demand (S) | 0 | 0 | 0 | 0 | 0 | 0 | 0 | 0 | 0 | 0 | 0 | 0 | 0 | 0 | 0 | 0 | 0 | 0 | 0 | 0 | 0 | 0 | 0 | 0 | 0 | 0 | 0 | 0 | 0 | 0
F8_Residential_CZ3 - Single Family_Existing_Appliances_Natural Gas_Clothes Dryer_Realistic Achievable Potential | F8 | Residential | CZ3 - Single Family | Existing | Appliances | Natural Gas | Clothes Dryer | Realistic Achievable Potential | Avg. Replacement Demand (W) | 0 | 0 | 0 | 0 | 0 | 0 | 0 | 0 | 0 | 0 | 0 | 0 | 0 | 0 | 0 | 0 | 0 | 0 | 0 | 0 | 0 | 0 | 0 | 0 | 0 | 0 | 0 | 0 | 0 | 0
F1_Residential_CZ3 - Single Family_Existing_Appliances_Natural Gas_Stove/Oven_Realistic Achievable Potential | F1 | Residential | CZ3 - Single Family | Existing | Appliances | Natural Gas | Stove/Oven | Realistic Achievable Potential | Units | 0 | 0 | 0 | 0 | 0 | 0 | 0 | 0 | 0 | 0 | 0 | 0 | 0 | 0 | 0 | 0 | 0 | 0 | 0 | 0 | 0 | 0 | 0 | 0 | 0 | 0 | 0 | 0 | 0 | 0
F2_Residential_CZ3 - Single Family_Existing_Appliances_Natural Gas_Stove/Oven_Realistic Achievable Potential | F2 | Residential | CZ3 - Single Family | Existing | Appliances | Natural Gas | Stove/Oven | Realistic Achievable Potential | Usage (MMtherm) | 0 | 0 | 0 | 0 | 0 | 0 | 0 | 0 | 0 | 0 | 0 | 0 | 0 | 0 | 0 | 0 | 0 | 0 | 0 | 0 | 0 | 0 | 0 | 0 | 0 | 0 | 0 | 0 | 0 | 0
F3_Residential_CZ3 - Single Family_Existing_Appliances_Natural Gas_Stove/Oven_Realistic Achievable Potential | F3 | Residential | CZ3 - Single Family | Existing | Appliances | Natural Gas | Stove/Oven | Realistic Achievable Potential | Peak Demand (S) | 0 | 0 | 0 | 0 | 0 | 0 | 0 | 0 | 0 | 0 | 0 | 0 | 0 | 0 | 0 | 0 | 0 | 0 | 0 | 0 | 0 | 0 | 0 | 0 | 0 | 0 | 0 | 0 | 0 | 0
F4_Residential_CZ3 - Single Family_Existing_Appliances_Natural Gas_Stove/Oven_Realistic Achievable Potential | F4 | Residential | CZ3 - Single Family | Existing | Appliances | Natural Gas | Stove/Oven | Realistic Achievable Potential | Peak Demand (W) | 0 | 0 | 0 | 0 | 0 | 0 | 0 | 0 | 0 | 0 | 0 | 0 | 0 | 0 | 0 | 0 | 0 | 0 | 0 | 0 | 0 | 0 | 0 | 0 | 0 | 0 | 0 | 0 | 0 | 0
F5_Residential_CZ3 - Single Family_Existing_Appliances_Natural Gas_Stove/Oven_Realistic Achievable Potential | F5 | Residential | CZ3 - Single Family | Existing | Appliances | Natural Gas | Stove/Oven | Realistic Achievable Potential | Turnover | 0 | 0 | 0 | 0 | 0 | 0 | 0 | 0 | 0 | 0 | 0 | 0 | 0 | 0 | 0 | 0 | 0 | 0 | 0 | 0 | 0 | 0 | 0 | 0 | 0 | 0 | 0 | 0 | 0 | 0
F6_Residential_CZ3 - Single Family_Existing_Appliances_Natural Gas_Stove/Oven_Realistic Achievable Potential | F6 | Residential | CZ3 - Single Family | Existing | Appliances | Natural Gas | Stove/Oven | Realistic Achievable Potential | Avg. Replacement Usage | 0 | 0 | 0 | 0 | 0 | 0 | 0 | 0 | 0 | 0 | 0 | 0 | 0 | 0 | 0 | 0 | 0 | 0 | 0 | 0 | 0 | 0 | 0 | 0 | 0 | 0 | 0 | 0 | 0 | 0
F7_Residential_CZ3 - Single Family_Existing_Appliances_Natural Gas_Stove/Oven_Realistic Achievable Potential | F7 | Residential | CZ3 - Single Family | Existing | Appliances | Natural Gas | Stove/Oven | Realistic Achievable Potential | Avg. Replacement Demand (S) | 0 | 0 | 0 | 0 | 0 | 0 | 0 | 0 | 0 | 0 | 0 | 0 | 0 | 0 | 0 | 0 | 0 | 0 | 0 | 0 | 0 | 0 | 0 | 0 | 0 | 0 | 0 | 0 | 0 | 0
F8_Residential_CZ3 - Single Family_Existing_Appliances_Natural Gas_Stove/Oven_Realistic Achievable Potential | F8 | Residential | CZ3 - Single Family | Existing | Appliances | Natural Gas | Stove/Oven | Realistic Achievable Potential | Avg. Replacement Demand (W) | 0 | 0 | 0 | 0 | 0 | 0 | 0 | 0 | 0 | 0 | 0 | 0 | 0 | 0 | 0 | 0 | 0 | 0 | 0 | 0 | 0 | 0 | 0 | 0 | 0 | 0 | 0 | 0 | 0 | 0
F1_Residential_CZ3 - Single Family_Existing_Miscellaneous_Natural Gas_Pool Heater_Realistic Achievable Potential | F1 | Residential | CZ3 - Single Family | Existing | Miscellaneous | Natural Gas | Pool Heater | Realistic Achievable Potential | Units | 0 | 0 | 0 | 0 | 0 | 0 | 0 | 0 | 0 | 0 | 0 | 0 | 0 | 0 | 0 | 0 | 0 | 0 | 0 | 0 | 0 | 0 | 0 | 0 | 0 | 0 | 0 | 0 | 0 | 0
F2_Residential_CZ3 - Single Family_Existing_Miscellaneous_Natural Gas_Pool Heater_Realistic Achievable Potential | F2 | Residential | CZ3 - Single Family | Existing | Miscellaneous | Natural Gas | Pool Heater | Realistic Achievable Potential | Usage (MMtherm) | 0 | 0 | 0 | 0 | 0 | 0 | 0 | 0 | 0 | 0 | 0 | 0 | 0 | 0 | 0 | 0 | 0 | 0 | 0 | 0 | 0 | 0 | 0 | 0 | 0 | 0 | 0 | 0 | 0 | 0
F3_Residential_CZ3 - Single Family_Existing_Miscellaneous_Natural Gas_Pool Heater_Realistic Achievable Potential | F3 | Residential | CZ3 - Single Family | Existing | Miscellaneous | Natural Gas | Pool Heater | Realistic Achievable Potential | Peak Demand (S) | 0 | 0 | 0 | 0 | 0 | 0 | 0 | 0 | 0 | 0 | 0 | 0 | 0 | 0 | 0 | 0 | 0 | 0 | 0 | 0 | 0 | 0 | 0 | 0 | 0 | 0 | 0 | 0 | 0 | 0
F4_Residential_CZ3 - Single Family_Existing_Miscellaneous_Natural Gas_Pool Heater_Realistic Achievable Potential | F4 | Residential | CZ3 - Single Family | Existing | Miscellaneous | Natural Gas | Pool Heater | Realistic Achievable Potential | Peak Demand (W) | 0 | 0 | 0 | 0 | 0 | 0 | 0 | 0 | 0 | 0 | 0 | 0 | 0 | 0 | 0 | 0 | 0 | 0 | 0 | 0 | 0 | 0 | 0 | 0 | 0 | 0 | 0 | 0 | 0 | 0
F5_Residential_CZ3 - Single Family_Existing_Miscellaneous_Natural Gas_Pool Heater_Realistic Achievable Potential | F5 | Residential | CZ3 - Single Family | Existing | Miscellaneous | Natural Gas | Pool Heater | Realistic Achievable Potential | Turnover | 0 | 0 | 0 | 0 | 0 | 0 | 0 | 0 | 0 | 0 | 0 | 0 | 0 | 0 | 0 | 0 | 0 | 0 | 0 | 0 | 0 | 0 | 0 | 0 | 0 | 0 | 0 | 0 | 0 | 0
F6_Residential_CZ3 - Single Family_Existing_Miscellaneous_Natural Gas_Pool Heater_Realistic Achievable Potential | F6 | Residential | CZ3 - Single Family | Existing | Miscellaneous | Natural Gas | Pool Heater | Realistic Achievable Potential | Avg. Replacement Usage | 0 | 0 | 0 | 0 | 0 | 0 | 0 | 0 | 0 | 0 | 0 | 0 | 0 | 0 | 0 | 0 | 0 | 0 | 0 | 0 | 0 | 0 | 0 | 0 | 0 | 0 | 0 | 0 | 0 | 0
F7_Residential_CZ3 - Single Family_Existing_Miscellaneous_Natural Gas_Pool Heater_Realistic Achievable Potential | F7 | Residential | CZ3 - Single Family | Existing | Miscellaneous | Natural Gas | Pool Heater | Realistic Achievable Potential | Avg. Replacement Demand (S) | 0 | 0 | 0 | 0 | 0 | 0 | 0 | 0 | 0 | 0 | 0 | 0 | 0 | 0 | 0 | 0 | 0 | 0 | 0 | 0 | 0 | 0 | 0 | 0 | 0 | 0 | 0 | 0 | 0 | 0
F8_Residential_CZ3 - Single Family_Existing_Miscellaneous_Natural Gas_Pool Heater_Realistic Achievable Potential | F8 | Residential | CZ3 - Single Family | Existing | Miscellaneous | Natural Gas | Pool Heater | Realistic Achievable Potential | Avg. Replacement Demand (W) | 0 | 0 | 0 | 0 | 0 | 0 | 0 | 0 | 0 | 0 | 0 | 0 | 0 | 0 | 0 | 0 | 0 | 0 | 0 | 0 | 0 | 0 | 0 | 0 | 0 | 0 | 0 | 0 | 0 | 0
F1_Residential_CZ3 - Single Family_Existing_Miscellaneous_Natural Gas_Miscellaneous_Realistic Achievable Potential | F1 | Residential | CZ3 - Single Family | Existing | Miscellaneous | Natural Gas | Miscellaneous | Realistic Achievable Potential | Units | 0 | 0 | 0 | 0 | 0 | 0 | 0 | 0 | 0 | 0 | 0 | 0 | 0 | 0 | 0 | 0 | 0 | 0 | 0 | 0 | 0 | 0 | 0 | 0 | 0 | 0 | 0 | 0 | 0 | 0
F2_Residential_CZ3 - Single Family_Existing_Miscellaneous_Natural Gas_Miscellaneous_Realistic Achievable Potential | F2 | Residential | CZ3 - Single Family | Existing | Miscellaneous | Natural Gas | Miscellaneous | Realistic Achievable Potential | Usage (MMtherm) | 0 | 0 | 0 | 0 | 0 | 0 | 0 | 0 | 0 | 0 | 0 | 0 | 0 | 0 | 0 | 0 | 0 | 0 | 0 | 0 | 0 | 0 | 0 | 0 | 0 | 0 | 0 | 0 | 0 | 0
F3_Residential_CZ3 - Single Family_Existing_Miscellaneous_Natural Gas_Miscellaneous_Realistic Achievable Potential | F3 | Residential | CZ3 - Single Family | Existing | Miscellaneous | Natural Gas | Miscellaneous | Realistic Achievable Potential | Peak Demand (S) | 0 | 0 | 0 | 0 | 0 | 0 | 0 | 0 | 0 | 0 | 0 | 0 | 0 | 0 | 0 | 0 | 0 | 0 | 0 | 0 | 0 | 0 | 0 | 0 | 0 | 0 | 0 | 0 | 0 | 0
F4_Residential_CZ3 - Single Family_Existing_Miscellaneous_Natural Gas_Miscellaneous_Realistic Achievable Potential | F4 | Residential | CZ3 - Single Family | Existing | Miscellaneous | Natural Gas | Miscellaneous | Realistic Achievable Potential | Peak Demand (W) | 0 | 0 | 0 | 0 | 0 | 0 | 0 | 0 | 0 | 0 | 0 | 0 | 0 | 0 | 0 | 0 | 0 | 0 | 0 | 0 | 0 | 0 | 0 | 0 | 0 | 0 | 0 | 0 | 0 | 0
F5_Residential_CZ3 - Single Family_Existing_Miscellaneous_Natural Gas_Miscellaneous_Realistic Achievable Potential | F5 | Residential | CZ3 - Single Family | Existing | Miscellaneous | Natural Gas | Miscellaneous | Realistic Achievable Potential | Turnover | 0 | 0 | 0 | 0 | 0 | 0 | 0 | 0 | 0 | 0 | 0 | 0 | 0 | 0 | 0 | 0 | 0 | 0 | 0 | 0 | 0 | 0 | 0 | 0 | 0 | 0 | 0 | 0 | 0 | 0
F6_Residential_CZ3 - Single Family_Existing_Miscellaneous_Natural Gas_Miscellaneous_Realistic Achievable Potential | F6 | Residential | CZ3 - Single Family | Existing | Miscellaneous | Natural Gas | Miscellaneous | Realistic Achievable Potential | Avg. Replacement Usage | 0 | 0 | 0 | 0 | 0 | 0 | 0 | 0 | 0 | 0 | 0 | 0 | 0 | 0 | 0 | 0 | 0 | 0 | 0 | 0 | 0 | 0 | 0 | 0 | 0 | 0 | 0 | 0 | 0 | 0
F7_Residential_CZ3 - Single Family_Existing_Miscellaneous_Natural Gas_Miscellaneous_Realistic Achievable Potential | F7 | Residential | CZ3 - Single Family | Existing | Miscellaneous | Natural Gas | Miscellaneous | Realistic Achievable Potential | Avg. Replacement Demand (S) | 0 | 0 | 0 | 0 | 0 | 0 | 0 | 0 | 0 | 0 | 0 | 0 | 0 | 0 | 0 | 0 | 0 | 0 | 0 | 0 | 0 | 0 | 0 | 0 | 0 | 0 | 0 | 0 | 0 | 0
F8_Residential_CZ3 - Single Family_Existing_Miscellaneous_Natural Gas_Miscellaneous_Realistic Achievable Potential | F8 | Residential | CZ3 - Single Family | Existing | Miscellaneous | Natural Gas | Miscellaneous | Realistic Achievable Potential | Avg. Replacement Demand (W) | 0 | 0 | 0 | 0 | 0 | 0 | 0 | 0 | 0 | 0 | 0 | 0 | 0 | 0 | 0 | 0 | 0 | 0 | 0 | 0 | 0 | 0 | 0 | 0 | 0 | 0 | 0 | 0 | 0 | 0
F1_Residential_CZ3 - Single Family_New_Space Heating_Natural Gas_Furnace - Direct Fuel_Realistic Achievable Potential | F1 | Residential | CZ3 - Single Family | New | Space Heating | Natural Gas | Furnace - Direct Fuel | Realistic Achievable Potential | Units | 0 | 0 | 0 | 0 | 0 | 0 | 0 | 0 | 0 | 0 | 0 | 0 | 0 | 0 | 0 | 0 | 0 | 0 | 0 | 0 | 0 | 0 | 0 | 0 | 0 | 0 | 0 | 0 | 0 | 0
F2_Residential_CZ3 - Single Family_New_Space Heating_Natural Gas_Furnace - Direct Fuel_Realistic Achievable Potential | F2 | Residential | CZ3 - Single Family | New | Space Heating | Natural Gas | Furnace - Direct Fuel | Realistic Achievable Potential | Usage (MMtherm) | 0 | 0 | 0 | 0 | 0 | 0 | 0 | 0 | 0 | 0 | 0 | 0 | 0 | 0 | 0 | 0 | 0 | 0 | 0 | 0 | 0 | 0 | 0 | 0 | 0 | 0 | 0 | 0 | 0 | 0
F3_Residential_CZ3 - Single Family_New_Space Heating_Natural Gas_Furnace - Direct Fuel_Realistic Achievable Potential | F3 | Residential | CZ3 - Single Family | New | Space Heating | Natural Gas | Furnace - Direct Fuel | Realistic Achievable Potential | Peak Demand (S) | 0 | 0 | 0 | 0 | 0 | 0 | 0 | 0 | 0 | 0 | 0 | 0 | 0 | 0 | 0 | 0 | 0 | 0 | 0 | 0 | 0 | 0 | 0 | 0 | 0 | 0 | 0 | 0 | 0 | 0
F4_Residential_CZ3 - Single Family_New_Space Heating_Natural Gas_Furnace - Direct Fuel_Realistic Achievable Potential | F4 | Residential | CZ3 - Single Family | New | Space Heating | Natural Gas | Furnace - Direct Fuel | Realistic Achievable Potential | Peak Demand (W) | 0 | 0 | 0 | 0 | 0 | 0 | 0 | 0 | 0 | 0 | 0 | 0 | 0 | 0 | 0 | 0 | 0 | 0 | 0 | 0 | 0 | 0 | 0 | 0 | 0 | 0 | 0 | 0 | 0 | 0
F5_Residential_CZ3 - Single Family_New_Space Heating_Natural Gas_Furnace - Direct Fuel_Realistic Achievable Potential | F5 | Residential | CZ3 - Single Family | New | Space Heating | Natural Gas | Furnace - Direct Fuel | Realistic Achievable Potential | Turnover | 0 | 0 | 0 | 0 | 0 | 0 | 0 | 0 | 0 | 0 | 0 | 0 | 0 | 0 | 0 | 0 | 0 | 0 | 0 | 0 | 0 | 0 | 0 | 0 | 0 | 0 | 0 | 0 | 0 | 0
F6_Residential_CZ3 - Single Family_New_Space Heating_Natural Gas_Furnace - Direct Fuel_Realistic Achievable Potential | F6 | Residential | CZ3 - Single Family | New | Space Heating | Natural Gas | Furnace - Direct Fuel | Realistic Achievable Potential | Avg. Replacement Usage | 0 | 0 | 0 | 0 | 0 | 0 | 0 | 0 | 0 | 0 | 0 | 0 | 0 | 0 | 0 | 0 | 0 | 0 | 0 | 0 | 0 | 0 | 0 | 0 | 0 | 0 | 0 | 0 | 0 | 0
F7_Residential_CZ3 - Single Family_New_Space Heating_Natural Gas_Furnace - Direct Fuel_Realistic Achievable Potential | F7 | Residential | CZ3 - Single Family | New | Space Heating | Natural Gas | Furnace - Direct Fuel | Realistic Achievable Potential | Avg. Replacement Demand (S) | 0 | 0 | 0 | 0 | 0 | 0 | 0 | 0 | 0 | 0 | 0 | 0 | 0 | 0 | 0 | 0 | 0 | 0 | 0 | 0 | 0 | 0 | 0 | 0 | 0 | 0 | 0 | 0 | 0 | 0
F8_Residential_CZ3 - Single Family_New_Space Heating_Natural Gas_Furnace - Direct Fuel_Realistic Achievable Potential | F8 | Residential | CZ3 - Single Family | New | Space Heating | Natural Gas | Furnace - Direct Fuel | Realistic Achievable Potential | Avg. Replacement Demand (W) | 0 | 0 | 0 | 0 | 0 | 0 | 0 | 0 | 0 | 0 | 0 | 0 | 0 | 0 | 0 | 0 | 0 | 0 | 0 | 0 | 0 | 0 | 0 | 0 | 0 | 0 | 0 | 0 | 0 | 0
F1_Residential_CZ3 - Single Family_New_Space Heating_Natural Gas_Boiler - Direct Fuel_Realistic Achievable Potential | F1 | Residential | CZ3 - Single Family | New | Space Heating | Natural Gas | Boiler - Direct Fuel | Realistic Achievable Potential | Units | 0 | 0 | 0 | 0 | 0 | 0 | 0 | 0 | 0 | 0 | 0 | 0 | 0 | 0 | 0 | 0 | 0 | 0 | 0 | 0 | 0 | 0 | 0 | 0 | 0 | 0 | 0 | 0 | 0 | 0
F2_Residential_CZ3 - Single Family_New_Space Heating_Natural Gas_Boiler - Direct Fuel_Realistic Achievable Potential | F2 | Residential | CZ3 - Single Family | New | Space Heating | Natural Gas | Boiler - Direct Fuel | Realistic Achievable Potential | Usage (MMtherm) | 0 | 0 | 0 | 0 | 0 | 0 | 0 | 0 | 0 | 0 | 0 | 0 | 0 | 0 | 0 | 0 | 0 | 0 | 0 | 0 | 0 | 0 | 0 | 0 | 0 | 0 | 0 | 0 | 0 | 0
F3_Residential_CZ3 - Single Family_New_Space Heating_Natural Gas_Boiler - Direct Fuel_Realistic Achievable Potential | F3 | Residential | CZ3 - Single Family | New | Space Heating | Natural Gas | Boiler - Direct Fuel | Realistic Achievable Potential | Peak Demand (S) | 0 | 0 | 0 | 0 | 0 | 0 | 0 | 0 | 0 | 0 | 0 | 0 | 0 | 0 | 0 | 0 | 0 | 0 | 0 | 0 | 0 | 0 | 0 | 0 | 0 | 0 | 0 | 0 | 0 | 0
F4_Residential_CZ3 - Single Family_New_Space Heating_Natural Gas_Boiler - Direct Fuel_Realistic Achievable Potential | F4 | Residential | CZ3 - Single Family | New | Space Heating | Natural Gas | Boiler - Direct Fuel | Realistic Achievable Potential | Peak Demand (W) | 0 | 0 | 0 | 0 | 0 | 0 | 0 | 0 | 0 | 0 | 0 | 0 | 0 | 0 | 0 | 0 | 0 | 0 | 0 | 0 | 0 | 0 | 0 | 0 | 0 | 0 | 0 | 0 | 0 | 0
F5_Residential_CZ3 - Single Family_New_Space Heating_Natural Gas_Boiler - Direct Fuel_Realistic Achievable Potential | F5 | Residential | CZ3 - Single Family | New | Space Heating | Natural Gas | Boiler - Direct Fuel | Realistic Achievable Potential | Turnover | 0 | 0 | 0 | 0 | 0 | 0 | 0 | 0 | 0 | 0 | 0 | 0 | 0 | 0 | 0 | 0 | 0 | 0 | 0 | 0 | 0 | 0 | 0 | 0 | 0 | 0 | 0 | 0 | 0 | 0
F6_Residential_CZ3 - Single Family_New_Space Heating_Natural Gas_Boiler - Direct Fuel_Realistic Achievable Potential | F6 | Residential | CZ3 - Single Family | New | Space Heating | Natural Gas | Boiler - Direct Fuel | Realistic Achievable Potential | Avg. Replacement Usage | 0 | 0 | 0 | 0 | 0 | 0 | 0 | 0 | 0 | 0 | 0 | 0 | 0 | 0 | 0 | 0 | 0 | 0 | 0 | 0 | 0 | 0 | 0 | 0 | 0 | 0 | 0 | 0 | 0 | 0
F7_Residential_CZ3 - Single Family_New_Space Heating_Natural Gas_Boiler - Direct Fuel_Realistic Achievable Potential | F7 | Residential | CZ3 - Single Family | New | Space Heating | Natural Gas | Boiler - Direct Fuel | Realistic Achievable Potential | Avg. Replacement Demand (S) | 0 | 0 | 0 | 0 | 0 | 0 | 0 | 0 | 0 | 0 | 0 | 0 | 0 | 0 | 0 | 0 | 0 | 0 | 0 | 0 | 0 | 0 | 0 | 0 | 0 | 0 | 0 | 0 | 0 | 0
F8_Residential_CZ3 - Single Family_New_Space Heating_Natural Gas_Boiler - Direct Fuel_Realistic Achievable Potential | F8 | Residential | CZ3 - Single Family | New | Space Heating | Natural Gas | Boiler - Direct Fuel | Realistic Achievable Potential | Avg. Replacement Demand (W) | 0 | 0 | 0 | 0 | 0 | 0 | 0 | 0 | 0 | 0 | 0 | 0 | 0 | 0 | 0 | 0 | 0 | 0 | 0 | 0 | 0 | 0 | 0 | 0 | 0 | 0 | 0 | 0 | 0 | 0
F1_Residential_CZ3 - Single Family_New_Secondary Heating_Natural Gas_Fireplace_Realistic Achievable Potential | F1 | Residential | CZ3 - Single Family | New | Secondary Heating | Natural Gas | Fireplace | Realistic Achievable Potential | Units | 0 | 0 | 0 | 0 | 0 | 0 | 0 | 0 | 0 | 0 | 0 | 0 | 0 | 0 | 0 | 0 | 0 | 0 | 0 | 0 | 0 | 0 | 0 | 0 | 0 | 0 | 0 | 0 | 0 | 0
F2_Residential_CZ3 - Single Family_New_Secondary Heating_Natural Gas_Fireplace_Realistic Achievable Potential | F2 | Residential | CZ3 - Single Family | New | Secondary Heating | Natural Gas | Fireplace | Realistic Achievable Potential | Usage (MMtherm) | 0 | 0 | 0 | 0 | 0 | 0 | 0 | 0 | 0 | 0 | 0 | 0 | 0 | 0 | 0 | 0 | 0 | 0 | 0 | 0 | 0 | 0 | 0 | 0 | 0 | 0 | 0 | 0 | 0 | 0
F3_Residential_CZ3 - Single Family_New_Secondary Heating_Natural Gas_Fireplace_Realistic Achievable Potential | F3 | Residential | CZ3 - Single Family | New | Secondary Heating | Natural Gas | Fireplace | Realistic Achievable Potential | Peak Demand (S) | 0 | 0 | 0 | 0 | 0 | 0 | 0 | 0 | 0 | 0 | 0 | 0 | 0 | 0 | 0 | 0 | 0 | 0 | 0 | 0 | 0 | 0 | 0 | 0 | 0 | 0 | 0 | 0 | 0 | 0
F4_Residential_CZ3 - Single Family_New_Secondary Heating_Natural Gas_Fireplace_Realistic Achievable Potential | F4 | Residential | CZ3 - Single Family | New | Secondary Heating | Natural Gas | Fireplace | Realistic Achievable Potential | Peak Demand (W) | 0 | 0 | 0 | 0 | 0 | 0 | 0 | 0 | 0 | 0 | 0 | 0 | 0 | 0 | 0 | 0 | 0 | 0 | 0 | 0 | 0 | 0 | 0 | 0 | 0 | 0 | 0 | 0 | 0 | 0
F5_Residential_CZ3 - Single Family_New_Secondary Heating_Natural Gas_Fireplace_Realistic Achievable Potential | F5 | Residential | CZ3 - Single Family | New | Secondary Heating | Natural Gas | Fireplace | Realistic Achievable Potential | Turnover | 0 | 0 | 0 | 0 | 0 | 0 | 0 | 0 | 0 | 0 | 0 | 0 | 0 | 0 | 0 | 0 | 0 | 0 | 0 | 0 | 0 | 0 | 0 | 0 | 0 | 0 | 0 | 0 | 0 | 0
F6_Residential_CZ3 - Single Family_New_Secondary Heating_Natural Gas_Fireplace_Realistic Achievable Potential | F6 | Residential | CZ3 - Single Family | New | Secondary Heating | Natural Gas | Fireplace | Realistic Achievable Potential | Avg. Replacement Usage | 0 | 0 | 0 | 0 | 0 | 0 | 0 | 0 | 0 | 0 | 0 | 0 | 0 | 0 | 0 | 0 | 0 | 0 | 0 | 0 | 0 | 0 | 0 | 0 | 0 | 0 | 0 | 0 | 0 | 0
F7_Residential_CZ3 - Single Family_New_Secondary Heating_Natural Gas_Fireplace_Realistic Achievable Potential | F7 | Residential | CZ3 - Single Family | New | Secondary Heating | Natural Gas | Fireplace | Realistic Achievable Potential | Avg. Replacement Demand (S) | 0 | 0 | 0 | 0 | 0 | 0 | 0 | 0 | 0 | 0 | 0 | 0 | 0 | 0 | 0 | 0 | 0 | 0 | 0 | 0 | 0 | 0 | 0 | 0 | 0 | 0 | 0 | 0 | 0 | 0
F8_Residential_CZ3 - Single Family_New_Secondary Heating_Natural Gas_Fireplace_Realistic Achievable Potential | F8 | Residential | CZ3 - Single Family | New | Secondary Heating | Natural Gas | Fireplace | Realistic Achievable Potential | Avg. Replacement Demand (W) | 0 | 0 | 0 | 0 | 0 | 0 | 0 | 0 | 0 | 0 | 0 | 0 | 0 | 0 | 0 | 0 | 0 | 0 | 0 | 0 | 0 | 0 | 0 | 0 | 0 | 0 | 0 | 0 | 0 | 0
F1_Residential_CZ3 - Single Family_New_Water Heating_Natural Gas_Water Heater <= 55 gal._Realistic Achievable Potential | F1 | Residential | CZ3 - Single Family | New | Water Heating | Natural Gas | Water Heater <= 55 gal. | Realistic Achievable Potential | Units | 0 | 0 | 0 | 0 | 0 | 0 | 0 | 0 | 0 | 0 | 0 | 0 | 0 | 0 | 0 | 0 | 0 | 0 | 0 | 0 | 0 | 0 | 0 | 0 | 0 | 0 | 0 | 0 | 0 | 0
F2_Residential_CZ3 - Single Family_New_Water Heating_Natural Gas_Water Heater <= 55 gal._Realistic Achievable Potential | F2 | Residential | CZ3 - Single Family | New | Water Heating | Natural Gas | Water Heater <= 55 gal. | Realistic Achievable Potential | Usage (MMtherm) | 0 | 0 | 0 | 0 | 0 | 0 | 0 | 0 | 0 | 0 | 0 | 0 | 0 | 0 | 0 | 0 | 0 | 0 | 0 | 0 | 0 | 0 | 0 | 0 | 0 | 0 | 0 | 0 | 0 | 0
F3_Residential_CZ3 - Single Family_New_Water Heating_Natural Gas_Water Heater <= 55 gal._Realistic Achievable Potential | F3 | Residential | CZ3 - Single Family | New | Water Heating | Natural Gas | Water Heater <= 55 gal. | Realistic Achievable Potential | Peak Demand (S) | 0 | 0 | 0 | 0 | 0 | 0 | 0 | 0 | 0 | 0 | 0 | 0 | 0 | 0 | 0 | 0 | 0 | 0 | 0 | 0 | 0 | 0 | 0 | 0 | 0 | 0 | 0 | 0 | 0 | 0
F4_Residential_CZ3 - Single Family_New_Water Heating_Natural Gas_Water Heater <= 55 gal._Realistic Achievable Potential | F4 | Residential | CZ3 - Single Family | New | Water Heating | Natural Gas | Water Heater <= 55 gal. | Realistic Achievable Potential | Peak Demand (W) | 0 | 0 | 0 | 0 | 0 | 0 | 0 | 0 | 0 | 0 | 0 | 0 | 0 | 0 | 0 | 0 | 0 | 0 | 0 | 0 | 0 | 0 | 0 | 0 | 0 | 0 | 0 | 0 | 0 | 0
F5_Residential_CZ3 - Single Family_New_Water Heating_Natural Gas_Water Heater <= 55 gal._Realistic Achievable Potential | F5 | Residential | CZ3 - Single Family | New | Water Heating | Natural Gas | Water Heater <= 55 gal. | Realistic Achievable Potential | Turnover | 0 | 0 | 0 | 0 | 0 | 0 | 0 | 0 | 0 | 0 | 0 | 0 | 0 | 0 | 0 | 0 | 0 | 0 | 0 | 0 | 0 | 0 | 0 | 0 | 0 | 0 | 0 | 0 | 0 | 0
F6_Residential_CZ3 - Single Family_New_Water Heating_Natural Gas_Water Heater <= 55 gal._Realistic Achievable Potential | F6 | Residential | CZ3 - Single Family | New | Water Heating | Natural Gas | Water Heater <= 55 gal. | Realistic Achievable Potential | Avg. Replacement Usage | 0 | 0 | 0 | 0 | 0 | 0 | 0 | 0 | 0 | 0 | 0 | 0 | 0 | 0 | 0 | 0 | 0 | 0 | 0 | 0 | 0 | 0 | 0 | 0 | 0 | 0 | 0 | 0 | 0 | 0
F7_Residential_CZ3 - Single Family_New_Water Heating_Natural Gas_Water Heater <= 55 gal._Realistic Achievable Potential | F7 | Residential | CZ3 - Single Family | New | Water Heating | Natural Gas | Water Heater <= 55 gal. | Realistic Achievable Potential | Avg. Replacement Demand (S) | 0 | 0 | 0 | 0 | 0 | 0 | 0 | 0 | 0 | 0 | 0 | 0 | 0 | 0 | 0 | 0 | 0 | 0 | 0 | 0 | 0 | 0 | 0 | 0 | 0 | 0 | 0 | 0 | 0 | 0
F8_Residential_CZ3 - Single Family_New_Water Heating_Natural Gas_Water Heater <= 55 gal._Realistic Achievable Potential | F8 | Residential | CZ3 - Single Family | New | Water Heating | Natural Gas | Water Heater <= 55 gal. | Realistic Achievable Potential | Avg. Replacement Demand (W) | 0 | 0 | 0 | 0 | 0 | 0 | 0 | 0 | 0 | 0 | 0 | 0 | 0 | 0 | 0 | 0 | 0 | 0 | 0 | 0 | 0 | 0 | 0 | 0 | 0 | 0 | 0 | 0 | 0 | 0
F1_Residential_CZ3 - Single Family_New_Water Heating_Natural Gas_Water Heater > 55 gal._Realistic Achievable Potential | F1 | Residential | CZ3 - Single Family | New | Water Heating | Natural Gas | Water Heater > 55 gal. | Realistic Achievable Potential | Units | 0 | 0 | 0 | 0 | 0 | 0 | 0 | 0 | 0 | 0 | 0 | 0 | 0 | 0 | 0 | 0 | 0 | 0 | 0 | 0 | 0 | 0 | 0 | 0 | 0 | 0 | 0 | 0 | 0 | 0
F2_Residential_CZ3 - Single Family_New_Water Heating_Natural Gas_Water Heater > 55 gal._Realistic Achievable Potential | F2 | Residential | CZ3 - Single Family | New | Water Heating | Natural Gas | Water Heater > 55 gal. | Realistic Achievable Potential | Usage (MMtherm) | 0 | 0 | 0 | 0 | 0 | 0 | 0 | 0 | 0 | 0 | 0 | 0 | 0 | 0 | 0 | 0 | 0 | 0 | 0 | 0 | 0 | 0 | 0 | 0 | 0 | 0 | 0 | 0 | 0 | 0
F3_Residential_CZ3 - Single Family_New_Water Heating_Natural Gas_Water Heater > 55 gal._Realistic Achievable Potential | F3 | Residential | CZ3 - Single Family | New | Water Heating | Natural Gas | Water Heater > 55 gal. | Realistic Achievable Potential | Peak Demand (S) | 0 | 0 | 0 | 0 | 0 | 0 | 0 | 0 | 0 | 0 | 0 | 0 | 0 | 0 | 0 | 0 | 0 | 0 | 0 | 0 | 0 | 0 | 0 | 0 | 0 | 0 | 0 | 0 | 0 | 0
F4_Residential_CZ3 - Single Family_New_Water Heating_Natural Gas_Water Heater > 55 gal._Realistic Achievable Potential | F4 | Residential | CZ3 - Single Family | New | Water Heating | Natural Gas | Water Heater > 55 gal. | Realistic Achievable Potential | Peak Demand (W) | 0 | 0 | 0 | 0 | 0 | 0 | 0 | 0 | 0 | 0 | 0 | 0 | 0 | 0 | 0 | 0 | 0 | 0 | 0 | 0 | 0 | 0 | 0 | 0 | 0 | 0 | 0 | 0 | 0 | 0
F5_Residential_CZ3 - Single Family_New_Water Heating_Natural Gas_Water Heater > 55 gal._Realistic Achievable Potential | F5 | Residential | CZ3 - Single Family | New | Water Heating | Natural Gas | Water Heater > 55 gal. | Realistic Achievable Potential | Turnover | 0 | 0 | 0 | 0 | 0 | 0 | 0 | 0 | 0 | 0 | 0 | 0 | 0 | 0 | 0 | 0 | 0 | 0 | 0 | 0 | 0 | 0 | 0 | 0 | 0 | 0 | 0 | 0 | 0 | 0
F6_Residential_CZ3 - Single Family_New_Water Heating_Natural Gas_Water Heater > 55 gal._Realistic Achievable Potential | F6 | Residential | CZ3 - Single Family | New | Water Heating | Natural Gas | Water Heater > 55 gal. | Realistic Achievable Potential | Avg. Replacement Usage | 0 | 0 | 0 | 0 | 0 | 0 | 0 | 0 | 0 | 0 | 0 | 0 | 0 | 0 | 0 | 0 | 0 | 0 | 0 | 0 | 0 | 0 | 0 | 0 | 0 | 0 | 0 | 0 | 0 | 0
F7_Residential_CZ3 - Single Family_New_Water Heating_Natural Gas_Water Heater > 55 gal._Realistic Achievable Potential | F7 | Residential | CZ3 - Single Family | New | Water Heating | Natural Gas | Water Heater > 55 gal. | Realistic Achievable Potential | Avg. Replacement Demand (S) | 0 | 0 | 0 | 0 | 0 | 0 | 0 | 0 | 0 | 0 | 0 | 0 | 0 | 0 | 0 | 0 | 0 | 0 | 0 | 0 | 0 | 0 | 0 | 0 | 0 | 0 | 0 | 0 | 0 | 0
F8_Residential_CZ3 - Single Family_New_Water Heating_Natural Gas_Water Heater > 55 gal._Realistic Achievable Potential | F8 | Residential | CZ3 - Single Family | New | Water Heating | Natural Gas | Water Heater > 55 gal. | Realistic Achievable Potential | Avg. Replacement Demand (W) | 0 | 0 | 0 | 0 | 0 | 0 | 0 | 0 | 0 | 0 | 0 | 0 | 0 | 0 | 0 | 0 | 0 | 0 | 0 | 0 | 0 | 0 | 0 | 0 | 0 | 0 | 0 | 0 | 0 | 0
F1_Residential_CZ3 - Single Family_New_Appliances_Natural Gas_Clothes Dryer_Realistic Achievable Potential | F1 | Residential | CZ3 - Single Family | New | Appliances | Natural Gas | Clothes Dryer | Realistic Achievable Potential | Units | 0 | 0 | 0 | 0 | 0 | 0 | 0 | 0 | 0 | 0 | 0 | 0 | 0 | 0 | 0 | 0 | 0 | 0 | 0 | 0 | 0 | 0 | 0 | 0 | 0 | 0 | 0 | 0 | 0 | 0
F2_Residential_CZ3 - Single Family_New_Appliances_Natural Gas_Clothes Dryer_Realistic Achievable Potential | F2 | Residential | CZ3 - Single Family | New | Appliances | Natural Gas | Clothes Dryer | Realistic Achievable Potential | Usage (MMtherm) | 0 | 0 | 0 | 0 | 0 | 0 | 0 | 0 | 0 | 0 | 0 | 0 | 0 | 0 | 0 | 0 | 0 | 0 | 0 | 0 | 0 | 0 | 0 | 0 | 0 | 0 | 0 | 0 | 0 | 0
F3_Residential_CZ3 - Single Family_New_Appliances_Natural Gas_Clothes Dryer_Realistic Achievable Potential | F3 | Residential | CZ3 - Single Family | New | Appliances | Natural Gas | Clothes Dryer | Realistic Achievable Potential | Peak Demand (S) | 0 | 0 | 0 | 0 | 0 | 0 | 0 | 0 | 0 | 0 | 0 | 0 | 0 | 0 | 0 | 0 | 0 | 0 | 0 | 0 | 0 | 0 | 0 | 0 | 0 | 0 | 0 | 0 | 0 | 0
F4_Residential_CZ3 - Single Family_New_Appliances_Natural Gas_Clothes Dryer_Realistic Achievable Potential | F4 | Residential | CZ3 - Single Family | New | Appliances | Natural Gas | Clothes Dryer | Realistic Achievable Potential | Peak Demand (W) | 0 | 0 | 0 | 0 | 0 | 0 | 0 | 0 | 0 | 0 | 0 | 0 | 0 | 0 | 0 | 0 | 0 | 0 | 0 | 0 | 0 | 0 | 0 | 0 | 0 | 0 | 0 | 0 | 0 | 0
F5_Residential_CZ3 - Single Family_New_Appliances_Natural Gas_Clothes Dryer_Realistic Achievable Potential | F5 | Residential | CZ3 - Single Family | New | Appliances | Natural Gas | Clothes Dryer | Realistic Achievable Potential | Turnover | 0 | 0 | 0 | 0 | 0 | 0 | 0 | 0 | 0 | 0 | 0 | 0 | 0 | 0 | 0 | 0 | 0 | 0 | 0 | 0 | 0 | 0 | 0 | 0 | 0 | 0 | 0 | 0 | 0 | 0
F6_Residential_CZ3 - Single Family_New_Appliances_Natural Gas_Clothes Dryer_Realistic Achievable Potential | F6 | Residential | CZ3 - Single Family | New | Appliances | Natural Gas | Clothes Dryer | Realistic Achievable Potential | Avg. Replacement Usage | 0 | 0 | 0 | 0 | 0 | 0 | 0 | 0 | 0 | 0 | 0 | 0 | 0 | 0 | 0 | 0 | 0 | 0 | 0 | 0 | 0 | 0 | 0 | 0 | 0 | 0 | 0 | 0 | 0 | 0
F7_Residential_CZ3 - Single Family_New_Appliances_Natural Gas_Clothes Dryer_Realistic Achievable Potential | F7 | Residential | CZ3 - Single Family | New | Appliances | Natural Gas | Clothes Dryer | Realistic Achievable Potential | Avg. Replacement Demand (S) | 0 | 0 | 0 | 0 | 0 | 0 | 0 | 0 | 0 | 0 | 0 | 0 | 0 | 0 | 0 | 0 | 0 | 0 | 0 | 0 | 0 | 0 | 0 | 0 | 0 | 0 | 0 | 0 | 0 | 0
F8_Residential_CZ3 - Single Family_New_Appliances_Natural Gas_Clothes Dryer_Realistic Achievable Potential | F8 | Residential | CZ3 - Single Family | New | Appliances | Natural Gas | Clothes Dryer | Realistic Achievable Potential | Avg. Replacement Demand (W) | 0 | 0 | 0 | 0 | 0 | 0 | 0 | 0 | 0 | 0 | 0 | 0 | 0 | 0 | 0 | 0 | 0 | 0 | 0 | 0 | 0 | 0 | 0 | 0 | 0 | 0 | 0 | 0 | 0 | 0
F1_Residential_CZ3 - Single Family_New_Appliances_Natural Gas_Stove/Oven_Realistic Achievable Potential | F1 | Residential | CZ3 - Single Family | New | Appliances | Natural Gas | Stove/Oven | Realistic Achievable Potential | Units | 0 | 0 | 0 | 0 | 0 | 0 | 0 | 0 | 0 | 0 | 0 | 0 | 0 | 0 | 0 | 0 | 0 | 0 | 0 | 0 | 0 | 0 | 0 | 0 | 0 | 0 | 0 | 0 | 0 | 0
F2_Residential_CZ3 - Single Family_New_Appliances_Natural Gas_Stove/Oven_Realistic Achievable Potential | F2 | Residential | CZ3 - Single Family | New | Appliances | Natural Gas | Stove/Oven | Realistic Achievable Potential | Usage (MMtherm) | 0 | 0 | 0 | 0 | 0 | 0 | 0 | 0 | 0 | 0 | 0 | 0 | 0 | 0 | 0 | 0 | 0 | 0 | 0 | 0 | 0 | 0 | 0 | 0 | 0 | 0 | 0 | 0 | 0 | 0
F3_Residential_CZ3 - Single Family_New_Appliances_Natural Gas_Stove/Oven_Realistic Achievable Potential | F3 | Residential | CZ3 - Single Family | New | Appliances | Natural Gas | Stove/Oven | Realistic Achievable Potential | Peak Demand (S) | 0 | 0 | 0 | 0 | 0 | 0 | 0 | 0 | 0 | 0 | 0 | 0 | 0 | 0 | 0 | 0 | 0 | 0 | 0 | 0 | 0 | 0 | 0 | 0 | 0 | 0 | 0 | 0 | 0 | 0
F4_Residential_CZ3 - Single Family_New_Appliances_Natural Gas_Stove/Oven_Realistic Achievable Potential | F4 | Residential | CZ3 - Single Family | New | Appliances | Natural Gas | Stove/Oven | Realistic Achievable Potential | Peak Demand (W) | 0 | 0 | 0 | 0 | 0 | 0 | 0 | 0 | 0 | 0 | 0 | 0 | 0 | 0 | 0 | 0 | 0 | 0 | 0 | 0 | 0 | 0 | 0 | 0 | 0 | 0 | 0 | 0 | 0 | 0
F5_Residential_CZ3 - Single Family_New_Appliances_Natural Gas_Stove/Oven_Realistic Achievable Potential | F5 | Residential | CZ3 - Single Family | New | Appliances | Natural Gas | Stove/Oven | Realistic Achievable Potential | Turnover | 0 | 0 | 0 | 0 | 0 | 0 | 0 | 0 | 0 | 0 | 0 | 0 | 0 | 0 | 0 | 0 | 0 | 0 | 0 | 0 | 0 | 0 | 0 | 0 | 0 | 0 | 0 | 0 | 0 | 0
F6_Residential_CZ3 - Single Family_New_Appliances_Natural Gas_Stove/Oven_Realistic Achievable Potential | F6 | Residential | CZ3 - Single Family | New | Appliances | Natural Gas | Stove/Oven | Realistic Achievable Potential | Avg. Replacement Usage | 0 | 0 | 0 | 0 | 0 | 0 | 0 | 0 | 0 | 0 | 0 | 0 | 0 | 0 | 0 | 0 | 0 | 0 | 0 | 0 | 0 | 0 | 0 | 0 | 0 | 0 | 0 | 0 | 0 | 0
F7_Residential_CZ3 - Single Family_New_Appliances_Natural Gas_Stove/Oven_Realistic Achievable Potential | F7 | Residential | CZ3 - Single Family | New | Appliances | Natural Gas | Stove/Oven | Realistic Achievable Potential | Avg. Replacement Demand (S) | 0 | 0 | 0 | 0 | 0 | 0 | 0 | 0 | 0 | 0 | 0 | 0 | 0 | 0 | 0 | 0 | 0 | 0 | 0 | 0 | 0 | 0 | 0 | 0 | 0 | 0 | 0 | 0 | 0 | 0
F8_Residential_CZ3 - Single Family_New_Appliances_Natural Gas_Stove/Oven_Realistic Achievable Potential | F8 | Residential | CZ3 - Single Family | New | Appliances | Natural Gas | Stove/Oven | Realistic Achievable Potential | Avg. Replacement Demand (W) | 0 | 0 | 0 | 0 | 0 | 0 | 0 | 0 | 0 | 0 | 0 | 0 | 0 | 0 | 0 | 0 | 0 | 0 | 0 | 0 | 0 | 0 | 0 | 0 | 0 | 0 | 0 | 0 | 0 | 0
F1_Residential_CZ3 - Single Family_New_Miscellaneous_Natural Gas_Pool Heater_Realistic Achievable Potential | F1 | Residential | CZ3 - Single Family | New | Miscellaneous | Natural Gas | Pool Heater | Realistic Achievable Potential | Units | 0 | 0 | 0 | 0 | 0 | 0 | 0 | 0 | 0 | 0 | 0 | 0 | 0 | 0 | 0 | 0 | 0 | 0 | 0 | 0 | 0 | 0 | 0 | 0 | 0 | 0 | 0 | 0 | 0 | 0
F2_Residential_CZ3 - Single Family_New_Miscellaneous_Natural Gas_Pool Heater_Realistic Achievable Potential | F2 | Residential | CZ3 - Single Family | New | Miscellaneous | Natural Gas | Pool Heater | Realistic Achievable Potential | Usage (MMtherm) | 0 | 0 | 0 | 0 | 0 | 0 | 0 | 0 | 0 | 0 | 0 | 0 | 0 | 0 | 0 | 0 | 0 | 0 | 0 | 0 | 0 | 0 | 0 | 0 | 0 | 0 | 0 | 0 | 0 | 0
F3_Residential_CZ3 - Single Family_New_Miscellaneous_Natural Gas_Pool Heater_Realistic Achievable Potential | F3 | Residential | CZ3 - Single Family | New | Miscellaneous | Natural Gas | Pool Heater | Realistic Achievable Potential | Peak Demand (S) | 0 | 0 | 0 | 0 | 0 | 0 | 0 | 0 | 0 | 0 | 0 | 0 | 0 | 0 | 0 | 0 | 0 | 0 | 0 | 0 | 0 | 0 | 0 | 0 | 0 | 0 | 0 | 0 | 0 | 0
F4_Residential_CZ3 - Single Family_New_Miscellaneous_Natural Gas_Pool Heater_Realistic Achievable Potential | F4 | Residential | CZ3 - Single Family | New | Miscellaneous | Natural Gas | Pool Heater | Realistic Achievable Potential | Peak Demand (W) | 0 | 0 | 0 | 0 | 0 | 0 | 0 | 0 | 0 | 0 | 0 | 0 | 0 | 0 | 0 | 0 | 0 | 0 | 0 | 0 | 0 | 0 | 0 | 0 | 0 | 0 | 0 | 0 | 0 | 0
F5_Residential_CZ3 - Single Family_New_Miscellaneous_Natural Gas_Pool Heater_Realistic Achievable Potential | F5 | Residential | CZ3 - Single Family | New | Miscellaneous | Natural Gas | Pool Heater | Realistic Achievable Potential | Turnover | 0 | 0 | 0 | 0 | 0 | 0 | 0 | 0 | 0 | 0 | 0 | 0 | 0 | 0 | 0 | 0 | 0 | 0 | 0 | 0 | 0 | 0 | 0 | 0 | 0 | 0 | 0 | 0 | 0 | 0
F6_Residential_CZ3 - Single Family_New_Miscellaneous_Natural Gas_Pool Heater_Realistic Achievable Potential | F6 | Residential | CZ3 - Single Family | New | Miscellaneous | Natural Gas | Pool Heater | Realistic Achievable Potential | Avg. Replacement Usage | 0 | 0 | 0 | 0 | 0 | 0 | 0 | 0 | 0 | 0 | 0 | 0 | 0 | 0 | 0 | 0 | 0 | 0 | 0 | 0 | 0 | 0 | 0 | 0 | 0 | 0 | 0 | 0 | 0 | 0
F7_Residential_CZ3 - Single Family_New_Miscellaneous_Natural Gas_Pool Heater_Realistic Achievable Potential | F7 | Residential | CZ3 - Single Family | New | Miscellaneous | Natural Gas | Pool Heater | Realistic Achievable Potential | Avg. Replacement Demand (S) | 0 | 0 | 0 | 0 | 0 | 0 | 0 | 0 | 0 | 0 | 0 | 0 | 0 | 0 | 0 | 0 | 0 | 0 | 0 | 0 | 0 | 0 | 0 | 0 | 0 | 0 | 0 | 0 | 0 | 0
F8_Residential_CZ3 - Single Family_New_Miscellaneous_Natural Gas_Pool Heater_Realistic Achievable Potential | F8 | Residential | CZ3 - Single Family | New | Miscellaneous | Natural Gas | Pool Heater | Realistic Achievable Potential | Avg. Replacement Demand (W) | 0 | 0 | 0 | 0 | 0 | 0 | 0 | 0 | 0 | 0 | 0 | 0 | 0 | 0 | 0 | 0 | 0 | 0 | 0 | 0 | 0 | 0 | 0 | 0 | 0 | 0 | 0 | 0 | 0 | 0
F1_Residential_CZ3 - Single Family_New_Miscellaneous_Natural Gas_Miscellaneous_Realistic Achievable Potential | F1 | Residential | CZ3 - Single Family | New | Miscellaneous | Natural Gas | Miscellaneous | Realistic Achievable Potential | Units | 0 | 0 | 0 | 0 | 0 | 0 | 0 | 0 | 0 | 0 | 0 | 0 | 0 | 0 | 0 | 0 | 0 | 0 | 0 | 0 | 0 | 0 | 0 | 0 | 0 | 0 | 0 | 0 | 0 | 0
F2_Residential_CZ3 - Single Family_New_Miscellaneous_Natural Gas_Miscellaneous_Realistic Achievable Potential | F2 | Residential | CZ3 - Single Family | New | Miscellaneous | Natural Gas | Miscellaneous | Realistic Achievable Potential | Usage (MMtherm) | 0 | 0 | 0 | 0 | 0 | 0 | 0 | 0 | 0 | 0 | 0 | 0 | 0 | 0 | 0 | 0 | 0 | 0 | 0 | 0 | 0 | 0 | 0 | 0 | 0 | 0 | 0 | 0 | 0 | 0
F3_Residential_CZ3 - Single Family_New_Miscellaneous_Natural Gas_Miscellaneous_Realistic Achievable Potential | F3 | Residential | CZ3 - Single Family | New | Miscellaneous | Natural Gas | Miscellaneous | Realistic Achievable Potential | Peak Demand (S) | 0 | 0 | 0 | 0 | 0 | 0 | 0 | 0 | 0 | 0 | 0 | 0 | 0 | 0 | 0 | 0 | 0 | 0 | 0 | 0 | 0 | 0 | 0 | 0 | 0 | 0 | 0 | 0 | 0 | 0
F4_Residential_CZ3 - Single Family_New_Miscellaneous_Natural Gas_Miscellaneous_Realistic Achievable Potential | F4 | Residential | CZ3 - Single Family | New | Miscellaneous | Natural Gas | Miscellaneous | Realistic Achievable Potential | Peak Demand (W) | 0 | 0 | 0 | 0 | 0 | 0 | 0 | 0 | 0 | 0 | 0 | 0 | 0 | 0 | 0 | 0 | 0 | 0 | 0 | 0 | 0 | 0 | 0 | 0 | 0 | 0 | 0 | 0 | 0 | 0
F5_Residential_CZ3 - Single Family_New_Miscellaneous_Natural Gas_Miscellaneous_Realistic Achievable Potential | F5 | Residential | CZ3 - Single Family | New | Miscellaneous | Natural Gas | Miscellaneous | Realistic Achievable Potential | Turnover | 0 | 0 | 0 | 0 | 0 | 0 | 0 | 0 | 0 | 0 | 0 | 0 | 0 | 0 | 0 | 0 | 0 | 0 | 0 | 0 | 0 | 0 | 0 | 0 | 0 | 0 | 0 | 0 | 0 | 0
F6_Residential_CZ3 - Single Family_New_Miscellaneous_Natural Gas_Miscellaneous_Realistic Achievable Potential | F6 | Residential | CZ3 - Single Family | New | Miscellaneous | Natural Gas | Miscellaneous | Realistic Achievable Potential | Avg. Replacement Usage | 0 | 0 | 0 | 0 | 0 | 0 | 0 | 0 | 0 | 0 | 0 | 0 | 0 | 0 | 0 | 0 | 0 | 0 | 0 | 0 | 0 | 0 | 0 | 0 | 0 | 0 | 0 | 0 | 0 | 0
F7_Residential_CZ3 - Single Family_New_Miscellaneous_Natural Gas_Miscellaneous_Realistic Achievable Potential | F7 | Residential | CZ3 - Single Family | New | Miscellaneous | Natural Gas | Miscellaneous | Realistic Achievable Potential | Avg. Replacement Demand (S) | 0 | 0 | 0 | 0 | 0 | 0 | 0 | 0 | 0 | 0 | 0 | 0 | 0 | 0 | 0 | 0 | 0 | 0 | 0 | 0 | 0 | 0 | 0 | 0 | 0 | 0 | 0 | 0 | 0 | 0
F8_Residential_CZ3 - Single Family_New_Miscellaneous_Natural Gas_Miscellaneous_Realistic Achievable Potential | F8 | Residential | CZ3 - Single Family | New | Miscellaneous | Natural Gas | Miscellaneous | Realistic Achievable Potential | Avg. Replacement Demand (W) | 0 | 0 | 0 | 0 | 0 | 0 | 0 | 0 | 0 | 0 | 0 | 0 | 0 | 0 | 0 | 0 | 0 | 0 | 0 | 0 | 0 | 0 | 0 | 0 | 0 | 0 | 0 | 0 | 0 | 0
F1_Residential_CZ3 - Multi Family_Existing_Space Heating_Natural Gas_Furnace - Direct Fuel_Realistic Achievable Potential | F1 | Residential | CZ3 - Multi Family | Existing | Space Heating | Natural Gas | Furnace - Direct Fuel | Realistic Achievable Potential | Units | 0 | 0 | 0 | 0 | 0 | 0 | 0 | 0 | 0 | 0 | 0 | 0 | 0 | 0 | 0 | 0 | 0 | 0 | 0 | 0 | 0 | 0 | 0 | 0 | 0 | 0 | 0 | 0 | 0 | 0
F2_Residential_CZ3 - Multi Family_Existing_Space Heating_Natural Gas_Furnace - Direct Fuel_Realistic Achievable Potential | F2 | Residential | CZ3 - Multi Family | Existing | Space Heating | Natural Gas | Furnace - Direct Fuel | Realistic Achievable Potential | Usage (MMtherm) | 0 | 0 | 0 | 0 | 0 | 0 | 0 | 0 | 0 | 0 | 0 | 0 | 0 | 0 | 0 | 0 | 0 | 0 | 0 | 0 | 0 | 0 | 0 | 0 | 0 | 0 | 0 | 0 | 0 | 0
F3_Residential_CZ3 - Multi Family_Existing_Space Heating_Natural Gas_Furnace - Direct Fuel_Realistic Achievable Potential | F3 | Residential | CZ3 - Multi Family | Existing | Space Heating | Natural Gas | Furnace - Direct Fuel | Realistic Achievable Potential | Peak Demand (S) | 0 | 0 | 0 | 0 | 0 | 0 | 0 | 0 | 0 | 0 | 0 | 0 | 0 | 0 | 0 | 0 | 0 | 0 | 0 | 0 | 0 | 0 | 0 | 0 | 0 | 0 | 0 | 0 | 0 | 0
F4_Residential_CZ3 - Multi Family_Existing_Space Heating_Natural Gas_Furnace - Direct Fuel_Realistic Achievable Potential | F4 | Residential | CZ3 - Multi Family | Existing | Space Heating | Natural Gas | Furnace - Direct Fuel | Realistic Achievable Potential | Peak Demand (W) | 0 | 0 | 0 | 0 | 0 | 0 | 0 | 0 | 0 | 0 | 0 | 0 | 0 | 0 | 0 | 0 | 0 | 0 | 0 | 0 | 0 | 0 | 0 | 0 | 0 | 0 | 0 | 0 | 0 | 0
F5_Residential_CZ3 - Multi Family_Existing_Space Heating_Natural Gas_Furnace - Direct Fuel_Realistic Achievable Potential | F5 | Residential | CZ3 - Multi Family | Existing | Space Heating | Natural Gas | Furnace - Direct Fuel | Realistic Achievable Potential | Turnover | 0 | 0 | 0 | 0 | 0 | 0 | 0 | 0 | 0 | 0 | 0 | 0 | 0 | 0 | 0 | 0 | 0 | 0 | 0 | 0 | 0 | 0 | 0 | 0 | 0 | 0 | 0 | 0 | 0 | 0
F6_Residential_CZ3 - Multi Family_Existing_Space Heating_Natural Gas_Furnace - Direct Fuel_Realistic Achievable Potential | F6 | Residential | CZ3 - Multi Family | Existing | Space Heating | Natural Gas | Furnace - Direct Fuel | Realistic Achievable Potential | Avg. Replacement Usage | 0 | 0 | 0 | 0 | 0 | 0 | 0 | 0 | 0 | 0 | 0 | 0 | 0 | 0 | 0 | 0 | 0 | 0 | 0 | 0 | 0 | 0 | 0 | 0 | 0 | 0 | 0 | 0 | 0 | 0
F7_Residential_CZ3 - Multi Family_Existing_Space Heating_Natural Gas_Furnace - Direct Fuel_Realistic Achievable Potential | F7 | Residential | CZ3 - Multi Family | Existing | Space Heating | Natural Gas | Furnace - Direct Fuel | Realistic Achievable Potential | Avg. Replacement Demand (S) | 0 | 0 | 0 | 0 | 0 | 0 | 0 | 0 | 0 | 0 | 0 | 0 | 0 | 0 | 0 | 0 | 0 | 0 | 0 | 0 | 0 | 0 | 0 | 0 | 0 | 0 | 0 | 0 | 0 | 0
F8_Residential_CZ3 - Multi Family_Existing_Space Heating_Natural Gas_Furnace - Direct Fuel_Realistic Achievable Potential | F8 | Residential | CZ3 - Multi Family | Existing | Space Heating | Natural Gas | Furnace - Direct Fuel | Realistic Achievable Potential | Avg. Replacement Demand (W) | 0 | 0 | 0 | 0 | 0 | 0 | 0 | 0 | 0 | 0 | 0 | 0 | 0 | 0 | 0 | 0 | 0 | 0 | 0 | 0 | 0 | 0 | 0 | 0 | 0 | 0 | 0 | 0 | 0 | 0
F1_Residential_CZ3 - Multi Family_Existing_Space Heating_Natural Gas_Boiler - Direct Fuel_Realistic Achievable Potential | F1 | Residential | CZ3 - Multi Family | Existing | Space Heating | Natural Gas | Boiler - Direct Fuel | Realistic Achievable Potential | Units | 0 | 0 | 0 | 0 | 0 | 0 | 0 | 0 | 0 | 0 | 0 | 0 | 0 | 0 | 0 | 0 | 0 | 0 | 0 | 0 | 0 | 0 | 0 | 0 | 0 | 0 | 0 | 0 | 0 | 0
F2_Residential_CZ3 - Multi Family_Existing_Space Heating_Natural Gas_Boiler - Direct Fuel_Realistic Achievable Potential | F2 | Residential | CZ3 - Multi Family | Existing | Space Heating | Natural Gas | Boiler - Direct Fuel | Realistic Achievable Potential | Usage (MMtherm) | 0 | 0 | 0 | 0 | 0 | 0 | 0 | 0 | 0 | 0 | 0 | 0 | 0 | 0 | 0 | 0 | 0 | 0 | 0 | 0 | 0 | 0 | 0 | 0 | 0 | 0 | 0 | 0 | 0 | 0
F3_Residential_CZ3 - Multi Family_Existing_Space Heating_Natural Gas_Boiler - Direct Fuel_Realistic Achievable Potential | F3 | Residential | CZ3 - Multi Family | Existing | Space Heating | Natural Gas | Boiler - Direct Fuel | Realistic Achievable Potential | Peak Demand (S) | 0 | 0 | 0 | 0 | 0 | 0 | 0 | 0 | 0 | 0 | 0 | 0 | 0 | 0 | 0 | 0 | 0 | 0 | 0 | 0 | 0 | 0 | 0 | 0 | 0 | 0 | 0 | 0 | 0 | 0
F4_Residential_CZ3 - Multi Family_Existing_Space Heating_Natural Gas_Boiler - Direct Fuel_Realistic Achievable Potential | F4 | Residential | CZ3 - Multi Family | Existing | Space Heating | Natural Gas | Boiler - Direct Fuel | Realistic Achievable Potential | Peak Demand (W) | 0 | 0 | 0 | 0 | 0 | 0 | 0 | 0 | 0 | 0 | 0 | 0 | 0 | 0 | 0 | 0 | 0 | 0 | 0 | 0 | 0 | 0 | 0 | 0 | 0 | 0 | 0 | 0 | 0 | 0
F5_Residential_CZ3 - Multi Family_Existing_Space Heating_Natural Gas_Boiler - Direct Fuel_Realistic Achievable Potential | F5 | Residential | CZ3 - Multi Family | Existing | Space Heating | Natural Gas | Boiler - Direct Fuel | Realistic Achievable Potential | Turnover | 0 | 0 | 0 | 0 | 0 | 0 | 0 | 0 | 0 | 0 | 0 | 0 | 0 | 0 | 0 | 0 | 0 | 0 | 0 | 0 | 0 | 0 | 0 | 0 | 0 | 0 | 0 | 0 | 0 | 0
F6_Residential_CZ3 - Multi Family_Existing_Space Heating_Natural Gas_Boiler - Direct Fuel_Realistic Achievable Potential | F6 | Residential | CZ3 - Multi Family | Existing | Space Heating | Natural Gas | Boiler - Direct Fuel | Realistic Achievable Potential | Avg. Replacement Usage | 0 | 0 | 0 | 0 | 0 | 0 | 0 | 0 | 0 | 0 | 0 | 0 | 0 | 0 | 0 | 0 | 0 | 0 | 0 | 0 | 0 | 0 | 0 | 0 | 0 | 0 | 0 | 0 | 0 | 0
F7_Residential_CZ3 - Multi Family_Existing_Space Heating_Natural Gas_Boiler - Direct Fuel_Realistic Achievable Potential | F7 | Residential | CZ3 - Multi Family | Existing | Space Heating | Natural Gas | Boiler - Direct Fuel | Realistic Achievable Potential | Avg. Replacement Demand (S) | 0 | 0 | 0 | 0 | 0 | 0 | 0 | 0 | 0 | 0 | 0 | 0 | 0 | 0 | 0 | 0 | 0 | 0 | 0 | 0 | 0 | 0 | 0 | 0 | 0 | 0 | 0 | 0 | 0 | 0
F8_Residential_CZ3 - Multi Family_Existing_Space Heating_Natural Gas_Boiler - Direct Fuel_Realistic Achievable Potential | F8 | Residential | CZ3 - Multi Family | Existing | Space Heating | Natural Gas | Boiler - Direct Fuel | Realistic Achievable Potential | Avg. Replacement Demand (W) | 0 | 0 | 0 | 0 | 0 | 0 | 0 | 0 | 0 | 0 | 0 | 0 | 0 | 0 | 0 | 0 | 0 | 0 | 0 | 0 | 0 | 0 | 0 | 0 | 0 | 0 | 0 | 0 | 0 | 0
F1_Residential_CZ3 - Multi Family_Existing_Secondary Heating_Natural Gas_Fireplace_Realistic Achievable Potential | F1 | Residential | CZ3 - Multi Family | Existing | Secondary Heating | Natural Gas | Fireplace | Realistic Achievable Potential | Units | 0 | 0 | 0 | 0 | 0 | 0 | 0 | 0 | 0 | 0 | 0 | 0 | 0 | 0 | 0 | 0 | 0 | 0 | 0 | 0 | 0 | 0 | 0 | 0 | 0 | 0 | 0 | 0 | 0 | 0
F2_Residential_CZ3 - Multi Family_Existing_Secondary Heating_Natural Gas_Fireplace_Realistic Achievable Potential | F2 | Residential | CZ3 - Multi Family | Existing | Secondary Heating | Natural Gas | Fireplace | Realistic Achievable Potential | Usage (MMtherm) | 0 | 0 | 0 | 0 | 0 | 0 | 0 | 0 | 0 | 0 | 0 | 0 | 0 | 0 | 0 | 0 | 0 | 0 | 0 | 0 | 0 | 0 | 0 | 0 | 0 | 0 | 0 | 0 | 0 | 0
F3_Residential_CZ3 - Multi Family_Existing_Secondary Heating_Natural Gas_Fireplace_Realistic Achievable Potential | F3 | Residential | CZ3 - Multi Family | Existing | Secondary Heating | Natural Gas | Fireplace | Realistic Achievable Potential | Peak Demand (S) | 0 | 0 | 0 | 0 | 0 | 0 | 0 | 0 | 0 | 0 | 0 | 0 | 0 | 0 | 0 | 0 | 0 | 0 | 0 | 0 | 0 | 0 | 0 | 0 | 0 | 0 | 0 | 0 | 0 | 0
F4_Residential_CZ3 - Multi Family_Existing_Secondary Heating_Natural Gas_Fireplace_Realistic Achievable Potential | F4 | Residential | CZ3 - Multi Family | Existing | Secondary Heating | Natural Gas | Fireplace | Realistic Achievable Potential | Peak Demand (W) | 0 | 0 | 0 | 0 | 0 | 0 | 0 | 0 | 0 | 0 | 0 | 0 | 0 | 0 | 0 | 0 | 0 | 0 | 0 | 0 | 0 | 0 | 0 | 0 | 0 | 0 | 0 | 0 | 0 | 0
F5_Residential_CZ3 - Multi Family_Existing_Secondary Heating_Natural Gas_Fireplace_Realistic Achievable Potential | F5 | Residential | CZ3 - Multi Family | Existing | Secondary Heating | Natural Gas | Fireplace | Realistic Achievable Potential | Turnover | 0 | 0 | 0 | 0 | 0 | 0 | 0 | 0 | 0 | 0 | 0 | 0 | 0 | 0 | 0 | 0 | 0 | 0 | 0 | 0 | 0 | 0 | 0 | 0 | 0 | 0 | 0 | 0 | 0 | 0
F6_Residential_CZ3 - Multi Family_Existing_Secondary Heating_Natural Gas_Fireplace_Realistic Achievable Potential | F6 | Residential | CZ3 - Multi Family | Existing | Secondary Heating | Natural Gas | Fireplace | Realistic Achievable Potential | Avg. Replacement Usage | 0 | 0 | 0 | 0 | 0 | 0 | 0 | 0 | 0 | 0 | 0 | 0 | 0 | 0 | 0 | 0 | 0 | 0 | 0 | 0 | 0 | 0 | 0 | 0 | 0 | 0 | 0 | 0 | 0 | 0
F7_Residential_CZ3 - Multi Family_Existing_Secondary Heating_Natural Gas_Fireplace_Realistic Achievable Potential | F7 | Residential | CZ3 - Multi Family | Existing | Secondary Heating | Natural Gas | Fireplace | Realistic Achievable Potential | Avg. Replacement Demand (S) | 0 | 0 | 0 | 0 | 0 | 0 | 0 | 0 | 0 | 0 | 0 | 0 | 0 | 0 | 0 | 0 | 0 | 0 | 0 | 0 | 0 | 0 | 0 | 0 | 0 | 0 | 0 | 0 | 0 | 0
F8_Residential_CZ3 - Multi Family_Existing_Secondary Heating_Natural Gas_Fireplace_Realistic Achievable Potential | F8 | Residential | CZ3 - Multi Family | Existing | Secondary Heating | Natural Gas | Fireplace | Realistic Achievable Potential | Avg. Replacement Demand (W) | 0 | 0 | 0 | 0 | 0 | 0 | 0 | 0 | 0 | 0 | 0 | 0 | 0 | 0 | 0 | 0 | 0 | 0 | 0 | 0 | 0 | 0 | 0 | 0 | 0 | 0 | 0 | 0 | 0 | 0
F1_Residential_CZ3 - Multi Family_Existing_Water Heating_Natural Gas_Water Heater <= 55 gal._Realistic Achievable Potential | F1 | Residential | CZ3 - Multi Family | Existing | Water Heating | Natural Gas | Water Heater <= 55 gal. | Realistic Achievable Potential | Units | 0 | 0 | 0 | 0 | 0 | 0 | 0 | 0 | 0 | 0 | 0 | 0 | 0 | 0 | 0 | 0 | 0 | 0 | 0 | 0 | 0 | 0 | 0 | 0 | 0 | 0 | 0 | 0 | 0 | 0
F2_Residential_CZ3 - Multi Family_Existing_Water Heating_Natural Gas_Water Heater <= 55 gal._Realistic Achievable Potential | F2 | Residential | CZ3 - Multi Family | Existing | Water Heating | Natural Gas | Water Heater <= 55 gal. | Realistic Achievable Potential | Usage (MMtherm) | 0 | 0 | 0 | 0 | 0 | 0 | 0 | 0 | 0 | 0 | 0 | 0 | 0 | 0 | 0 | 0 | 0 | 0 | 0 | 0 | 0 | 0 | 0 | 0 | 0 | 0 | 0 | 0 | 0 | 0
F3_Residential_CZ3 - Multi Family_Existing_Water Heating_Natural Gas_Water Heater <= 55 gal._Realistic Achievable Potential | F3 | Residential | CZ3 - Multi Family | Existing | Water Heating | Natural Gas | Water Heater <= 55 gal. | Realistic Achievable Potential | Peak Demand (S) | 0 | 0 | 0 | 0 | 0 | 0 | 0 | 0 | 0 | 0 | 0 | 0 | 0 | 0 | 0 | 0 | 0 | 0 | 0 | 0 | 0 | 0 | 0 | 0 | 0 | 0 | 0 | 0 | 0 | 0
F4_Residential_CZ3 - Multi Family_Existing_Water Heating_Natural Gas_Water Heater <= 55 gal._Realistic Achievable Potential | F4 | Residential | CZ3 - Multi Family | Existing | Water Heating | Natural Gas | Water Heater <= 55 gal. | Realistic Achievable Potential | Peak Demand (W) | 0 | 0 | 0 | 0 | 0 | 0 | 0 | 0 | 0 | 0 | 0 | 0 | 0 | 0 | 0 | 0 | 0 | 0 | 0 | 0 | 0 | 0 | 0 | 0 | 0 | 0 | 0 | 0 | 0 | 0
F5_Residential_CZ3 - Multi Family_Existing_Water Heating_Natural Gas_Water Heater <= 55 gal._Realistic Achievable Potential | F5 | Residential | CZ3 - Multi Family | Existing | Water Heating | Natural Gas | Water Heater <= 55 gal. | Realistic Achievable Potential | Turnover | 0 | 0 | 0 | 0 | 0 | 0 | 0 | 0 | 0 | 0 | 0 | 0 | 0 | 0 | 0 | 0 | 0 | 0 | 0 | 0 | 0 | 0 | 0 | 0 | 0 | 0 | 0 | 0 | 0 | 0
F6_Residential_CZ3 - Multi Family_Existing_Water Heating_Natural Gas_Water Heater <= 55 gal._Realistic Achievable Potential | F6 | Residential | CZ3 - Multi Family | Existing | Water Heating | Natural Gas | Water Heater <= 55 gal. | Realistic Achievable Potential | Avg. Replacement Usage | 0 | 0 | 0 | 0 | 0 | 0 | 0 | 0 | 0 | 0 | 0 | 0 | 0 | 0 | 0 | 0 | 0 | 0 | 0 | 0 | 0 | 0 | 0 | 0 | 0 | 0 | 0 | 0 | 0 | 0
F7_Residential_CZ3 - Multi Family_Existing_Water Heating_Natural Gas_Water Heater <= 55 gal._Realistic Achievable Potential | F7 | Residential | CZ3 - Multi Family | Existing | Water Heating | Natural Gas | Water Heater <= 55 gal. | Realistic Achievable Potential | Avg. Replacement Demand (S) | 0 | 0 | 0 | 0 | 0 | 0 | 0 | 0 | 0 | 0 | 0 | 0 | 0 | 0 | 0 | 0 | 0 | 0 | 0 | 0 | 0 | 0 | 0 | 0 | 0 | 0 | 0 | 0 | 0 | 0
F8_Residential_CZ3 - Multi Family_Existing_Water Heating_Natural Gas_Water Heater <= 55 gal._Realistic Achievable Potential | F8 | Residential | CZ3 - Multi Family | Existing | Water Heating | Natural Gas | Water Heater <= 55 gal. | Realistic Achievable Potential | Avg. Replacement Demand (W) | 0 | 0 | 0 | 0 | 0 | 0 | 0 | 0 | 0 | 0 | 0 | 0 | 0 | 0 | 0 | 0 | 0 | 0 | 0 | 0 | 0 | 0 | 0 | 0 | 0 | 0 | 0 | 0 | 0 | 0
F1_Residential_CZ3 - Multi Family_Existing_Water Heating_Natural Gas_Water Heater > 55 gal._Realistic Achievable Potential | F1 | Residential | CZ3 - Multi Family | Existing | Water Heating | Natural Gas | Water Heater > 55 gal. | Realistic Achievable Potential | Units | 0 | 0 | 0 | 0 | 0 | 0 | 0 | 0 | 0 | 0 | 0 | 0 | 0 | 0 | 0 | 0 | 0 | 0 | 0 | 0 | 0 | 0 | 0 | 0 | 0 | 0 | 0 | 0 | 0 | 0
F2_Residential_CZ3 - Multi Family_Existing_Water Heating_Natural Gas_Water Heater > 55 gal._Realistic Achievable Potential | F2 | Residential | CZ3 - Multi Family | Existing | Water Heating | Natural Gas | Water Heater > 55 gal. | Realistic Achievable Potential | Usage (MMtherm) | 0 | 0 | 0 | 0 | 0 | 0 | 0 | 0 | 0 | 0 | 0 | 0 | 0 | 0 | 0 | 0 | 0 | 0 | 0 | 0 | 0 | 0 | 0 | 0 | 0 | 0 | 0 | 0 | 0 | 0
F3_Residential_CZ3 - Multi Family_Existing_Water Heating_Natural Gas_Water Heater > 55 gal._Realistic Achievable Potential | F3 | Residential | CZ3 - Multi Family | Existing | Water Heating | Natural Gas | Water Heater > 55 gal. | Realistic Achievable Potential | Peak Demand (S) | 0 | 0 | 0 | 0 | 0 | 0 | 0 | 0 | 0 | 0 | 0 | 0 | 0 | 0 | 0 | 0 | 0 | 0 | 0 | 0 | 0 | 0 | 0 | 0 | 0 | 0 | 0 | 0 | 0 | 0
F4_Residential_CZ3 - Multi Family_Existing_Water Heating_Natural Gas_Water Heater > 55 gal._Realistic Achievable Potential | F4 | Residential | CZ3 - Multi Family | Existing | Water Heating | Natural Gas | Water Heater > 55 gal. | Realistic Achievable Potential | Peak Demand (W) | 0 | 0 | 0 | 0 | 0 | 0 | 0 | 0 | 0 | 0 | 0 | 0 | 0 | 0 | 0 | 0 | 0 | 0 | 0 | 0 | 0 | 0 | 0 | 0 | 0 | 0 | 0 | 0 | 0 | 0
F5_Residential_CZ3 - Multi Family_Existing_Water Heating_Natural Gas_Water Heater > 55 gal._Realistic Achievable Potential | F5 | Residential | CZ3 - Multi Family | Existing | Water Heating | Natural Gas | Water Heater > 55 gal. | Realistic Achievable Potential | Turnover | 0 | 0 | 0 | 0 | 0 | 0 | 0 | 0 | 0 | 0 | 0 | 0 | 0 | 0 | 0 | 0 | 0 | 0 | 0 | 0 | 0 | 0 | 0 | 0 | 0 | 0 | 0 | 0 | 0 | 0
F6_Residential_CZ3 - Multi Family_Existing_Water Heating_Natural Gas_Water Heater > 55 gal._Realistic Achievable Potential | F6 | Residential | CZ3 - Multi Family | Existing | Water Heating | Natural Gas | Water Heater > 55 gal. | Realistic Achievable Potential | Avg. Replacement Usage | 0 | 0 | 0 | 0 | 0 | 0 | 0 | 0 | 0 | 0 | 0 | 0 | 0 | 0 | 0 | 0 | 0 | 0 | 0 | 0 | 0 | 0 | 0 | 0 | 0 | 0 | 0 | 0 | 0 | 0
F7_Residential_CZ3 - Multi Family_Existing_Water Heating_Natural Gas_Water Heater > 55 gal._Realistic Achievable Potential | F7 | Residential | CZ3 - Multi Family | Existing | Water Heating | Natural Gas | Water Heater > 55 gal. | Realistic Achievable Potential | Avg. Replacement Demand (S) | 0 | 0 | 0 | 0 | 0 | 0 | 0 | 0 | 0 | 0 | 0 | 0 | 0 | 0 | 0 | 0 | 0 | 0 | 0 | 0 | 0 | 0 | 0 | 0 | 0 | 0 | 0 | 0 | 0 | 0
F8_Residential_CZ3 - Multi Family_Existing_Water Heating_Natural Gas_Water Heater > 55 gal._Realistic Achievable Potential | F8 | Residential | CZ3 - Multi Family | Existing | Water Heating | Natural Gas | Water Heater > 55 gal. | Realistic Achievable Potential | Avg. Replacement Demand (W) | 0 | 0 | 0 | 0 | 0 | 0 | 0 | 0 | 0 | 0 | 0 | 0 | 0 | 0 | 0 | 0 | 0 | 0 | 0 | 0 | 0 | 0 | 0 | 0 | 0 | 0 | 0 | 0 | 0 | 0
F1_Residential_CZ3 - Multi Family_Existing_Appliances_Natural Gas_Clothes Dryer_Realistic Achievable Potential | F1 | Residential | CZ3 - Multi Family | Existing | Appliances | Natural Gas | Clothes Dryer | Realistic Achievable Potential | Units | 0 | 0 | 0 | 0 | 0 | 0 | 0 | 0 | 0 | 0 | 0 | 0 | 0 | 0 | 0 | 0 | 0 | 0 | 0 | 0 | 0 | 0 | 0 | 0 | 0 | 0 | 0 | 0 | 0 | 0
F2_Residential_CZ3 - Multi Family_Existing_Appliances_Natural Gas_Clothes Dryer_Realistic Achievable Potential | F2 | Residential | CZ3 - Multi Family | Existing | Appliances | Natural Gas | Clothes Dryer | Realistic Achievable Potential | Usage (MMtherm) | 0 | 0 | 0 | 0 | 0 | 0 | 0 | 0 | 0 | 0 | 0 | 0 | 0 | 0 | 0 | 0 | 0 | 0 | 0 | 0 | 0 | 0 | 0 | 0 | 0 | 0 | 0 | 0 | 0 | 0
F3_Residential_CZ3 - Multi Family_Existing_Appliances_Natural Gas_Clothes Dryer_Realistic Achievable Potential | F3 | Residential | CZ3 - Multi Family | Existing | Appliances | Natural Gas | Clothes Dryer | Realistic Achievable Potential | Peak Demand (S) | 0 | 0 | 0 | 0 | 0 | 0 | 0 | 0 | 0 | 0 | 0 | 0 | 0 | 0 | 0 | 0 | 0 | 0 | 0 | 0 | 0 | 0 | 0 | 0 | 0 | 0 | 0 | 0 | 0 | 0
F4_Residential_CZ3 - Multi Family_Existing_Appliances_Natural Gas_Clothes Dryer_Realistic Achievable Potential | F4 | Residential | CZ3 - Multi Family | Existing | Appliances | Natural Gas | Clothes Dryer | Realistic Achievable Potential | Peak Demand (W) | 0 | 0 | 0 | 0 | 0 | 0 | 0 | 0 | 0 | 0 | 0 | 0 | 0 | 0 | 0 | 0 | 0 | 0 | 0 | 0 | 0 | 0 | 0 | 0 | 0 | 0 | 0 | 0 | 0 | 0
F5_Residential_CZ3 - Multi Family_Existing_Appliances_Natural Gas_Clothes Dryer_Realistic Achievable Potential | F5 | Residential | CZ3 - Multi Family | Existing | Appliances | Natural Gas | Clothes Dryer | Realistic Achievable Potential | Turnover | 0 | 0 | 0 | 0 | 0 | 0 | 0 | 0 | 0 | 0 | 0 | 0 | 0 | 0 | 0 | 0 | 0 | 0 | 0 | 0 | 0 | 0 | 0 | 0 | 0 | 0 | 0 | 0 | 0 | 0
F6_Residential_CZ3 - Multi Family_Existing_Appliances_Natural Gas_Clothes Dryer_Realistic Achievable Potential | F6 | Residential | CZ3 - Multi Family | Existing | Appliances | Natural Gas | Clothes Dryer | Realistic Achievable Potential | Avg. Replacement Usage | 0 | 0 | 0 | 0 | 0 | 0 | 0 | 0 | 0 | 0 | 0 | 0 | 0 | 0 | 0 | 0 | 0 | 0 | 0 | 0 | 0 | 0 | 0 | 0 | 0 | 0 | 0 | 0 | 0 | 0
F7_Residential_CZ3 - Multi Family_Existing_Appliances_Natural Gas_Clothes Dryer_Realistic Achievable Potential | F7 | Residential | CZ3 - Multi Family | Existing | Appliances | Natural Gas | Clothes Dryer | Realistic Achievable Potential | Avg. Replacement Demand (S) | 0 | 0 | 0 | 0 | 0 | 0 | 0 | 0 | 0 | 0 | 0 | 0 | 0 | 0 | 0 | 0 | 0 | 0 | 0 | 0 | 0 | 0 | 0 | 0 | 0 | 0 | 0 | 0 | 0 | 0
F8_Residential_CZ3 - Multi Family_Existing_Appliances_Natural Gas_Clothes Dryer_Realistic Achievable Potential | F8 | Residential | CZ3 - Multi Family | Existing | Appliances | Natural Gas | Clothes Dryer | Realistic Achievable Potential | Avg. Replacement Demand (W) | 0 | 0 | 0 | 0 | 0 | 0 | 0 | 0 | 0 | 0 | 0 | 0 | 0 | 0 | 0 | 0 | 0 | 0 | 0 | 0 | 0 | 0 | 0 | 0 | 0 | 0 | 0 | 0 | 0 | 0
F1_Residential_CZ3 - Multi Family_Existing_Appliances_Natural Gas_Stove/Oven_Realistic Achievable Potential | F1 | Residential | CZ3 - Multi Family | Existing | Appliances | Natural Gas | Stove/Oven | Realistic Achievable Potential | Units | 0 | 0 | 0 | 0 | 0 | 0 | 0 | 0 | 0 | 0 | 0 | 0 | 0 | 0 | 0 | 0 | 0 | 0 | 0 | 0 | 0 | 0 | 0 | 0 | 0 | 0 | 0 | 0 | 0 | 0
F2_Residential_CZ3 - Multi Family_Existing_Appliances_Natural Gas_Stove/Oven_Realistic Achievable Potential | F2 | Residential | CZ3 - Multi Family | Existing | Appliances | Natural Gas | Stove/Oven | Realistic Achievable Potential | Usage (MMtherm) | 0 | 0 | 0 | 0 | 0 | 0 | 0 | 0 | 0 | 0 | 0 | 0 | 0 | 0 | 0 | 0 | 0 | 0 | 0 | 0 | 0 | 0 | 0 | 0 | 0 | 0 | 0 | 0 | 0 | 0
F3_Residential_CZ3 - Multi Family_Existing_Appliances_Natural Gas_Stove/Oven_Realistic Achievable Potential | F3 | Residential | CZ3 - Multi Family | Existing | Appliances | Natural Gas | Stove/Oven | Realistic Achievable Potential | Peak Demand (S) | 0 | 0 | 0 | 0 | 0 | 0 | 0 | 0 | 0 | 0 | 0 | 0 | 0 | 0 | 0 | 0 | 0 | 0 | 0 | 0 | 0 | 0 | 0 | 0 | 0 | 0 | 0 | 0 | 0 | 0
F4_Residential_CZ3 - Multi Family_Existing_Appliances_Natural Gas_Stove/Oven_Realistic Achievable Potential | F4 | Residential | CZ3 - Multi Family | Existing | Appliances | Natural Gas | Stove/Oven | Realistic Achievable Potential | Peak Demand (W) | 0 | 0 | 0 | 0 | 0 | 0 | 0 | 0 | 0 | 0 | 0 | 0 | 0 | 0 | 0 | 0 | 0 | 0 | 0 | 0 | 0 | 0 | 0 | 0 | 0 | 0 | 0 | 0 | 0 | 0
F5_Residential_CZ3 - Multi Family_Existing_Appliances_Natural Gas_Stove/Oven_Realistic Achievable Potential | F5 | Residential | CZ3 - Multi Family | Existing | Appliances | Natural Gas | Stove/Oven | Realistic Achievable Potential | Turnover | 0 | 0 | 0 | 0 | 0 | 0 | 0 | 0 | 0 | 0 | 0 | 0 | 0 | 0 | 0 | 0 | 0 | 0 | 0 | 0 | 0 | 0 | 0 | 0 | 0 | 0 | 0 | 0 | 0 | 0
F6_Residential_CZ3 - Multi Family_Existing_Appliances_Natural Gas_Stove/Oven_Realistic Achievable Potential | F6 | Residential | CZ3 - Multi Family | Existing | Appliances | Natural Gas | Stove/Oven | Realistic Achievable Potential | Avg. Replacement Usage | 0 | 0 | 0 | 0 | 0 | 0 | 0 | 0 | 0 | 0 | 0 | 0 | 0 | 0 | 0 | 0 | 0 | 0 | 0 | 0 | 0 | 0 | 0 | 0 | 0 | 0 | 0 | 0 | 0 | 0
F7_Residential_CZ3 - Multi Family_Existing_Appliances_Natural Gas_Stove/Oven_Realistic Achievable Potential | F7 | Residential | CZ3 - Multi Family | Existing | Appliances | Natural Gas | Stove/Oven | Realistic Achievable Potential | Avg. Replacement Demand (S) | 0 | 0 | 0 | 0 | 0 | 0 | 0 | 0 | 0 | 0 | 0 | 0 | 0 | 0 | 0 | 0 | 0 | 0 | 0 | 0 | 0 | 0 | 0 | 0 | 0 | 0 | 0 | 0 | 0 | 0
F8_Residential_CZ3 - Multi Family_Existing_Appliances_Natural Gas_Stove/Oven_Realistic Achievable Potential | F8 | Residential | CZ3 - Multi Family | Existing | Appliances | Natural Gas | Stove/Oven | Realistic Achievable Potential | Avg. Replacement Demand (W) | 0 | 0 | 0 | 0 | 0 | 0 | 0 | 0 | 0 | 0 | 0 | 0 | 0 | 0 | 0 | 0 | 0 | 0 | 0 | 0 | 0 | 0 | 0 | 0 | 0 | 0 | 0 | 0 | 0 | 0
F1_Residential_CZ3 - Multi Family_Existing_Miscellaneous_Natural Gas_Pool Heater_Realistic Achievable Potential | F1 | Residential | CZ3 - Multi Family | Existing | Miscellaneous | Natural Gas | Pool Heater | Realistic Achievable Potential | Units | 0 | 0 | 0 | 0 | 0 | 0 | 0 | 0 | 0 | 0 | 0 | 0 | 0 | 0 | 0 | 0 | 0 | 0 | 0 | 0 | 0 | 0 | 0 | 0 | 0 | 0 | 0 | 0 | 0 | 0
F2_Residential_CZ3 - Multi Family_Existing_Miscellaneous_Natural Gas_Pool Heater_Realistic Achievable Potential | F2 | Residential | CZ3 - Multi Family | Existing | Miscellaneous | Natural Gas | Pool Heater | Realistic Achievable Potential | Usage (MMtherm) | 0 | 0 | 0 | 0 | 0 | 0 | 0 | 0 | 0 | 0 | 0 | 0 | 0 | 0 | 0 | 0 | 0 | 0 | 0 | 0 | 0 | 0 | 0 | 0 | 0 | 0 | 0 | 0 | 0 | 0
F3_Residential_CZ3 - Multi Family_Existing_Miscellaneous_Natural Gas_Pool Heater_Realistic Achievable Potential | F3 | Residential | CZ3 - Multi Family | Existing | Miscellaneous | Natural Gas | Pool Heater | Realistic Achievable Potential | Peak Demand (S) | 0 | 0 | 0 | 0 | 0 | 0 | 0 | 0 | 0 | 0 | 0 | 0 | 0 | 0 | 0 | 0 | 0 | 0 | 0 | 0 | 0 | 0 | 0 | 0 | 0 | 0 | 0 | 0 | 0 | 0
F4_Residential_CZ3 - Multi Family_Existing_Miscellaneous_Natural Gas_Pool Heater_Realistic Achievable Potential | F4 | Residential | CZ3 - Multi Family | Existing | Miscellaneous | Natural Gas | Pool Heater | Realistic Achievable Potential | Peak Demand (W) | 0 | 0 | 0 | 0 | 0 | 0 | 0 | 0 | 0 | 0 | 0 | 0 | 0 | 0 | 0 | 0 | 0 | 0 | 0 | 0 | 0 | 0 | 0 | 0 | 0 | 0 | 0 | 0 | 0 | 0
F5_Residential_CZ3 - Multi Family_Existing_Miscellaneous_Natural Gas_Pool Heater_Realistic Achievable Potential | F5 | Residential | CZ3 - Multi Family | Existing | Miscellaneous | Natural Gas | Pool Heater | Realistic Achievable Potential | Turnover | 0 | 0 | 0 | 0 | 0 | 0 | 0 | 0 | 0 | 0 | 0 | 0 | 0 | 0 | 0 | 0 | 0 | 0 | 0 | 0 | 0 | 0 | 0 | 0 | 0 | 0 | 0 | 0 | 0 | 0
F6_Residential_CZ3 - Multi Family_Existing_Miscellaneous_Natural Gas_Pool Heater_Realistic Achievable Potential | F6 | Residential | CZ3 - Multi Family | Existing | Miscellaneous | Natural Gas | Pool Heater | Realistic Achievable Potential | Avg. Replacement Usage | 0 | 0 | 0 | 0 | 0 | 0 | 0 | 0 | 0 | 0 | 0 | 0 | 0 | 0 | 0 | 0 | 0 | 0 | 0 | 0 | 0 | 0 | 0 | 0 | 0 | 0 | 0 | 0 | 0 | 0
F7_Residential_CZ3 - Multi Family_Existing_Miscellaneous_Natural Gas_Pool Heater_Realistic Achievable Potential | F7 | Residential | CZ3 - Multi Family | Existing | Miscellaneous | Natural Gas | Pool Heater | Realistic Achievable Potential | Avg. Replacement Demand (S) | 0 | 0 | 0 | 0 | 0 | 0 | 0 | 0 | 0 | 0 | 0 | 0 | 0 | 0 | 0 | 0 | 0 | 0 | 0 | 0 | 0 | 0 | 0 | 0 | 0 | 0 | 0 | 0 | 0 | 0
F8_Residential_CZ3 - Multi Family_Existing_Miscellaneous_Natural Gas_Pool Heater_Realistic Achievable Potential | F8 | Residential | CZ3 - Multi Family | Existing | Miscellaneous | Natural Gas | Pool Heater | Realistic Achievable Potential | Avg. Replacement Demand (W) | 0 | 0 | 0 | 0 | 0 | 0 | 0 | 0 | 0 | 0 | 0 | 0 | 0 | 0 | 0 | 0 | 0 | 0 | 0 | 0 | 0 | 0 | 0 | 0 | 0 | 0 | 0 | 0 | 0 | 0
F1_Residential_CZ3 - Multi Family_Existing_Miscellaneous_Natural Gas_Miscellaneous_Realistic Achievable Potential | F1 | Residential | CZ3 - Multi Family | Existing | Miscellaneous | Natural Gas | Miscellaneous | Realistic Achievable Potential | Units | 0 | 0 | 0 | 0 | 0 | 0 | 0 | 0 | 0 | 0 | 0 | 0 | 0 | 0 | 0 | 0 | 0 | 0 | 0 | 0 | 0 | 0 | 0 | 0 | 0 | 0 | 0 | 0 | 0 | 0
F2_Residential_CZ3 - Multi Family_Existing_Miscellaneous_Natural Gas_Miscellaneous_Realistic Achievable Potential | F2 | Residential | CZ3 - Multi Family | Existing | Miscellaneous | Natural Gas | Miscellaneous | Realistic Achievable Potential | Usage (MMtherm) | 0 | 0 | 0 | 0 | 0 | 0 | 0 | 0 | 0 | 0 | 0 | 0 | 0 | 0 | 0 | 0 | 0 | 0 | 0 | 0 | 0 | 0 | 0 | 0 | 0 | 0 | 0 | 0 | 0 | 0
F3_Residential_CZ3 - Multi Family_Existing_Miscellaneous_Natural Gas_Miscellaneous_Realistic Achievable Potential | F3 | Residential | CZ3 - Multi Family | Existing | Miscellaneous | Natural Gas | Miscellaneous | Realistic Achievable Potential | Peak Demand (S) | 0 | 0 | 0 | 0 | 0 | 0 | 0 | 0 | 0 | 0 | 0 | 0 | 0 | 0 | 0 | 0 | 0 | 0 | 0 | 0 | 0 | 0 | 0 | 0 | 0 | 0 | 0 | 0 | 0 | 0
F4_Residential_CZ3 - Multi Family_Existing_Miscellaneous_Natural Gas_Miscellaneous_Realistic Achievable Potential | F4 | Residential | CZ3 - Multi Family | Existing | Miscellaneous | Natural Gas | Miscellaneous | Realistic Achievable Potential | Peak Demand (W) | 0 | 0 | 0 | 0 | 0 | 0 | 0 | 0 | 0 | 0 | 0 | 0 | 0 | 0 | 0 | 0 | 0 | 0 | 0 | 0 | 0 | 0 | 0 | 0 | 0 | 0 | 0 | 0 | 0 | 0
F5_Residential_CZ3 - Multi Family_Existing_Miscellaneous_Natural Gas_Miscellaneous_Realistic Achievable Potential | F5 | Residential | CZ3 - Multi Family | Existing | Miscellaneous | Natural Gas | Miscellaneous | Realistic Achievable Potential | Turnover | 0 | 0 | 0 | 0 | 0 | 0 | 0 | 0 | 0 | 0 | 0 | 0 | 0 | 0 | 0 | 0 | 0 | 0 | 0 | 0 | 0 | 0 | 0 | 0 | 0 | 0 | 0 | 0 | 0 | 0
F6_Residential_CZ3 - Multi Family_Existing_Miscellaneous_Natural Gas_Miscellaneous_Realistic Achievable Potential | F6 | Residential | CZ3 - Multi Family | Existing | Miscellaneous | Natural Gas | Miscellaneous | Realistic Achievable Potential | Avg. Replacement Usage | 0 | 0 | 0 | 0 | 0 | 0 | 0 | 0 | 0 | 0 | 0 | 0 | 0 | 0 | 0 | 0 | 0 | 0 | 0 | 0 | 0 | 0 | 0 | 0 | 0 | 0 | 0 | 0 | 0 | 0
F7_Residential_CZ3 - Multi Family_Existing_Miscellaneous_Natural Gas_Miscellaneous_Realistic Achievable Potential | F7 | Residential | CZ3 - Multi Family | Existing | Miscellaneous | Natural Gas | Miscellaneous | Realistic Achievable Potential | Avg. Replacement Demand (S) | 0 | 0 | 0 | 0 | 0 | 0 | 0 | 0 | 0 | 0 | 0 | 0 | 0 | 0 | 0 | 0 | 0 | 0 | 0 | 0 | 0 | 0 | 0 | 0 | 0 | 0 | 0 | 0 | 0 | 0
F8_Residential_CZ3 - Multi Family_Existing_Miscellaneous_Natural Gas_Miscellaneous_Realistic Achievable Potential | F8 | Residential | CZ3 - Multi Family | Existing | Miscellaneous | Natural Gas | Miscellaneous | Realistic Achievable Potential | Avg. Replacement Demand (W) | 0 | 0 | 0 | 0 | 0 | 0 | 0 | 0 | 0 | 0 | 0 | 0 | 0 | 0 | 0 | 0 | 0 | 0 | 0 | 0 | 0 | 0 | 0 | 0 | 0 | 0 | 0 | 0 | 0 | 0
F1_Residential_CZ3 - Multi Family_New_Space Heating_Natural Gas_Furnace - Direct Fuel_Realistic Achievable Potential | F1 | Residential | CZ3 - Multi Family | New | Space Heating | Natural Gas | Furnace - Direct Fuel | Realistic Achievable Potential | Units | 0 | 0 | 0 | 0 | 0 | 0 | 0 | 0 | 0 | 0 | 0 | 0 | 0 | 0 | 0 | 0 | 0 | 0 | 0 | 0 | 0 | 0 | 0 | 0 | 0 | 0 | 0 | 0 | 0 | 0
F2_Residential_CZ3 - Multi Family_New_Space Heating_Natural Gas_Furnace - Direct Fuel_Realistic Achievable Potential | F2 | Residential | CZ3 - Multi Family | New | Space Heating | Natural Gas | Furnace - Direct Fuel | Realistic Achievable Potential | Usage (MMtherm) | 0 | 0 | 0 | 0 | 0 | 0 | 0 | 0 | 0 | 0 | 0 | 0 | 0 | 0 | 0 | 0 | 0 | 0 | 0 | 0 | 0 | 0 | 0 | 0 | 0 | 0 | 0 | 0 | 0 | 0
F3_Residential_CZ3 - Multi Family_New_Space Heating_Natural Gas_Furnace - Direct Fuel_Realistic Achievable Potential | F3 | Residential | CZ3 - Multi Family | New | Space Heating | Natural Gas | Furnace - Direct Fuel | Realistic Achievable Potential | Peak Demand (S) | 0 | 0 | 0 | 0 | 0 | 0 | 0 | 0 | 0 | 0 | 0 | 0 | 0 | 0 | 0 | 0 | 0 | 0 | 0 | 0 | 0 | 0 | 0 | 0 | 0 | 0 | 0 | 0 | 0 | 0
F4_Residential_CZ3 - Multi Family_New_Space Heating_Natural Gas_Furnace - Direct Fuel_Realistic Achievable Potential | F4 | Residential | CZ3 - Multi Family | New | Space Heating | Natural Gas | Furnace - Direct Fuel | Realistic Achievable Potential | Peak Demand (W) | 0 | 0 | 0 | 0 | 0 | 0 | 0 | 0 | 0 | 0 | 0 | 0 | 0 | 0 | 0 | 0 | 0 | 0 | 0 | 0 | 0 | 0 | 0 | 0 | 0 | 0 | 0 | 0 | 0 | 0
F5_Residential_CZ3 - Multi Family_New_Space Heating_Natural Gas_Furnace - Direct Fuel_Realistic Achievable Potential | F5 | Residential | CZ3 - Multi Family | New | Space Heating | Natural Gas | Furnace - Direct Fuel | Realistic Achievable Potential | Turnover | 0 | 0 | 0 | 0 | 0 | 0 | 0 | 0 | 0 | 0 | 0 | 0 | 0 | 0 | 0 | 0 | 0 | 0 | 0 | 0 | 0 | 0 | 0 | 0 | 0 | 0 | 0 | 0 | 0 | 0
F6_Residential_CZ3 - Multi Family_New_Space Heating_Natural Gas_Furnace - Direct Fuel_Realistic Achievable Potential | F6 | Residential | CZ3 - Multi Family | New | Space Heating | Natural Gas | Furnace - Direct Fuel | Realistic Achievable Potential | Avg. Replacement Usage | 0 | 0 | 0 | 0 | 0 | 0 | 0 | 0 | 0 | 0 | 0 | 0 | 0 | 0 | 0 | 0 | 0 | 0 | 0 | 0 | 0 | 0 | 0 | 0 | 0 | 0 | 0 | 0 | 0 | 0
F7_Residential_CZ3 - Multi Family_New_Space Heating_Natural Gas_Furnace - Direct Fuel_Realistic Achievable Potential | F7 | Residential | CZ3 - Multi Family | New | Space Heating | Natural Gas | Furnace - Direct Fuel | Realistic Achievable Potential | Avg. Replacement Demand (S) | 0 | 0 | 0 | 0 | 0 | 0 | 0 | 0 | 0 | 0 | 0 | 0 | 0 | 0 | 0 | 0 | 0 | 0 | 0 | 0 | 0 | 0 | 0 | 0 | 0 | 0 | 0 | 0 | 0 | 0
F8_Residential_CZ3 - Multi Family_New_Space Heating_Natural Gas_Furnace - Direct Fuel_Realistic Achievable Potential | F8 | Residential | CZ3 - Multi Family | New | Space Heating | Natural Gas | Furnace - Direct Fuel | Realistic Achievable Potential | Avg. Replacement Demand (W) | 0 | 0 | 0 | 0 | 0 | 0 | 0 | 0 | 0 | 0 | 0 | 0 | 0 | 0 | 0 | 0 | 0 | 0 | 0 | 0 | 0 | 0 | 0 | 0 | 0 | 0 | 0 | 0 | 0 | 0
F1_Residential_CZ3 - Multi Family_New_Space Heating_Natural Gas_Boiler - Direct Fuel_Realistic Achievable Potential | F1 | Residential | CZ3 - Multi Family | New | Space Heating | Natural Gas | Boiler - Direct Fuel | Realistic Achievable Potential | Units | 0 | 0 | 0 | 0 | 0 | 0 | 0 | 0 | 0 | 0 | 0 | 0 | 0 | 0 | 0 | 0 | 0 | 0 | 0 | 0 | 0 | 0 | 0 | 0 | 0 | 0 | 0 | 0 | 0 | 0
F2_Residential_CZ3 - Multi Family_New_Space Heating_Natural Gas_Boiler - Direct Fuel_Realistic Achievable Potential | F2 | Residential | CZ3 - Multi Family | New | Space Heating | Natural Gas | Boiler - Direct Fuel | Realistic Achievable Potential | Usage (MMtherm) | 0 | 0 | 0 | 0 | 0 | 0 | 0 | 0 | 0 | 0 | 0 | 0 | 0 | 0 | 0 | 0 | 0 | 0 | 0 | 0 | 0 | 0 | 0 | 0 | 0 | 0 | 0 | 0 | 0 | 0
F3_Residential_CZ3 - Multi Family_New_Space Heating_Natural Gas_Boiler - Direct Fuel_Realistic Achievable Potential | F3 | Residential | CZ3 - Multi Family | New | Space Heating | Natural Gas | Boiler - Direct Fuel | Realistic Achievable Potential | Peak Demand (S) | 0 | 0 | 0 | 0 | 0 | 0 | 0 | 0 | 0 | 0 | 0 | 0 | 0 | 0 | 0 | 0 | 0 | 0 | 0 | 0 | 0 | 0 | 0 | 0 | 0 | 0 | 0 | 0 | 0 | 0
F4_Residential_CZ3 - Multi Family_New_Space Heating_Natural Gas_Boiler - Direct Fuel_Realistic Achievable Potential | F4 | Residential | CZ3 - Multi Family | New | Space Heating | Natural Gas | Boiler - Direct Fuel | Realistic Achievable Potential | Peak Demand (W) | 0 | 0 | 0 | 0 | 0 | 0 | 0 | 0 | 0 | 0 | 0 | 0 | 0 | 0 | 0 | 0 | 0 | 0 | 0 | 0 | 0 | 0 | 0 | 0 | 0 | 0 | 0 | 0 | 0 | 0
F5_Residential_CZ3 - Multi Family_New_Space Heating_Natural Gas_Boiler - Direct Fuel_Realistic Achievable Potential | F5 | Residential | CZ3 - Multi Family | New | Space Heating | Natural Gas | Boiler - Direct Fuel | Realistic Achievable Potential | Turnover | 0 | 0 | 0 | 0 | 0 | 0 | 0 | 0 | 0 | 0 | 0 | 0 | 0 | 0 | 0 | 0 | 0 | 0 | 0 | 0 | 0 | 0 | 0 | 0 | 0 | 0 | 0 | 0 | 0 | 0
F6_Residential_CZ3 - Multi Family_New_Space Heating_Natural Gas_Boiler - Direct Fuel_Realistic Achievable Potential | F6 | Residential | CZ3 - Multi Family | New | Space Heating | Natural Gas | Boiler - Direct Fuel | Realistic Achievable Potential | Avg. Replacement Usage | 0 | 0 | 0 | 0 | 0 | 0 | 0 | 0 | 0 | 0 | 0 | 0 | 0 | 0 | 0 | 0 | 0 | 0 | 0 | 0 | 0 | 0 | 0 | 0 | 0 | 0 | 0 | 0 | 0 | 0
F7_Residential_CZ3 - Multi Family_New_Space Heating_Natural Gas_Boiler - Direct Fuel_Realistic Achievable Potential | F7 | Residential | CZ3 - Multi Family | New | Space Heating | Natural Gas | Boiler - Direct Fuel | Realistic Achievable Potential | Avg. Replacement Demand (S) | 0 | 0 | 0 | 0 | 0 | 0 | 0 | 0 | 0 | 0 | 0 | 0 | 0 | 0 | 0 | 0 | 0 | 0 | 0 | 0 | 0 | 0 | 0 | 0 | 0 | 0 | 0 | 0 | 0 | 0
F8_Residential_CZ3 - Multi Family_New_Space Heating_Natural Gas_Boiler - Direct Fuel_Realistic Achievable Potential | F8 | Residential | CZ3 - Multi Family | New | Space Heating | Natural Gas | Boiler - Direct Fuel | Realistic Achievable Potential | Avg. Replacement Demand (W) | 0 | 0 | 0 | 0 | 0 | 0 | 0 | 0 | 0 | 0 | 0 | 0 | 0 | 0 | 0 | 0 | 0 | 0 | 0 | 0 | 0 | 0 | 0 | 0 | 0 | 0 | 0 | 0 | 0 | 0
F1_Residential_CZ3 - Multi Family_New_Secondary Heating_Natural Gas_Fireplace_Realistic Achievable Potential | F1 | Residential | CZ3 - Multi Family | New | Secondary Heating | Natural Gas | Fireplace | Realistic Achievable Potential | Units | 0 | 0 | 0 | 0 | 0 | 0 | 0 | 0 | 0 | 0 | 0 | 0 | 0 | 0 | 0 | 0 | 0 | 0 | 0 | 0 | 0 | 0 | 0 | 0 | 0 | 0 | 0 | 0 | 0 | 0
F2_Residential_CZ3 - Multi Family_New_Secondary Heating_Natural Gas_Fireplace_Realistic Achievable Potential | F2 | Residential | CZ3 - Multi Family | New | Secondary Heating | Natural Gas | Fireplace | Realistic Achievable Potential | Usage (MMtherm) | 0 | 0 | 0 | 0 | 0 | 0 | 0 | 0 | 0 | 0 | 0 | 0 | 0 | 0 | 0 | 0 | 0 | 0 | 0 | 0 | 0 | 0 | 0 | 0 | 0 | 0 | 0 | 0 | 0 | 0
F3_Residential_CZ3 - Multi Family_New_Secondary Heating_Natural Gas_Fireplace_Realistic Achievable Potential | F3 | Residential | CZ3 - Multi Family | New | Secondary Heating | Natural Gas | Fireplace | Realistic Achievable Potential | Peak Demand (S) | 0 | 0 | 0 | 0 | 0 | 0 | 0 | 0 | 0 | 0 | 0 | 0 | 0 | 0 | 0 | 0 | 0 | 0 | 0 | 0 | 0 | 0 | 0 | 0 | 0 | 0 | 0 | 0 | 0 | 0
F4_Residential_CZ3 - Multi Family_New_Secondary Heating_Natural Gas_Fireplace_Realistic Achievable Potential | F4 | Residential | CZ3 - Multi Family | New | Secondary Heating | Natural Gas | Fireplace | Realistic Achievable Potential | Peak Demand (W) | 0 | 0 | 0 | 0 | 0 | 0 | 0 | 0 | 0 | 0 | 0 | 0 | 0 | 0 | 0 | 0 | 0 | 0 | 0 | 0 | 0 | 0 | 0 | 0 | 0 | 0 | 0 | 0 | 0 | 0
F5_Residential_CZ3 - Multi Family_New_Secondary Heating_Natural Gas_Fireplace_Realistic Achievable Potential | F5 | Residential | CZ3 - Multi Family | New | Secondary Heating | Natural Gas | Fireplace | Realistic Achievable Potential | Turnover | 0 | 0 | 0 | 0 | 0 | 0 | 0 | 0 | 0 | 0 | 0 | 0 | 0 | 0 | 0 | 0 | 0 | 0 | 0 | 0 | 0 | 0 | 0 | 0 | 0 | 0 | 0 | 0 | 0 | 0
F6_Residential_CZ3 - Multi Family_New_Secondary Heating_Natural Gas_Fireplace_Realistic Achievable Potential | F6 | Residential | CZ3 - Multi Family | New | Secondary Heating | Natural Gas | Fireplace | Realistic Achievable Potential | Avg. Replacement Usage | 0 | 0 | 0 | 0 | 0 | 0 | 0 | 0 | 0 | 0 | 0 | 0 | 0 | 0 | 0 | 0 | 0 | 0 | 0 | 0 | 0 | 0 | 0 | 0 | 0 | 0 | 0 | 0 | 0 | 0
F7_Residential_CZ3 - Multi Family_New_Secondary Heating_Natural Gas_Fireplace_Realistic Achievable Potential | F7 | Residential | CZ3 - Multi Family | New | Secondary Heating | Natural Gas | Fireplace | Realistic Achievable Potential | Avg. Replacement Demand (S) | 0 | 0 | 0 | 0 | 0 | 0 | 0 | 0 | 0 | 0 | 0 | 0 | 0 | 0 | 0 | 0 | 0 | 0 | 0 | 0 | 0 | 0 | 0 | 0 | 0 | 0 | 0 | 0 | 0 | 0
F8_Residential_CZ3 - Multi Family_New_Secondary Heating_Natural Gas_Fireplace_Realistic Achievable Potential | F8 | Residential | CZ3 - Multi Family | New | Secondary Heating | Natural Gas | Fireplace | Realistic Achievable Potential | Avg. Replacement Demand (W) | 0 | 0 | 0 | 0 | 0 | 0 | 0 | 0 | 0 | 0 | 0 | 0 | 0 | 0 | 0 | 0 | 0 | 0 | 0 | 0 | 0 | 0 | 0 | 0 | 0 | 0 | 0 | 0 | 0 | 0
F1_Residential_CZ3 - Multi Family_New_Water Heating_Natural Gas_Water Heater <= 55 gal._Realistic Achievable Potential | F1 | Residential | CZ3 - Multi Family | New | Water Heating | Natural Gas | Water Heater <= 55 gal. | Realistic Achievable Potential | Units | 0 | 0 | 0 | 0 | 0 | 0 | 0 | 0 | 0 | 0 | 0 | 0 | 0 | 0 | 0 | 0 | 0 | 0 | 0 | 0 | 0 | 0 | 0 | 0 | 0 | 0 | 0 | 0 | 0 | 0
F2_Residential_CZ3 - Multi Family_New_Water Heating_Natural Gas_Water Heater <= 55 gal._Realistic Achievable Potential | F2 | Residential | CZ3 - Multi Family | New | Water Heating | Natural Gas | Water Heater <= 55 gal. | Realistic Achievable Potential | Usage (MMtherm) | 0 | 0 | 0 | 0 | 0 | 0 | 0 | 0 | 0 | 0 | 0 | 0 | 0 | 0 | 0 | 0 | 0 | 0 | 0 | 0 | 0 | 0 | 0 | 0 | 0 | 0 | 0 | 0 | 0 | 0
F3_Residential_CZ3 - Multi Family_New_Water Heating_Natural Gas_Water Heater <= 55 gal._Realistic Achievable Potential | F3 | Residential | CZ3 - Multi Family | New | Water Heating | Natural Gas | Water Heater <= 55 gal. | Realistic Achievable Potential | Peak Demand (S) | 0 | 0 | 0 | 0 | 0 | 0 | 0 | 0 | 0 | 0 | 0 | 0 | 0 | 0 | 0 | 0 | 0 | 0 | 0 | 0 | 0 | 0 | 0 | 0 | 0 | 0 | 0 | 0 | 0 | 0
F4_Residential_CZ3 - Multi Family_New_Water Heating_Natural Gas_Water Heater <= 55 gal._Realistic Achievable Potential | F4 | Residential | CZ3 - Multi Family | New | Water Heating | Natural Gas | Water Heater <= 55 gal. | Realistic Achievable Potential | Peak Demand (W) | 0 | 0 | 0 | 0 | 0 | 0 | 0 | 0 | 0 | 0 | 0 | 0 | 0 | 0 | 0 | 0 | 0 | 0 | 0 | 0 | 0 | 0 | 0 | 0 | 0 | 0 | 0 | 0 | 0 | 0
F5_Residential_CZ3 - Multi Family_New_Water Heating_Natural Gas_Water Heater <= 55 gal._Realistic Achievable Potential | F5 | Residential | CZ3 - Multi Family | New | Water Heating | Natural Gas | Water Heater <= 55 gal. | Realistic Achievable Potential | Turnover | 0 | 0 | 0 | 0 | 0 | 0 | 0 | 0 | 0 | 0 | 0 | 0 | 0 | 0 | 0 | 0 | 0 | 0 | 0 | 0 | 0 | 0 | 0 | 0 | 0 | 0 | 0 | 0 | 0 | 0
F6_Residential_CZ3 - Multi Family_New_Water Heating_Natural Gas_Water Heater <= 55 gal._Realistic Achievable Potential | F6 | Residential | CZ3 - Multi Family | New | Water Heating | Natural Gas | Water Heater <= 55 gal. | Realistic Achievable Potential | Avg. Replacement Usage | 0 | 0 | 0 | 0 | 0 | 0 | 0 | 0 | 0 | 0 | 0 | 0 | 0 | 0 | 0 | 0 | 0 | 0 | 0 | 0 | 0 | 0 | 0 | 0 | 0 | 0 | 0 | 0 | 0 | 0
F7_Residential_CZ3 - Multi Family_New_Water Heating_Natural Gas_Water Heater <= 55 gal._Realistic Achievable Potential | F7 | Residential | CZ3 - Multi Family | New | Water Heating | Natural Gas | Water Heater <= 55 gal. | Realistic Achievable Potential | Avg. Replacement Demand (S) | 0 | 0 | 0 | 0 | 0 | 0 | 0 | 0 | 0 | 0 | 0 | 0 | 0 | 0 | 0 | 0 | 0 | 0 | 0 | 0 | 0 | 0 | 0 | 0 | 0 | 0 | 0 | 0 | 0 | 0
F8_Residential_CZ3 - Multi Family_New_Water Heating_Natural Gas_Water Heater <= 55 gal._Realistic Achievable Potential | F8 | Residential | CZ3 - Multi Family | New | Water Heating | Natural Gas | Water Heater <= 55 gal. | Realistic Achievable Potential | Avg. Replacement Demand (W) | 0 | 0 | 0 | 0 | 0 | 0 | 0 | 0 | 0 | 0 | 0 | 0 | 0 | 0 | 0 | 0 | 0 | 0 | 0 | 0 | 0 | 0 | 0 | 0 | 0 | 0 | 0 | 0 | 0 | 0
F1_Residential_CZ3 - Multi Family_New_Water Heating_Natural Gas_Water Heater > 55 gal._Realistic Achievable Potential | F1 | Residential | CZ3 - Multi Family | New | Water Heating | Natural Gas | Water Heater > 55 gal. | Realistic Achievable Potential | Units | 0 | 0 | 0 | 0 | 0 | 0 | 0 | 0 | 0 | 0 | 0 | 0 | 0 | 0 | 0 | 0 | 0 | 0 | 0 | 0 | 0 | 0 | 0 | 0 | 0 | 0 | 0 | 0 | 0 | 0
F2_Residential_CZ3 - Multi Family_New_Water Heating_Natural Gas_Water Heater > 55 gal._Realistic Achievable Potential | F2 | Residential | CZ3 - Multi Family | New | Water Heating | Natural Gas | Water Heater > 55 gal. | Realistic Achievable Potential | Usage (MMtherm) | 0 | 0 | 0 | 0 | 0 | 0 | 0 | 0 | 0 | 0 | 0 | 0 | 0 | 0 | 0 | 0 | 0 | 0 | 0 | 0 | 0 | 0 | 0 | 0 | 0 | 0 | 0 | 0 | 0 | 0
F3_Residential_CZ3 - Multi Family_New_Water Heating_Natural Gas_Water Heater > 55 gal._Realistic Achievable Potential | F3 | Residential | CZ3 - Multi Family | New | Water Heating | Natural Gas | Water Heater > 55 gal. | Realistic Achievable Potential | Peak Demand (S) | 0 | 0 | 0 | 0 | 0 | 0 | 0 | 0 | 0 | 0 | 0 | 0 | 0 | 0 | 0 | 0 | 0 | 0 | 0 | 0 | 0 | 0 | 0 | 0 | 0 | 0 | 0 | 0 | 0 | 0
F4_Residential_CZ3 - Multi Family_New_Water Heating_Natural Gas_Water Heater > 55 gal._Realistic Achievable Potential | F4 | Residential | CZ3 - Multi Family | New | Water Heating | Natural Gas | Water Heater > 55 gal. | Realistic Achievable Potential | Peak Demand (W) | 0 | 0 | 0 | 0 | 0 | 0 | 0 | 0 | 0 | 0 | 0 | 0 | 0 | 0 | 0 | 0 | 0 | 0 | 0 | 0 | 0 | 0 | 0 | 0 | 0 | 0 | 0 | 0 | 0 | 0
F5_Residential_CZ3 - Multi Family_New_Water Heating_Natural Gas_Water Heater > 55 gal._Realistic Achievable Potential | F5 | Residential | CZ3 - Multi Family | New | Water Heating | Natural Gas | Water Heater > 55 gal. | Realistic Achievable Potential | Turnover | 0 | 0 | 0 | 0 | 0 | 0 | 0 | 0 | 0 | 0 | 0 | 0 | 0 | 0 | 0 | 0 | 0 | 0 | 0 | 0 | 0 | 0 | 0 | 0 | 0 | 0 | 0 | 0 | 0 | 0
F6_Residential_CZ3 - Multi Family_New_Water Heating_Natural Gas_Water Heater > 55 gal._Realistic Achievable Potential | F6 | Residential | CZ3 - Multi Family | New | Water Heating | Natural Gas | Water Heater > 55 gal. | Realistic Achievable Potential | Avg. Replacement Usage | 0 | 0 | 0 | 0 | 0 | 0 | 0 | 0 | 0 | 0 | 0 | 0 | 0 | 0 | 0 | 0 | 0 | 0 | 0 | 0 | 0 | 0 | 0 | 0 | 0 | 0 | 0 | 0 | 0 | 0
F7_Residential_CZ3 - Multi Family_New_Water Heating_Natural Gas_Water Heater > 55 gal._Realistic Achievable Potential | F7 | Residential | CZ3 - Multi Family | New | Water Heating | Natural Gas | Water Heater > 55 gal. | Realistic Achievable Potential | Avg. Replacement Demand (S) | 0 | 0 | 0 | 0 | 0 | 0 | 0 | 0 | 0 | 0 | 0 | 0 | 0 | 0 | 0 | 0 | 0 | 0 | 0 | 0 | 0 | 0 | 0 | 0 | 0 | 0 | 0 | 0 | 0 | 0
F8_Residential_CZ3 - Multi Family_New_Water Heating_Natural Gas_Water Heater > 55 gal._Realistic Achievable Potential | F8 | Residential | CZ3 - Multi Family | New | Water Heating | Natural Gas | Water Heater > 55 gal. | Realistic Achievable Potential | Avg. Replacement Demand (W) | 0 | 0 | 0 | 0 | 0 | 0 | 0 | 0 | 0 | 0 | 0 | 0 | 0 | 0 | 0 | 0 | 0 | 0 | 0 | 0 | 0 | 0 | 0 | 0 | 0 | 0 | 0 | 0 | 0 | 0
F1_Residential_CZ3 - Multi Family_New_Appliances_Natural Gas_Clothes Dryer_Realistic Achievable Potential | F1 | Residential | CZ3 - Multi Family | New | Appliances | Natural Gas | Clothes Dryer | Realistic Achievable Potential | Units | 0 | 0 | 0 | 0 | 0 | 0 | 0 | 0 | 0 | 0 | 0 | 0 | 0 | 0 | 0 | 0 | 0 | 0 | 0 | 0 | 0 | 0 | 0 | 0 | 0 | 0 | 0 | 0 | 0 | 0
F2_Residential_CZ3 - Multi Family_New_Appliances_Natural Gas_Clothes Dryer_Realistic Achievable Potential | F2 | Residential | CZ3 - Multi Family | New | Appliances | Natural Gas | Clothes Dryer | Realistic Achievable Potential | Usage (MMtherm) | 0 | 0 | 0 | 0 | 0 | 0 | 0 | 0 | 0 | 0 | 0 | 0 | 0 | 0 | 0 | 0 | 0 | 0 | 0 | 0 | 0 | 0 | 0 | 0 | 0 | 0 | 0 | 0 | 0 | 0
F3_Residential_CZ3 - Multi Family_New_Appliances_Natural Gas_Clothes Dryer_Realistic Achievable Potential | F3 | Residential | CZ3 - Multi Family | New | Appliances | Natural Gas | Clothes Dryer | Realistic Achievable Potential | Peak Demand (S) | 0 | 0 | 0 | 0 | 0 | 0 | 0 | 0 | 0 | 0 | 0 | 0 | 0 | 0 | 0 | 0 | 0 | 0 | 0 | 0 | 0 | 0 | 0 | 0 | 0 | 0 | 0 | 0 | 0 | 0
F4_Residential_CZ3 - Multi Family_New_Appliances_Natural Gas_Clothes Dryer_Realistic Achievable Potential | F4 | Residential | CZ3 - Multi Family | New | Appliances | Natural Gas | Clothes Dryer | Realistic Achievable Potential | Peak Demand (W) | 0 | 0 | 0 | 0 | 0 | 0 | 0 | 0 | 0 | 0 | 0 | 0 | 0 | 0 | 0 | 0 | 0 | 0 | 0 | 0 | 0 | 0 | 0 | 0 | 0 | 0 | 0 | 0 | 0 | 0
F5_Residential_CZ3 - Multi Family_New_Appliances_Natural Gas_Clothes Dryer_Realistic Achievable Potential | F5 | Residential | CZ3 - Multi Family | New | Appliances | Natural Gas | Clothes Dryer | Realistic Achievable Potential | Turnover | 0 | 0 | 0 | 0 | 0 | 0 | 0 | 0 | 0 | 0 | 0 | 0 | 0 | 0 | 0 | 0 | 0 | 0 | 0 | 0 | 0 | 0 | 0 | 0 | 0 | 0 | 0 | 0 | 0 | 0
F6_Residential_CZ3 - Multi Family_New_Appliances_Natural Gas_Clothes Dryer_Realistic Achievable Potential | F6 | Residential | CZ3 - Multi Family | New | Appliances | Natural Gas | Clothes Dryer | Realistic Achievable Potential | Avg. Replacement Usage | 0 | 0 | 0 | 0 | 0 | 0 | 0 | 0 | 0 | 0 | 0 | 0 | 0 | 0 | 0 | 0 | 0 | 0 | 0 | 0 | 0 | 0 | 0 | 0 | 0 | 0 | 0 | 0 | 0 | 0
F7_Residential_CZ3 - Multi Family_New_Appliances_Natural Gas_Clothes Dryer_Realistic Achievable Potential | F7 | Residential | CZ3 - Multi Family | New | Appliances | Natural Gas | Clothes Dryer | Realistic Achievable Potential | Avg. Replacement Demand (S) | 0 | 0 | 0 | 0 | 0 | 0 | 0 | 0 | 0 | 0 | 0 | 0 | 0 | 0 | 0 | 0 | 0 | 0 | 0 | 0 | 0 | 0 | 0 | 0 | 0 | 0 | 0 | 0 | 0 | 0
F8_Residential_CZ3 - Multi Family_New_Appliances_Natural Gas_Clothes Dryer_Realistic Achievable Potential | F8 | Residential | CZ3 - Multi Family | New | Appliances | Natural Gas | Clothes Dryer | Realistic Achievable Potential | Avg. Replacement Demand (W) | 0 | 0 | 0 | 0 | 0 | 0 | 0 | 0 | 0 | 0 | 0 | 0 | 0 | 0 | 0 | 0 | 0 | 0 | 0 | 0 | 0 | 0 | 0 | 0 | 0 | 0 | 0 | 0 | 0 | 0
F1_Residential_CZ3 - Multi Family_New_Appliances_Natural Gas_Stove/Oven_Realistic Achievable Potential | F1 | Residential | CZ3 - Multi Family | New | Appliances | Natural Gas | Stove/Oven | Realistic Achievable Potential | Units | 0 | 0 | 0 | 0 | 0 | 0 | 0 | 0 | 0 | 0 | 0 | 0 | 0 | 0 | 0 | 0 | 0 | 0 | 0 | 0 | 0 | 0 | 0 | 0 | 0 | 0 | 0 | 0 | 0 | 0
F2_Residential_CZ3 - Multi Family_New_Appliances_Natural Gas_Stove/Oven_Realistic Achievable Potential | F2 | Residential | CZ3 - Multi Family | New | Appliances | Natural Gas | Stove/Oven | Realistic Achievable Potential | Usage (MMtherm) | 0 | 0 | 0 | 0 | 0 | 0 | 0 | 0 | 0 | 0 | 0 | 0 | 0 | 0 | 0 | 0 | 0 | 0 | 0 | 0 | 0 | 0 | 0 | 0 | 0 | 0 | 0 | 0 | 0 | 0
F3_Residential_CZ3 - Multi Family_New_Appliances_Natural Gas_Stove/Oven_Realistic Achievable Potential | F3 | Residential | CZ3 - Multi Family | New | Appliances | Natural Gas | Stove/Oven | Realistic Achievable Potential | Peak Demand (S) | 0 | 0 | 0 | 0 | 0 | 0 | 0 | 0 | 0 | 0 | 0 | 0 | 0 | 0 | 0 | 0 | 0 | 0 | 0 | 0 | 0 | 0 | 0 | 0 | 0 | 0 | 0 | 0 | 0 | 0
F4_Residential_CZ3 - Multi Family_New_Appliances_Natural Gas_Stove/Oven_Realistic Achievable Potential | F4 | Residential | CZ3 - Multi Family | New | Appliances | Natural Gas | Stove/Oven | Realistic Achievable Potential | Peak Demand (W) | 0 | 0 | 0 | 0 | 0 | 0 | 0 | 0 | 0 | 0 | 0 | 0 | 0 | 0 | 0 | 0 | 0 | 0 | 0 | 0 | 0 | 0 | 0 | 0 | 0 | 0 | 0 | 0 | 0 | 0
F5_Residential_CZ3 - Multi Family_New_Appliances_Natural Gas_Stove/Oven_Realistic Achievable Potential | F5 | Residential | CZ3 - Multi Family | New | Appliances | Natural Gas | Stove/Oven | Realistic Achievable Potential | Turnover | 0 | 0 | 0 | 0 | 0 | 0 | 0 | 0 | 0 | 0 | 0 | 0 | 0 | 0 | 0 | 0 | 0 | 0 | 0 | 0 | 0 | 0 | 0 | 0 | 0 | 0 | 0 | 0 | 0 | 0
F6_Residential_CZ3 - Multi Family_New_Appliances_Natural Gas_Stove/Oven_Realistic Achievable Potential | F6 | Residential | CZ3 - Multi Family | New | Appliances | Natural Gas | Stove/Oven | Realistic Achievable Potential | Avg. Replacement Usage | 0 | 0 | 0 | 0 | 0 | 0 | 0 | 0 | 0 | 0 | 0 | 0 | 0 | 0 | 0 | 0 | 0 | 0 | 0 | 0 | 0 | 0 | 0 | 0 | 0 | 0 | 0 | 0 | 0 | 0
F7_Residential_CZ3 - Multi Family_New_Appliances_Natural Gas_Stove/Oven_Realistic Achievable Potential | F7 | Residential | CZ3 - Multi Family | New | Appliances | Natural Gas | Stove/Oven | Realistic Achievable Potential | Avg. Replacement Demand (S) | 0 | 0 | 0 | 0 | 0 | 0 | 0 | 0 | 0 | 0 | 0 | 0 | 0 | 0 | 0 | 0 | 0 | 0 | 0 | 0 | 0 | 0 | 0 | 0 | 0 | 0 | 0 | 0 | 0 | 0
F8_Residential_CZ3 - Multi Family_New_Appliances_Natural Gas_Stove/Oven_Realistic Achievable Potential | F8 | Residential | CZ3 - Multi Family | New | Appliances | Natural Gas | Stove/Oven | Realistic Achievable Potential | Avg. Replacement Demand (W) | 0 | 0 | 0 | 0 | 0 | 0 | 0 | 0 | 0 | 0 | 0 | 0 | 0 | 0 | 0 | 0 | 0 | 0 | 0 | 0 | 0 | 0 | 0 | 0 | 0 | 0 | 0 | 0 | 0 | 0
F1_Residential_CZ3 - Multi Family_New_Miscellaneous_Natural Gas_Pool Heater_Realistic Achievable Potential | F1 | Residential | CZ3 - Multi Family | New | Miscellaneous | Natural Gas | Pool Heater | Realistic Achievable Potential | Units | 0 | 0 | 0 | 0 | 0 | 0 | 0 | 0 | 0 | 0 | 0 | 0 | 0 | 0 | 0 | 0 | 0 | 0 | 0 | 0 | 0 | 0 | 0 | 0 | 0 | 0 | 0 | 0 | 0 | 0
F2_Residential_CZ3 - Multi Family_New_Miscellaneous_Natural Gas_Pool Heater_Realistic Achievable Potential | F2 | Residential | CZ3 - Multi Family | New | Miscellaneous | Natural Gas | Pool Heater | Realistic Achievable Potential | Usage (MMtherm) | 0 | 0 | 0 | 0 | 0 | 0 | 0 | 0 | 0 | 0 | 0 | 0 | 0 | 0 | 0 | 0 | 0 | 0 | 0 | 0 | 0 | 0 | 0 | 0 | 0 | 0 | 0 | 0 | 0 | 0
F3_Residential_CZ3 - Multi Family_New_Miscellaneous_Natural Gas_Pool Heater_Realistic Achievable Potential | F3 | Residential | CZ3 - Multi Family | New | Miscellaneous | Natural Gas | Pool Heater | Realistic Achievable Potential | Peak Demand (S) | 0 | 0 | 0 | 0 | 0 | 0 | 0 | 0 | 0 | 0 | 0 | 0 | 0 | 0 | 0 | 0 | 0 | 0 | 0 | 0 | 0 | 0 | 0 | 0 | 0 | 0 | 0 | 0 | 0 | 0
F4_Residential_CZ3 - Multi Family_New_Miscellaneous_Natural Gas_Pool Heater_Realistic Achievable Potential | F4 | Residential | CZ3 - Multi Family | New | Miscellaneous | Natural Gas | Pool Heater | Realistic Achievable Potential | Peak Demand (W) | 0 | 0 | 0 | 0 | 0 | 0 | 0 | 0 | 0 | 0 | 0 | 0 | 0 | 0 | 0 | 0 | 0 | 0 | 0 | 0 | 0 | 0 | 0 | 0 | 0 | 0 | 0 | 0 | 0 | 0
F5_Residential_CZ3 - Multi Family_New_Miscellaneous_Natural Gas_Pool Heater_Realistic Achievable Potential | F5 | Residential | CZ3 - Multi Family | New | Miscellaneous | Natural Gas | Pool Heater | Realistic Achievable Potential | Turnover | 0 | 0 | 0 | 0 | 0 | 0 | 0 | 0 | 0 | 0 | 0 | 0 | 0 | 0 | 0 | 0 | 0 | 0 | 0 | 0 | 0 | 0 | 0 | 0 | 0 | 0 | 0 | 0 | 0 | 0
F6_Residential_CZ3 - Multi Family_New_Miscellaneous_Natural Gas_Pool Heater_Realistic Achievable Potential | F6 | Residential | CZ3 - Multi Family | New | Miscellaneous | Natural Gas | Pool Heater | Realistic Achievable Potential | Avg. Replacement Usage | 0 | 0 | 0 | 0 | 0 | 0 | 0 | 0 | 0 | 0 | 0 | 0 | 0 | 0 | 0 | 0 | 0 | 0 | 0 | 0 | 0 | 0 | 0 | 0 | 0 | 0 | 0 | 0 | 0 | 0
F7_Residential_CZ3 - Multi Family_New_Miscellaneous_Natural Gas_Pool Heater_Realistic Achievable Potential | F7 | Residential | CZ3 - Multi Family | New | Miscellaneous | Natural Gas | Pool Heater | Realistic Achievable Potential | Avg. Replacement Demand (S) | 0 | 0 | 0 | 0 | 0 | 0 | 0 | 0 | 0 | 0 | 0 | 0 | 0 | 0 | 0 | 0 | 0 | 0 | 0 | 0 | 0 | 0 | 0 | 0 | 0 | 0 | 0 | 0 | 0 | 0
F8_Residential_CZ3 - Multi Family_New_Miscellaneous_Natural Gas_Pool Heater_Realistic Achievable Potential | F8 | Residential | CZ3 - Multi Family | New | Miscellaneous | Natural Gas | Pool Heater | Realistic Achievable Potential | Avg. Replacement Demand (W) | 0 | 0 | 0 | 0 | 0 | 0 | 0 | 0 | 0 | 0 | 0 | 0 | 0 | 0 | 0 | 0 | 0 | 0 | 0 | 0 | 0 | 0 | 0 | 0 | 0 | 0 | 0 | 0 | 0 | 0
F1_Residential_CZ3 - Multi Family_New_Miscellaneous_Natural Gas_Miscellaneous_Realistic Achievable Potential | F1 | Residential | CZ3 - Multi Family | New | Miscellaneous | Natural Gas | Miscellaneous | Realistic Achievable Potential | Units | 0 | 0 | 0 | 0 | 0 | 0 | 0 | 0 | 0 | 0 | 0 | 0 | 0 | 0 | 0 | 0 | 0 | 0 | 0 | 0 | 0 | 0 | 0 | 0 | 0 | 0 | 0 | 0 | 0 | 0
F2_Residential_CZ3 - Multi Family_New_Miscellaneous_Natural Gas_Miscellaneous_Realistic Achievable Potential | F2 | Residential | CZ3 - Multi Family | New | Miscellaneous | Natural Gas | Miscellaneous | Realistic Achievable Potential | Usage (MMtherm) | 0 | 0 | 0 | 0 | 0 | 0 | 0 | 0 | 0 | 0 | 0 | 0 | 0 | 0 | 0 | 0 | 0 | 0 | 0 | 0 | 0 | 0 | 0 | 0 | 0 | 0 | 0 | 0 | 0 | 0
F3_Residential_CZ3 - Multi Family_New_Miscellaneous_Natural Gas_Miscellaneous_Realistic Achievable Potential | F3 | Residential | CZ3 - Multi Family | New | Miscellaneous | Natural Gas | Miscellaneous | Realistic Achievable Potential | Peak Demand (S) | 0 | 0 | 0 | 0 | 0 | 0 | 0 | 0 | 0 | 0 | 0 | 0 | 0 | 0 | 0 | 0 | 0 | 0 | 0 | 0 | 0 | 0 | 0 | 0 | 0 | 0 | 0 | 0 | 0 | 0
F4_Residential_CZ3 - Multi Family_New_Miscellaneous_Natural Gas_Miscellaneous_Realistic Achievable Potential | F4 | Residential | CZ3 - Multi Family | New | Miscellaneous | Natural Gas | Miscellaneous | Realistic Achievable Potential | Peak Demand (W) | 0 | 0 | 0 | 0 | 0 | 0 | 0 | 0 | 0 | 0 | 0 | 0 | 0 | 0 | 0 | 0 | 0 | 0 | 0 | 0 | 0 | 0 | 0 | 0 | 0 | 0 | 0 | 0 | 0 | 0
F5_Residential_CZ3 - Multi Family_New_Miscellaneous_Natural Gas_Miscellaneous_Realistic Achievable Potential | F5 | Residential | CZ3 - Multi Family | New | Miscellaneous | Natural Gas | Miscellaneous | Realistic Achievable Potential | Turnover | 0 | 0 | 0 | 0 | 0 | 0 | 0 | 0 | 0 | 0 | 0 | 0 | 0 | 0 | 0 | 0 | 0 | 0 | 0 | 0 | 0 | 0 | 0 | 0 | 0 | 0 | 0 | 0 | 0 | 0
F6_Residential_CZ3 - Multi Family_New_Miscellaneous_Natural Gas_Miscellaneous_Realistic Achievable Potential | F6 | Residential | CZ3 - Multi Family | New | Miscellaneous | Natural Gas | Miscellaneous | Realistic Achievable Potential | Avg. Replacement Usage | 0 | 0 | 0 | 0 | 0 | 0 | 0 | 0 | 0 | 0 | 0 | 0 | 0 | 0 | 0 | 0 | 0 | 0 | 0 | 0 | 0 | 0 | 0 | 0 | 0 | 0 | 0 | 0 | 0 | 0
F7_Residential_CZ3 - Multi Family_New_Miscellaneous_Natural Gas_Miscellaneous_Realistic Achievable Potential | F7 | Residential | CZ3 - Multi Family | New | Miscellaneous | Natural Gas | Miscellaneous | Realistic Achievable Potential | Avg. Replacement Demand (S) | 0 | 0 | 0 | 0 | 0 | 0 | 0 | 0 | 0 | 0 | 0 | 0 | 0 | 0 | 0 | 0 | 0 | 0 | 0 | 0 | 0 | 0 | 0 | 0 | 0 | 0 | 0 | 0 | 0 | 0
F8_Residential_CZ3 - Multi Family_New_Miscellaneous_Natural Gas_Miscellaneous_Realistic Achievable Potential | F8 | Residential | CZ3 - Multi Family | New | Miscellaneous | Natural Gas | Miscellaneous | Realistic Achievable Potential | Avg. Replacement Demand (W) | 0 | 0 | 0 | 0 | 0 | 0 | 0 | 0 | 0 | 0 | 0 | 0 | 0 | 0 | 0 | 0 | 0 | 0 | 0 | 0 | 0 | 0 | 0 | 0 | 0 | 0 | 0 | 0 | 0 | 0
F1_Residential_CZ1 - Single Family_Existing_Space Heating_Natural Gas_Furnace - Direct Fuel_Maximum Achievable Potential | F1 | Residential | CZ1 - Single Family | Existing | Space Heating | Natural Gas | Furnace - Direct Fuel | Maximum Achievable Potential | Units | 0 | 0 | 0 | 0 | 0 | 0 | 0 | 0 | 0 | 0 | 0 | 0 | 0 | 0 | 0 | 0 | 0 | 0 | 0 | 0 | 0 | 0 | 0 | 0 | 0 | 0 | 0 | 0 | 0 | 0
F2_Residential_CZ1 - Single Family_Existing_Space Heating_Natural Gas_Furnace - Direct Fuel_Maximum Achievable Potential | F2 | Residential | CZ1 - Single Family | Existing | Space Heating | Natural Gas | Furnace - Direct Fuel | Maximum Achievable Potential | Usage (MMtherm) | 0 | 0 | 0 | 0 | 0 | 0 | 0 | 0 | 0 | 0 | 0 | 0 | 0 | 0 | 0 | 0 | 0 | 0 | 0 | 0 | 0 | 0 | 0 | 0 | 0 | 0 | 0 | 0 | 0 | 0
F3_Residential_CZ1 - Single Family_Existing_Space Heating_Natural Gas_Furnace - Direct Fuel_Maximum Achievable Potential | F3 | Residential | CZ1 - Single Family | Existing | Space Heating | Natural Gas | Furnace - Direct Fuel | Maximum Achievable Potential | Peak Demand (S) | 0 | 0 | 0 | 0 | 0 | 0 | 0 | 0 | 0 | 0 | 0 | 0 | 0 | 0 | 0 | 0 | 0 | 0 | 0 | 0 | 0 | 0 | 0 | 0 | 0 | 0 | 0 | 0 | 0 | 0
F4_Residential_CZ1 - Single Family_Existing_Space Heating_Natural Gas_Furnace - Direct Fuel_Maximum Achievable Potential | F4 | Residential | CZ1 - Single Family | Existing | Space Heating | Natural Gas | Furnace - Direct Fuel | Maximum Achievable Potential | Peak Demand (W) | 0 | 0 | 0 | 0 | 0 | 0 | 0 | 0 | 0 | 0 | 0 | 0 | 0 | 0 | 0 | 0 | 0 | 0 | 0 | 0 | 0 | 0 | 0 | 0 | 0 | 0 | 0 | 0 | 0 | 0
F5_Residential_CZ1 - Single Family_Existing_Space Heating_Natural Gas_Furnace - Direct Fuel_Maximum Achievable Potential | F5 | Residential | CZ1 - Single Family | Existing | Space Heating | Natural Gas | Furnace - Direct Fuel | Maximum Achievable Potential | Turnover | 0 | 0 | 0 | 0 | 0 | 0 | 0 | 0 | 0 | 0 | 0 | 0 | 0 | 0 | 0 | 0 | 0 | 0 | 0 | 0 | 0 | 0 | 0 | 0 | 0 | 0 | 0 | 0 | 0 | 0
F6_Residential_CZ1 - Single Family_Existing_Space Heating_Natural Gas_Furnace - Direct Fuel_Maximum Achievable Potential | F6 | Residential | CZ1 - Single Family | Existing | Space Heating | Natural Gas | Furnace - Direct Fuel | Maximum Achievable Potential | Avg. Replacement Usage | 0 | 0 | 0 | 0 | 0 | 0 | 0 | 0 | 0 | 0 | 0 | 0 | 0 | 0 | 0 | 0 | 0 | 0 | 0 | 0 | 0 | 0 | 0 | 0 | 0 | 0 | 0 | 0 | 0 | 0
F7_Residential_CZ1 - Single Family_Existing_Space Heating_Natural Gas_Furnace - Direct Fuel_Maximum Achievable Potential | F7 | Residential | CZ1 - Single Family | Existing | Space Heating | Natural Gas | Furnace - Direct Fuel | Maximum Achievable Potential | Avg. Replacement Demand (S) | 0 | 0 | 0 | 0 | 0 | 0 | 0 | 0 | 0 | 0 | 0 | 0 | 0 | 0 | 0 | 0 | 0 | 0 | 0 | 0 | 0 | 0 | 0 | 0 | 0 | 0 | 0 | 0 | 0 | 0
F8_Residential_CZ1 - Single Family_Existing_Space Heating_Natural Gas_Furnace - Direct Fuel_Maximum Achievable Potential | F8 | Residential | CZ1 - Single Family | Existing | Space Heating | Natural Gas | Furnace - Direct Fuel | Maximum Achievable Potential | Avg. Replacement Demand (W) | 0 | 0 | 0 | 0 | 0 | 0 | 0 | 0 | 0 | 0 | 0 | 0 | 0 | 0 | 0 | 0 | 0 | 0 | 0 | 0 | 0 | 0 | 0 | 0 | 0 | 0 | 0 | 0 | 0 | 0
F1_Residential_CZ1 - Single Family_Existing_Space Heating_Natural Gas_Boiler - Direct Fuel_Maximum Achievable Potential | F1 | Residential | CZ1 - Single Family | Existing | Space Heating | Natural Gas | Boiler - Direct Fuel | Maximum Achievable Potential | Units | 0 | 0 | 0 | 0 | 0 | 0 | 0 | 0 | 0 | 0 | 0 | 0 | 0 | 0 | 0 | 0 | 0 | 0 | 0 | 0 | 0 | 0 | 0 | 0 | 0 | 0 | 0 | 0 | 0 | 0
F2_Residential_CZ1 - Single Family_Existing_Space Heating_Natural Gas_Boiler - Direct Fuel_Maximum Achievable Potential | F2 | Residential | CZ1 - Single Family | Existing | Space Heating | Natural Gas | Boiler - Direct Fuel | Maximum Achievable Potential | Usage (MMtherm) | 0 | 0 | 0 | 0 | 0 | 0 | 0 | 0 | 0 | 0 | 0 | 0 | 0 | 0 | 0 | 0 | 0 | 0 | 0 | 0 | 0 | 0 | 0 | 0 | 0 | 0 | 0 | 0 | 0 | 0
F3_Residential_CZ1 - Single Family_Existing_Space Heating_Natural Gas_Boiler - Direct Fuel_Maximum Achievable Potential | F3 | Residential | CZ1 - Single Family | Existing | Space Heating | Natural Gas | Boiler - Direct Fuel | Maximum Achievable Potential | Peak Demand (S) | 0 | 0 | 0 | 0 | 0 | 0 | 0 | 0 | 0 | 0 | 0 | 0 | 0 | 0 | 0 | 0 | 0 | 0 | 0 | 0 | 0 | 0 | 0 | 0 | 0 | 0 | 0 | 0 | 0 | 0
F4_Residential_CZ1 - Single Family_Existing_Space Heating_Natural Gas_Boiler - Direct Fuel_Maximum Achievable Potential | F4 | Residential | CZ1 - Single Family | Existing | Space Heating | Natural Gas | Boiler - Direct Fuel | Maximum Achievable Potential | Peak Demand (W) | 0 | 0 | 0 | 0 | 0 | 0 | 0 | 0 | 0 | 0 | 0 | 0 | 0 | 0 | 0 | 0 | 0 | 0 | 0 | 0 | 0 | 0 | 0 | 0 | 0 | 0 | 0 | 0 | 0 | 0
F5_Residential_CZ1 - Single Family_Existing_Space Heating_Natural Gas_Boiler - Direct Fuel_Maximum Achievable Potential | F5 | Residential | CZ1 - Single Family | Existing | Space Heating | Natural Gas | Boiler - Direct Fuel | Maximum Achievable Potential | Turnover | 0 | 0 | 0 | 0 | 0 | 0 | 0 | 0 | 0 | 0 | 0 | 0 | 0 | 0 | 0 | 0 | 0 | 0 | 0 | 0 | 0 | 0 | 0 | 0 | 0 | 0 | 0 | 0 | 0 | 0
F6_Residential_CZ1 - Single Family_Existing_Space Heating_Natural Gas_Boiler - Direct Fuel_Maximum Achievable Potential | F6 | Residential | CZ1 - Single Family | Existing | Space Heating | Natural Gas | Boiler - Direct Fuel | Maximum Achievable Potential | Avg. Replacement Usage | 0 | 0 | 0 | 0 | 0 | 0 | 0 | 0 | 0 | 0 | 0 | 0 | 0 | 0 | 0 | 0 | 0 | 0 | 0 | 0 | 0 | 0 | 0 | 0 | 0 | 0 | 0 | 0 | 0 | 0
F7_Residential_CZ1 - Single Family_Existing_Space Heating_Natural Gas_Boiler - Direct Fuel_Maximum Achievable Potential | F7 | Residential | CZ1 - Single Family | Existing | Space Heating | Natural Gas | Boiler - Direct Fuel | Maximum Achievable Potential | Avg. Replacement Demand (S) | 0 | 0 | 0 | 0 | 0 | 0 | 0 | 0 | 0 | 0 | 0 | 0 | 0 | 0 | 0 | 0 | 0 | 0 | 0 | 0 | 0 | 0 | 0 | 0 | 0 | 0 | 0 | 0 | 0 | 0
F8_Residential_CZ1 - Single Family_Existing_Space Heating_Natural Gas_Boiler - Direct Fuel_Maximum Achievable Potential | F8 | Residential | CZ1 - Single Family | Existing | Space Heating | Natural Gas | Boiler - Direct Fuel | Maximum Achievable Potential | Avg. Replacement Demand (W) | 0 | 0 | 0 | 0 | 0 | 0 | 0 | 0 | 0 | 0 | 0 | 0 | 0 | 0 | 0 | 0 | 0 | 0 | 0 | 0 | 0 | 0 | 0 | 0 | 0 | 0 | 0 | 0 | 0 | 0
F1_Residential_CZ1 - Single Family_Existing_Secondary Heating_Natural Gas_Fireplace_Maximum Achievable Potential | F1 | Residential | CZ1 - Single Family | Existing | Secondary Heating | Natural Gas | Fireplace | Maximum Achievable Potential | Units | 0 | 0 | 0 | 0 | 0 | 0 | 0 | 0 | 0 | 0 | 0 | 0 | 0 | 0 | 0 | 0 | 0 | 0 | 0 | 0 | 0 | 0 | 0 | 0 | 0 | 0 | 0 | 0 | 0 | 0
F2_Residential_CZ1 - Single Family_Existing_Secondary Heating_Natural Gas_Fireplace_Maximum Achievable Potential | F2 | Residential | CZ1 - Single Family | Existing | Secondary Heating | Natural Gas | Fireplace | Maximum Achievable Potential | Usage (MMtherm) | 0 | 0 | 0 | 0 | 0 | 0 | 0 | 0 | 0 | 0 | 0 | 0 | 0 | 0 | 0 | 0 | 0 | 0 | 0 | 0 | 0 | 0 | 0 | 0 | 0 | 0 | 0 | 0 | 0 | 0
F3_Residential_CZ1 - Single Family_Existing_Secondary Heating_Natural Gas_Fireplace_Maximum Achievable Potential | F3 | Residential | CZ1 - Single Family | Existing | Secondary Heating | Natural Gas | Fireplace | Maximum Achievable Potential | Peak Demand (S) | 0 | 0 | 0 | 0 | 0 | 0 | 0 | 0 | 0 | 0 | 0 | 0 | 0 | 0 | 0 | 0 | 0 | 0 | 0 | 0 | 0 | 0 | 0 | 0 | 0 | 0 | 0 | 0 | 0 | 0
F4_Residential_CZ1 - Single Family_Existing_Secondary Heating_Natural Gas_Fireplace_Maximum Achievable Potential | F4 | Residential | CZ1 - Single Family | Existing | Secondary Heating | Natural Gas | Fireplace | Maximum Achievable Potential | Peak Demand (W) | 0 | 0 | 0 | 0 | 0 | 0 | 0 | 0 | 0 | 0 | 0 | 0 | 0 | 0 | 0 | 0 | 0 | 0 | 0 | 0 | 0 | 0 | 0 | 0 | 0 | 0 | 0 | 0 | 0 | 0
F5_Residential_CZ1 - Single Family_Existing_Secondary Heating_Natural Gas_Fireplace_Maximum Achievable Potential | F5 | Residential | CZ1 - Single Family | Existing | Secondary Heating | Natural Gas | Fireplace | Maximum Achievable Potential | Turnover | 0 | 0 | 0 | 0 | 0 | 0 | 0 | 0 | 0 | 0 | 0 | 0 | 0 | 0 | 0 | 0 | 0 | 0 | 0 | 0 | 0 | 0 | 0 | 0 | 0 | 0 | 0 | 0 | 0 | 0
F6_Residential_CZ1 - Single Family_Existing_Secondary Heating_Natural Gas_Fireplace_Maximum Achievable Potential | F6 | Residential | CZ1 - Single Family | Existing | Secondary Heating | Natural Gas | Fireplace | Maximum Achievable Potential | Avg. Replacement Usage | 0 | 0 | 0 | 0 | 0 | 0 | 0 | 0 | 0 | 0 | 0 | 0 | 0 | 0 | 0 | 0 | 0 | 0 | 0 | 0 | 0 | 0 | 0 | 0 | 0 | 0 | 0 | 0 | 0 | 0
F7_Residential_CZ1 - Single Family_Existing_Secondary Heating_Natural Gas_Fireplace_Maximum Achievable Potential | F7 | Residential | CZ1 - Single Family | Existing | Secondary Heating | Natural Gas | Fireplace | Maximum Achievable Potential | Avg. Replacement Demand (S) | 0 | 0 | 0 | 0 | 0 | 0 | 0 | 0 | 0 | 0 | 0 | 0 | 0 | 0 | 0 | 0 | 0 | 0 | 0 | 0 | 0 | 0 | 0 | 0 | 0 | 0 | 0 | 0 | 0 | 0
F8_Residential_CZ1 - Single Family_Existing_Secondary Heating_Natural Gas_Fireplace_Maximum Achievable Potential | F8 | Residential | CZ1 - Single Family | Existing | Secondary Heating | Natural Gas | Fireplace | Maximum Achievable Potential | Avg. Replacement Demand (W) | 0 | 0 | 0 | 0 | 0 | 0 | 0 | 0 | 0 | 0 | 0 | 0 | 0 | 0 | 0 | 0 | 0 | 0 | 0 | 0 | 0 | 0 | 0 | 0 | 0 | 0 | 0 | 0 | 0 | 0
F1_Residential_CZ1 - Single Family_Existing_Water Heating_Natural Gas_Water Heater <= 55 gal._Maximum Achievable Potential | F1 | Residential | CZ1 - Single Family | Existing | Water Heating | Natural Gas | Water Heater <= 55 gal. | Maximum Achievable Potential | Units | 0 | 0 | 0 | 0 | 0 | 0 | 0 | 0 | 0 | 0 | 0 | 0 | 0 | 0 | 0 | 0 | 0 | 0 | 0 | 0 | 0 | 0 | 0 | 0 | 0 | 0 | 0 | 0 | 0 | 0
F2_Residential_CZ1 - Single Family_Existing_Water Heating_Natural Gas_Water Heater <= 55 gal._Maximum Achievable Potential | F2 | Residential | CZ1 - Single Family | Existing | Water Heating | Natural Gas | Water Heater <= 55 gal. | Maximum Achievable Potential | Usage (MMtherm) | 0 | 0 | 0 | 0 | 0 | 0 | 0 | 0 | 0 | 0 | 0 | 0 | 0 | 0 | 0 | 0 | 0 | 0 | 0 | 0 | 0 | 0 | 0 | 0 | 0 | 0 | 0 | 0 | 0 | 0
F3_Residential_CZ1 - Single Family_Existing_Water Heating_Natural Gas_Water Heater <= 55 gal._Maximum Achievable Potential | F3 | Residential | CZ1 - Single Family | Existing | Water Heating | Natural Gas | Water Heater <= 55 gal. | Maximum Achievable Potential | Peak Demand (S) | 0 | 0 | 0 | 0 | 0 | 0 | 0 | 0 | 0 | 0 | 0 | 0 | 0 | 0 | 0 | 0 | 0 | 0 | 0 | 0 | 0 | 0 | 0 | 0 | 0 | 0 | 0 | 0 | 0 | 0
F4_Residential_CZ1 - Single Family_Existing_Water Heating_Natural Gas_Water Heater <= 55 gal._Maximum Achievable Potential | F4 | Residential | CZ1 - Single Family | Existing | Water Heating | Natural Gas | Water Heater <= 55 gal. | Maximum Achievable Potential | Peak Demand (W) | 0 | 0 | 0 | 0 | 0 | 0 | 0 | 0 | 0 | 0 | 0 | 0 | 0 | 0 | 0 | 0 | 0 | 0 | 0 | 0 | 0 | 0 | 0 | 0 | 0 | 0 | 0 | 0 | 0 | 0
F5_Residential_CZ1 - Single Family_Existing_Water Heating_Natural Gas_Water Heater <= 55 gal._Maximum Achievable Potential | F5 | Residential | CZ1 - Single Family | Existing | Water Heating | Natural Gas | Water Heater <= 55 gal. | Maximum Achievable Potential | Turnover | 0 | 0 | 0 | 0 | 0 | 0 | 0 | 0 | 0 | 0 | 0 | 0 | 0 | 0 | 0 | 0 | 0 | 0 | 0 | 0 | 0 | 0 | 0 | 0 | 0 | 0 | 0 | 0 | 0 | 0
F6_Residential_CZ1 - Single Family_Existing_Water Heating_Natural Gas_Water Heater <= 55 gal._Maximum Achievable Potential | F6 | Residential | CZ1 - Single Family | Existing | Water Heating | Natural Gas | Water Heater <= 55 gal. | Maximum Achievable Potential | Avg. Replacement Usage | 0 | 0 | 0 | 0 | 0 | 0 | 0 | 0 | 0 | 0 | 0 | 0 | 0 | 0 | 0 | 0 | 0 | 0 | 0 | 0 | 0 | 0 | 0 | 0 | 0 | 0 | 0 | 0 | 0 | 0
F7_Residential_CZ1 - Single Family_Existing_Water Heating_Natural Gas_Water Heater <= 55 gal._Maximum Achievable Potential | F7 | Residential | CZ1 - Single Family | Existing | Water Heating | Natural Gas | Water Heater <= 55 gal. | Maximum Achievable Potential | Avg. Replacement Demand (S) | 0 | 0 | 0 | 0 | 0 | 0 | 0 | 0 | 0 | 0 | 0 | 0 | 0 | 0 | 0 | 0 | 0 | 0 | 0 | 0 | 0 | 0 | 0 | 0 | 0 | 0 | 0 | 0 | 0 | 0
F8_Residential_CZ1 - Single Family_Existing_Water Heating_Natural Gas_Water Heater <= 55 gal._Maximum Achievable Potential | F8 | Residential | CZ1 - Single Family | Existing | Water Heating | Natural Gas | Water Heater <= 55 gal. | Maximum Achievable Potential | Avg. Replacement Demand (W) | 0 | 0 | 0 | 0 | 0 | 0 | 0 | 0 | 0 | 0 | 0 | 0 | 0 | 0 | 0 | 0 | 0 | 0 | 0 | 0 | 0 | 0 | 0 | 0 | 0 | 0 | 0 | 0 | 0 | 0
F1_Residential_CZ1 - Single Family_Existing_Water Heating_Natural Gas_Water Heater > 55 gal._Maximum Achievable Potential | F1 | Residential | CZ1 - Single Family | Existing | Water Heating | Natural Gas | Water Heater > 55 gal. | Maximum Achievable Potential | Units | 0 | 0 | 0 | 0 | 0 | 0 | 0 | 0 | 0 | 0 | 0 | 0 | 0 | 0 | 0 | 0 | 0 | 0 | 0 | 0 | 0 | 0 | 0 | 0 | 0 | 0 | 0 | 0 | 0 | 0
F2_Residential_CZ1 - Single Family_Existing_Water Heating_Natural Gas_Water Heater > 55 gal._Maximum Achievable Potential | F2 | Residential | CZ1 - Single Family | Existing | Water Heating | Natural Gas | Water Heater > 55 gal. | Maximum Achievable Potential | Usage (MMtherm) | 0 | 0 | 0 | 0 | 0 | 0 | 0 | 0 | 0 | 0 | 0 | 0 | 0 | 0 | 0 | 0 | 0 | 0 | 0 | 0 | 0 | 0 | 0 | 0 | 0 | 0 | 0 | 0 | 0 | 0
F3_Residential_CZ1 - Single Family_Existing_Water Heating_Natural Gas_Water Heater > 55 gal._Maximum Achievable Potential | F3 | Residential | CZ1 - Single Family | Existing | Water Heating | Natural Gas | Water Heater > 55 gal. | Maximum Achievable Potential | Peak Demand (S) | 0 | 0 | 0 | 0 | 0 | 0 | 0 | 0 | 0 | 0 | 0 | 0 | 0 | 0 | 0 | 0 | 0 | 0 | 0 | 0 | 0 | 0 | 0 | 0 | 0 | 0 | 0 | 0 | 0 | 0
F4_Residential_CZ1 - Single Family_Existing_Water Heating_Natural Gas_Water Heater > 55 gal._Maximum Achievable Potential | F4 | Residential | CZ1 - Single Family | Existing | Water Heating | Natural Gas | Water Heater > 55 gal. | Maximum Achievable Potential | Peak Demand (W) | 0 | 0 | 0 | 0 | 0 | 0 | 0 | 0 | 0 | 0 | 0 | 0 | 0 | 0 | 0 | 0 | 0 | 0 | 0 | 0 | 0 | 0 | 0 | 0 | 0 | 0 | 0 | 0 | 0 | 0
F5_Residential_CZ1 - Single Family_Existing_Water Heating_Natural Gas_Water Heater > 55 gal._Maximum Achievable Potential | F5 | Residential | CZ1 - Single Family | Existing | Water Heating | Natural Gas | Water Heater > 55 gal. | Maximum Achievable Potential | Turnover | 0 | 0 | 0 | 0 | 0 | 0 | 0 | 0 | 0 | 0 | 0 | 0 | 0 | 0 | 0 | 0 | 0 | 0 | 0 | 0 | 0 | 0 | 0 | 0 | 0 | 0 | 0 | 0 | 0 | 0
F6_Residential_CZ1 - Single Family_Existing_Water Heating_Natural Gas_Water Heater > 55 gal._Maximum Achievable Potential | F6 | Residential | CZ1 - Single Family | Existing | Water Heating | Natural Gas | Water Heater > 55 gal. | Maximum Achievable Potential | Avg. Replacement Usage | 0 | 0 | 0 | 0 | 0 | 0 | 0 | 0 | 0 | 0 | 0 | 0 | 0 | 0 | 0 | 0 | 0 | 0 | 0 | 0 | 0 | 0 | 0 | 0 | 0 | 0 | 0 | 0 | 0 | 0
F7_Residential_CZ1 - Single Family_Existing_Water Heating_Natural Gas_Water Heater > 55 gal._Maximum Achievable Potential | F7 | Residential | CZ1 - Single Family | Existing | Water Heating | Natural Gas | Water Heater > 55 gal. | Maximum Achievable Potential | Avg. Replacement Demand (S) | 0 | 0 | 0 | 0 | 0 | 0 | 0 | 0 | 0 | 0 | 0 | 0 | 0 | 0 | 0 | 0 | 0 | 0 | 0 | 0 | 0 | 0 | 0 | 0 | 0 | 0 | 0 | 0 | 0 | 0
F8_Residential_CZ1 - Single Family_Existing_Water Heating_Natural Gas_Water Heater > 55 gal._Maximum Achievable Potential | F8 | Residential | CZ1 - Single Family | Existing | Water Heating | Natural Gas | Water Heater > 55 gal. | Maximum Achievable Potential | Avg. Replacement Demand (W) | 0 | 0 | 0 | 0 | 0 | 0 | 0 | 0 | 0 | 0 | 0 | 0 | 0 | 0 | 0 | 0 | 0 | 0 | 0 | 0 | 0 | 0 | 0 | 0 | 0 | 0 | 0 | 0 | 0 | 0
F1_Residential_CZ1 - Single Family_Existing_Appliances_Natural Gas_Clothes Dryer_Maximum Achievable Potential | F1 | Residential | CZ1 - Single Family | Existing | Appliances | Natural Gas | Clothes Dryer | Maximum Achievable Potential | Units | 0 | 0 | 0 | 0 | 0 | 0 | 0 | 0 | 0 | 0 | 0 | 0 | 0 | 0 | 0 | 0 | 0 | 0 | 0 | 0 | 0 | 0 | 0 | 0 | 0 | 0 | 0 | 0 | 0 | 0
F2_Residential_CZ1 - Single Family_Existing_Appliances_Natural Gas_Clothes Dryer_Maximum Achievable Potential | F2 | Residential | CZ1 - Single Family | Existing | Appliances | Natural Gas | Clothes Dryer | Maximum Achievable Potential | Usage (MMtherm) | 0 | 0 | 0 | 0 | 0 | 0 | 0 | 0 | 0 | 0 | 0 | 0 | 0 | 0 | 0 | 0 | 0 | 0 | 0 | 0 | 0 | 0 | 0 | 0 | 0 | 0 | 0 | 0 | 0 | 0
F3_Residential_CZ1 - Single Family_Existing_Appliances_Natural Gas_Clothes Dryer_Maximum Achievable Potential | F3 | Residential | CZ1 - Single Family | Existing | Appliances | Natural Gas | Clothes Dryer | Maximum Achievable Potential | Peak Demand (S) | 0 | 0 | 0 | 0 | 0 | 0 | 0 | 0 | 0 | 0 | 0 | 0 | 0 | 0 | 0 | 0 | 0 | 0 | 0 | 0 | 0 | 0 | 0 | 0 | 0 | 0 | 0 | 0 | 0 | 0
F4_Residential_CZ1 - Single Family_Existing_Appliances_Natural Gas_Clothes Dryer_Maximum Achievable Potential | F4 | Residential | CZ1 - Single Family | Existing | Appliances | Natural Gas | Clothes Dryer | Maximum Achievable Potential | Peak Demand (W) | 0 | 0 | 0 | 0 | 0 | 0 | 0 | 0 | 0 | 0 | 0 | 0 | 0 | 0 | 0 | 0 | 0 | 0 | 0 | 0 | 0 | 0 | 0 | 0 | 0 | 0 | 0 | 0 | 0 | 0
F5_Residential_CZ1 - Single Family_Existing_Appliances_Natural Gas_Clothes Dryer_Maximum Achievable Potential | F5 | Residential | CZ1 - Single Family | Existing | Appliances | Natural Gas | Clothes Dryer | Maximum Achievable Potential | Turnover | 0 | 0 | 0 | 0 | 0 | 0 | 0 | 0 | 0 | 0 | 0 | 0 | 0 | 0 | 0 | 0 | 0 | 0 | 0 | 0 | 0 | 0 | 0 | 0 | 0 | 0 | 0 | 0 | 0 | 0
F6_Residential_CZ1 - Single Family_Existing_Appliances_Natural Gas_Clothes Dryer_Maximum Achievable Potential | F6 | Residential | CZ1 - Single Family | Existing | Appliances | Natural Gas | Clothes Dryer | Maximum Achievable Potential | Avg. Replacement Usage | 0 | 0 | 0 | 0 | 0 | 0 | 0 | 0 | 0 | 0 | 0 | 0 | 0 | 0 | 0 | 0 | 0 | 0 | 0 | 0 | 0 | 0 | 0 | 0 | 0 | 0 | 0 | 0 | 0 | 0
F7_Residential_CZ1 - Single Family_Existing_Appliances_Natural Gas_Clothes Dryer_Maximum Achievable Potential | F7 | Residential | CZ1 - Single Family | Existing | Appliances | Natural Gas | Clothes Dryer | Maximum Achievable Potential | Avg. Replacement Demand (S) | 0 | 0 | 0 | 0 | 0 | 0 | 0 | 0 | 0 | 0 | 0 | 0 | 0 | 0 | 0 | 0 | 0 | 0 | 0 | 0 | 0 | 0 | 0 | 0 | 0 | 0 | 0 | 0 | 0 | 0
F8_Residential_CZ1 - Single Family_Existing_Appliances_Natural Gas_Clothes Dryer_Maximum Achievable Potential | F8 | Residential | CZ1 - Single Family | Existing | Appliances | Natural Gas | Clothes Dryer | Maximum Achievable Potential | Avg. Replacement Demand (W) | 0 | 0 | 0 | 0 | 0 | 0 | 0 | 0 | 0 | 0 | 0 | 0 | 0 | 0 | 0 | 0 | 0 | 0 | 0 | 0 | 0 | 0 | 0 | 0 | 0 | 0 | 0 | 0 | 0 | 0
F1_Residential_CZ1 - Single Family_Existing_Appliances_Natural Gas_Stove/Oven_Maximum Achievable Potential | F1 | Residential | CZ1 - Single Family | Existing | Appliances | Natural Gas | Stove/Oven | Maximum Achievable Potential | Units | 0 | 0 | 0 | 0 | 0 | 0 | 0 | 0 | 0 | 0 | 0 | 0 | 0 | 0 | 0 | 0 | 0 | 0 | 0 | 0 | 0 | 0 | 0 | 0 | 0 | 0 | 0 | 0 | 0 | 0
F2_Residential_CZ1 - Single Family_Existing_Appliances_Natural Gas_Stove/Oven_Maximum Achievable Potential | F2 | Residential | CZ1 - Single Family | Existing | Appliances | Natural Gas | Stove/Oven | Maximum Achievable Potential | Usage (MMtherm) | 0 | 0 | 0 | 0 | 0 | 0 | 0 | 0 | 0 | 0 | 0 | 0 | 0 | 0 | 0 | 0 | 0 | 0 | 0 | 0 | 0 | 0 | 0 | 0 | 0 | 0 | 0 | 0 | 0 | 0
F3_Residential_CZ1 - Single Family_Existing_Appliances_Natural Gas_Stove/Oven_Maximum Achievable Potential | F3 | Residential | CZ1 - Single Family | Existing | Appliances | Natural Gas | Stove/Oven | Maximum Achievable Potential | Peak Demand (S) | 0 | 0 | 0 | 0 | 0 | 0 | 0 | 0 | 0 | 0 | 0 | 0 | 0 | 0 | 0 | 0 | 0 | 0 | 0 | 0 | 0 | 0 | 0 | 0 | 0 | 0 | 0 | 0 | 0 | 0
F4_Residential_CZ1 - Single Family_Existing_Appliances_Natural Gas_Stove/Oven_Maximum Achievable Potential | F4 | Residential | CZ1 - Single Family | Existing | Appliances | Natural Gas | Stove/Oven | Maximum Achievable Potential | Peak Demand (W) | 0 | 0 | 0 | 0 | 0 | 0 | 0 | 0 | 0 | 0 | 0 | 0 | 0 | 0 | 0 | 0 | 0 | 0 | 0 | 0 | 0 | 0 | 0 | 0 | 0 | 0 | 0 | 0 | 0 | 0
F5_Residential_CZ1 - Single Family_Existing_Appliances_Natural Gas_Stove/Oven_Maximum Achievable Potential | F5 | Residential | CZ1 - Single Family | Existing | Appliances | Natural Gas | Stove/Oven | Maximum Achievable Potential | Turnover | 0 | 0 | 0 | 0 | 0 | 0 | 0 | 0 | 0 | 0 | 0 | 0 | 0 | 0 | 0 | 0 | 0 | 0 | 0 | 0 | 0 | 0 | 0 | 0 | 0 | 0 | 0 | 0 | 0 | 0
F6_Residential_CZ1 - Single Family_Existing_Appliances_Natural Gas_Stove/Oven_Maximum Achievable Potential | F6 | Residential | CZ1 - Single Family | Existing | Appliances | Natural Gas | Stove/Oven | Maximum Achievable Potential | Avg. Replacement Usage | 0 | 0 | 0 | 0 | 0 | 0 | 0 | 0 | 0 | 0 | 0 | 0 | 0 | 0 | 0 | 0 | 0 | 0 | 0 | 0 | 0 | 0 | 0 | 0 | 0 | 0 | 0 | 0 | 0 | 0
F7_Residential_CZ1 - Single Family_Existing_Appliances_Natural Gas_Stove/Oven_Maximum Achievable Potential | F7 | Residential | CZ1 - Single Family | Existing | Appliances | Natural Gas | Stove/Oven | Maximum Achievable Potential | Avg. Replacement Demand (S) | 0 | 0 | 0 | 0 | 0 | 0 | 0 | 0 | 0 | 0 | 0 | 0 | 0 | 0 | 0 | 0 | 0 | 0 | 0 | 0 | 0 | 0 | 0 | 0 | 0 | 0 | 0 | 0 | 0 | 0
F8_Residential_CZ1 - Single Family_Existing_Appliances_Natural Gas_Stove/Oven_Maximum Achievable Potential | F8 | Residential | CZ1 - Single Family | Existing | Appliances | Natural Gas | Stove/Oven | Maximum Achievable Potential | Avg. Replacement Demand (W) | 0 | 0 | 0 | 0 | 0 | 0 | 0 | 0 | 0 | 0 | 0 | 0 | 0 | 0 | 0 | 0 | 0 | 0 | 0 | 0 | 0 | 0 | 0 | 0 | 0 | 0 | 0 | 0 | 0 | 0
F1_Residential_CZ1 - Single Family_Existing_Miscellaneous_Natural Gas_Pool Heater_Maximum Achievable Potential | F1 | Residential | CZ1 - Single Family | Existing | Miscellaneous | Natural Gas | Pool Heater | Maximum Achievable Potential | Units | 0 | 0 | 0 | 0 | 0 | 0 | 0 | 0 | 0 | 0 | 0 | 0 | 0 | 0 | 0 | 0 | 0 | 0 | 0 | 0 | 0 | 0 | 0 | 0 | 0 | 0 | 0 | 0 | 0 | 0
F2_Residential_CZ1 - Single Family_Existing_Miscellaneous_Natural Gas_Pool Heater_Maximum Achievable Potential | F2 | Residential | CZ1 - Single Family | Existing | Miscellaneous | Natural Gas | Pool Heater | Maximum Achievable Potential | Usage (MMtherm) | 0 | 0 | 0 | 0 | 0 | 0 | 0 | 0 | 0 | 0 | 0 | 0 | 0 | 0 | 0 | 0 | 0 | 0 | 0 | 0 | 0 | 0 | 0 | 0 | 0 | 0 | 0 | 0 | 0 | 0
F3_Residential_CZ1 - Single Family_Existing_Miscellaneous_Natural Gas_Pool Heater_Maximum Achievable Potential | F3 | Residential | CZ1 - Single Family | Existing | Miscellaneous | Natural Gas | Pool Heater | Maximum Achievable Potential | Peak Demand (S) | 0 | 0 | 0 | 0 | 0 | 0 | 0 | 0 | 0 | 0 | 0 | 0 | 0 | 0 | 0 | 0 | 0 | 0 | 0 | 0 | 0 | 0 | 0 | 0 | 0 | 0 | 0 | 0 | 0 | 0
F4_Residential_CZ1 - Single Family_Existing_Miscellaneous_Natural Gas_Pool Heater_Maximum Achievable Potential | F4 | Residential | CZ1 - Single Family | Existing | Miscellaneous | Natural Gas | Pool Heater | Maximum Achievable Potential | Peak Demand (W) | 0 | 0 | 0 | 0 | 0 | 0 | 0 | 0 | 0 | 0 | 0 | 0 | 0 | 0 | 0 | 0 | 0 | 0 | 0 | 0 | 0 | 0 | 0 | 0 | 0 | 0 | 0 | 0 | 0 | 0
F5_Residential_CZ1 - Single Family_Existing_Miscellaneous_Natural Gas_Pool Heater_Maximum Achievable Potential | F5 | Residential | CZ1 - Single Family | Existing | Miscellaneous | Natural Gas | Pool Heater | Maximum Achievable Potential | Turnover | 0 | 0 | 0 | 0 | 0 | 0 | 0 | 0 | 0 | 0 | 0 | 0 | 0 | 0 | 0 | 0 | 0 | 0 | 0 | 0 | 0 | 0 | 0 | 0 | 0 | 0 | 0 | 0 | 0 | 0
F6_Residential_CZ1 - Single Family_Existing_Miscellaneous_Natural Gas_Pool Heater_Maximum Achievable Potential | F6 | Residential | CZ1 - Single Family | Existing | Miscellaneous | Natural Gas | Pool Heater | Maximum Achievable Potential | Avg. Replacement Usage | 0 | 0 | 0 | 0 | 0 | 0 | 0 | 0 | 0 | 0 | 0 | 0 | 0 | 0 | 0 | 0 | 0 | 0 | 0 | 0 | 0 | 0 | 0 | 0 | 0 | 0 | 0 | 0 | 0 | 0
F7_Residential_CZ1 - Single Family_Existing_Miscellaneous_Natural Gas_Pool Heater_Maximum Achievable Potential | F7 | Residential | CZ1 - Single Family | Existing | Miscellaneous | Natural Gas | Pool Heater | Maximum Achievable Potential | Avg. Replacement Demand (S) | 0 | 0 | 0 | 0 | 0 | 0 | 0 | 0 | 0 | 0 | 0 | 0 | 0 | 0 | 0 | 0 | 0 | 0 | 0 | 0 | 0 | 0 | 0 | 0 | 0 | 0 | 0 | 0 | 0 | 0
F8_Residential_CZ1 - Single Family_Existing_Miscellaneous_Natural Gas_Pool Heater_Maximum Achievable Potential | F8 | Residential | CZ1 - Single Family | Existing | Miscellaneous | Natural Gas | Pool Heater | Maximum Achievable Potential | Avg. Replacement Demand (W) | 0 | 0 | 0 | 0 | 0 | 0 | 0 | 0 | 0 | 0 | 0 | 0 | 0 | 0 | 0 | 0 | 0 | 0 | 0 | 0 | 0 | 0 | 0 | 0 | 0 | 0 | 0 | 0 | 0 | 0
F1_Residential_CZ1 - Single Family_Existing_Miscellaneous_Natural Gas_Miscellaneous_Maximum Achievable Potential | F1 | Residential | CZ1 - Single Family | Existing | Miscellaneous | Natural Gas | Miscellaneous | Maximum Achievable Potential | Units | 0 | 0 | 0 | 0 | 0 | 0 | 0 | 0 | 0 | 0 | 0 | 0 | 0 | 0 | 0 | 0 | 0 | 0 | 0 | 0 | 0 | 0 | 0 | 0 | 0 | 0 | 0 | 0 | 0 | 0
F2_Residential_CZ1 - Single Family_Existing_Miscellaneous_Natural Gas_Miscellaneous_Maximum Achievable Potential | F2 | Residential | CZ1 - Single Family | Existing | Miscellaneous | Natural Gas | Miscellaneous | Maximum Achievable Potential | Usage (MMtherm) | 0 | 0 | 0 | 0 | 0 | 0 | 0 | 0 | 0 | 0 | 0 | 0 | 0 | 0 | 0 | 0 | 0 | 0 | 0 | 0 | 0 | 0 | 0 | 0 | 0 | 0 | 0 | 0 | 0 | 0
F3_Residential_CZ1 - Single Family_Existing_Miscellaneous_Natural Gas_Miscellaneous_Maximum Achievable Potential | F3 | Residential | CZ1 - Single Family | Existing | Miscellaneous | Natural Gas | Miscellaneous | Maximum Achievable Potential | Peak Demand (S) | 0 | 0 | 0 | 0 | 0 | 0 | 0 | 0 | 0 | 0 | 0 | 0 | 0 | 0 | 0 | 0 | 0 | 0 | 0 | 0 | 0 | 0 | 0 | 0 | 0 | 0 | 0 | 0 | 0 | 0
F4_Residential_CZ1 - Single Family_Existing_Miscellaneous_Natural Gas_Miscellaneous_Maximum Achievable Potential | F4 | Residential | CZ1 - Single Family | Existing | Miscellaneous | Natural Gas | Miscellaneous | Maximum Achievable Potential | Peak Demand (W) | 0 | 0 | 0 | 0 | 0 | 0 | 0 | 0 | 0 | 0 | 0 | 0 | 0 | 0 | 0 | 0 | 0 | 0 | 0 | 0 | 0 | 0 | 0 | 0 | 0 | 0 | 0 | 0 | 0 | 0
F5_Residential_CZ1 - Single Family_Existing_Miscellaneous_Natural Gas_Miscellaneous_Maximum Achievable Potential | F5 | Residential | CZ1 - Single Family | Existing | Miscellaneous | Natural Gas | Miscellaneous | Maximum Achievable Potential | Turnover | 0 | 0 | 0 | 0 | 0 | 0 | 0 | 0 | 0 | 0 | 0 | 0 | 0 | 0 | 0 | 0 | 0 | 0 | 0 | 0 | 0 | 0 | 0 | 0 | 0 | 0 | 0 | 0 | 0 | 0
F6_Residential_CZ1 - Single Family_Existing_Miscellaneous_Natural Gas_Miscellaneous_Maximum Achievable Potential | F6 | Residential | CZ1 - Single Family | Existing | Miscellaneous | Natural Gas | Miscellaneous | Maximum Achievable Potential | Avg. Replacement Usage | 0 | 0 | 0 | 0 | 0 | 0 | 0 | 0 | 0 | 0 | 0 | 0 | 0 | 0 | 0 | 0 | 0 | 0 | 0 | 0 | 0 | 0 | 0 | 0 | 0 | 0 | 0 | 0 | 0 | 0
F7_Residential_CZ1 - Single Family_Existing_Miscellaneous_Natural Gas_Miscellaneous_Maximum Achievable Potential | F7 | Residential | CZ1 - Single Family | Existing | Miscellaneous | Natural Gas | Miscellaneous | Maximum Achievable Potential | Avg. Replacement Demand (S) | 0 | 0 | 0 | 0 | 0 | 0 | 0 | 0 | 0 | 0 | 0 | 0 | 0 | 0 | 0 | 0 | 0 | 0 | 0 | 0 | 0 | 0 | 0 | 0 | 0 | 0 | 0 | 0 | 0 | 0
F8_Residential_CZ1 - Single Family_Existing_Miscellaneous_Natural Gas_Miscellaneous_Maximum Achievable Potential | F8 | Residential | CZ1 - Single Family | Existing | Miscellaneous | Natural Gas | Miscellaneous | Maximum Achievable Potential | Avg. Replacement Demand (W) | 0 | 0 | 0 | 0 | 0 | 0 | 0 | 0 | 0 | 0 | 0 | 0 | 0 | 0 | 0 | 0 | 0 | 0 | 0 | 0 | 0 | 0 | 0 | 0 | 0 | 0 | 0 | 0 | 0 | 0
F1_Residential_CZ1 - Single Family_New_Space Heating_Natural Gas_Furnace - Direct Fuel_Maximum Achievable Potential | F1 | Residential | CZ1 - Single Family | New | Space Heating | Natural Gas | Furnace - Direct Fuel | Maximum Achievable Potential | Units | 0 | 0 | 0 | 0 | 0 | 0 | 0 | 0 | 0 | 0 | 0 | 0 | 0 | 0 | 0 | 0 | 0 | 0 | 0 | 0 | 0 | 0 | 0 | 0 | 0 | 0 | 0 | 0 | 0 | 0
F2_Residential_CZ1 - Single Family_New_Space Heating_Natural Gas_Furnace - Direct Fuel_Maximum Achievable Potential | F2 | Residential | CZ1 - Single Family | New | Space Heating | Natural Gas | Furnace - Direct Fuel | Maximum Achievable Potential | Usage (MMtherm) | 0 | 0 | 0 | 0 | 0 | 0 | 0 | 0 | 0 | 0 | 0 | 0 | 0 | 0 | 0 | 0 | 0 | 0 | 0 | 0 | 0 | 0 | 0 | 0 | 0 | 0 | 0 | 0 | 0 | 0
F3_Residential_CZ1 - Single Family_New_Space Heating_Natural Gas_Furnace - Direct Fuel_Maximum Achievable Potential | F3 | Residential | CZ1 - Single Family | New | Space Heating | Natural Gas | Furnace - Direct Fuel | Maximum Achievable Potential | Peak Demand (S) | 0 | 0 | 0 | 0 | 0 | 0 | 0 | 0 | 0 | 0 | 0 | 0 | 0 | 0 | 0 | 0 | 0 | 0 | 0 | 0 | 0 | 0 | 0 | 0 | 0 | 0 | 0 | 0 | 0 | 0
F4_Residential_CZ1 - Single Family_New_Space Heating_Natural Gas_Furnace - Direct Fuel_Maximum Achievable Potential | F4 | Residential | CZ1 - Single Family | New | Space Heating | Natural Gas | Furnace - Direct Fuel | Maximum Achievable Potential | Peak Demand (W) | 0 | 0 | 0 | 0 | 0 | 0 | 0 | 0 | 0 | 0 | 0 | 0 | 0 | 0 | 0 | 0 | 0 | 0 | 0 | 0 | 0 | 0 | 0 | 0 | 0 | 0 | 0 | 0 | 0 | 0
F5_Residential_CZ1 - Single Family_New_Space Heating_Natural Gas_Furnace - Direct Fuel_Maximum Achievable Potential | F5 | Residential | CZ1 - Single Family | New | Space Heating | Natural Gas | Furnace - Direct Fuel | Maximum Achievable Potential | Turnover | 0 | 0 | 0 | 0 | 0 | 0 | 0 | 0 | 0 | 0 | 0 | 0 | 0 | 0 | 0 | 0 | 0 | 0 | 0 | 0 | 0 | 0 | 0 | 0 | 0 | 0 | 0 | 0 | 0 | 0
F6_Residential_CZ1 - Single Family_New_Space Heating_Natural Gas_Furnace - Direct Fuel_Maximum Achievable Potential | F6 | Residential | CZ1 - Single Family | New | Space Heating | Natural Gas | Furnace - Direct Fuel | Maximum Achievable Potential | Avg. Replacement Usage | 0 | 0 | 0 | 0 | 0 | 0 | 0 | 0 | 0 | 0 | 0 | 0 | 0 | 0 | 0 | 0 | 0 | 0 | 0 | 0 | 0 | 0 | 0 | 0 | 0 | 0 | 0 | 0 | 0 | 0
F7_Residential_CZ1 - Single Family_New_Space Heating_Natural Gas_Furnace - Direct Fuel_Maximum Achievable Potential | F7 | Residential | CZ1 - Single Family | New | Space Heating | Natural Gas | Furnace - Direct Fuel | Maximum Achievable Potential | Avg. Replacement Demand (S) | 0 | 0 | 0 | 0 | 0 | 0 | 0 | 0 | 0 | 0 | 0 | 0 | 0 | 0 | 0 | 0 | 0 | 0 | 0 | 0 | 0 | 0 | 0 | 0 | 0 | 0 | 0 | 0 | 0 | 0
F8_Residential_CZ1 - Single Family_New_Space Heating_Natural Gas_Furnace - Direct Fuel_Maximum Achievable Potential | F8 | Residential | CZ1 - Single Family | New | Space Heating | Natural Gas | Furnace - Direct Fuel | Maximum Achievable Potential | Avg. Replacement Demand (W) | 0 | 0 | 0 | 0 | 0 | 0 | 0 | 0 | 0 | 0 | 0 | 0 | 0 | 0 | 0 | 0 | 0 | 0 | 0 | 0 | 0 | 0 | 0 | 0 | 0 | 0 | 0 | 0 | 0 | 0
F1_Residential_CZ1 - Single Family_New_Space Heating_Natural Gas_Boiler - Direct Fuel_Maximum Achievable Potential | F1 | Residential | CZ1 - Single Family | New | Space Heating | Natural Gas | Boiler - Direct Fuel | Maximum Achievable Potential | Units | 0 | 0 | 0 | 0 | 0 | 0 | 0 | 0 | 0 | 0 | 0 | 0 | 0 | 0 | 0 | 0 | 0 | 0 | 0 | 0 | 0 | 0 | 0 | 0 | 0 | 0 | 0 | 0 | 0 | 0
F2_Residential_CZ1 - Single Family_New_Space Heating_Natural Gas_Boiler - Direct Fuel_Maximum Achievable Potential | F2 | Residential | CZ1 - Single Family | New | Space Heating | Natural Gas | Boiler - Direct Fuel | Maximum Achievable Potential | Usage (MMtherm) | 0 | 0 | 0 | 0 | 0 | 0 | 0 | 0 | 0 | 0 | 0 | 0 | 0 | 0 | 0 | 0 | 0 | 0 | 0 | 0 | 0 | 0 | 0 | 0 | 0 | 0 | 0 | 0 | 0 | 0
F3_Residential_CZ1 - Single Family_New_Space Heating_Natural Gas_Boiler - Direct Fuel_Maximum Achievable Potential | F3 | Residential | CZ1 - Single Family | New | Space Heating | Natural Gas | Boiler - Direct Fuel | Maximum Achievable Potential | Peak Demand (S) | 0 | 0 | 0 | 0 | 0 | 0 | 0 | 0 | 0 | 0 | 0 | 0 | 0 | 0 | 0 | 0 | 0 | 0 | 0 | 0 | 0 | 0 | 0 | 0 | 0 | 0 | 0 | 0 | 0 | 0
F4_Residential_CZ1 - Single Family_New_Space Heating_Natural Gas_Boiler - Direct Fuel_Maximum Achievable Potential | F4 | Residential | CZ1 - Single Family | New | Space Heating | Natural Gas | Boiler - Direct Fuel | Maximum Achievable Potential | Peak Demand (W) | 0 | 0 | 0 | 0 | 0 | 0 | 0 | 0 | 0 | 0 | 0 | 0 | 0 | 0 | 0 | 0 | 0 | 0 | 0 | 0 | 0 | 0 | 0 | 0 | 0 | 0 | 0 | 0 | 0 | 0
F5_Residential_CZ1 - Single Family_New_Space Heating_Natural Gas_Boiler - Direct Fuel_Maximum Achievable Potential | F5 | Residential | CZ1 - Single Family | New | Space Heating | Natural Gas | Boiler - Direct Fuel | Maximum Achievable Potential | Turnover | 0 | 0 | 0 | 0 | 0 | 0 | 0 | 0 | 0 | 0 | 0 | 0 | 0 | 0 | 0 | 0 | 0 | 0 | 0 | 0 | 0 | 0 | 0 | 0 | 0 | 0 | 0 | 0 | 0 | 0
F6_Residential_CZ1 - Single Family_New_Space Heating_Natural Gas_Boiler - Direct Fuel_Maximum Achievable Potential | F6 | Residential | CZ1 - Single Family | New | Space Heating | Natural Gas | Boiler - Direct Fuel | Maximum Achievable Potential | Avg. Replacement Usage | 0 | 0 | 0 | 0 | 0 | 0 | 0 | 0 | 0 | 0 | 0 | 0 | 0 | 0 | 0 | 0 | 0 | 0 | 0 | 0 | 0 | 0 | 0 | 0 | 0 | 0 | 0 | 0 | 0 | 0
F7_Residential_CZ1 - Single Family_New_Space Heating_Natural Gas_Boiler - Direct Fuel_Maximum Achievable Potential | F7 | Residential | CZ1 - Single Family | New | Space Heating | Natural Gas | Boiler - Direct Fuel | Maximum Achievable Potential | Avg. Replacement Demand (S) | 0 | 0 | 0 | 0 | 0 | 0 | 0 | 0 | 0 | 0 | 0 | 0 | 0 | 0 | 0 | 0 | 0 | 0 | 0 | 0 | 0 | 0 | 0 | 0 | 0 | 0 | 0 | 0 | 0 | 0
F8_Residential_CZ1 - Single Family_New_Space Heating_Natural Gas_Boiler - Direct Fuel_Maximum Achievable Potential | F8 | Residential | CZ1 - Single Family | New | Space Heating | Natural Gas | Boiler - Direct Fuel | Maximum Achievable Potential | Avg. Replacement Demand (W) | 0 | 0 | 0 | 0 | 0 | 0 | 0 | 0 | 0 | 0 | 0 | 0 | 0 | 0 | 0 | 0 | 0 | 0 | 0 | 0 | 0 | 0 | 0 | 0 | 0 | 0 | 0 | 0 | 0 | 0
F1_Residential_CZ1 - Single Family_New_Secondary Heating_Natural Gas_Fireplace_Maximum Achievable Potential | F1 | Residential | CZ1 - Single Family | New | Secondary Heating | Natural Gas | Fireplace | Maximum Achievable Potential | Units | 0 | 0 | 0 | 0 | 0 | 0 | 0 | 0 | 0 | 0 | 0 | 0 | 0 | 0 | 0 | 0 | 0 | 0 | 0 | 0 | 0 | 0 | 0 | 0 | 0 | 0 | 0 | 0 | 0 | 0
F2_Residential_CZ1 - Single Family_New_Secondary Heating_Natural Gas_Fireplace_Maximum Achievable Potential | F2 | Residential | CZ1 - Single Family | New | Secondary Heating | Natural Gas | Fireplace | Maximum Achievable Potential | Usage (MMtherm) | 0 | 0 | 0 | 0 | 0 | 0 | 0 | 0 | 0 | 0 | 0 | 0 | 0 | 0 | 0 | 0 | 0 | 0 | 0 | 0 | 0 | 0 | 0 | 0 | 0 | 0 | 0 | 0 | 0 | 0
F3_Residential_CZ1 - Single Family_New_Secondary Heating_Natural Gas_Fireplace_Maximum Achievable Potential | F3 | Residential | CZ1 - Single Family | New | Secondary Heating | Natural Gas | Fireplace | Maximum Achievable Potential | Peak Demand (S) | 0 | 0 | 0 | 0 | 0 | 0 | 0 | 0 | 0 | 0 | 0 | 0 | 0 | 0 | 0 | 0 | 0 | 0 | 0 | 0 | 0 | 0 | 0 | 0 | 0 | 0 | 0 | 0 | 0 | 0
F4_Residential_CZ1 - Single Family_New_Secondary Heating_Natural Gas_Fireplace_Maximum Achievable Potential | F4 | Residential | CZ1 - Single Family | New | Secondary Heating | Natural Gas | Fireplace | Maximum Achievable Potential | Peak Demand (W) | 0 | 0 | 0 | 0 | 0 | 0 | 0 | 0 | 0 | 0 | 0 | 0 | 0 | 0 | 0 | 0 | 0 | 0 | 0 | 0 | 0 | 0 | 0 | 0 | 0 | 0 | 0 | 0 | 0 | 0
F5_Residential_CZ1 - Single Family_New_Secondary Heating_Natural Gas_Fireplace_Maximum Achievable Potential | F5 | Residential | CZ1 - Single Family | New | Secondary Heating | Natural Gas | Fireplace | Maximum Achievable Potential | Turnover | 0 | 0 | 0 | 0 | 0 | 0 | 0 | 0 | 0 | 0 | 0 | 0 | 0 | 0 | 0 | 0 | 0 | 0 | 0 | 0 | 0 | 0 | 0 | 0 | 0 | 0 | 0 | 0 | 0 | 0
F6_Residential_CZ1 - Single Family_New_Secondary Heating_Natural Gas_Fireplace_Maximum Achievable Potential | F6 | Residential | CZ1 - Single Family | New | Secondary Heating | Natural Gas | Fireplace | Maximum Achievable Potential | Avg. Replacement Usage | 0 | 0 | 0 | 0 | 0 | 0 | 0 | 0 | 0 | 0 | 0 | 0 | 0 | 0 | 0 | 0 | 0 | 0 | 0 | 0 | 0 | 0 | 0 | 0 | 0 | 0 | 0 | 0 | 0 | 0
F7_Residential_CZ1 - Single Family_New_Secondary Heating_Natural Gas_Fireplace_Maximum Achievable Potential | F7 | Residential | CZ1 - Single Family | New | Secondary Heating | Natural Gas | Fireplace | Maximum Achievable Potential | Avg. Replacement Demand (S) | 0 | 0 | 0 | 0 | 0 | 0 | 0 | 0 | 0 | 0 | 0 | 0 | 0 | 0 | 0 | 0 | 0 | 0 | 0 | 0 | 0 | 0 | 0 | 0 | 0 | 0 | 0 | 0 | 0 | 0
F8_Residential_CZ1 - Single Family_New_Secondary Heating_Natural Gas_Fireplace_Maximum Achievable Potential | F8 | Residential | CZ1 - Single Family | New | Secondary Heating | Natural Gas | Fireplace | Maximum Achievable Potential | Avg. Replacement Demand (W) | 0 | 0 | 0 | 0 | 0 | 0 | 0 | 0 | 0 | 0 | 0 | 0 | 0 | 0 | 0 | 0 | 0 | 0 | 0 | 0 | 0 | 0 | 0 | 0 | 0 | 0 | 0 | 0 | 0 | 0
F1_Residential_CZ1 - Single Family_New_Water Heating_Natural Gas_Water Heater <= 55 gal._Maximum Achievable Potential | F1 | Residential | CZ1 - Single Family | New | Water Heating | Natural Gas | Water Heater <= 55 gal. | Maximum Achievable Potential | Units | 0 | 0 | 0 | 0 | 0 | 0 | 0 | 0 | 0 | 0 | 0 | 0 | 0 | 0 | 0 | 0 | 0 | 0 | 0 | 0 | 0 | 0 | 0 | 0 | 0 | 0 | 0 | 0 | 0 | 0
F2_Residential_CZ1 - Single Family_New_Water Heating_Natural Gas_Water Heater <= 55 gal._Maximum Achievable Potential | F2 | Residential | CZ1 - Single Family | New | Water Heating | Natural Gas | Water Heater <= 55 gal. | Maximum Achievable Potential | Usage (MMtherm) | 0 | 0 | 0 | 0 | 0 | 0 | 0 | 0 | 0 | 0 | 0 | 0 | 0 | 0 | 0 | 0 | 0 | 0 | 0 | 0 | 0 | 0 | 0 | 0 | 0 | 0 | 0 | 0 | 0 | 0
F3_Residential_CZ1 - Single Family_New_Water Heating_Natural Gas_Water Heater <= 55 gal._Maximum Achievable Potential | F3 | Residential | CZ1 - Single Family | New | Water Heating | Natural Gas | Water Heater <= 55 gal. | Maximum Achievable Potential | Peak Demand (S) | 0 | 0 | 0 | 0 | 0 | 0 | 0 | 0 | 0 | 0 | 0 | 0 | 0 | 0 | 0 | 0 | 0 | 0 | 0 | 0 | 0 | 0 | 0 | 0 | 0 | 0 | 0 | 0 | 0 | 0
F4_Residential_CZ1 - Single Family_New_Water Heating_Natural Gas_Water Heater <= 55 gal._Maximum Achievable Potential | F4 | Residential | CZ1 - Single Family | New | Water Heating | Natural Gas | Water Heater <= 55 gal. | Maximum Achievable Potential | Peak Demand (W) | 0 | 0 | 0 | 0 | 0 | 0 | 0 | 0 | 0 | 0 | 0 | 0 | 0 | 0 | 0 | 0 | 0 | 0 | 0 | 0 | 0 | 0 | 0 | 0 | 0 | 0 | 0 | 0 | 0 | 0
F5_Residential_CZ1 - Single Family_New_Water Heating_Natural Gas_Water Heater <= 55 gal._Maximum Achievable Potential | F5 | Residential | CZ1 - Single Family | New | Water Heating | Natural Gas | Water Heater <= 55 gal. | Maximum Achievable Potential | Turnover | 0 | 0 | 0 | 0 | 0 | 0 | 0 | 0 | 0 | 0 | 0 | 0 | 0 | 0 | 0 | 0 | 0 | 0 | 0 | 0 | 0 | 0 | 0 | 0 | 0 | 0 | 0 | 0 | 0 | 0
F6_Residential_CZ1 - Single Family_New_Water Heating_Natural Gas_Water Heater <= 55 gal._Maximum Achievable Potential | F6 | Residential | CZ1 - Single Family | New | Water Heating | Natural Gas | Water Heater <= 55 gal. | Maximum Achievable Potential | Avg. Replacement Usage | 0 | 0 | 0 | 0 | 0 | 0 | 0 | 0 | 0 | 0 | 0 | 0 | 0 | 0 | 0 | 0 | 0 | 0 | 0 | 0 | 0 | 0 | 0 | 0 | 0 | 0 | 0 | 0 | 0 | 0
F7_Residential_CZ1 - Single Family_New_Water Heating_Natural Gas_Water Heater <= 55 gal._Maximum Achievable Potential | F7 | Residential | CZ1 - Single Family | New | Water Heating | Natural Gas | Water Heater <= 55 gal. | Maximum Achievable Potential | Avg. Replacement Demand (S) | 0 | 0 | 0 | 0 | 0 | 0 | 0 | 0 | 0 | 0 | 0 | 0 | 0 | 0 | 0 | 0 | 0 | 0 | 0 | 0 | 0 | 0 | 0 | 0 | 0 | 0 | 0 | 0 | 0 | 0
F8_Residential_CZ1 - Single Family_New_Water Heating_Natural Gas_Water Heater <= 55 gal._Maximum Achievable Potential | F8 | Residential | CZ1 - Single Family | New | Water Heating | Natural Gas | Water Heater <= 55 gal. | Maximum Achievable Potential | Avg. Replacement Demand (W) | 0 | 0 | 0 | 0 | 0 | 0 | 0 | 0 | 0 | 0 | 0 | 0 | 0 | 0 | 0 | 0 | 0 | 0 | 0 | 0 | 0 | 0 | 0 | 0 | 0 | 0 | 0 | 0 | 0 | 0
F1_Residential_CZ1 - Single Family_New_Water Heating_Natural Gas_Water Heater > 55 gal._Maximum Achievable Potential | F1 | Residential | CZ1 - Single Family | New | Water Heating | Natural Gas | Water Heater > 55 gal. | Maximum Achievable Potential | Units | 0 | 0 | 0 | 0 | 0 | 0 | 0 | 0 | 0 | 0 | 0 | 0 | 0 | 0 | 0 | 0 | 0 | 0 | 0 | 0 | 0 | 0 | 0 | 0 | 0 | 0 | 0 | 0 | 0 | 0
F2_Residential_CZ1 - Single Family_New_Water Heating_Natural Gas_Water Heater > 55 gal._Maximum Achievable Potential | F2 | Residential | CZ1 - Single Family | New | Water Heating | Natural Gas | Water Heater > 55 gal. | Maximum Achievable Potential | Usage (MMtherm) | 0 | 0 | 0 | 0 | 0 | 0 | 0 | 0 | 0 | 0 | 0 | 0 | 0 | 0 | 0 | 0 | 0 | 0 | 0 | 0 | 0 | 0 | 0 | 0 | 0 | 0 | 0 | 0 | 0 | 0
F3_Residential_CZ1 - Single Family_New_Water Heating_Natural Gas_Water Heater > 55 gal._Maximum Achievable Potential | F3 | Residential | CZ1 - Single Family | New | Water Heating | Natural Gas | Water Heater > 55 gal. | Maximum Achievable Potential | Peak Demand (S) | 0 | 0 | 0 | 0 | 0 | 0 | 0 | 0 | 0 | 0 | 0 | 0 | 0 | 0 | 0 | 0 | 0 | 0 | 0 | 0 | 0 | 0 | 0 | 0 | 0 | 0 | 0 | 0 | 0 | 0
F4_Residential_CZ1 - Single Family_New_Water Heating_Natural Gas_Water Heater > 55 gal._Maximum Achievable Potential | F4 | Residential | CZ1 - Single Family | New | Water Heating | Natural Gas | Water Heater > 55 gal. | Maximum Achievable Potential | Peak Demand (W) | 0 | 0 | 0 | 0 | 0 | 0 | 0 | 0 | 0 | 0 | 0 | 0 | 0 | 0 | 0 | 0 | 0 | 0 | 0 | 0 | 0 | 0 | 0 | 0 | 0 | 0 | 0 | 0 | 0 | 0
F5_Residential_CZ1 - Single Family_New_Water Heating_Natural Gas_Water Heater > 55 gal._Maximum Achievable Potential | F5 | Residential | CZ1 - Single Family | New | Water Heating | Natural Gas | Water Heater > 55 gal. | Maximum Achievable Potential | Turnover | 0 | 0 | 0 | 0 | 0 | 0 | 0 | 0 | 0 | 0 | 0 | 0 | 0 | 0 | 0 | 0 | 0 | 0 | 0 | 0 | 0 | 0 | 0 | 0 | 0 | 0 | 0 | 0 | 0 | 0
F6_Residential_CZ1 - Single Family_New_Water Heating_Natural Gas_Water Heater > 55 gal._Maximum Achievable Potential | F6 | Residential | CZ1 - Single Family | New | Water Heating | Natural Gas | Water Heater > 55 gal. | Maximum Achievable Potential | Avg. Replacement Usage | 0 | 0 | 0 | 0 | 0 | 0 | 0 | 0 | 0 | 0 | 0 | 0 | 0 | 0 | 0 | 0 | 0 | 0 | 0 | 0 | 0 | 0 | 0 | 0 | 0 | 0 | 0 | 0 | 0 | 0
F7_Residential_CZ1 - Single Family_New_Water Heating_Natural Gas_Water Heater > 55 gal._Maximum Achievable Potential | F7 | Residential | CZ1 - Single Family | New | Water Heating | Natural Gas | Water Heater > 55 gal. | Maximum Achievable Potential | Avg. Replacement Demand (S) | 0 | 0 | 0 | 0 | 0 | 0 | 0 | 0 | 0 | 0 | 0 | 0 | 0 | 0 | 0 | 0 | 0 | 0 | 0 | 0 | 0 | 0 | 0 | 0 | 0 | 0 | 0 | 0 | 0 | 0
F8_Residential_CZ1 - Single Family_New_Water Heating_Natural Gas_Water Heater > 55 gal._Maximum Achievable Potential | F8 | Residential | CZ1 - Single Family | New | Water Heating | Natural Gas | Water Heater > 55 gal. | Maximum Achievable Potential | Avg. Replacement Demand (W) | 0 | 0 | 0 | 0 | 0 | 0 | 0 | 0 | 0 | 0 | 0 | 0 | 0 | 0 | 0 | 0 | 0 | 0 | 0 | 0 | 0 | 0 | 0 | 0 | 0 | 0 | 0 | 0 | 0 | 0
F1_Residential_CZ1 - Single Family_New_Appliances_Natural Gas_Clothes Dryer_Maximum Achievable Potential | F1 | Residential | CZ1 - Single Family | New | Appliances | Natural Gas | Clothes Dryer | Maximum Achievable Potential | Units | 0 | 0 | 0 | 0 | 0 | 0 | 0 | 0 | 0 | 0 | 0 | 0 | 0 | 0 | 0 | 0 | 0 | 0 | 0 | 0 | 0 | 0 | 0 | 0 | 0 | 0 | 0 | 0 | 0 | 0
F2_Residential_CZ1 - Single Family_New_Appliances_Natural Gas_Clothes Dryer_Maximum Achievable Potential | F2 | Residential | CZ1 - Single Family | New | Appliances | Natural Gas | Clothes Dryer | Maximum Achievable Potential | Usage (MMtherm) | 0 | 0 | 0 | 0 | 0 | 0 | 0 | 0 | 0 | 0 | 0 | 0 | 0 | 0 | 0 | 0 | 0 | 0 | 0 | 0 | 0 | 0 | 0 | 0 | 0 | 0 | 0 | 0 | 0 | 0
F3_Residential_CZ1 - Single Family_New_Appliances_Natural Gas_Clothes Dryer_Maximum Achievable Potential | F3 | Residential | CZ1 - Single Family | New | Appliances | Natural Gas | Clothes Dryer | Maximum Achievable Potential | Peak Demand (S) | 0 | 0 | 0 | 0 | 0 | 0 | 0 | 0 | 0 | 0 | 0 | 0 | 0 | 0 | 0 | 0 | 0 | 0 | 0 | 0 | 0 | 0 | 0 | 0 | 0 | 0 | 0 | 0 | 0 | 0
F4_Residential_CZ1 - Single Family_New_Appliances_Natural Gas_Clothes Dryer_Maximum Achievable Potential | F4 | Residential | CZ1 - Single Family | New | Appliances | Natural Gas | Clothes Dryer | Maximum Achievable Potential | Peak Demand (W) | 0 | 0 | 0 | 0 | 0 | 0 | 0 | 0 | 0 | 0 | 0 | 0 | 0 | 0 | 0 | 0 | 0 | 0 | 0 | 0 | 0 | 0 | 0 | 0 | 0 | 0 | 0 | 0 | 0 | 0
F5_Residential_CZ1 - Single Family_New_Appliances_Natural Gas_Clothes Dryer_Maximum Achievable Potential | F5 | Residential | CZ1 - Single Family | New | Appliances | Natural Gas | Clothes Dryer | Maximum Achievable Potential | Turnover | 0 | 0 | 0 | 0 | 0 | 0 | 0 | 0 | 0 | 0 | 0 | 0 | 0 | 0 | 0 | 0 | 0 | 0 | 0 | 0 | 0 | 0 | 0 | 0 | 0 | 0 | 0 | 0 | 0 | 0
F6_Residential_CZ1 - Single Family_New_Appliances_Natural Gas_Clothes Dryer_Maximum Achievable Potential | F6 | Residential | CZ1 - Single Family | New | Appliances | Natural Gas | Clothes Dryer | Maximum Achievable Potential | Avg. Replacement Usage | 0 | 0 | 0 | 0 | 0 | 0 | 0 | 0 | 0 | 0 | 0 | 0 | 0 | 0 | 0 | 0 | 0 | 0 | 0 | 0 | 0 | 0 | 0 | 0 | 0 | 0 | 0 | 0 | 0 | 0
F7_Residential_CZ1 - Single Family_New_Appliances_Natural Gas_Clothes Dryer_Maximum Achievable Potential | F7 | Residential | CZ1 - Single Family | New | Appliances | Natural Gas | Clothes Dryer | Maximum Achievable Potential | Avg. Replacement Demand (S) | 0 | 0 | 0 | 0 | 0 | 0 | 0 | 0 | 0 | 0 | 0 | 0 | 0 | 0 | 0 | 0 | 0 | 0 | 0 | 0 | 0 | 0 | 0 | 0 | 0 | 0 | 0 | 0 | 0 | 0
F8_Residential_CZ1 - Single Family_New_Appliances_Natural Gas_Clothes Dryer_Maximum Achievable Potential | F8 | Residential | CZ1 - Single Family | New | Appliances | Natural Gas | Clothes Dryer | Maximum Achievable Potential | Avg. Replacement Demand (W) | 0 | 0 | 0 | 0 | 0 | 0 | 0 | 0 | 0 | 0 | 0 | 0 | 0 | 0 | 0 | 0 | 0 | 0 | 0 | 0 | 0 | 0 | 0 | 0 | 0 | 0 | 0 | 0 | 0 | 0
F1_Residential_CZ1 - Single Family_New_Appliances_Natural Gas_Stove/Oven_Maximum Achievable Potential | F1 | Residential | CZ1 - Single Family | New | Appliances | Natural Gas | Stove/Oven | Maximum Achievable Potential | Units | 0 | 0 | 0 | 0 | 0 | 0 | 0 | 0 | 0 | 0 | 0 | 0 | 0 | 0 | 0 | 0 | 0 | 0 | 0 | 0 | 0 | 0 | 0 | 0 | 0 | 0 | 0 | 0 | 0 | 0
F2_Residential_CZ1 - Single Family_New_Appliances_Natural Gas_Stove/Oven_Maximum Achievable Potential | F2 | Residential | CZ1 - Single Family | New | Appliances | Natural Gas | Stove/Oven | Maximum Achievable Potential | Usage (MMtherm) | 0 | 0 | 0 | 0 | 0 | 0 | 0 | 0 | 0 | 0 | 0 | 0 | 0 | 0 | 0 | 0 | 0 | 0 | 0 | 0 | 0 | 0 | 0 | 0 | 0 | 0 | 0 | 0 | 0 | 0
F3_Residential_CZ1 - Single Family_New_Appliances_Natural Gas_Stove/Oven_Maximum Achievable Potential | F3 | Residential | CZ1 - Single Family | New | Appliances | Natural Gas | Stove/Oven | Maximum Achievable Potential | Peak Demand (S) | 0 | 0 | 0 | 0 | 0 | 0 | 0 | 0 | 0 | 0 | 0 | 0 | 0 | 0 | 0 | 0 | 0 | 0 | 0 | 0 | 0 | 0 | 0 | 0 | 0 | 0 | 0 | 0 | 0 | 0
F4_Residential_CZ1 - Single Family_New_Appliances_Natural Gas_Stove/Oven_Maximum Achievable Potential | F4 | Residential | CZ1 - Single Family | New | Appliances | Natural Gas | Stove/Oven | Maximum Achievable Potential | Peak Demand (W) | 0 | 0 | 0 | 0 | 0 | 0 | 0 | 0 | 0 | 0 | 0 | 0 | 0 | 0 | 0 | 0 | 0 | 0 | 0 | 0 | 0 | 0 | 0 | 0 | 0 | 0 | 0 | 0 | 0 | 0
F5_Residential_CZ1 - Single Family_New_Appliances_Natural Gas_Stove/Oven_Maximum Achievable Potential | F5 | Residential | CZ1 - Single Family | New | Appliances | Natural Gas | Stove/Oven | Maximum Achievable Potential | Turnover | 0 | 0 | 0 | 0 | 0 | 0 | 0 | 0 | 0 | 0 | 0 | 0 | 0 | 0 | 0 | 0 | 0 | 0 | 0 | 0 | 0 | 0 | 0 | 0 | 0 | 0 | 0 | 0 | 0 | 0
F6_Residential_CZ1 - Single Family_New_Appliances_Natural Gas_Stove/Oven_Maximum Achievable Potential | F6 | Residential | CZ1 - Single Family | New | Appliances | Natural Gas | Stove/Oven | Maximum Achievable Potential | Avg. Replacement Usage | 0 | 0 | 0 | 0 | 0 | 0 | 0 | 0 | 0 | 0 | 0 | 0 | 0 | 0 | 0 | 0 | 0 | 0 | 0 | 0 | 0 | 0 | 0 | 0 | 0 | 0 | 0 | 0 | 0 | 0
F7_Residential_CZ1 - Single Family_New_Appliances_Natural Gas_Stove/Oven_Maximum Achievable Potential | F7 | Residential | CZ1 - Single Family | New | Appliances | Natural Gas | Stove/Oven | Maximum Achievable Potential | Avg. Replacement Demand (S) | 0 | 0 | 0 | 0 | 0 | 0 | 0 | 0 | 0 | 0 | 0 | 0 | 0 | 0 | 0 | 0 | 0 | 0 | 0 | 0 | 0 | 0 | 0 | 0 | 0 | 0 | 0 | 0 | 0 | 0
F8_Residential_CZ1 - Single Family_New_Appliances_Natural Gas_Stove/Oven_Maximum Achievable Potential | F8 | Residential | CZ1 - Single Family | New | Appliances | Natural Gas | Stove/Oven | Maximum Achievable Potential | Avg. Replacement Demand (W) | 0 | 0 | 0 | 0 | 0 | 0 | 0 | 0 | 0 | 0 | 0 | 0 | 0 | 0 | 0 | 0 | 0 | 0 | 0 | 0 | 0 | 0 | 0 | 0 | 0 | 0 | 0 | 0 | 0 | 0
F1_Residential_CZ1 - Single Family_New_Miscellaneous_Natural Gas_Pool Heater_Maximum Achievable Potential | F1 | Residential | CZ1 - Single Family | New | Miscellaneous | Natural Gas | Pool Heater | Maximum Achievable Potential | Units | 0 | 0 | 0 | 0 | 0 | 0 | 0 | 0 | 0 | 0 | 0 | 0 | 0 | 0 | 0 | 0 | 0 | 0 | 0 | 0 | 0 | 0 | 0 | 0 | 0 | 0 | 0 | 0 | 0 | 0
F2_Residential_CZ1 - Single Family_New_Miscellaneous_Natural Gas_Pool Heater_Maximum Achievable Potential | F2 | Residential | CZ1 - Single Family | New | Miscellaneous | Natural Gas | Pool Heater | Maximum Achievable Potential | Usage (MMtherm) | 0 | 0 | 0 | 0 | 0 | 0 | 0 | 0 | 0 | 0 | 0 | 0 | 0 | 0 | 0 | 0 | 0 | 0 | 0 | 0 | 0 | 0 | 0 | 0 | 0 | 0 | 0 | 0 | 0 | 0
F3_Residential_CZ1 - Single Family_New_Miscellaneous_Natural Gas_Pool Heater_Maximum Achievable Potential | F3 | Residential | CZ1 - Single Family | New | Miscellaneous | Natural Gas | Pool Heater | Maximum Achievable Potential | Peak Demand (S) | 0 | 0 | 0 | 0 | 0 | 0 | 0 | 0 | 0 | 0 | 0 | 0 | 0 | 0 | 0 | 0 | 0 | 0 | 0 | 0 | 0 | 0 | 0 | 0 | 0 | 0 | 0 | 0 | 0 | 0
F4_Residential_CZ1 - Single Family_New_Miscellaneous_Natural Gas_Pool Heater_Maximum Achievable Potential | F4 | Residential | CZ1 - Single Family | New | Miscellaneous | Natural Gas | Pool Heater | Maximum Achievable Potential | Peak Demand (W) | 0 | 0 | 0 | 0 | 0 | 0 | 0 | 0 | 0 | 0 | 0 | 0 | 0 | 0 | 0 | 0 | 0 | 0 | 0 | 0 | 0 | 0 | 0 | 0 | 0 | 0 | 0 | 0 | 0 | 0
F5_Residential_CZ1 - Single Family_New_Miscellaneous_Natural Gas_Pool Heater_Maximum Achievable Potential | F5 | Residential | CZ1 - Single Family | New | Miscellaneous | Natural Gas | Pool Heater | Maximum Achievable Potential | Turnover | 0 | 0 | 0 | 0 | 0 | 0 | 0 | 0 | 0 | 0 | 0 | 0 | 0 | 0 | 0 | 0 | 0 | 0 | 0 | 0 | 0 | 0 | 0 | 0 | 0 | 0 | 0 | 0 | 0 | 0
F6_Residential_CZ1 - Single Family_New_Miscellaneous_Natural Gas_Pool Heater_Maximum Achievable Potential | F6 | Residential | CZ1 - Single Family | New | Miscellaneous | Natural Gas | Pool Heater | Maximum Achievable Potential | Avg. Replacement Usage | 0 | 0 | 0 | 0 | 0 | 0 | 0 | 0 | 0 | 0 | 0 | 0 | 0 | 0 | 0 | 0 | 0 | 0 | 0 | 0 | 0 | 0 | 0 | 0 | 0 | 0 | 0 | 0 | 0 | 0
F7_Residential_CZ1 - Single Family_New_Miscellaneous_Natural Gas_Pool Heater_Maximum Achievable Potential | F7 | Residential | CZ1 - Single Family | New | Miscellaneous | Natural Gas | Pool Heater | Maximum Achievable Potential | Avg. Replacement Demand (S) | 0 | 0 | 0 | 0 | 0 | 0 | 0 | 0 | 0 | 0 | 0 | 0 | 0 | 0 | 0 | 0 | 0 | 0 | 0 | 0 | 0 | 0 | 0 | 0 | 0 | 0 | 0 | 0 | 0 | 0
F8_Residential_CZ1 - Single Family_New_Miscellaneous_Natural Gas_Pool Heater_Maximum Achievable Potential | F8 | Residential | CZ1 - Single Family | New | Miscellaneous | Natural Gas | Pool Heater | Maximum Achievable Potential | Avg. Replacement Demand (W) | 0 | 0 | 0 | 0 | 0 | 0 | 0 | 0 | 0 | 0 | 0 | 0 | 0 | 0 | 0 | 0 | 0 | 0 | 0 | 0 | 0 | 0 | 0 | 0 | 0 | 0 | 0 | 0 | 0 | 0
F1_Residential_CZ1 - Single Family_New_Miscellaneous_Natural Gas_Miscellaneous_Maximum Achievable Potential | F1 | Residential | CZ1 - Single Family | New | Miscellaneous | Natural Gas | Miscellaneous | Maximum Achievable Potential | Units | 0 | 0 | 0 | 0 | 0 | 0 | 0 | 0 | 0 | 0 | 0 | 0 | 0 | 0 | 0 | 0 | 0 | 0 | 0 | 0 | 0 | 0 | 0 | 0 | 0 | 0 | 0 | 0 | 0 | 0
F2_Residential_CZ1 - Single Family_New_Miscellaneous_Natural Gas_Miscellaneous_Maximum Achievable Potential | F2 | Residential | CZ1 - Single Family | New | Miscellaneous | Natural Gas | Miscellaneous | Maximum Achievable Potential | Usage (MMtherm) | 0 | 0 | 0 | 0 | 0 | 0 | 0 | 0 | 0 | 0 | 0 | 0 | 0 | 0 | 0 | 0 | 0 | 0 | 0 | 0 | 0 | 0 | 0 | 0 | 0 | 0 | 0 | 0 | 0 | 0
F3_Residential_CZ1 - Single Family_New_Miscellaneous_Natural Gas_Miscellaneous_Maximum Achievable Potential | F3 | Residential | CZ1 - Single Family | New | Miscellaneous | Natural Gas | Miscellaneous | Maximum Achievable Potential | Peak Demand (S) | 0 | 0 | 0 | 0 | 0 | 0 | 0 | 0 | 0 | 0 | 0 | 0 | 0 | 0 | 0 | 0 | 0 | 0 | 0 | 0 | 0 | 0 | 0 | 0 | 0 | 0 | 0 | 0 | 0 | 0
F4_Residential_CZ1 - Single Family_New_Miscellaneous_Natural Gas_Miscellaneous_Maximum Achievable Potential | F4 | Residential | CZ1 - Single Family | New | Miscellaneous | Natural Gas | Miscellaneous | Maximum Achievable Potential | Peak Demand (W) | 0 | 0 | 0 | 0 | 0 | 0 | 0 | 0 | 0 | 0 | 0 | 0 | 0 | 0 | 0 | 0 | 0 | 0 | 0 | 0 | 0 | 0 | 0 | 0 | 0 | 0 | 0 | 0 | 0 | 0
F5_Residential_CZ1 - Single Family_New_Miscellaneous_Natural Gas_Miscellaneous_Maximum Achievable Potential | F5 | Residential | CZ1 - Single Family | New | Miscellaneous | Natural Gas | Miscellaneous | Maximum Achievable Potential | Turnover | 0 | 0 | 0 | 0 | 0 | 0 | 0 | 0 | 0 | 0 | 0 | 0 | 0 | 0 | 0 | 0 | 0 | 0 | 0 | 0 | 0 | 0 | 0 | 0 | 0 | 0 | 0 | 0 | 0 | 0
F6_Residential_CZ1 - Single Family_New_Miscellaneous_Natural Gas_Miscellaneous_Maximum Achievable Potential | F6 | Residential | CZ1 - Single Family | New | Miscellaneous | Natural Gas | Miscellaneous | Maximum Achievable Potential | Avg. Replacement Usage | 0 | 0 | 0 | 0 | 0 | 0 | 0 | 0 | 0 | 0 | 0 | 0 | 0 | 0 | 0 | 0 | 0 | 0 | 0 | 0 | 0 | 0 | 0 | 0 | 0 | 0 | 0 | 0 | 0 | 0
F7_Residential_CZ1 - Single Family_New_Miscellaneous_Natural Gas_Miscellaneous_Maximum Achievable Potential | F7 | Residential | CZ1 - Single Family | New | Miscellaneous | Natural Gas | Miscellaneous | Maximum Achievable Potential | Avg. Replacement Demand (S) | 0 | 0 | 0 | 0 | 0 | 0 | 0 | 0 | 0 | 0 | 0 | 0 | 0 | 0 | 0 | 0 | 0 | 0 | 0 | 0 | 0 | 0 | 0 | 0 | 0 | 0 | 0 | 0 | 0 | 0
F8_Residential_CZ1 - Single Family_New_Miscellaneous_Natural Gas_Miscellaneous_Maximum Achievable Potential | F8 | Residential | CZ1 - Single Family | New | Miscellaneous | Natural Gas | Miscellaneous | Maximum Achievable Potential | Avg. Replacement Demand (W) | 0 | 0 | 0 | 0 | 0 | 0 | 0 | 0 | 0 | 0 | 0 | 0 | 0 | 0 | 0 | 0 | 0 | 0 | 0 | 0 | 0 | 0 | 0 | 0 | 0 | 0 | 0 | 0 | 0 | 0
F1_Residential_CZ1 - Multi Family_Existing_Space Heating_Natural Gas_Furnace - Direct Fuel_Maximum Achievable Potential | F1 | Residential | CZ1 - Multi Family | Existing | Space Heating | Natural Gas | Furnace - Direct Fuel | Maximum Achievable Potential | Units | 0 | 0 | 0 | 0 | 0 | 0 | 0 | 0 | 0 | 0 | 0 | 0 | 0 | 0 | 0 | 0 | 0 | 0 | 0 | 0 | 0 | 0 | 0 | 0 | 0 | 0 | 0 | 0 | 0 | 0
F2_Residential_CZ1 - Multi Family_Existing_Space Heating_Natural Gas_Furnace - Direct Fuel_Maximum Achievable Potential | F2 | Residential | CZ1 - Multi Family | Existing | Space Heating | Natural Gas | Furnace - Direct Fuel | Maximum Achievable Potential | Usage (MMtherm) | 0 | 0 | 0 | 0 | 0 | 0 | 0 | 0 | 0 | 0 | 0 | 0 | 0 | 0 | 0 | 0 | 0 | 0 | 0 | 0 | 0 | 0 | 0 | 0 | 0 | 0 | 0 | 0 | 0 | 0
F3_Residential_CZ1 - Multi Family_Existing_Space Heating_Natural Gas_Furnace - Direct Fuel_Maximum Achievable Potential | F3 | Residential | CZ1 - Multi Family | Existing | Space Heating | Natural Gas | Furnace - Direct Fuel | Maximum Achievable Potential | Peak Demand (S) | 0 | 0 | 0 | 0 | 0 | 0 | 0 | 0 | 0 | 0 | 0 | 0 | 0 | 0 | 0 | 0 | 0 | 0 | 0 | 0 | 0 | 0 | 0 | 0 | 0 | 0 | 0 | 0 | 0 | 0
F4_Residential_CZ1 - Multi Family_Existing_Space Heating_Natural Gas_Furnace - Direct Fuel_Maximum Achievable Potential | F4 | Residential | CZ1 - Multi Family | Existing | Space Heating | Natural Gas | Furnace - Direct Fuel | Maximum Achievable Potential | Peak Demand (W) | 0 | 0 | 0 | 0 | 0 | 0 | 0 | 0 | 0 | 0 | 0 | 0 | 0 | 0 | 0 | 0 | 0 | 0 | 0 | 0 | 0 | 0 | 0 | 0 | 0 | 0 | 0 | 0 | 0 | 0
F5_Residential_CZ1 - Multi Family_Existing_Space Heating_Natural Gas_Furnace - Direct Fuel_Maximum Achievable Potential | F5 | Residential | CZ1 - Multi Family | Existing | Space Heating | Natural Gas | Furnace - Direct Fuel | Maximum Achievable Potential | Turnover | 0 | 0 | 0 | 0 | 0 | 0 | 0 | 0 | 0 | 0 | 0 | 0 | 0 | 0 | 0 | 0 | 0 | 0 | 0 | 0 | 0 | 0 | 0 | 0 | 0 | 0 | 0 | 0 | 0 | 0
F6_Residential_CZ1 - Multi Family_Existing_Space Heating_Natural Gas_Furnace - Direct Fuel_Maximum Achievable Potential | F6 | Residential | CZ1 - Multi Family | Existing | Space Heating | Natural Gas | Furnace - Direct Fuel | Maximum Achievable Potential | Avg. Replacement Usage | 0 | 0 | 0 | 0 | 0 | 0 | 0 | 0 | 0 | 0 | 0 | 0 | 0 | 0 | 0 | 0 | 0 | 0 | 0 | 0 | 0 | 0 | 0 | 0 | 0 | 0 | 0 | 0 | 0 | 0
F7_Residential_CZ1 - Multi Family_Existing_Space Heating_Natural Gas_Furnace - Direct Fuel_Maximum Achievable Potential | F7 | Residential | CZ1 - Multi Family | Existing | Space Heating | Natural Gas | Furnace - Direct Fuel | Maximum Achievable Potential | Avg. Replacement Demand (S) | 0 | 0 | 0 | 0 | 0 | 0 | 0 | 0 | 0 | 0 | 0 | 0 | 0 | 0 | 0 | 0 | 0 | 0 | 0 | 0 | 0 | 0 | 0 | 0 | 0 | 0 | 0 | 0 | 0 | 0
F8_Residential_CZ1 - Multi Family_Existing_Space Heating_Natural Gas_Furnace - Direct Fuel_Maximum Achievable Potential | F8 | Residential | CZ1 - Multi Family | Existing | Space Heating | Natural Gas | Furnace - Direct Fuel | Maximum Achievable Potential | Avg. Replacement Demand (W) | 0 | 0 | 0 | 0 | 0 | 0 | 0 | 0 | 0 | 0 | 0 | 0 | 0 | 0 | 0 | 0 | 0 | 0 | 0 | 0 | 0 | 0 | 0 | 0 | 0 | 0 | 0 | 0 | 0 | 0
F1_Residential_CZ1 - Multi Family_Existing_Space Heating_Natural Gas_Boiler - Direct Fuel_Maximum Achievable Potential | F1 | Residential | CZ1 - Multi Family | Existing | Space Heating | Natural Gas | Boiler - Direct Fuel | Maximum Achievable Potential | Units | 0 | 0 | 0 | 0 | 0 | 0 | 0 | 0 | 0 | 0 | 0 | 0 | 0 | 0 | 0 | 0 | 0 | 0 | 0 | 0 | 0 | 0 | 0 | 0 | 0 | 0 | 0 | 0 | 0 | 0
F2_Residential_CZ1 - Multi Family_Existing_Space Heating_Natural Gas_Boiler - Direct Fuel_Maximum Achievable Potential | F2 | Residential | CZ1 - Multi Family | Existing | Space Heating | Natural Gas | Boiler - Direct Fuel | Maximum Achievable Potential | Usage (MMtherm) | 0 | 0 | 0 | 0 | 0 | 0 | 0 | 0 | 0 | 0 | 0 | 0 | 0 | 0 | 0 | 0 | 0 | 0 | 0 | 0 | 0 | 0 | 0 | 0 | 0 | 0 | 0 | 0 | 0 | 0
F3_Residential_CZ1 - Multi Family_Existing_Space Heating_Natural Gas_Boiler - Direct Fuel_Maximum Achievable Potential | F3 | Residential | CZ1 - Multi Family | Existing | Space Heating | Natural Gas | Boiler - Direct Fuel | Maximum Achievable Potential | Peak Demand (S) | 0 | 0 | 0 | 0 | 0 | 0 | 0 | 0 | 0 | 0 | 0 | 0 | 0 | 0 | 0 | 0 | 0 | 0 | 0 | 0 | 0 | 0 | 0 | 0 | 0 | 0 | 0 | 0 | 0 | 0
F4_Residential_CZ1 - Multi Family_Existing_Space Heating_Natural Gas_Boiler - Direct Fuel_Maximum Achievable Potential | F4 | Residential | CZ1 - Multi Family | Existing | Space Heating | Natural Gas | Boiler - Direct Fuel | Maximum Achievable Potential | Peak Demand (W) | 0 | 0 | 0 | 0 | 0 | 0 | 0 | 0 | 0 | 0 | 0 | 0 | 0 | 0 | 0 | 0 | 0 | 0 | 0 | 0 | 0 | 0 | 0 | 0 | 0 | 0 | 0 | 0 | 0 | 0
F5_Residential_CZ1 - Multi Family_Existing_Space Heating_Natural Gas_Boiler - Direct Fuel_Maximum Achievable Potential | F5 | Residential | CZ1 - Multi Family | Existing | Space Heating | Natural Gas | Boiler - Direct Fuel | Maximum Achievable Potential | Turnover | 0 | 0 | 0 | 0 | 0 | 0 | 0 | 0 | 0 | 0 | 0 | 0 | 0 | 0 | 0 | 0 | 0 | 0 | 0 | 0 | 0 | 0 | 0 | 0 | 0 | 0 | 0 | 0 | 0 | 0
F6_Residential_CZ1 - Multi Family_Existing_Space Heating_Natural Gas_Boiler - Direct Fuel_Maximum Achievable Potential | F6 | Residential | CZ1 - Multi Family | Existing | Space Heating | Natural Gas | Boiler - Direct Fuel | Maximum Achievable Potential | Avg. Replacement Usage | 0 | 0 | 0 | 0 | 0 | 0 | 0 | 0 | 0 | 0 | 0 | 0 | 0 | 0 | 0 | 0 | 0 | 0 | 0 | 0 | 0 | 0 | 0 | 0 | 0 | 0 | 0 | 0 | 0 | 0
F7_Residential_CZ1 - Multi Family_Existing_Space Heating_Natural Gas_Boiler - Direct Fuel_Maximum Achievable Potential | F7 | Residential | CZ1 - Multi Family | Existing | Space Heating | Natural Gas | Boiler - Direct Fuel | Maximum Achievable Potential | Avg. Replacement Demand (S) | 0 | 0 | 0 | 0 | 0 | 0 | 0 | 0 | 0 | 0 | 0 | 0 | 0 | 0 | 0 | 0 | 0 | 0 | 0 | 0 | 0 | 0 | 0 | 0 | 0 | 0 | 0 | 0 | 0 | 0
F8_Residential_CZ1 - Multi Family_Existing_Space Heating_Natural Gas_Boiler - Direct Fuel_Maximum Achievable Potential | F8 | Residential | CZ1 - Multi Family | Existing | Space Heating | Natural Gas | Boiler - Direct Fuel | Maximum Achievable Potential | Avg. Replacement Demand (W) | 0 | 0 | 0 | 0 | 0 | 0 | 0 | 0 | 0 | 0 | 0 | 0 | 0 | 0 | 0 | 0 | 0 | 0 | 0 | 0 | 0 | 0 | 0 | 0 | 0 | 0 | 0 | 0 | 0 | 0
F1_Residential_CZ1 - Multi Family_Existing_Secondary Heating_Natural Gas_Fireplace_Maximum Achievable Potential | F1 | Residential | CZ1 - Multi Family | Existing | Secondary Heating | Natural Gas | Fireplace | Maximum Achievable Potential | Units | 0 | 0 | 0 | 0 | 0 | 0 | 0 | 0 | 0 | 0 | 0 | 0 | 0 | 0 | 0 | 0 | 0 | 0 | 0 | 0 | 0 | 0 | 0 | 0 | 0 | 0 | 0 | 0 | 0 | 0
F2_Residential_CZ1 - Multi Family_Existing_Secondary Heating_Natural Gas_Fireplace_Maximum Achievable Potential | F2 | Residential | CZ1 - Multi Family | Existing | Secondary Heating | Natural Gas | Fireplace | Maximum Achievable Potential | Usage (MMtherm) | 0 | 0 | 0 | 0 | 0 | 0 | 0 | 0 | 0 | 0 | 0 | 0 | 0 | 0 | 0 | 0 | 0 | 0 | 0 | 0 | 0 | 0 | 0 | 0 | 0 | 0 | 0 | 0 | 0 | 0
F3_Residential_CZ1 - Multi Family_Existing_Secondary Heating_Natural Gas_Fireplace_Maximum Achievable Potential | F3 | Residential | CZ1 - Multi Family | Existing | Secondary Heating | Natural Gas | Fireplace | Maximum Achievable Potential | Peak Demand (S) | 0 | 0 | 0 | 0 | 0 | 0 | 0 | 0 | 0 | 0 | 0 | 0 | 0 | 0 | 0 | 0 | 0 | 0 | 0 | 0 | 0 | 0 | 0 | 0 | 0 | 0 | 0 | 0 | 0 | 0
F4_Residential_CZ1 - Multi Family_Existing_Secondary Heating_Natural Gas_Fireplace_Maximum Achievable Potential | F4 | Residential | CZ1 - Multi Family | Existing | Secondary Heating | Natural Gas | Fireplace | Maximum Achievable Potential | Peak Demand (W) | 0 | 0 | 0 | 0 | 0 | 0 | 0 | 0 | 0 | 0 | 0 | 0 | 0 | 0 | 0 | 0 | 0 | 0 | 0 | 0 | 0 | 0 | 0 | 0 | 0 | 0 | 0 | 0 | 0 | 0
F5_Residential_CZ1 - Multi Family_Existing_Secondary Heating_Natural Gas_Fireplace_Maximum Achievable Potential | F5 | Residential | CZ1 - Multi Family | Existing | Secondary Heating | Natural Gas | Fireplace | Maximum Achievable Potential | Turnover | 0 | 0 | 0 | 0 | 0 | 0 | 0 | 0 | 0 | 0 | 0 | 0 | 0 | 0 | 0 | 0 | 0 | 0 | 0 | 0 | 0 | 0 | 0 | 0 | 0 | 0 | 0 | 0 | 0 | 0
F6_Residential_CZ1 - Multi Family_Existing_Secondary Heating_Natural Gas_Fireplace_Maximum Achievable Potential | F6 | Residential | CZ1 - Multi Family | Existing | Secondary Heating | Natural Gas | Fireplace | Maximum Achievable Potential | Avg. Replacement Usage | 0 | 0 | 0 | 0 | 0 | 0 | 0 | 0 | 0 | 0 | 0 | 0 | 0 | 0 | 0 | 0 | 0 | 0 | 0 | 0 | 0 | 0 | 0 | 0 | 0 | 0 | 0 | 0 | 0 | 0
F7_Residential_CZ1 - Multi Family_Existing_Secondary Heating_Natural Gas_Fireplace_Maximum Achievable Potential | F7 | Residential | CZ1 - Multi Family | Existing | Secondary Heating | Natural Gas | Fireplace | Maximum Achievable Potential | Avg. Replacement Demand (S) | 0 | 0 | 0 | 0 | 0 | 0 | 0 | 0 | 0 | 0 | 0 | 0 | 0 | 0 | 0 | 0 | 0 | 0 | 0 | 0 | 0 | 0 | 0 | 0 | 0 | 0 | 0 | 0 | 0 | 0
F8_Residential_CZ1 - Multi Family_Existing_Secondary Heating_Natural Gas_Fireplace_Maximum Achievable Potential | F8 | Residential | CZ1 - Multi Family | Existing | Secondary Heating | Natural Gas | Fireplace | Maximum Achievable Potential | Avg. Replacement Demand (W) | 0 | 0 | 0 | 0 | 0 | 0 | 0 | 0 | 0 | 0 | 0 | 0 | 0 | 0 | 0 | 0 | 0 | 0 | 0 | 0 | 0 | 0 | 0 | 0 | 0 | 0 | 0 | 0 | 0 | 0
F1_Residential_CZ1 - Multi Family_Existing_Water Heating_Natural Gas_Water Heater <= 55 gal._Maximum Achievable Potential | F1 | Residential | CZ1 - Multi Family | Existing | Water Heating | Natural Gas | Water Heater <= 55 gal. | Maximum Achievable Potential | Units | 0 | 0 | 0 | 0 | 0 | 0 | 0 | 0 | 0 | 0 | 0 | 0 | 0 | 0 | 0 | 0 | 0 | 0 | 0 | 0 | 0 | 0 | 0 | 0 | 0 | 0 | 0 | 0 | 0 | 0
F2_Residential_CZ1 - Multi Family_Existing_Water Heating_Natural Gas_Water Heater <= 55 gal._Maximum Achievable Potential | F2 | Residential | CZ1 - Multi Family | Existing | Water Heating | Natural Gas | Water Heater <= 55 gal. | Maximum Achievable Potential | Usage (MMtherm) | 0 | 0 | 0 | 0 | 0 | 0 | 0 | 0 | 0 | 0 | 0 | 0 | 0 | 0 | 0 | 0 | 0 | 0 | 0 | 0 | 0 | 0 | 0 | 0 | 0 | 0 | 0 | 0 | 0 | 0
F3_Residential_CZ1 - Multi Family_Existing_Water Heating_Natural Gas_Water Heater <= 55 gal._Maximum Achievable Potential | F3 | Residential | CZ1 - Multi Family | Existing | Water Heating | Natural Gas | Water Heater <= 55 gal. | Maximum Achievable Potential | Peak Demand (S) | 0 | 0 | 0 | 0 | 0 | 0 | 0 | 0 | 0 | 0 | 0 | 0 | 0 | 0 | 0 | 0 | 0 | 0 | 0 | 0 | 0 | 0 | 0 | 0 | 0 | 0 | 0 | 0 | 0 | 0
F4_Residential_CZ1 - Multi Family_Existing_Water Heating_Natural Gas_Water Heater <= 55 gal._Maximum Achievable Potential | F4 | Residential | CZ1 - Multi Family | Existing | Water Heating | Natural Gas | Water Heater <= 55 gal. | Maximum Achievable Potential | Peak Demand (W) | 0 | 0 | 0 | 0 | 0 | 0 | 0 | 0 | 0 | 0 | 0 | 0 | 0 | 0 | 0 | 0 | 0 | 0 | 0 | 0 | 0 | 0 | 0 | 0 | 0 | 0 | 0 | 0 | 0 | 0
F5_Residential_CZ1 - Multi Family_Existing_Water Heating_Natural Gas_Water Heater <= 55 gal._Maximum Achievable Potential | F5 | Residential | CZ1 - Multi Family | Existing | Water Heating | Natural Gas | Water Heater <= 55 gal. | Maximum Achievable Potential | Turnover | 0 | 0 | 0 | 0 | 0 | 0 | 0 | 0 | 0 | 0 | 0 | 0 | 0 | 0 | 0 | 0 | 0 | 0 | 0 | 0 | 0 | 0 | 0 | 0 | 0 | 0 | 0 | 0 | 0 | 0
F6_Residential_CZ1 - Multi Family_Existing_Water Heating_Natural Gas_Water Heater <= 55 gal._Maximum Achievable Potential | F6 | Residential | CZ1 - Multi Family | Existing | Water Heating | Natural Gas | Water Heater <= 55 gal. | Maximum Achievable Potential | Avg. Replacement Usage | 0 | 0 | 0 | 0 | 0 | 0 | 0 | 0 | 0 | 0 | 0 | 0 | 0 | 0 | 0 | 0 | 0 | 0 | 0 | 0 | 0 | 0 | 0 | 0 | 0 | 0 | 0 | 0 | 0 | 0
F7_Residential_CZ1 - Multi Family_Existing_Water Heating_Natural Gas_Water Heater <= 55 gal._Maximum Achievable Potential | F7 | Residential | CZ1 - Multi Family | Existing | Water Heating | Natural Gas | Water Heater <= 55 gal. | Maximum Achievable Potential | Avg. Replacement Demand (S) | 0 | 0 | 0 | 0 | 0 | 0 | 0 | 0 | 0 | 0 | 0 | 0 | 0 | 0 | 0 | 0 | 0 | 0 | 0 | 0 | 0 | 0 | 0 | 0 | 0 | 0 | 0 | 0 | 0 | 0
F8_Residential_CZ1 - Multi Family_Existing_Water Heating_Natural Gas_Water Heater <= 55 gal._Maximum Achievable Potential | F8 | Residential | CZ1 - Multi Family | Existing | Water Heating | Natural Gas | Water Heater <= 55 gal. | Maximum Achievable Potential | Avg. Replacement Demand (W) | 0 | 0 | 0 | 0 | 0 | 0 | 0 | 0 | 0 | 0 | 0 | 0 | 0 | 0 | 0 | 0 | 0 | 0 | 0 | 0 | 0 | 0 | 0 | 0 | 0 | 0 | 0 | 0 | 0 | 0
F1_Residential_CZ1 - Multi Family_Existing_Water Heating_Natural Gas_Water Heater > 55 gal._Maximum Achievable Potential | F1 | Residential | CZ1 - Multi Family | Existing | Water Heating | Natural Gas | Water Heater > 55 gal. | Maximum Achievable Potential | Units | 0 | 0 | 0 | 0 | 0 | 0 | 0 | 0 | 0 | 0 | 0 | 0 | 0 | 0 | 0 | 0 | 0 | 0 | 0 | 0 | 0 | 0 | 0 | 0 | 0 | 0 | 0 | 0 | 0 | 0
F2_Residential_CZ1 - Multi Family_Existing_Water Heating_Natural Gas_Water Heater > 55 gal._Maximum Achievable Potential | F2 | Residential | CZ1 - Multi Family | Existing | Water Heating | Natural Gas | Water Heater > 55 gal. | Maximum Achievable Potential | Usage (MMtherm) | 0 | 0 | 0 | 0 | 0 | 0 | 0 | 0 | 0 | 0 | 0 | 0 | 0 | 0 | 0 | 0 | 0 | 0 | 0 | 0 | 0 | 0 | 0 | 0 | 0 | 0 | 0 | 0 | 0 | 0
F3_Residential_CZ1 - Multi Family_Existing_Water Heating_Natural Gas_Water Heater > 55 gal._Maximum Achievable Potential | F3 | Residential | CZ1 - Multi Family | Existing | Water Heating | Natural Gas | Water Heater > 55 gal. | Maximum Achievable Potential | Peak Demand (S) | 0 | 0 | 0 | 0 | 0 | 0 | 0 | 0 | 0 | 0 | 0 | 0 | 0 | 0 | 0 | 0 | 0 | 0 | 0 | 0 | 0 | 0 | 0 | 0 | 0 | 0 | 0 | 0 | 0 | 0
F4_Residential_CZ1 - Multi Family_Existing_Water Heating_Natural Gas_Water Heater > 55 gal._Maximum Achievable Potential | F4 | Residential | CZ1 - Multi Family | Existing | Water Heating | Natural Gas | Water Heater > 55 gal. | Maximum Achievable Potential | Peak Demand (W) | 0 | 0 | 0 | 0 | 0 | 0 | 0 | 0 | 0 | 0 | 0 | 0 | 0 | 0 | 0 | 0 | 0 | 0 | 0 | 0 | 0 | 0 | 0 | 0 | 0 | 0 | 0 | 0 | 0 | 0
F5_Residential_CZ1 - Multi Family_Existing_Water Heating_Natural Gas_Water Heater > 55 gal._Maximum Achievable Potential | F5 | Residential | CZ1 - Multi Family | Existing | Water Heating | Natural Gas | Water Heater > 55 gal. | Maximum Achievable Potential | Turnover | 0 | 0 | 0 | 0 | 0 | 0 | 0 | 0 | 0 | 0 | 0 | 0 | 0 | 0 | 0 | 0 | 0 | 0 | 0 | 0 | 0 | 0 | 0 | 0 | 0 | 0 | 0 | 0 | 0 | 0
F6_Residential_CZ1 - Multi Family_Existing_Water Heating_Natural Gas_Water Heater > 55 gal._Maximum Achievable Potential | F6 | Residential | CZ1 - Multi Family | Existing | Water Heating | Natural Gas | Water Heater > 55 gal. | Maximum Achievable Potential | Avg. Replacement Usage | 0 | 0 | 0 | 0 | 0 | 0 | 0 | 0 | 0 | 0 | 0 | 0 | 0 | 0 | 0 | 0 | 0 | 0 | 0 | 0 | 0 | 0 | 0 | 0 | 0 | 0 | 0 | 0 | 0 | 0
F7_Residential_CZ1 - Multi Family_Existing_Water Heating_Natural Gas_Water Heater > 55 gal._Maximum Achievable Potential | F7 | Residential | CZ1 - Multi Family | Existing | Water Heating | Natural Gas | Water Heater > 55 gal. | Maximum Achievable Potential | Avg. Replacement Demand (S) | 0 | 0 | 0 | 0 | 0 | 0 | 0 | 0 | 0 | 0 | 0 | 0 | 0 | 0 | 0 | 0 | 0 | 0 | 0 | 0 | 0 | 0 | 0 | 0 | 0 | 0 | 0 | 0 | 0 | 0
F8_Residential_CZ1 - Multi Family_Existing_Water Heating_Natural Gas_Water Heater > 55 gal._Maximum Achievable Potential | F8 | Residential | CZ1 - Multi Family | Existing | Water Heating | Natural Gas | Water Heater > 55 gal. | Maximum Achievable Potential | Avg. Replacement Demand (W) | 0 | 0 | 0 | 0 | 0 | 0 | 0 | 0 | 0 | 0 | 0 | 0 | 0 | 0 | 0 | 0 | 0 | 0 | 0 | 0 | 0 | 0 | 0 | 0 | 0 | 0 | 0 | 0 | 0 | 0
F1_Residential_CZ1 - Multi Family_Existing_Appliances_Natural Gas_Clothes Dryer_Maximum Achievable Potential | F1 | Residential | CZ1 - Multi Family | Existing | Appliances | Natural Gas | Clothes Dryer | Maximum Achievable Potential | Units | 0 | 0 | 0 | 0 | 0 | 0 | 0 | 0 | 0 | 0 | 0 | 0 | 0 | 0 | 0 | 0 | 0 | 0 | 0 | 0 | 0 | 0 | 0 | 0 | 0 | 0 | 0 | 0 | 0 | 0
F2_Residential_CZ1 - Multi Family_Existing_Appliances_Natural Gas_Clothes Dryer_Maximum Achievable Potential | F2 | Residential | CZ1 - Multi Family | Existing | Appliances | Natural Gas | Clothes Dryer | Maximum Achievable Potential | Usage (MMtherm) | 0 | 0 | 0 | 0 | 0 | 0 | 0 | 0 | 0 | 0 | 0 | 0 | 0 | 0 | 0 | 0 | 0 | 0 | 0 | 0 | 0 | 0 | 0 | 0 | 0 | 0 | 0 | 0 | 0 | 0
F3_Residential_CZ1 - Multi Family_Existing_Appliances_Natural Gas_Clothes Dryer_Maximum Achievable Potential | F3 | Residential | CZ1 - Multi Family | Existing | Appliances | Natural Gas | Clothes Dryer | Maximum Achievable Potential | Peak Demand (S) | 0 | 0 | 0 | 0 | 0 | 0 | 0 | 0 | 0 | 0 | 0 | 0 | 0 | 0 | 0 | 0 | 0 | 0 | 0 | 0 | 0 | 0 | 0 | 0 | 0 | 0 | 0 | 0 | 0 | 0
F4_Residential_CZ1 - Multi Family_Existing_Appliances_Natural Gas_Clothes Dryer_Maximum Achievable Potential | F4 | Residential | CZ1 - Multi Family | Existing | Appliances | Natural Gas | Clothes Dryer | Maximum Achievable Potential | Peak Demand (W) | 0 | 0 | 0 | 0 | 0 | 0 | 0 | 0 | 0 | 0 | 0 | 0 | 0 | 0 | 0 | 0 | 0 | 0 | 0 | 0 | 0 | 0 | 0 | 0 | 0 | 0 | 0 | 0 | 0 | 0
F5_Residential_CZ1 - Multi Family_Existing_Appliances_Natural Gas_Clothes Dryer_Maximum Achievable Potential | F5 | Residential | CZ1 - Multi Family | Existing | Appliances | Natural Gas | Clothes Dryer | Maximum Achievable Potential | Turnover | 0 | 0 | 0 | 0 | 0 | 0 | 0 | 0 | 0 | 0 | 0 | 0 | 0 | 0 | 0 | 0 | 0 | 0 | 0 | 0 | 0 | 0 | 0 | 0 | 0 | 0 | 0 | 0 | 0 | 0
F6_Residential_CZ1 - Multi Family_Existing_Appliances_Natural Gas_Clothes Dryer_Maximum Achievable Potential | F6 | Residential | CZ1 - Multi Family | Existing | Appliances | Natural Gas | Clothes Dryer | Maximum Achievable Potential | Avg. Replacement Usage | 0 | 0 | 0 | 0 | 0 | 0 | 0 | 0 | 0 | 0 | 0 | 0 | 0 | 0 | 0 | 0 | 0 | 0 | 0 | 0 | 0 | 0 | 0 | 0 | 0 | 0 | 0 | 0 | 0 | 0
F7_Residential_CZ1 - Multi Family_Existing_Appliances_Natural Gas_Clothes Dryer_Maximum Achievable Potential | F7 | Residential | CZ1 - Multi Family | Existing | Appliances | Natural Gas | Clothes Dryer | Maximum Achievable Potential | Avg. Replacement Demand (S) | 0 | 0 | 0 | 0 | 0 | 0 | 0 | 0 | 0 | 0 | 0 | 0 | 0 | 0 | 0 | 0 | 0 | 0 | 0 | 0 | 0 | 0 | 0 | 0 | 0 | 0 | 0 | 0 | 0 | 0
F8_Residential_CZ1 - Multi Family_Existing_Appliances_Natural Gas_Clothes Dryer_Maximum Achievable Potential | F8 | Residential | CZ1 - Multi Family | Existing | Appliances | Natural Gas | Clothes Dryer | Maximum Achievable Potential | Avg. Replacement Demand (W) | 0 | 0 | 0 | 0 | 0 | 0 | 0 | 0 | 0 | 0 | 0 | 0 | 0 | 0 | 0 | 0 | 0 | 0 | 0 | 0 | 0 | 0 | 0 | 0 | 0 | 0 | 0 | 0 | 0 | 0
F1_Residential_CZ1 - Multi Family_Existing_Appliances_Natural Gas_Stove/Oven_Maximum Achievable Potential | F1 | Residential | CZ1 - Multi Family | Existing | Appliances | Natural Gas | Stove/Oven | Maximum Achievable Potential | Units | 0 | 0 | 0 | 0 | 0 | 0 | 0 | 0 | 0 | 0 | 0 | 0 | 0 | 0 | 0 | 0 | 0 | 0 | 0 | 0 | 0 | 0 | 0 | 0 | 0 | 0 | 0 | 0 | 0 | 0
F2_Residential_CZ1 - Multi Family_Existing_Appliances_Natural Gas_Stove/Oven_Maximum Achievable Potential | F2 | Residential | CZ1 - Multi Family | Existing | Appliances | Natural Gas | Stove/Oven | Maximum Achievable Potential | Usage (MMtherm) | 0 | 0 | 0 | 0 | 0 | 0 | 0 | 0 | 0 | 0 | 0 | 0 | 0 | 0 | 0 | 0 | 0 | 0 | 0 | 0 | 0 | 0 | 0 | 0 | 0 | 0 | 0 | 0 | 0 | 0
F3_Residential_CZ1 - Multi Family_Existing_Appliances_Natural Gas_Stove/Oven_Maximum Achievable Potential | F3 | Residential | CZ1 - Multi Family | Existing | Appliances | Natural Gas | Stove/Oven | Maximum Achievable Potential | Peak Demand (S) | 0 | 0 | 0 | 0 | 0 | 0 | 0 | 0 | 0 | 0 | 0 | 0 | 0 | 0 | 0 | 0 | 0 | 0 | 0 | 0 | 0 | 0 | 0 | 0 | 0 | 0 | 0 | 0 | 0 | 0
F4_Residential_CZ1 - Multi Family_Existing_Appliances_Natural Gas_Stove/Oven_Maximum Achievable Potential | F4 | Residential | CZ1 - Multi Family | Existing | Appliances | Natural Gas | Stove/Oven | Maximum Achievable Potential | Peak Demand (W) | 0 | 0 | 0 | 0 | 0 | 0 | 0 | 0 | 0 | 0 | 0 | 0 | 0 | 0 | 0 | 0 | 0 | 0 | 0 | 0 | 0 | 0 | 0 | 0 | 0 | 0 | 0 | 0 | 0 | 0
F5_Residential_CZ1 - Multi Family_Existing_Appliances_Natural Gas_Stove/Oven_Maximum Achievable Potential | F5 | Residential | CZ1 - Multi Family | Existing | Appliances | Natural Gas | Stove/Oven | Maximum Achievable Potential | Turnover | 0 | 0 | 0 | 0 | 0 | 0 | 0 | 0 | 0 | 0 | 0 | 0 | 0 | 0 | 0 | 0 | 0 | 0 | 0 | 0 | 0 | 0 | 0 | 0 | 0 | 0 | 0 | 0 | 0 | 0
F6_Residential_CZ1 - Multi Family_Existing_Appliances_Natural Gas_Stove/Oven_Maximum Achievable Potential | F6 | Residential | CZ1 - Multi Family | Existing | Appliances | Natural Gas | Stove/Oven | Maximum Achievable Potential | Avg. Replacement Usage | 0 | 0 | 0 | 0 | 0 | 0 | 0 | 0 | 0 | 0 | 0 | 0 | 0 | 0 | 0 | 0 | 0 | 0 | 0 | 0 | 0 | 0 | 0 | 0 | 0 | 0 | 0 | 0 | 0 | 0
F7_Residential_CZ1 - Multi Family_Existing_Appliances_Natural Gas_Stove/Oven_Maximum Achievable Potential | F7 | Residential | CZ1 - Multi Family | Existing | Appliances | Natural Gas | Stove/Oven | Maximum Achievable Potential | Avg. Replacement Demand (S) | 0 | 0 | 0 | 0 | 0 | 0 | 0 | 0 | 0 | 0 | 0 | 0 | 0 | 0 | 0 | 0 | 0 | 0 | 0 | 0 | 0 | 0 | 0 | 0 | 0 | 0 | 0 | 0 | 0 | 0
F8_Residential_CZ1 - Multi Family_Existing_Appliances_Natural Gas_Stove/Oven_Maximum Achievable Potential | F8 | Residential | CZ1 - Multi Family | Existing | Appliances | Natural Gas | Stove/Oven | Maximum Achievable Potential | Avg. Replacement Demand (W) | 0 | 0 | 0 | 0 | 0 | 0 | 0 | 0 | 0 | 0 | 0 | 0 | 0 | 0 | 0 | 0 | 0 | 0 | 0 | 0 | 0 | 0 | 0 | 0 | 0 | 0 | 0 | 0 | 0 | 0
F1_Residential_CZ1 - Multi Family_Existing_Miscellaneous_Natural Gas_Pool Heater_Maximum Achievable Potential | F1 | Residential | CZ1 - Multi Family | Existing | Miscellaneous | Natural Gas | Pool Heater | Maximum Achievable Potential | Units | 0 | 0 | 0 | 0 | 0 | 0 | 0 | 0 | 0 | 0 | 0 | 0 | 0 | 0 | 0 | 0 | 0 | 0 | 0 | 0 | 0 | 0 | 0 | 0 | 0 | 0 | 0 | 0 | 0 | 0
F2_Residential_CZ1 - Multi Family_Existing_Miscellaneous_Natural Gas_Pool Heater_Maximum Achievable Potential | F2 | Residential | CZ1 - Multi Family | Existing | Miscellaneous | Natural Gas | Pool Heater | Maximum Achievable Potential | Usage (MMtherm) | 0 | 0 | 0 | 0 | 0 | 0 | 0 | 0 | 0 | 0 | 0 | 0 | 0 | 0 | 0 | 0 | 0 | 0 | 0 | 0 | 0 | 0 | 0 | 0 | 0 | 0 | 0 | 0 | 0 | 0
F3_Residential_CZ1 - Multi Family_Existing_Miscellaneous_Natural Gas_Pool Heater_Maximum Achievable Potential | F3 | Residential | CZ1 - Multi Family | Existing | Miscellaneous | Natural Gas | Pool Heater | Maximum Achievable Potential | Peak Demand (S) | 0 | 0 | 0 | 0 | 0 | 0 | 0 | 0 | 0 | 0 | 0 | 0 | 0 | 0 | 0 | 0 | 0 | 0 | 0 | 0 | 0 | 0 | 0 | 0 | 0 | 0 | 0 | 0 | 0 | 0
F4_Residential_CZ1 - Multi Family_Existing_Miscellaneous_Natural Gas_Pool Heater_Maximum Achievable Potential | F4 | Residential | CZ1 - Multi Family | Existing | Miscellaneous | Natural Gas | Pool Heater | Maximum Achievable Potential | Peak Demand (W) | 0 | 0 | 0 | 0 | 0 | 0 | 0 | 0 | 0 | 0 | 0 | 0 | 0 | 0 | 0 | 0 | 0 | 0 | 0 | 0 | 0 | 0 | 0 | 0 | 0 | 0 | 0 | 0 | 0 | 0
F5_Residential_CZ1 - Multi Family_Existing_Miscellaneous_Natural Gas_Pool Heater_Maximum Achievable Potential | F5 | Residential | CZ1 - Multi Family | Existing | Miscellaneous | Natural Gas | Pool Heater | Maximum Achievable Potential | Turnover | 0 | 0 | 0 | 0 | 0 | 0 | 0 | 0 | 0 | 0 | 0 | 0 | 0 | 0 | 0 | 0 | 0 | 0 | 0 | 0 | 0 | 0 | 0 | 0 | 0 | 0 | 0 | 0 | 0 | 0
F6_Residential_CZ1 - Multi Family_Existing_Miscellaneous_Natural Gas_Pool Heater_Maximum Achievable Potential | F6 | Residential | CZ1 - Multi Family | Existing | Miscellaneous | Natural Gas | Pool Heater | Maximum Achievable Potential | Avg. Replacement Usage | 0 | 0 | 0 | 0 | 0 | 0 | 0 | 0 | 0 | 0 | 0 | 0 | 0 | 0 | 0 | 0 | 0 | 0 | 0 | 0 | 0 | 0 | 0 | 0 | 0 | 0 | 0 | 0 | 0 | 0
F7_Residential_CZ1 - Multi Family_Existing_Miscellaneous_Natural Gas_Pool Heater_Maximum Achievable Potential | F7 | Residential | CZ1 - Multi Family | Existing | Miscellaneous | Natural Gas | Pool Heater | Maximum Achievable Potential | Avg. Replacement Demand (S) | 0 | 0 | 0 | 0 | 0 | 0 | 0 | 0 | 0 | 0 | 0 | 0 | 0 | 0 | 0 | 0 | 0 | 0 | 0 | 0 | 0 | 0 | 0 | 0 | 0 | 0 | 0 | 0 | 0 | 0
F8_Residential_CZ1 - Multi Family_Existing_Miscellaneous_Natural Gas_Pool Heater_Maximum Achievable Potential | F8 | Residential | CZ1 - Multi Family | Existing | Miscellaneous | Natural Gas | Pool Heater | Maximum Achievable Potential | Avg. Replacement Demand (W) | 0 | 0 | 0 | 0 | 0 | 0 | 0 | 0 | 0 | 0 | 0 | 0 | 0 | 0 | 0 | 0 | 0 | 0 | 0 | 0 | 0 | 0 | 0 | 0 | 0 | 0 | 0 | 0 | 0 | 0
F1_Residential_CZ1 - Multi Family_Existing_Miscellaneous_Natural Gas_Miscellaneous_Maximum Achievable Potential | F1 | Residential | CZ1 - Multi Family | Existing | Miscellaneous | Natural Gas | Miscellaneous | Maximum Achievable Potential | Units | 0 | 0 | 0 | 0 | 0 | 0 | 0 | 0 | 0 | 0 | 0 | 0 | 0 | 0 | 0 | 0 | 0 | 0 | 0 | 0 | 0 | 0 | 0 | 0 | 0 | 0 | 0 | 0 | 0 | 0
F2_Residential_CZ1 - Multi Family_Existing_Miscellaneous_Natural Gas_Miscellaneous_Maximum Achievable Potential | F2 | Residential | CZ1 - Multi Family | Existing | Miscellaneous | Natural Gas | Miscellaneous | Maximum Achievable Potential | Usage (MMtherm) | 0 | 0 | 0 | 0 | 0 | 0 | 0 | 0 | 0 | 0 | 0 | 0 | 0 | 0 | 0 | 0 | 0 | 0 | 0 | 0 | 0 | 0 | 0 | 0 | 0 | 0 | 0 | 0 | 0 | 0
F3_Residential_CZ1 - Multi Family_Existing_Miscellaneous_Natural Gas_Miscellaneous_Maximum Achievable Potential | F3 | Residential | CZ1 - Multi Family | Existing | Miscellaneous | Natural Gas | Miscellaneous | Maximum Achievable Potential | Peak Demand (S) | 0 | 0 | 0 | 0 | 0 | 0 | 0 | 0 | 0 | 0 | 0 | 0 | 0 | 0 | 0 | 0 | 0 | 0 | 0 | 0 | 0 | 0 | 0 | 0 | 0 | 0 | 0 | 0 | 0 | 0
F4_Residential_CZ1 - Multi Family_Existing_Miscellaneous_Natural Gas_Miscellaneous_Maximum Achievable Potential | F4 | Residential | CZ1 - Multi Family | Existing | Miscellaneous | Natural Gas | Miscellaneous | Maximum Achievable Potential | Peak Demand (W) | 0 | 0 | 0 | 0 | 0 | 0 | 0 | 0 | 0 | 0 | 0 | 0 | 0 | 0 | 0 | 0 | 0 | 0 | 0 | 0 | 0 | 0 | 0 | 0 | 0 | 0 | 0 | 0 | 0 | 0
F5_Residential_CZ1 - Multi Family_Existing_Miscellaneous_Natural Gas_Miscellaneous_Maximum Achievable Potential | F5 | Residential | CZ1 - Multi Family | Existing | Miscellaneous | Natural Gas | Miscellaneous | Maximum Achievable Potential | Turnover | 0 | 0 | 0 | 0 | 0 | 0 | 0 | 0 | 0 | 0 | 0 | 0 | 0 | 0 | 0 | 0 | 0 | 0 | 0 | 0 | 0 | 0 | 0 | 0 | 0 | 0 | 0 | 0 | 0 | 0
F6_Residential_CZ1 - Multi Family_Existing_Miscellaneous_Natural Gas_Miscellaneous_Maximum Achievable Potential | F6 | Residential | CZ1 - Multi Family | Existing | Miscellaneous | Natural Gas | Miscellaneous | Maximum Achievable Potential | Avg. Replacement Usage | 0 | 0 | 0 | 0 | 0 | 0 | 0 | 0 | 0 | 0 | 0 | 0 | 0 | 0 | 0 | 0 | 0 | 0 | 0 | 0 | 0 | 0 | 0 | 0 | 0 | 0 | 0 | 0 | 0 | 0
F7_Residential_CZ1 - Multi Family_Existing_Miscellaneous_Natural Gas_Miscellaneous_Maximum Achievable Potential | F7 | Residential | CZ1 - Multi Family | Existing | Miscellaneous | Natural Gas | Miscellaneous | Maximum Achievable Potential | Avg. Replacement Demand (S) | 0 | 0 | 0 | 0 | 0 | 0 | 0 | 0 | 0 | 0 | 0 | 0 | 0 | 0 | 0 | 0 | 0 | 0 | 0 | 0 | 0 | 0 | 0 | 0 | 0 | 0 | 0 | 0 | 0 | 0
F8_Residential_CZ1 - Multi Family_Existing_Miscellaneous_Natural Gas_Miscellaneous_Maximum Achievable Potential | F8 | Residential | CZ1 - Multi Family | Existing | Miscellaneous | Natural Gas | Miscellaneous | Maximum Achievable Potential | Avg. Replacement Demand (W) | 0 | 0 | 0 | 0 | 0 | 0 | 0 | 0 | 0 | 0 | 0 | 0 | 0 | 0 | 0 | 0 | 0 | 0 | 0 | 0 | 0 | 0 | 0 | 0 | 0 | 0 | 0 | 0 | 0 | 0
F1_Residential_CZ1 - Multi Family_New_Space Heating_Natural Gas_Furnace - Direct Fuel_Maximum Achievable Potential | F1 | Residential | CZ1 - Multi Family | New | Space Heating | Natural Gas | Furnace - Direct Fuel | Maximum Achievable Potential | Units | 0 | 0 | 0 | 0 | 0 | 0 | 0 | 0 | 0 | 0 | 0 | 0 | 0 | 0 | 0 | 0 | 0 | 0 | 0 | 0 | 0 | 0 | 0 | 0 | 0 | 0 | 0 | 0 | 0 | 0
F2_Residential_CZ1 - Multi Family_New_Space Heating_Natural Gas_Furnace - Direct Fuel_Maximum Achievable Potential | F2 | Residential | CZ1 - Multi Family | New | Space Heating | Natural Gas | Furnace - Direct Fuel | Maximum Achievable Potential | Usage (MMtherm) | 0 | 0 | 0 | 0 | 0 | 0 | 0 | 0 | 0 | 0 | 0 | 0 | 0 | 0 | 0 | 0 | 0 | 0 | 0 | 0 | 0 | 0 | 0 | 0 | 0 | 0 | 0 | 0 | 0 | 0
F3_Residential_CZ1 - Multi Family_New_Space Heating_Natural Gas_Furnace - Direct Fuel_Maximum Achievable Potential | F3 | Residential | CZ1 - Multi Family | New | Space Heating | Natural Gas | Furnace - Direct Fuel | Maximum Achievable Potential | Peak Demand (S) | 0 | 0 | 0 | 0 | 0 | 0 | 0 | 0 | 0 | 0 | 0 | 0 | 0 | 0 | 0 | 0 | 0 | 0 | 0 | 0 | 0 | 0 | 0 | 0 | 0 | 0 | 0 | 0 | 0 | 0
F4_Residential_CZ1 - Multi Family_New_Space Heating_Natural Gas_Furnace - Direct Fuel_Maximum Achievable Potential | F4 | Residential | CZ1 - Multi Family | New | Space Heating | Natural Gas | Furnace - Direct Fuel | Maximum Achievable Potential | Peak Demand (W) | 0 | 0 | 0 | 0 | 0 | 0 | 0 | 0 | 0 | 0 | 0 | 0 | 0 | 0 | 0 | 0 | 0 | 0 | 0 | 0 | 0 | 0 | 0 | 0 | 0 | 0 | 0 | 0 | 0 | 0
F5_Residential_CZ1 - Multi Family_New_Space Heating_Natural Gas_Furnace - Direct Fuel_Maximum Achievable Potential | F5 | Residential | CZ1 - Multi Family | New | Space Heating | Natural Gas | Furnace - Direct Fuel | Maximum Achievable Potential | Turnover | 0 | 0 | 0 | 0 | 0 | 0 | 0 | 0 | 0 | 0 | 0 | 0 | 0 | 0 | 0 | 0 | 0 | 0 | 0 | 0 | 0 | 0 | 0 | 0 | 0 | 0 | 0 | 0 | 0 | 0
F6_Residential_CZ1 - Multi Family_New_Space Heating_Natural Gas_Furnace - Direct Fuel_Maximum Achievable Potential | F6 | Residential | CZ1 - Multi Family | New | Space Heating | Natural Gas | Furnace - Direct Fuel | Maximum Achievable Potential | Avg. Replacement Usage | 0 | 0 | 0 | 0 | 0 | 0 | 0 | 0 | 0 | 0 | 0 | 0 | 0 | 0 | 0 | 0 | 0 | 0 | 0 | 0 | 0 | 0 | 0 | 0 | 0 | 0 | 0 | 0 | 0 | 0
F7_Residential_CZ1 - Multi Family_New_Space Heating_Natural Gas_Furnace - Direct Fuel_Maximum Achievable Potential | F7 | Residential | CZ1 - Multi Family | New | Space Heating | Natural Gas | Furnace - Direct Fuel | Maximum Achievable Potential | Avg. Replacement Demand (S) | 0 | 0 | 0 | 0 | 0 | 0 | 0 | 0 | 0 | 0 | 0 | 0 | 0 | 0 | 0 | 0 | 0 | 0 | 0 | 0 | 0 | 0 | 0 | 0 | 0 | 0 | 0 | 0 | 0 | 0
F8_Residential_CZ1 - Multi Family_New_Space Heating_Natural Gas_Furnace - Direct Fuel_Maximum Achievable Potential | F8 | Residential | CZ1 - Multi Family | New | Space Heating | Natural Gas | Furnace - Direct Fuel | Maximum Achievable Potential | Avg. Replacement Demand (W) | 0 | 0 | 0 | 0 | 0 | 0 | 0 | 0 | 0 | 0 | 0 | 0 | 0 | 0 | 0 | 0 | 0 | 0 | 0 | 0 | 0 | 0 | 0 | 0 | 0 | 0 | 0 | 0 | 0 | 0
F1_Residential_CZ1 - Multi Family_New_Space Heating_Natural Gas_Boiler - Direct Fuel_Maximum Achievable Potential | F1 | Residential | CZ1 - Multi Family | New | Space Heating | Natural Gas | Boiler - Direct Fuel | Maximum Achievable Potential | Units | 0 | 0 | 0 | 0 | 0 | 0 | 0 | 0 | 0 | 0 | 0 | 0 | 0 | 0 | 0 | 0 | 0 | 0 | 0 | 0 | 0 | 0 | 0 | 0 | 0 | 0 | 0 | 0 | 0 | 0
F2_Residential_CZ1 - Multi Family_New_Space Heating_Natural Gas_Boiler - Direct Fuel_Maximum Achievable Potential | F2 | Residential | CZ1 - Multi Family | New | Space Heating | Natural Gas | Boiler - Direct Fuel | Maximum Achievable Potential | Usage (MMtherm) | 0 | 0 | 0 | 0 | 0 | 0 | 0 | 0 | 0 | 0 | 0 | 0 | 0 | 0 | 0 | 0 | 0 | 0 | 0 | 0 | 0 | 0 | 0 | 0 | 0 | 0 | 0 | 0 | 0 | 0
F3_Residential_CZ1 - Multi Family_New_Space Heating_Natural Gas_Boiler - Direct Fuel_Maximum Achievable Potential | F3 | Residential | CZ1 - Multi Family | New | Space Heating | Natural Gas | Boiler - Direct Fuel | Maximum Achievable Potential | Peak Demand (S) | 0 | 0 | 0 | 0 | 0 | 0 | 0 | 0 | 0 | 0 | 0 | 0 | 0 | 0 | 0 | 0 | 0 | 0 | 0 | 0 | 0 | 0 | 0 | 0 | 0 | 0 | 0 | 0 | 0 | 0
F4_Residential_CZ1 - Multi Family_New_Space Heating_Natural Gas_Boiler - Direct Fuel_Maximum Achievable Potential | F4 | Residential | CZ1 - Multi Family | New | Space Heating | Natural Gas | Boiler - Direct Fuel | Maximum Achievable Potential | Peak Demand (W) | 0 | 0 | 0 | 0 | 0 | 0 | 0 | 0 | 0 | 0 | 0 | 0 | 0 | 0 | 0 | 0 | 0 | 0 | 0 | 0 | 0 | 0 | 0 | 0 | 0 | 0 | 0 | 0 | 0 | 0
F5_Residential_CZ1 - Multi Family_New_Space Heating_Natural Gas_Boiler - Direct Fuel_Maximum Achievable Potential | F5 | Residential | CZ1 - Multi Family | New | Space Heating | Natural Gas | Boiler - Direct Fuel | Maximum Achievable Potential | Turnover | 0 | 0 | 0 | 0 | 0 | 0 | 0 | 0 | 0 | 0 | 0 | 0 | 0 | 0 | 0 | 0 | 0 | 0 | 0 | 0 | 0 | 0 | 0 | 0 | 0 | 0 | 0 | 0 | 0 | 0
F6_Residential_CZ1 - Multi Family_New_Space Heating_Natural Gas_Boiler - Direct Fuel_Maximum Achievable Potential | F6 | Residential | CZ1 - Multi Family | New | Space Heating | Natural Gas | Boiler - Direct Fuel | Maximum Achievable Potential | Avg. Replacement Usage | 0 | 0 | 0 | 0 | 0 | 0 | 0 | 0 | 0 | 0 | 0 | 0 | 0 | 0 | 0 | 0 | 0 | 0 | 0 | 0 | 0 | 0 | 0 | 0 | 0 | 0 | 0 | 0 | 0 | 0
F7_Residential_CZ1 - Multi Family_New_Space Heating_Natural Gas_Boiler - Direct Fuel_Maximum Achievable Potential | F7 | Residential | CZ1 - Multi Family | New | Space Heating | Natural Gas | Boiler - Direct Fuel | Maximum Achievable Potential | Avg. Replacement Demand (S) | 0 | 0 | 0 | 0 | 0 | 0 | 0 | 0 | 0 | 0 | 0 | 0 | 0 | 0 | 0 | 0 | 0 | 0 | 0 | 0 | 0 | 0 | 0 | 0 | 0 | 0 | 0 | 0 | 0 | 0
F8_Residential_CZ1 - Multi Family_New_Space Heating_Natural Gas_Boiler - Direct Fuel_Maximum Achievable Potential | F8 | Residential | CZ1 - Multi Family | New | Space Heating | Natural Gas | Boiler - Direct Fuel | Maximum Achievable Potential | Avg. Replacement Demand (W) | 0 | 0 | 0 | 0 | 0 | 0 | 0 | 0 | 0 | 0 | 0 | 0 | 0 | 0 | 0 | 0 | 0 | 0 | 0 | 0 | 0 | 0 | 0 | 0 | 0 | 0 | 0 | 0 | 0 | 0
F1_Residential_CZ1 - Multi Family_New_Secondary Heating_Natural Gas_Fireplace_Maximum Achievable Potential | F1 | Residential | CZ1 - Multi Family | New | Secondary Heating | Natural Gas | Fireplace | Maximum Achievable Potential | Units | 0 | 0 | 0 | 0 | 0 | 0 | 0 | 0 | 0 | 0 | 0 | 0 | 0 | 0 | 0 | 0 | 0 | 0 | 0 | 0 | 0 | 0 | 0 | 0 | 0 | 0 | 0 | 0 | 0 | 0
F2_Residential_CZ1 - Multi Family_New_Secondary Heating_Natural Gas_Fireplace_Maximum Achievable Potential | F2 | Residential | CZ1 - Multi Family | New | Secondary Heating | Natural Gas | Fireplace | Maximum Achievable Potential | Usage (MMtherm) | 0 | 0 | 0 | 0 | 0 | 0 | 0 | 0 | 0 | 0 | 0 | 0 | 0 | 0 | 0 | 0 | 0 | 0 | 0 | 0 | 0 | 0 | 0 | 0 | 0 | 0 | 0 | 0 | 0 | 0
F3_Residential_CZ1 - Multi Family_New_Secondary Heating_Natural Gas_Fireplace_Maximum Achievable Potential | F3 | Residential | CZ1 - Multi Family | New | Secondary Heating | Natural Gas | Fireplace | Maximum Achievable Potential | Peak Demand (S) | 0 | 0 | 0 | 0 | 0 | 0 | 0 | 0 | 0 | 0 | 0 | 0 | 0 | 0 | 0 | 0 | 0 | 0 | 0 | 0 | 0 | 0 | 0 | 0 | 0 | 0 | 0 | 0 | 0 | 0
F4_Residential_CZ1 - Multi Family_New_Secondary Heating_Natural Gas_Fireplace_Maximum Achievable Potential | F4 | Residential | CZ1 - Multi Family | New | Secondary Heating | Natural Gas | Fireplace | Maximum Achievable Potential | Peak Demand (W) | 0 | 0 | 0 | 0 | 0 | 0 | 0 | 0 | 0 | 0 | 0 | 0 | 0 | 0 | 0 | 0 | 0 | 0 | 0 | 0 | 0 | 0 | 0 | 0 | 0 | 0 | 0 | 0 | 0 | 0
F5_Residential_CZ1 - Multi Family_New_Secondary Heating_Natural Gas_Fireplace_Maximum Achievable Potential | F5 | Residential | CZ1 - Multi Family | New | Secondary Heating | Natural Gas | Fireplace | Maximum Achievable Potential | Turnover | 0 | 0 | 0 | 0 | 0 | 0 | 0 | 0 | 0 | 0 | 0 | 0 | 0 | 0 | 0 | 0 | 0 | 0 | 0 | 0 | 0 | 0 | 0 | 0 | 0 | 0 | 0 | 0 | 0 | 0
F6_Residential_CZ1 - Multi Family_New_Secondary Heating_Natural Gas_Fireplace_Maximum Achievable Potential | F6 | Residential | CZ1 - Multi Family | New | Secondary Heating | Natural Gas | Fireplace | Maximum Achievable Potential | Avg. Replacement Usage | 0 | 0 | 0 | 0 | 0 | 0 | 0 | 0 | 0 | 0 | 0 | 0 | 0 | 0 | 0 | 0 | 0 | 0 | 0 | 0 | 0 | 0 | 0 | 0 | 0 | 0 | 0 | 0 | 0 | 0
F7_Residential_CZ1 - Multi Family_New_Secondary Heating_Natural Gas_Fireplace_Maximum Achievable Potential | F7 | Residential | CZ1 - Multi Family | New | Secondary Heating | Natural Gas | Fireplace | Maximum Achievable Potential | Avg. Replacement Demand (S) | 0 | 0 | 0 | 0 | 0 | 0 | 0 | 0 | 0 | 0 | 0 | 0 | 0 | 0 | 0 | 0 | 0 | 0 | 0 | 0 | 0 | 0 | 0 | 0 | 0 | 0 | 0 | 0 | 0 | 0
F8_Residential_CZ1 - Multi Family_New_Secondary Heating_Natural Gas_Fireplace_Maximum Achievable Potential | F8 | Residential | CZ1 - Multi Family | New | Secondary Heating | Natural Gas | Fireplace | Maximum Achievable Potential | Avg. Replacement Demand (W) | 0 | 0 | 0 | 0 | 0 | 0 | 0 | 0 | 0 | 0 | 0 | 0 | 0 | 0 | 0 | 0 | 0 | 0 | 0 | 0 | 0 | 0 | 0 | 0 | 0 | 0 | 0 | 0 | 0 | 0
F1_Residential_CZ1 - Multi Family_New_Water Heating_Natural Gas_Water Heater <= 55 gal._Maximum Achievable Potential | F1 | Residential | CZ1 - Multi Family | New | Water Heating | Natural Gas | Water Heater <= 55 gal. | Maximum Achievable Potential | Units | 0 | 0 | 0 | 0 | 0 | 0 | 0 | 0 | 0 | 0 | 0 | 0 | 0 | 0 | 0 | 0 | 0 | 0 | 0 | 0 | 0 | 0 | 0 | 0 | 0 | 0 | 0 | 0 | 0 | 0
F2_Residential_CZ1 - Multi Family_New_Water Heating_Natural Gas_Water Heater <= 55 gal._Maximum Achievable Potential | F2 | Residential | CZ1 - Multi Family | New | Water Heating | Natural Gas | Water Heater <= 55 gal. | Maximum Achievable Potential | Usage (MMtherm) | 0 | 0 | 0 | 0 | 0 | 0 | 0 | 0 | 0 | 0 | 0 | 0 | 0 | 0 | 0 | 0 | 0 | 0 | 0 | 0 | 0 | 0 | 0 | 0 | 0 | 0 | 0 | 0 | 0 | 0
F3_Residential_CZ1 - Multi Family_New_Water Heating_Natural Gas_Water Heater <= 55 gal._Maximum Achievable Potential | F3 | Residential | CZ1 - Multi Family | New | Water Heating | Natural Gas | Water Heater <= 55 gal. | Maximum Achievable Potential | Peak Demand (S) | 0 | 0 | 0 | 0 | 0 | 0 | 0 | 0 | 0 | 0 | 0 | 0 | 0 | 0 | 0 | 0 | 0 | 0 | 0 | 0 | 0 | 0 | 0 | 0 | 0 | 0 | 0 | 0 | 0 | 0
F4_Residential_CZ1 - Multi Family_New_Water Heating_Natural Gas_Water Heater <= 55 gal._Maximum Achievable Potential | F4 | Residential | CZ1 - Multi Family | New | Water Heating | Natural Gas | Water Heater <= 55 gal. | Maximum Achievable Potential | Peak Demand (W) | 0 | 0 | 0 | 0 | 0 | 0 | 0 | 0 | 0 | 0 | 0 | 0 | 0 | 0 | 0 | 0 | 0 | 0 | 0 | 0 | 0 | 0 | 0 | 0 | 0 | 0 | 0 | 0 | 0 | 0
F5_Residential_CZ1 - Multi Family_New_Water Heating_Natural Gas_Water Heater <= 55 gal._Maximum Achievable Potential | F5 | Residential | CZ1 - Multi Family | New | Water Heating | Natural Gas | Water Heater <= 55 gal. | Maximum Achievable Potential | Turnover | 0 | 0 | 0 | 0 | 0 | 0 | 0 | 0 | 0 | 0 | 0 | 0 | 0 | 0 | 0 | 0 | 0 | 0 | 0 | 0 | 0 | 0 | 0 | 0 | 0 | 0 | 0 | 0 | 0 | 0
F6_Residential_CZ1 - Multi Family_New_Water Heating_Natural Gas_Water Heater <= 55 gal._Maximum Achievable Potential | F6 | Residential | CZ1 - Multi Family | New | Water Heating | Natural Gas | Water Heater <= 55 gal. | Maximum Achievable Potential | Avg. Replacement Usage | 0 | 0 | 0 | 0 | 0 | 0 | 0 | 0 | 0 | 0 | 0 | 0 | 0 | 0 | 0 | 0 | 0 | 0 | 0 | 0 | 0 | 0 | 0 | 0 | 0 | 0 | 0 | 0 | 0 | 0
F7_Residential_CZ1 - Multi Family_New_Water Heating_Natural Gas_Water Heater <= 55 gal._Maximum Achievable Potential | F7 | Residential | CZ1 - Multi Family | New | Water Heating | Natural Gas | Water Heater <= 55 gal. | Maximum Achievable Potential | Avg. Replacement Demand (S) | 0 | 0 | 0 | 0 | 0 | 0 | 0 | 0 | 0 | 0 | 0 | 0 | 0 | 0 | 0 | 0 | 0 | 0 | 0 | 0 | 0 | 0 | 0 | 0 | 0 | 0 | 0 | 0 | 0 | 0
F8_Residential_CZ1 - Multi Family_New_Water Heating_Natural Gas_Water Heater <= 55 gal._Maximum Achievable Potential | F8 | Residential | CZ1 - Multi Family | New | Water Heating | Natural Gas | Water Heater <= 55 gal. | Maximum Achievable Potential | Avg. Replacement Demand (W) | 0 | 0 | 0 | 0 | 0 | 0 | 0 | 0 | 0 | 0 | 0 | 0 | 0 | 0 | 0 | 0 | 0 | 0 | 0 | 0 | 0 | 0 | 0 | 0 | 0 | 0 | 0 | 0 | 0 | 0
F1_Residential_CZ1 - Multi Family_New_Water Heating_Natural Gas_Water Heater > 55 gal._Maximum Achievable Potential | F1 | Residential | CZ1 - Multi Family | New | Water Heating | Natural Gas | Water Heater > 55 gal. | Maximum Achievable Potential | Units | 0 | 0 | 0 | 0 | 0 | 0 | 0 | 0 | 0 | 0 | 0 | 0 | 0 | 0 | 0 | 0 | 0 | 0 | 0 | 0 | 0 | 0 | 0 | 0 | 0 | 0 | 0 | 0 | 0 | 0
F2_Residential_CZ1 - Multi Family_New_Water Heating_Natural Gas_Water Heater > 55 gal._Maximum Achievable Potential | F2 | Residential | CZ1 - Multi Family | New | Water Heating | Natural Gas | Water Heater > 55 gal. | Maximum Achievable Potential | Usage (MMtherm) | 0 | 0 | 0 | 0 | 0 | 0 | 0 | 0 | 0 | 0 | 0 | 0 | 0 | 0 | 0 | 0 | 0 | 0 | 0 | 0 | 0 | 0 | 0 | 0 | 0 | 0 | 0 | 0 | 0 | 0
F3_Residential_CZ1 - Multi Family_New_Water Heating_Natural Gas_Water Heater > 55 gal._Maximum Achievable Potential | F3 | Residential | CZ1 - Multi Family | New | Water Heating | Natural Gas | Water Heater > 55 gal. | Maximum Achievable Potential | Peak Demand (S) | 0 | 0 | 0 | 0 | 0 | 0 | 0 | 0 | 0 | 0 | 0 | 0 | 0 | 0 | 0 | 0 | 0 | 0 | 0 | 0 | 0 | 0 | 0 | 0 | 0 | 0 | 0 | 0 | 0 | 0
F4_Residential_CZ1 - Multi Family_New_Water Heating_Natural Gas_Water Heater > 55 gal._Maximum Achievable Potential | F4 | Residential | CZ1 - Multi Family | New | Water Heating | Natural Gas | Water Heater > 55 gal. | Maximum Achievable Potential | Peak Demand (W) | 0 | 0 | 0 | 0 | 0 | 0 | 0 | 0 | 0 | 0 | 0 | 0 | 0 | 0 | 0 | 0 | 0 | 0 | 0 | 0 | 0 | 0 | 0 | 0 | 0 | 0 | 0 | 0 | 0 | 0
F5_Residential_CZ1 - Multi Family_New_Water Heating_Natural Gas_Water Heater > 55 gal._Maximum Achievable Potential | F5 | Residential | CZ1 - Multi Family | New | Water Heating | Natural Gas | Water Heater > 55 gal. | Maximum Achievable Potential | Turnover | 0 | 0 | 0 | 0 | 0 | 0 | 0 | 0 | 0 | 0 | 0 | 0 | 0 | 0 | 0 | 0 | 0 | 0 | 0 | 0 | 0 | 0 | 0 | 0 | 0 | 0 | 0 | 0 | 0 | 0
F6_Residential_CZ1 - Multi Family_New_Water Heating_Natural Gas_Water Heater > 55 gal._Maximum Achievable Potential | F6 | Residential | CZ1 - Multi Family | New | Water Heating | Natural Gas | Water Heater > 55 gal. | Maximum Achievable Potential | Avg. Replacement Usage | 0 | 0 | 0 | 0 | 0 | 0 | 0 | 0 | 0 | 0 | 0 | 0 | 0 | 0 | 0 | 0 | 0 | 0 | 0 | 0 | 0 | 0 | 0 | 0 | 0 | 0 | 0 | 0 | 0 | 0
F7_Residential_CZ1 - Multi Family_New_Water Heating_Natural Gas_Water Heater > 55 gal._Maximum Achievable Potential | F7 | Residential | CZ1 - Multi Family | New | Water Heating | Natural Gas | Water Heater > 55 gal. | Maximum Achievable Potential | Avg. Replacement Demand (S) | 0 | 0 | 0 | 0 | 0 | 0 | 0 | 0 | 0 | 0 | 0 | 0 | 0 | 0 | 0 | 0 | 0 | 0 | 0 | 0 | 0 | 0 | 0 | 0 | 0 | 0 | 0 | 0 | 0 | 0
F8_Residential_CZ1 - Multi Family_New_Water Heating_Natural Gas_Water Heater > 55 gal._Maximum Achievable Potential | F8 | Residential | CZ1 - Multi Family | New | Water Heating | Natural Gas | Water Heater > 55 gal. | Maximum Achievable Potential | Avg. Replacement Demand (W) | 0 | 0 | 0 | 0 | 0 | 0 | 0 | 0 | 0 | 0 | 0 | 0 | 0 | 0 | 0 | 0 | 0 | 0 | 0 | 0 | 0 | 0 | 0 | 0 | 0 | 0 | 0 | 0 | 0 | 0
F1_Residential_CZ1 - Multi Family_New_Appliances_Natural Gas_Clothes Dryer_Maximum Achievable Potential | F1 | Residential | CZ1 - Multi Family | New | Appliances | Natural Gas | Clothes Dryer | Maximum Achievable Potential | Units | 0 | 0 | 0 | 0 | 0 | 0 | 0 | 0 | 0 | 0 | 0 | 0 | 0 | 0 | 0 | 0 | 0 | 0 | 0 | 0 | 0 | 0 | 0 | 0 | 0 | 0 | 0 | 0 | 0 | 0
F2_Residential_CZ1 - Multi Family_New_Appliances_Natural Gas_Clothes Dryer_Maximum Achievable Potential | F2 | Residential | CZ1 - Multi Family | New | Appliances | Natural Gas | Clothes Dryer | Maximum Achievable Potential | Usage (MMtherm) | 0 | 0 | 0 | 0 | 0 | 0 | 0 | 0 | 0 | 0 | 0 | 0 | 0 | 0 | 0 | 0 | 0 | 0 | 0 | 0 | 0 | 0 | 0 | 0 | 0 | 0 | 0 | 0 | 0 | 0
F3_Residential_CZ1 - Multi Family_New_Appliances_Natural Gas_Clothes Dryer_Maximum Achievable Potential | F3 | Residential | CZ1 - Multi Family | New | Appliances | Natural Gas | Clothes Dryer | Maximum Achievable Potential | Peak Demand (S) | 0 | 0 | 0 | 0 | 0 | 0 | 0 | 0 | 0 | 0 | 0 | 0 | 0 | 0 | 0 | 0 | 0 | 0 | 0 | 0 | 0 | 0 | 0 | 0 | 0 | 0 | 0 | 0 | 0 | 0
F4_Residential_CZ1 - Multi Family_New_Appliances_Natural Gas_Clothes Dryer_Maximum Achievable Potential | F4 | Residential | CZ1 - Multi Family | New | Appliances | Natural Gas | Clothes Dryer | Maximum Achievable Potential | Peak Demand (W) | 0 | 0 | 0 | 0 | 0 | 0 | 0 | 0 | 0 | 0 | 0 | 0 | 0 | 0 | 0 | 0 | 0 | 0 | 0 | 0 | 0 | 0 | 0 | 0 | 0 | 0 | 0 | 0 | 0 | 0
F5_Residential_CZ1 - Multi Family_New_Appliances_Natural Gas_Clothes Dryer_Maximum Achievable Potential | F5 | Residential | CZ1 - Multi Family | New | Appliances | Natural Gas | Clothes Dryer | Maximum Achievable Potential | Turnover | 0 | 0 | 0 | 0 | 0 | 0 | 0 | 0 | 0 | 0 | 0 | 0 | 0 | 0 | 0 | 0 | 0 | 0 | 0 | 0 | 0 | 0 | 0 | 0 | 0 | 0 | 0 | 0 | 0 | 0
F6_Residential_CZ1 - Multi Family_New_Appliances_Natural Gas_Clothes Dryer_Maximum Achievable Potential | F6 | Residential | CZ1 - Multi Family | New | Appliances | Natural Gas | Clothes Dryer | Maximum Achievable Potential | Avg. Replacement Usage | 0 | 0 | 0 | 0 | 0 | 0 | 0 | 0 | 0 | 0 | 0 | 0 | 0 | 0 | 0 | 0 | 0 | 0 | 0 | 0 | 0 | 0 | 0 | 0 | 0 | 0 | 0 | 0 | 0 | 0
F7_Residential_CZ1 - Multi Family_New_Appliances_Natural Gas_Clothes Dryer_Maximum Achievable Potential | F7 | Residential | CZ1 - Multi Family | New | Appliances | Natural Gas | Clothes Dryer | Maximum Achievable Potential | Avg. Replacement Demand (S) | 0 | 0 | 0 | 0 | 0 | 0 | 0 | 0 | 0 | 0 | 0 | 0 | 0 | 0 | 0 | 0 | 0 | 0 | 0 | 0 | 0 | 0 | 0 | 0 | 0 | 0 | 0 | 0 | 0 | 0
F8_Residential_CZ1 - Multi Family_New_Appliances_Natural Gas_Clothes Dryer_Maximum Achievable Potential | F8 | Residential | CZ1 - Multi Family | New | Appliances | Natural Gas | Clothes Dryer | Maximum Achievable Potential | Avg. Replacement Demand (W) | 0 | 0 | 0 | 0 | 0 | 0 | 0 | 0 | 0 | 0 | 0 | 0 | 0 | 0 | 0 | 0 | 0 | 0 | 0 | 0 | 0 | 0 | 0 | 0 | 0 | 0 | 0 | 0 | 0 | 0
F1_Residential_CZ1 - Multi Family_New_Appliances_Natural Gas_Stove/Oven_Maximum Achievable Potential | F1 | Residential | CZ1 - Multi Family | New | Appliances | Natural Gas | Stove/Oven | Maximum Achievable Potential | Units | 0 | 0 | 0 | 0 | 0 | 0 | 0 | 0 | 0 | 0 | 0 | 0 | 0 | 0 | 0 | 0 | 0 | 0 | 0 | 0 | 0 | 0 | 0 | 0 | 0 | 0 | 0 | 0 | 0 | 0
F2_Residential_CZ1 - Multi Family_New_Appliances_Natural Gas_Stove/Oven_Maximum Achievable Potential | F2 | Residential | CZ1 - Multi Family | New | Appliances | Natural Gas | Stove/Oven | Maximum Achievable Potential | Usage (MMtherm) | 0 | 0 | 0 | 0 | 0 | 0 | 0 | 0 | 0 | 0 | 0 | 0 | 0 | 0 | 0 | 0 | 0 | 0 | 0 | 0 | 0 | 0 | 0 | 0 | 0 | 0 | 0 | 0 | 0 | 0
F3_Residential_CZ1 - Multi Family_New_Appliances_Natural Gas_Stove/Oven_Maximum Achievable Potential | F3 | Residential | CZ1 - Multi Family | New | Appliances | Natural Gas | Stove/Oven | Maximum Achievable Potential | Peak Demand (S) | 0 | 0 | 0 | 0 | 0 | 0 | 0 | 0 | 0 | 0 | 0 | 0 | 0 | 0 | 0 | 0 | 0 | 0 | 0 | 0 | 0 | 0 | 0 | 0 | 0 | 0 | 0 | 0 | 0 | 0
F4_Residential_CZ1 - Multi Family_New_Appliances_Natural Gas_Stove/Oven_Maximum Achievable Potential | F4 | Residential | CZ1 - Multi Family | New | Appliances | Natural Gas | Stove/Oven | Maximum Achievable Potential | Peak Demand (W) | 0 | 0 | 0 | 0 | 0 | 0 | 0 | 0 | 0 | 0 | 0 | 0 | 0 | 0 | 0 | 0 | 0 | 0 | 0 | 0 | 0 | 0 | 0 | 0 | 0 | 0 | 0 | 0 | 0 | 0
F5_Residential_CZ1 - Multi Family_New_Appliances_Natural Gas_Stove/Oven_Maximum Achievable Potential | F5 | Residential | CZ1 - Multi Family | New | Appliances | Natural Gas | Stove/Oven | Maximum Achievable Potential | Turnover | 0 | 0 | 0 | 0 | 0 | 0 | 0 | 0 | 0 | 0 | 0 | 0 | 0 | 0 | 0 | 0 | 0 | 0 | 0 | 0 | 0 | 0 | 0 | 0 | 0 | 0 | 0 | 0 | 0 | 0
F6_Residential_CZ1 - Multi Family_New_Appliances_Natural Gas_Stove/Oven_Maximum Achievable Potential | F6 | Residential | CZ1 - Multi Family | New | Appliances | Natural Gas | Stove/Oven | Maximum Achievable Potential | Avg. Replacement Usage | 0 | 0 | 0 | 0 | 0 | 0 | 0 | 0 | 0 | 0 | 0 | 0 | 0 | 0 | 0 | 0 | 0 | 0 | 0 | 0 | 0 | 0 | 0 | 0 | 0 | 0 | 0 | 0 | 0 | 0
F7_Residential_CZ1 - Multi Family_New_Appliances_Natural Gas_Stove/Oven_Maximum Achievable Potential | F7 | Residential | CZ1 - Multi Family | New | Appliances | Natural Gas | Stove/Oven | Maximum Achievable Potential | Avg. Replacement Demand (S) | 0 | 0 | 0 | 0 | 0 | 0 | 0 | 0 | 0 | 0 | 0 | 0 | 0 | 0 | 0 | 0 | 0 | 0 | 0 | 0 | 0 | 0 | 0 | 0 | 0 | 0 | 0 | 0 | 0 | 0
F8_Residential_CZ1 - Multi Family_New_Appliances_Natural Gas_Stove/Oven_Maximum Achievable Potential | F8 | Residential | CZ1 - Multi Family | New | Appliances | Natural Gas | Stove/Oven | Maximum Achievable Potential | Avg. Replacement Demand (W) | 0 | 0 | 0 | 0 | 0 | 0 | 0 | 0 | 0 | 0 | 0 | 0 | 0 | 0 | 0 | 0 | 0 | 0 | 0 | 0 | 0 | 0 | 0 | 0 | 0 | 0 | 0 | 0 | 0 | 0
F1_Residential_CZ1 - Multi Family_New_Miscellaneous_Natural Gas_Pool Heater_Maximum Achievable Potential | F1 | Residential | CZ1 - Multi Family | New | Miscellaneous | Natural Gas | Pool Heater | Maximum Achievable Potential | Units | 0 | 0 | 0 | 0 | 0 | 0 | 0 | 0 | 0 | 0 | 0 | 0 | 0 | 0 | 0 | 0 | 0 | 0 | 0 | 0 | 0 | 0 | 0 | 0 | 0 | 0 | 0 | 0 | 0 | 0
F2_Residential_CZ1 - Multi Family_New_Miscellaneous_Natural Gas_Pool Heater_Maximum Achievable Potential | F2 | Residential | CZ1 - Multi Family | New | Miscellaneous | Natural Gas | Pool Heater | Maximum Achievable Potential | Usage (MMtherm) | 0 | 0 | 0 | 0 | 0 | 0 | 0 | 0 | 0 | 0 | 0 | 0 | 0 | 0 | 0 | 0 | 0 | 0 | 0 | 0 | 0 | 0 | 0 | 0 | 0 | 0 | 0 | 0 | 0 | 0
F3_Residential_CZ1 - Multi Family_New_Miscellaneous_Natural Gas_Pool Heater_Maximum Achievable Potential | F3 | Residential | CZ1 - Multi Family | New | Miscellaneous | Natural Gas | Pool Heater | Maximum Achievable Potential | Peak Demand (S) | 0 | 0 | 0 | 0 | 0 | 0 | 0 | 0 | 0 | 0 | 0 | 0 | 0 | 0 | 0 | 0 | 0 | 0 | 0 | 0 | 0 | 0 | 0 | 0 | 0 | 0 | 0 | 0 | 0 | 0
F4_Residential_CZ1 - Multi Family_New_Miscellaneous_Natural Gas_Pool Heater_Maximum Achievable Potential | F4 | Residential | CZ1 - Multi Family | New | Miscellaneous | Natural Gas | Pool Heater | Maximum Achievable Potential | Peak Demand (W) | 0 | 0 | 0 | 0 | 0 | 0 | 0 | 0 | 0 | 0 | 0 | 0 | 0 | 0 | 0 | 0 | 0 | 0 | 0 | 0 | 0 | 0 | 0 | 0 | 0 | 0 | 0 | 0 | 0 | 0
F5_Residential_CZ1 - Multi Family_New_Miscellaneous_Natural Gas_Pool Heater_Maximum Achievable Potential | F5 | Residential | CZ1 - Multi Family | New | Miscellaneous | Natural Gas | Pool Heater | Maximum Achievable Potential | Turnover | 0 | 0 | 0 | 0 | 0 | 0 | 0 | 0 | 0 | 0 | 0 | 0 | 0 | 0 | 0 | 0 | 0 | 0 | 0 | 0 | 0 | 0 | 0 | 0 | 0 | 0 | 0 | 0 | 0 | 0
F6_Residential_CZ1 - Multi Family_New_Miscellaneous_Natural Gas_Pool Heater_Maximum Achievable Potential | F6 | Residential | CZ1 - Multi Family | New | Miscellaneous | Natural Gas | Pool Heater | Maximum Achievable Potential | Avg. Replacement Usage | 0 | 0 | 0 | 0 | 0 | 0 | 0 | 0 | 0 | 0 | 0 | 0 | 0 | 0 | 0 | 0 | 0 | 0 | 0 | 0 | 0 | 0 | 0 | 0 | 0 | 0 | 0 | 0 | 0 | 0
F7_Residential_CZ1 - Multi Family_New_Miscellaneous_Natural Gas_Pool Heater_Maximum Achievable Potential | F7 | Residential | CZ1 - Multi Family | New | Miscellaneous | Natural Gas | Pool Heater | Maximum Achievable Potential | Avg. Replacement Demand (S) | 0 | 0 | 0 | 0 | 0 | 0 | 0 | 0 | 0 | 0 | 0 | 0 | 0 | 0 | 0 | 0 | 0 | 0 | 0 | 0 | 0 | 0 | 0 | 0 | 0 | 0 | 0 | 0 | 0 | 0
F8_Residential_CZ1 - Multi Family_New_Miscellaneous_Natural Gas_Pool Heater_Maximum Achievable Potential | F8 | Residential | CZ1 - Multi Family | New | Miscellaneous | Natural Gas | Pool Heater | Maximum Achievable Potential | Avg. Replacement Demand (W) | 0 | 0 | 0 | 0 | 0 | 0 | 0 | 0 | 0 | 0 | 0 | 0 | 0 | 0 | 0 | 0 | 0 | 0 | 0 | 0 | 0 | 0 | 0 | 0 | 0 | 0 | 0 | 0 | 0 | 0
F1_Residential_CZ1 - Multi Family_New_Miscellaneous_Natural Gas_Miscellaneous_Maximum Achievable Potential | F1 | Residential | CZ1 - Multi Family | New | Miscellaneous | Natural Gas | Miscellaneous | Maximum Achievable Potential | Units | 0 | 0 | 0 | 0 | 0 | 0 | 0 | 0 | 0 | 0 | 0 | 0 | 0 | 0 | 0 | 0 | 0 | 0 | 0 | 0 | 0 | 0 | 0 | 0 | 0 | 0 | 0 | 0 | 0 | 0
F2_Residential_CZ1 - Multi Family_New_Miscellaneous_Natural Gas_Miscellaneous_Maximum Achievable Potential | F2 | Residential | CZ1 - Multi Family | New | Miscellaneous | Natural Gas | Miscellaneous | Maximum Achievable Potential | Usage (MMtherm) | 0 | 0 | 0 | 0 | 0 | 0 | 0 | 0 | 0 | 0 | 0 | 0 | 0 | 0 | 0 | 0 | 0 | 0 | 0 | 0 | 0 | 0 | 0 | 0 | 0 | 0 | 0 | 0 | 0 | 0
F3_Residential_CZ1 - Multi Family_New_Miscellaneous_Natural Gas_Miscellaneous_Maximum Achievable Potential | F3 | Residential | CZ1 - Multi Family | New | Miscellaneous | Natural Gas | Miscellaneous | Maximum Achievable Potential | Peak Demand (S) | 0 | 0 | 0 | 0 | 0 | 0 | 0 | 0 | 0 | 0 | 0 | 0 | 0 | 0 | 0 | 0 | 0 | 0 | 0 | 0 | 0 | 0 | 0 | 0 | 0 | 0 | 0 | 0 | 0 | 0
F4_Residential_CZ1 - Multi Family_New_Miscellaneous_Natural Gas_Miscellaneous_Maximum Achievable Potential | F4 | Residential | CZ1 - Multi Family | New | Miscellaneous | Natural Gas | Miscellaneous | Maximum Achievable Potential | Peak Demand (W) | 0 | 0 | 0 | 0 | 0 | 0 | 0 | 0 | 0 | 0 | 0 | 0 | 0 | 0 | 0 | 0 | 0 | 0 | 0 | 0 | 0 | 0 | 0 | 0 | 0 | 0 | 0 | 0 | 0 | 0
F5_Residential_CZ1 - Multi Family_New_Miscellaneous_Natural Gas_Miscellaneous_Maximum Achievable Potential | F5 | Residential | CZ1 - Multi Family | New | Miscellaneous | Natural Gas | Miscellaneous | Maximum Achievable Potential | Turnover | 0 | 0 | 0 | 0 | 0 | 0 | 0 | 0 | 0 | 0 | 0 | 0 | 0 | 0 | 0 | 0 | 0 | 0 | 0 | 0 | 0 | 0 | 0 | 0 | 0 | 0 | 0 | 0 | 0 | 0
F6_Residential_CZ1 - Multi Family_New_Miscellaneous_Natural Gas_Miscellaneous_Maximum Achievable Potential | F6 | Residential | CZ1 - Multi Family | New | Miscellaneous | Natural Gas | Miscellaneous | Maximum Achievable Potential | Avg. Replacement Usage | 0 | 0 | 0 | 0 | 0 | 0 | 0 | 0 | 0 | 0 | 0 | 0 | 0 | 0 | 0 | 0 | 0 | 0 | 0 | 0 | 0 | 0 | 0 | 0 | 0 | 0 | 0 | 0 | 0 | 0
F7_Residential_CZ1 - Multi Family_New_Miscellaneous_Natural Gas_Miscellaneous_Maximum Achievable Potential | F7 | Residential | CZ1 - Multi Family | New | Miscellaneous | Natural Gas | Miscellaneous | Maximum Achievable Potential | Avg. Replacement Demand (S) | 0 | 0 | 0 | 0 | 0 | 0 | 0 | 0 | 0 | 0 | 0 | 0 | 0 | 0 | 0 | 0 | 0 | 0 | 0 | 0 | 0 | 0 | 0 | 0 | 0 | 0 | 0 | 0 | 0 | 0
F8_Residential_CZ1 - Multi Family_New_Miscellaneous_Natural Gas_Miscellaneous_Maximum Achievable Potential | F8 | Residential | CZ1 - Multi Family | New | Miscellaneous | Natural Gas | Miscellaneous | Maximum Achievable Potential | Avg. Replacement Demand (W) | 0 | 0 | 0 | 0 | 0 | 0 | 0 | 0 | 0 | 0 | 0 | 0 | 0 | 0 | 0 | 0 | 0 | 0 | 0 | 0 | 0 | 0 | 0 | 0 | 0 | 0 | 0 | 0 | 0 | 0
F1_Residential_CZ2 - Single Family_Existing_Space Heating_Natural Gas_Furnace - Direct Fuel_Maximum Achievable Potential | F1 | Residential | CZ2 - Single Family | Existing | Space Heating | Natural Gas | Furnace - Direct Fuel | Maximum Achievable Potential | Units | 0 | 0 | 0 | 0 | 0 | 0 | 0 | 0 | 0 | 0 | 0 | 0 | 0 | 0 | 0 | 0 | 0 | 0 | 0 | 0 | 0 | 0 | 0 | 0 | 0 | 0 | 0 | 0 | 0 | 0
F2_Residential_CZ2 - Single Family_Existing_Space Heating_Natural Gas_Furnace - Direct Fuel_Maximum Achievable Potential | F2 | Residential | CZ2 - Single Family | Existing | Space Heating | Natural Gas | Furnace - Direct Fuel | Maximum Achievable Potential | Usage (MMtherm) | 0 | 0 | 0 | 0 | 0 | 0 | 0 | 0 | 0 | 0 | 0 | 0 | 0 | 0 | 0 | 0 | 0 | 0 | 0 | 0 | 0 | 0 | 0 | 0 | 0 | 0 | 0 | 0 | 0 | 0
F3_Residential_CZ2 - Single Family_Existing_Space Heating_Natural Gas_Furnace - Direct Fuel_Maximum Achievable Potential | F3 | Residential | CZ2 - Single Family | Existing | Space Heating | Natural Gas | Furnace - Direct Fuel | Maximum Achievable Potential | Peak Demand (S) | 0 | 0 | 0 | 0 | 0 | 0 | 0 | 0 | 0 | 0 | 0 | 0 | 0 | 0 | 0 | 0 | 0 | 0 | 0 | 0 | 0 | 0 | 0 | 0 | 0 | 0 | 0 | 0 | 0 | 0
F4_Residential_CZ2 - Single Family_Existing_Space Heating_Natural Gas_Furnace - Direct Fuel_Maximum Achievable Potential | F4 | Residential | CZ2 - Single Family | Existing | Space Heating | Natural Gas | Furnace - Direct Fuel | Maximum Achievable Potential | Peak Demand (W) | 0 | 0 | 0 | 0 | 0 | 0 | 0 | 0 | 0 | 0 | 0 | 0 | 0 | 0 | 0 | 0 | 0 | 0 | 0 | 0 | 0 | 0 | 0 | 0 | 0 | 0 | 0 | 0 | 0 | 0
F5_Residential_CZ2 - Single Family_Existing_Space Heating_Natural Gas_Furnace - Direct Fuel_Maximum Achievable Potential | F5 | Residential | CZ2 - Single Family | Existing | Space Heating | Natural Gas | Furnace - Direct Fuel | Maximum Achievable Potential | Turnover | 0 | 0 | 0 | 0 | 0 | 0 | 0 | 0 | 0 | 0 | 0 | 0 | 0 | 0 | 0 | 0 | 0 | 0 | 0 | 0 | 0 | 0 | 0 | 0 | 0 | 0 | 0 | 0 | 0 | 0
F6_Residential_CZ2 - Single Family_Existing_Space Heating_Natural Gas_Furnace - Direct Fuel_Maximum Achievable Potential | F6 | Residential | CZ2 - Single Family | Existing | Space Heating | Natural Gas | Furnace - Direct Fuel | Maximum Achievable Potential | Avg. Replacement Usage | 0 | 0 | 0 | 0 | 0 | 0 | 0 | 0 | 0 | 0 | 0 | 0 | 0 | 0 | 0 | 0 | 0 | 0 | 0 | 0 | 0 | 0 | 0 | 0 | 0 | 0 | 0 | 0 | 0 | 0
F7_Residential_CZ2 - Single Family_Existing_Space Heating_Natural Gas_Furnace - Direct Fuel_Maximum Achievable Potential | F7 | Residential | CZ2 - Single Family | Existing | Space Heating | Natural Gas | Furnace - Direct Fuel | Maximum Achievable Potential | Avg. Replacement Demand (S) | 0 | 0 | 0 | 0 | 0 | 0 | 0 | 0 | 0 | 0 | 0 | 0 | 0 | 0 | 0 | 0 | 0 | 0 | 0 | 0 | 0 | 0 | 0 | 0 | 0 | 0 | 0 | 0 | 0 | 0
F8_Residential_CZ2 - Single Family_Existing_Space Heating_Natural Gas_Furnace - Direct Fuel_Maximum Achievable Potential | F8 | Residential | CZ2 - Single Family | Existing | Space Heating | Natural Gas | Furnace - Direct Fuel | Maximum Achievable Potential | Avg. Replacement Demand (W) | 0 | 0 | 0 | 0 | 0 | 0 | 0 | 0 | 0 | 0 | 0 | 0 | 0 | 0 | 0 | 0 | 0 | 0 | 0 | 0 | 0 | 0 | 0 | 0 | 0 | 0 | 0 | 0 | 0 | 0
F1_Residential_CZ2 - Single Family_Existing_Space Heating_Natural Gas_Boiler - Direct Fuel_Maximum Achievable Potential | F1 | Residential | CZ2 - Single Family | Existing | Space Heating | Natural Gas | Boiler - Direct Fuel | Maximum Achievable Potential | Units | 0 | 0 | 0 | 0 | 0 | 0 | 0 | 0 | 0 | 0 | 0 | 0 | 0 | 0 | 0 | 0 | 0 | 0 | 0 | 0 | 0 | 0 | 0 | 0 | 0 | 0 | 0 | 0 | 0 | 0
F2_Residential_CZ2 - Single Family_Existing_Space Heating_Natural Gas_Boiler - Direct Fuel_Maximum Achievable Potential | F2 | Residential | CZ2 - Single Family | Existing | Space Heating | Natural Gas | Boiler - Direct Fuel | Maximum Achievable Potential | Usage (MMtherm) | 0 | 0 | 0 | 0 | 0 | 0 | 0 | 0 | 0 | 0 | 0 | 0 | 0 | 0 | 0 | 0 | 0 | 0 | 0 | 0 | 0 | 0 | 0 | 0 | 0 | 0 | 0 | 0 | 0 | 0
F3_Residential_CZ2 - Single Family_Existing_Space Heating_Natural Gas_Boiler - Direct Fuel_Maximum Achievable Potential | F3 | Residential | CZ2 - Single Family | Existing | Space Heating | Natural Gas | Boiler - Direct Fuel | Maximum Achievable Potential | Peak Demand (S) | 0 | 0 | 0 | 0 | 0 | 0 | 0 | 0 | 0 | 0 | 0 | 0 | 0 | 0 | 0 | 0 | 0 | 0 | 0 | 0 | 0 | 0 | 0 | 0 | 0 | 0 | 0 | 0 | 0 | 0
F4_Residential_CZ2 - Single Family_Existing_Space Heating_Natural Gas_Boiler - Direct Fuel_Maximum Achievable Potential | F4 | Residential | CZ2 - Single Family | Existing | Space Heating | Natural Gas | Boiler - Direct Fuel | Maximum Achievable Potential | Peak Demand (W) | 0 | 0 | 0 | 0 | 0 | 0 | 0 | 0 | 0 | 0 | 0 | 0 | 0 | 0 | 0 | 0 | 0 | 0 | 0 | 0 | 0 | 0 | 0 | 0 | 0 | 0 | 0 | 0 | 0 | 0
F5_Residential_CZ2 - Single Family_Existing_Space Heating_Natural Gas_Boiler - Direct Fuel_Maximum Achievable Potential | F5 | Residential | CZ2 - Single Family | Existing | Space Heating | Natural Gas | Boiler - Direct Fuel | Maximum Achievable Potential | Turnover | 0 | 0 | 0 | 0 | 0 | 0 | 0 | 0 | 0 | 0 | 0 | 0 | 0 | 0 | 0 | 0 | 0 | 0 | 0 | 0 | 0 | 0 | 0 | 0 | 0 | 0 | 0 | 0 | 0 | 0
F6_Residential_CZ2 - Single Family_Existing_Space Heating_Natural Gas_Boiler - Direct Fuel_Maximum Achievable Potential | F6 | Residential | CZ2 - Single Family | Existing | Space Heating | Natural Gas | Boiler - Direct Fuel | Maximum Achievable Potential | Avg. Replacement Usage | 0 | 0 | 0 | 0 | 0 | 0 | 0 | 0 | 0 | 0 | 0 | 0 | 0 | 0 | 0 | 0 | 0 | 0 | 0 | 0 | 0 | 0 | 0 | 0 | 0 | 0 | 0 | 0 | 0 | 0
F7_Residential_CZ2 - Single Family_Existing_Space Heating_Natural Gas_Boiler - Direct Fuel_Maximum Achievable Potential | F7 | Residential | CZ2 - Single Family | Existing | Space Heating | Natural Gas | Boiler - Direct Fuel | Maximum Achievable Potential | Avg. Replacement Demand (S) | 0 | 0 | 0 | 0 | 0 | 0 | 0 | 0 | 0 | 0 | 0 | 0 | 0 | 0 | 0 | 0 | 0 | 0 | 0 | 0 | 0 | 0 | 0 | 0 | 0 | 0 | 0 | 0 | 0 | 0
F8_Residential_CZ2 - Single Family_Existing_Space Heating_Natural Gas_Boiler - Direct Fuel_Maximum Achievable Potential | F8 | Residential | CZ2 - Single Family | Existing | Space Heating | Natural Gas | Boiler - Direct Fuel | Maximum Achievable Potential | Avg. Replacement Demand (W) | 0 | 0 | 0 | 0 | 0 | 0 | 0 | 0 | 0 | 0 | 0 | 0 | 0 | 0 | 0 | 0 | 0 | 0 | 0 | 0 | 0 | 0 | 0 | 0 | 0 | 0 | 0 | 0 | 0 | 0
F1_Residential_CZ2 - Single Family_Existing_Secondary Heating_Natural Gas_Fireplace_Maximum Achievable Potential | F1 | Residential | CZ2 - Single Family | Existing | Secondary Heating | Natural Gas | Fireplace | Maximum Achievable Potential | Units | 0 | 0 | 0 | 0 | 0 | 0 | 0 | 0 | 0 | 0 | 0 | 0 | 0 | 0 | 0 | 0 | 0 | 0 | 0 | 0 | 0 | 0 | 0 | 0 | 0 | 0 | 0 | 0 | 0 | 0
F2_Residential_CZ2 - Single Family_Existing_Secondary Heating_Natural Gas_Fireplace_Maximum Achievable Potential | F2 | Residential | CZ2 - Single Family | Existing | Secondary Heating | Natural Gas | Fireplace | Maximum Achievable Potential | Usage (MMtherm) | 0 | 0 | 0 | 0 | 0 | 0 | 0 | 0 | 0 | 0 | 0 | 0 | 0 | 0 | 0 | 0 | 0 | 0 | 0 | 0 | 0 | 0 | 0 | 0 | 0 | 0 | 0 | 0 | 0 | 0
F3_Residential_CZ2 - Single Family_Existing_Secondary Heating_Natural Gas_Fireplace_Maximum Achievable Potential | F3 | Residential | CZ2 - Single Family | Existing | Secondary Heating | Natural Gas | Fireplace | Maximum Achievable Potential | Peak Demand (S) | 0 | 0 | 0 | 0 | 0 | 0 | 0 | 0 | 0 | 0 | 0 | 0 | 0 | 0 | 0 | 0 | 0 | 0 | 0 | 0 | 0 | 0 | 0 | 0 | 0 | 0 | 0 | 0 | 0 | 0
F4_Residential_CZ2 - Single Family_Existing_Secondary Heating_Natural Gas_Fireplace_Maximum Achievable Potential | F4 | Residential | CZ2 - Single Family | Existing | Secondary Heating | Natural Gas | Fireplace | Maximum Achievable Potential | Peak Demand (W) | 0 | 0 | 0 | 0 | 0 | 0 | 0 | 0 | 0 | 0 | 0 | 0 | 0 | 0 | 0 | 0 | 0 | 0 | 0 | 0 | 0 | 0 | 0 | 0 | 0 | 0 | 0 | 0 | 0 | 0
F5_Residential_CZ2 - Single Family_Existing_Secondary Heating_Natural Gas_Fireplace_Maximum Achievable Potential | F5 | Residential | CZ2 - Single Family | Existing | Secondary Heating | Natural Gas | Fireplace | Maximum Achievable Potential | Turnover | 0 | 0 | 0 | 0 | 0 | 0 | 0 | 0 | 0 | 0 | 0 | 0 | 0 | 0 | 0 | 0 | 0 | 0 | 0 | 0 | 0 | 0 | 0 | 0 | 0 | 0 | 0 | 0 | 0 | 0
F6_Residential_CZ2 - Single Family_Existing_Secondary Heating_Natural Gas_Fireplace_Maximum Achievable Potential | F6 | Residential | CZ2 - Single Family | Existing | Secondary Heating | Natural Gas | Fireplace | Maximum Achievable Potential | Avg. Replacement Usage | 0 | 0 | 0 | 0 | 0 | 0 | 0 | 0 | 0 | 0 | 0 | 0 | 0 | 0 | 0 | 0 | 0 | 0 | 0 | 0 | 0 | 0 | 0 | 0 | 0 | 0 | 0 | 0 | 0 | 0
F7_Residential_CZ2 - Single Family_Existing_Secondary Heating_Natural Gas_Fireplace_Maximum Achievable Potential | F7 | Residential | CZ2 - Single Family | Existing | Secondary Heating | Natural Gas | Fireplace | Maximum Achievable Potential | Avg. Replacement Demand (S) | 0 | 0 | 0 | 0 | 0 | 0 | 0 | 0 | 0 | 0 | 0 | 0 | 0 | 0 | 0 | 0 | 0 | 0 | 0 | 0 | 0 | 0 | 0 | 0 | 0 | 0 | 0 | 0 | 0 | 0
F8_Residential_CZ2 - Single Family_Existing_Secondary Heating_Natural Gas_Fireplace_Maximum Achievable Potential | F8 | Residential | CZ2 - Single Family | Existing | Secondary Heating | Natural Gas | Fireplace | Maximum Achievable Potential | Avg. Replacement Demand (W) | 0 | 0 | 0 | 0 | 0 | 0 | 0 | 0 | 0 | 0 | 0 | 0 | 0 | 0 | 0 | 0 | 0 | 0 | 0 | 0 | 0 | 0 | 0 | 0 | 0 | 0 | 0 | 0 | 0 | 0
F1_Residential_CZ2 - Single Family_Existing_Water Heating_Natural Gas_Water Heater <= 55 gal._Maximum Achievable Potential | F1 | Residential | CZ2 - Single Family | Existing | Water Heating | Natural Gas | Water Heater <= 55 gal. | Maximum Achievable Potential | Units | 0 | 0 | 0 | 0 | 0 | 0 | 0 | 0 | 0 | 0 | 0 | 0 | 0 | 0 | 0 | 0 | 0 | 0 | 0 | 0 | 0 | 0 | 0 | 0 | 0 | 0 | 0 | 0 | 0 | 0
F2_Residential_CZ2 - Single Family_Existing_Water Heating_Natural Gas_Water Heater <= 55 gal._Maximum Achievable Potential | F2 | Residential | CZ2 - Single Family | Existing | Water Heating | Natural Gas | Water Heater <= 55 gal. | Maximum Achievable Potential | Usage (MMtherm) | 0 | 0 | 0 | 0 | 0 | 0 | 0 | 0 | 0 | 0 | 0 | 0 | 0 | 0 | 0 | 0 | 0 | 0 | 0 | 0 | 0 | 0 | 0 | 0 | 0 | 0 | 0 | 0 | 0 | 0
F3_Residential_CZ2 - Single Family_Existing_Water Heating_Natural Gas_Water Heater <= 55 gal._Maximum Achievable Potential | F3 | Residential | CZ2 - Single Family | Existing | Water Heating | Natural Gas | Water Heater <= 55 gal. | Maximum Achievable Potential | Peak Demand (S) | 0 | 0 | 0 | 0 | 0 | 0 | 0 | 0 | 0 | 0 | 0 | 0 | 0 | 0 | 0 | 0 | 0 | 0 | 0 | 0 | 0 | 0 | 0 | 0 | 0 | 0 | 0 | 0 | 0 | 0
F4_Residential_CZ2 - Single Family_Existing_Water Heating_Natural Gas_Water Heater <= 55 gal._Maximum Achievable Potential | F4 | Residential | CZ2 - Single Family | Existing | Water Heating | Natural Gas | Water Heater <= 55 gal. | Maximum Achievable Potential | Peak Demand (W) | 0 | 0 | 0 | 0 | 0 | 0 | 0 | 0 | 0 | 0 | 0 | 0 | 0 | 0 | 0 | 0 | 0 | 0 | 0 | 0 | 0 | 0 | 0 | 0 | 0 | 0 | 0 | 0 | 0 | 0
F5_Residential_CZ2 - Single Family_Existing_Water Heating_Natural Gas_Water Heater <= 55 gal._Maximum Achievable Potential | F5 | Residential | CZ2 - Single Family | Existing | Water Heating | Natural Gas | Water Heater <= 55 gal. | Maximum Achievable Potential | Turnover | 0 | 0 | 0 | 0 | 0 | 0 | 0 | 0 | 0 | 0 | 0 | 0 | 0 | 0 | 0 | 0 | 0 | 0 | 0 | 0 | 0 | 0 | 0 | 0 | 0 | 0 | 0 | 0 | 0 | 0
F6_Residential_CZ2 - Single Family_Existing_Water Heating_Natural Gas_Water Heater <= 55 gal._Maximum Achievable Potential | F6 | Residential | CZ2 - Single Family | Existing | Water Heating | Natural Gas | Water Heater <= 55 gal. | Maximum Achievable Potential | Avg. Replacement Usage | 0 | 0 | 0 | 0 | 0 | 0 | 0 | 0 | 0 | 0 | 0 | 0 | 0 | 0 | 0 | 0 | 0 | 0 | 0 | 0 | 0 | 0 | 0 | 0 | 0 | 0 | 0 | 0 | 0 | 0
F7_Residential_CZ2 - Single Family_Existing_Water Heating_Natural Gas_Water Heater <= 55 gal._Maximum Achievable Potential | F7 | Residential | CZ2 - Single Family | Existing | Water Heating | Natural Gas | Water Heater <= 55 gal. | Maximum Achievable Potential | Avg. Replacement Demand (S) | 0 | 0 | 0 | 0 | 0 | 0 | 0 | 0 | 0 | 0 | 0 | 0 | 0 | 0 | 0 | 0 | 0 | 0 | 0 | 0 | 0 | 0 | 0 | 0 | 0 | 0 | 0 | 0 | 0 | 0
F8_Residential_CZ2 - Single Family_Existing_Water Heating_Natural Gas_Water Heater <= 55 gal._Maximum Achievable Potential | F8 | Residential | CZ2 - Single Family | Existing | Water Heating | Natural Gas | Water Heater <= 55 gal. | Maximum Achievable Potential | Avg. Replacement Demand (W) | 0 | 0 | 0 | 0 | 0 | 0 | 0 | 0 | 0 | 0 | 0 | 0 | 0 | 0 | 0 | 0 | 0 | 0 | 0 | 0 | 0 | 0 | 0 | 0 | 0 | 0 | 0 | 0 | 0 | 0
F1_Residential_CZ2 - Single Family_Existing_Water Heating_Natural Gas_Water Heater > 55 gal._Maximum Achievable Potential | F1 | Residential | CZ2 - Single Family | Existing | Water Heating | Natural Gas | Water Heater > 55 gal. | Maximum Achievable Potential | Units | 0 | 0 | 0 | 0 | 0 | 0 | 0 | 0 | 0 | 0 | 0 | 0 | 0 | 0 | 0 | 0 | 0 | 0 | 0 | 0 | 0 | 0 | 0 | 0 | 0 | 0 | 0 | 0 | 0 | 0
F2_Residential_CZ2 - Single Family_Existing_Water Heating_Natural Gas_Water Heater > 55 gal._Maximum Achievable Potential | F2 | Residential | CZ2 - Single Family | Existing | Water Heating | Natural Gas | Water Heater > 55 gal. | Maximum Achievable Potential | Usage (MMtherm) | 0 | 0 | 0 | 0 | 0 | 0 | 0 | 0 | 0 | 0 | 0 | 0 | 0 | 0 | 0 | 0 | 0 | 0 | 0 | 0 | 0 | 0 | 0 | 0 | 0 | 0 | 0 | 0 | 0 | 0
F3_Residential_CZ2 - Single Family_Existing_Water Heating_Natural Gas_Water Heater > 55 gal._Maximum Achievable Potential | F3 | Residential | CZ2 - Single Family | Existing | Water Heating | Natural Gas | Water Heater > 55 gal. | Maximum Achievable Potential | Peak Demand (S) | 0 | 0 | 0 | 0 | 0 | 0 | 0 | 0 | 0 | 0 | 0 | 0 | 0 | 0 | 0 | 0 | 0 | 0 | 0 | 0 | 0 | 0 | 0 | 0 | 0 | 0 | 0 | 0 | 0 | 0
F4_Residential_CZ2 - Single Family_Existing_Water Heating_Natural Gas_Water Heater > 55 gal._Maximum Achievable Potential | F4 | Residential | CZ2 - Single Family | Existing | Water Heating | Natural Gas | Water Heater > 55 gal. | Maximum Achievable Potential | Peak Demand (W) | 0 | 0 | 0 | 0 | 0 | 0 | 0 | 0 | 0 | 0 | 0 | 0 | 0 | 0 | 0 | 0 | 0 | 0 | 0 | 0 | 0 | 0 | 0 | 0 | 0 | 0 | 0 | 0 | 0 | 0
F5_Residential_CZ2 - Single Family_Existing_Water Heating_Natural Gas_Water Heater > 55 gal._Maximum Achievable Potential | F5 | Residential | CZ2 - Single Family | Existing | Water Heating | Natural Gas | Water Heater > 55 gal. | Maximum Achievable Potential | Turnover | 0 | 0 | 0 | 0 | 0 | 0 | 0 | 0 | 0 | 0 | 0 | 0 | 0 | 0 | 0 | 0 | 0 | 0 | 0 | 0 | 0 | 0 | 0 | 0 | 0 | 0 | 0 | 0 | 0 | 0
F6_Residential_CZ2 - Single Family_Existing_Water Heating_Natural Gas_Water Heater > 55 gal._Maximum Achievable Potential | F6 | Residential | CZ2 - Single Family | Existing | Water Heating | Natural Gas | Water Heater > 55 gal. | Maximum Achievable Potential | Avg. Replacement Usage | 0 | 0 | 0 | 0 | 0 | 0 | 0 | 0 | 0 | 0 | 0 | 0 | 0 | 0 | 0 | 0 | 0 | 0 | 0 | 0 | 0 | 0 | 0 | 0 | 0 | 0 | 0 | 0 | 0 | 0
F7_Residential_CZ2 - Single Family_Existing_Water Heating_Natural Gas_Water Heater > 55 gal._Maximum Achievable Potential | F7 | Residential | CZ2 - Single Family | Existing | Water Heating | Natural Gas | Water Heater > 55 gal. | Maximum Achievable Potential | Avg. Replacement Demand (S) | 0 | 0 | 0 | 0 | 0 | 0 | 0 | 0 | 0 | 0 | 0 | 0 | 0 | 0 | 0 | 0 | 0 | 0 | 0 | 0 | 0 | 0 | 0 | 0 | 0 | 0 | 0 | 0 | 0 | 0
F8_Residential_CZ2 - Single Family_Existing_Water Heating_Natural Gas_Water Heater > 55 gal._Maximum Achievable Potential | F8 | Residential | CZ2 - Single Family | Existing | Water Heating | Natural Gas | Water Heater > 55 gal. | Maximum Achievable Potential | Avg. Replacement Demand (W) | 0 | 0 | 0 | 0 | 0 | 0 | 0 | 0 | 0 | 0 | 0 | 0 | 0 | 0 | 0 | 0 | 0 | 0 | 0 | 0 | 0 | 0 | 0 | 0 | 0 | 0 | 0 | 0 | 0 | 0
F1_Residential_CZ2 - Single Family_Existing_Appliances_Natural Gas_Clothes Dryer_Maximum Achievable Potential | F1 | Residential | CZ2 - Single Family | Existing | Appliances | Natural Gas | Clothes Dryer | Maximum Achievable Potential | Units | 0 | 0 | 0 | 0 | 0 | 0 | 0 | 0 | 0 | 0 | 0 | 0 | 0 | 0 | 0 | 0 | 0 | 0 | 0 | 0 | 0 | 0 | 0 | 0 | 0 | 0 | 0 | 0 | 0 | 0
F2_Residential_CZ2 - Single Family_Existing_Appliances_Natural Gas_Clothes Dryer_Maximum Achievable Potential | F2 | Residential | CZ2 - Single Family | Existing | Appliances | Natural Gas | Clothes Dryer | Maximum Achievable Potential | Usage (MMtherm) | 0 | 0 | 0 | 0 | 0 | 0 | 0 | 0 | 0 | 0 | 0 | 0 | 0 | 0 | 0 | 0 | 0 | 0 | 0 | 0 | 0 | 0 | 0 | 0 | 0 | 0 | 0 | 0 | 0 | 0
F3_Residential_CZ2 - Single Family_Existing_Appliances_Natural Gas_Clothes Dryer_Maximum Achievable Potential | F3 | Residential | CZ2 - Single Family | Existing | Appliances | Natural Gas | Clothes Dryer | Maximum Achievable Potential | Peak Demand (S) | 0 | 0 | 0 | 0 | 0 | 0 | 0 | 0 | 0 | 0 | 0 | 0 | 0 | 0 | 0 | 0 | 0 | 0 | 0 | 0 | 0 | 0 | 0 | 0 | 0 | 0 | 0 | 0 | 0 | 0
F4_Residential_CZ2 - Single Family_Existing_Appliances_Natural Gas_Clothes Dryer_Maximum Achievable Potential | F4 | Residential | CZ2 - Single Family | Existing | Appliances | Natural Gas | Clothes Dryer | Maximum Achievable Potential | Peak Demand (W) | 0 | 0 | 0 | 0 | 0 | 0 | 0 | 0 | 0 | 0 | 0 | 0 | 0 | 0 | 0 | 0 | 0 | 0 | 0 | 0 | 0 | 0 | 0 | 0 | 0 | 0 | 0 | 0 | 0 | 0
F5_Residential_CZ2 - Single Family_Existing_Appliances_Natural Gas_Clothes Dryer_Maximum Achievable Potential | F5 | Residential | CZ2 - Single Family | Existing | Appliances | Natural Gas | Clothes Dryer | Maximum Achievable Potential | Turnover | 0 | 0 | 0 | 0 | 0 | 0 | 0 | 0 | 0 | 0 | 0 | 0 | 0 | 0 | 0 | 0 | 0 | 0 | 0 | 0 | 0 | 0 | 0 | 0 | 0 | 0 | 0 | 0 | 0 | 0
F6_Residential_CZ2 - Single Family_Existing_Appliances_Natural Gas_Clothes Dryer_Maximum Achievable Potential | F6 | Residential | CZ2 - Single Family | Existing | Appliances | Natural Gas | Clothes Dryer | Maximum Achievable Potential | Avg. Replacement Usage | 0 | 0 | 0 | 0 | 0 | 0 | 0 | 0 | 0 | 0 | 0 | 0 | 0 | 0 | 0 | 0 | 0 | 0 | 0 | 0 | 0 | 0 | 0 | 0 | 0 | 0 | 0 | 0 | 0 | 0
F7_Residential_CZ2 - Single Family_Existing_Appliances_Natural Gas_Clothes Dryer_Maximum Achievable Potential | F7 | Residential | CZ2 - Single Family | Existing | Appliances | Natural Gas | Clothes Dryer | Maximum Achievable Potential | Avg. Replacement Demand (S) | 0 | 0 | 0 | 0 | 0 | 0 | 0 | 0 | 0 | 0 | 0 | 0 | 0 | 0 | 0 | 0 | 0 | 0 | 0 | 0 | 0 | 0 | 0 | 0 | 0 | 0 | 0 | 0 | 0 | 0
F8_Residential_CZ2 - Single Family_Existing_Appliances_Natural Gas_Clothes Dryer_Maximum Achievable Potential | F8 | Residential | CZ2 - Single Family | Existing | Appliances | Natural Gas | Clothes Dryer | Maximum Achievable Potential | Avg. Replacement Demand (W) | 0 | 0 | 0 | 0 | 0 | 0 | 0 | 0 | 0 | 0 | 0 | 0 | 0 | 0 | 0 | 0 | 0 | 0 | 0 | 0 | 0 | 0 | 0 | 0 | 0 | 0 | 0 | 0 | 0 | 0
F1_Residential_CZ2 - Single Family_Existing_Appliances_Natural Gas_Stove/Oven_Maximum Achievable Potential | F1 | Residential | CZ2 - Single Family | Existing | Appliances | Natural Gas | Stove/Oven | Maximum Achievable Potential | Units | 0 | 0 | 0 | 0 | 0 | 0 | 0 | 0 | 0 | 0 | 0 | 0 | 0 | 0 | 0 | 0 | 0 | 0 | 0 | 0 | 0 | 0 | 0 | 0 | 0 | 0 | 0 | 0 | 0 | 0
F2_Residential_CZ2 - Single Family_Existing_Appliances_Natural Gas_Stove/Oven_Maximum Achievable Potential | F2 | Residential | CZ2 - Single Family | Existing | Appliances | Natural Gas | Stove/Oven | Maximum Achievable Potential | Usage (MMtherm) | 0 | 0 | 0 | 0 | 0 | 0 | 0 | 0 | 0 | 0 | 0 | 0 | 0 | 0 | 0 | 0 | 0 | 0 | 0 | 0 | 0 | 0 | 0 | 0 | 0 | 0 | 0 | 0 | 0 | 0
F3_Residential_CZ2 - Single Family_Existing_Appliances_Natural Gas_Stove/Oven_Maximum Achievable Potential | F3 | Residential | CZ2 - Single Family | Existing | Appliances | Natural Gas | Stove/Oven | Maximum Achievable Potential | Peak Demand (S) | 0 | 0 | 0 | 0 | 0 | 0 | 0 | 0 | 0 | 0 | 0 | 0 | 0 | 0 | 0 | 0 | 0 | 0 | 0 | 0 | 0 | 0 | 0 | 0 | 0 | 0 | 0 | 0 | 0 | 0
F4_Residential_CZ2 - Single Family_Existing_Appliances_Natural Gas_Stove/Oven_Maximum Achievable Potential | F4 | Residential | CZ2 - Single Family | Existing | Appliances | Natural Gas | Stove/Oven | Maximum Achievable Potential | Peak Demand (W) | 0 | 0 | 0 | 0 | 0 | 0 | 0 | 0 | 0 | 0 | 0 | 0 | 0 | 0 | 0 | 0 | 0 | 0 | 0 | 0 | 0 | 0 | 0 | 0 | 0 | 0 | 0 | 0 | 0 | 0
F5_Residential_CZ2 - Single Family_Existing_Appliances_Natural Gas_Stove/Oven_Maximum Achievable Potential | F5 | Residential | CZ2 - Single Family | Existing | Appliances | Natural Gas | Stove/Oven | Maximum Achievable Potential | Turnover | 0 | 0 | 0 | 0 | 0 | 0 | 0 | 0 | 0 | 0 | 0 | 0 | 0 | 0 | 0 | 0 | 0 | 0 | 0 | 0 | 0 | 0 | 0 | 0 | 0 | 0 | 0 | 0 | 0 | 0
F6_Residential_CZ2 - Single Family_Existing_Appliances_Natural Gas_Stove/Oven_Maximum Achievable Potential | F6 | Residential | CZ2 - Single Family | Existing | Appliances | Natural Gas | Stove/Oven | Maximum Achievable Potential | Avg. Replacement Usage | 0 | 0 | 0 | 0 | 0 | 0 | 0 | 0 | 0 | 0 | 0 | 0 | 0 | 0 | 0 | 0 | 0 | 0 | 0 | 0 | 0 | 0 | 0 | 0 | 0 | 0 | 0 | 0 | 0 | 0
F7_Residential_CZ2 - Single Family_Existing_Appliances_Natural Gas_Stove/Oven_Maximum Achievable Potential | F7 | Residential | CZ2 - Single Family | Existing | Appliances | Natural Gas | Stove/Oven | Maximum Achievable Potential | Avg. Replacement Demand (S) | 0 | 0 | 0 | 0 | 0 | 0 | 0 | 0 | 0 | 0 | 0 | 0 | 0 | 0 | 0 | 0 | 0 | 0 | 0 | 0 | 0 | 0 | 0 | 0 | 0 | 0 | 0 | 0 | 0 | 0
F8_Residential_CZ2 - Single Family_Existing_Appliances_Natural Gas_Stove/Oven_Maximum Achievable Potential | F8 | Residential | CZ2 - Single Family | Existing | Appliances | Natural Gas | Stove/Oven | Maximum Achievable Potential | Avg. Replacement Demand (W) | 0 | 0 | 0 | 0 | 0 | 0 | 0 | 0 | 0 | 0 | 0 | 0 | 0 | 0 | 0 | 0 | 0 | 0 | 0 | 0 | 0 | 0 | 0 | 0 | 0 | 0 | 0 | 0 | 0 | 0
F1_Residential_CZ2 - Single Family_Existing_Miscellaneous_Natural Gas_Pool Heater_Maximum Achievable Potential | F1 | Residential | CZ2 - Single Family | Existing | Miscellaneous | Natural Gas | Pool Heater | Maximum Achievable Potential | Units | 0 | 0 | 0 | 0 | 0 | 0 | 0 | 0 | 0 | 0 | 0 | 0 | 0 | 0 | 0 | 0 | 0 | 0 | 0 | 0 | 0 | 0 | 0 | 0 | 0 | 0 | 0 | 0 | 0 | 0
F2_Residential_CZ2 - Single Family_Existing_Miscellaneous_Natural Gas_Pool Heater_Maximum Achievable Potential | F2 | Residential | CZ2 - Single Family | Existing | Miscellaneous | Natural Gas | Pool Heater | Maximum Achievable Potential | Usage (MMtherm) | 0 | 0 | 0 | 0 | 0 | 0 | 0 | 0 | 0 | 0 | 0 | 0 | 0 | 0 | 0 | 0 | 0 | 0 | 0 | 0 | 0 | 0 | 0 | 0 | 0 | 0 | 0 | 0 | 0 | 0
F3_Residential_CZ2 - Single Family_Existing_Miscellaneous_Natural Gas_Pool Heater_Maximum Achievable Potential | F3 | Residential | CZ2 - Single Family | Existing | Miscellaneous | Natural Gas | Pool Heater | Maximum Achievable Potential | Peak Demand (S) | 0 | 0 | 0 | 0 | 0 | 0 | 0 | 0 | 0 | 0 | 0 | 0 | 0 | 0 | 0 | 0 | 0 | 0 | 0 | 0 | 0 | 0 | 0 | 0 | 0 | 0 | 0 | 0 | 0 | 0
F4_Residential_CZ2 - Single Family_Existing_Miscellaneous_Natural Gas_Pool Heater_Maximum Achievable Potential | F4 | Residential | CZ2 - Single Family | Existing | Miscellaneous | Natural Gas | Pool Heater | Maximum Achievable Potential | Peak Demand (W) | 0 | 0 | 0 | 0 | 0 | 0 | 0 | 0 | 0 | 0 | 0 | 0 | 0 | 0 | 0 | 0 | 0 | 0 | 0 | 0 | 0 | 0 | 0 | 0 | 0 | 0 | 0 | 0 | 0 | 0
F5_Residential_CZ2 - Single Family_Existing_Miscellaneous_Natural Gas_Pool Heater_Maximum Achievable Potential | F5 | Residential | CZ2 - Single Family | Existing | Miscellaneous | Natural Gas | Pool Heater | Maximum Achievable Potential | Turnover | 0 | 0 | 0 | 0 | 0 | 0 | 0 | 0 | 0 | 0 | 0 | 0 | 0 | 0 | 0 | 0 | 0 | 0 | 0 | 0 | 0 | 0 | 0 | 0 | 0 | 0 | 0 | 0 | 0 | 0
F6_Residential_CZ2 - Single Family_Existing_Miscellaneous_Natural Gas_Pool Heater_Maximum Achievable Potential | F6 | Residential | CZ2 - Single Family | Existing | Miscellaneous | Natural Gas | Pool Heater | Maximum Achievable Potential | Avg. Replacement Usage | 0 | 0 | 0 | 0 | 0 | 0 | 0 | 0 | 0 | 0 | 0 | 0 | 0 | 0 | 0 | 0 | 0 | 0 | 0 | 0 | 0 | 0 | 0 | 0 | 0 | 0 | 0 | 0 | 0 | 0
F7_Residential_CZ2 - Single Family_Existing_Miscellaneous_Natural Gas_Pool Heater_Maximum Achievable Potential | F7 | Residential | CZ2 - Single Family | Existing | Miscellaneous | Natural Gas | Pool Heater | Maximum Achievable Potential | Avg. Replacement Demand (S) | 0 | 0 | 0 | 0 | 0 | 0 | 0 | 0 | 0 | 0 | 0 | 0 | 0 | 0 | 0 | 0 | 0 | 0 | 0 | 0 | 0 | 0 | 0 | 0 | 0 | 0 | 0 | 0 | 0 | 0
F8_Residential_CZ2 - Single Family_Existing_Miscellaneous_Natural Gas_Pool Heater_Maximum Achievable Potential | F8 | Residential | CZ2 - Single Family | Existing | Miscellaneous | Natural Gas | Pool Heater | Maximum Achievable Potential | Avg. Replacement Demand (W) | 0 | 0 | 0 | 0 | 0 | 0 | 0 | 0 | 0 | 0 | 0 | 0 | 0 | 0 | 0 | 0 | 0 | 0 | 0 | 0 | 0 | 0 | 0 | 0 | 0 | 0 | 0 | 0 | 0 | 0
F1_Residential_CZ2 - Single Family_Existing_Miscellaneous_Natural Gas_Miscellaneous_Maximum Achievable Potential | F1 | Residential | CZ2 - Single Family | Existing | Miscellaneous | Natural Gas | Miscellaneous | Maximum Achievable Potential | Units | 0 | 0 | 0 | 0 | 0 | 0 | 0 | 0 | 0 | 0 | 0 | 0 | 0 | 0 | 0 | 0 | 0 | 0 | 0 | 0 | 0 | 0 | 0 | 0 | 0 | 0 | 0 | 0 | 0 | 0
F2_Residential_CZ2 - Single Family_Existing_Miscellaneous_Natural Gas_Miscellaneous_Maximum Achievable Potential | F2 | Residential | CZ2 - Single Family | Existing | Miscellaneous | Natural Gas | Miscellaneous | Maximum Achievable Potential | Usage (MMtherm) | 0 | 0 | 0 | 0 | 0 | 0 | 0 | 0 | 0 | 0 | 0 | 0 | 0 | 0 | 0 | 0 | 0 | 0 | 0 | 0 | 0 | 0 | 0 | 0 | 0 | 0 | 0 | 0 | 0 | 0
F3_Residential_CZ2 - Single Family_Existing_Miscellaneous_Natural Gas_Miscellaneous_Maximum Achievable Potential | F3 | Residential | CZ2 - Single Family | Existing | Miscellaneous | Natural Gas | Miscellaneous | Maximum Achievable Potential | Peak Demand (S) | 0 | 0 | 0 | 0 | 0 | 0 | 0 | 0 | 0 | 0 | 0 | 0 | 0 | 0 | 0 | 0 | 0 | 0 | 0 | 0 | 0 | 0 | 0 | 0 | 0 | 0 | 0 | 0 | 0 | 0
F4_Residential_CZ2 - Single Family_Existing_Miscellaneous_Natural Gas_Miscellaneous_Maximum Achievable Potential | F4 | Residential | CZ2 - Single Family | Existing | Miscellaneous | Natural Gas | Miscellaneous | Maximum Achievable Potential | Peak Demand (W) | 0 | 0 | 0 | 0 | 0 | 0 | 0 | 0 | 0 | 0 | 0 | 0 | 0 | 0 | 0 | 0 | 0 | 0 | 0 | 0 | 0 | 0 | 0 | 0 | 0 | 0 | 0 | 0 | 0 | 0
F5_Residential_CZ2 - Single Family_Existing_Miscellaneous_Natural Gas_Miscellaneous_Maximum Achievable Potential | F5 | Residential | CZ2 - Single Family | Existing | Miscellaneous | Natural Gas | Miscellaneous | Maximum Achievable Potential | Turnover | 0 | 0 | 0 | 0 | 0 | 0 | 0 | 0 | 0 | 0 | 0 | 0 | 0 | 0 | 0 | 0 | 0 | 0 | 0 | 0 | 0 | 0 | 0 | 0 | 0 | 0 | 0 | 0 | 0 | 0
F6_Residential_CZ2 - Single Family_Existing_Miscellaneous_Natural Gas_Miscellaneous_Maximum Achievable Potential | F6 | Residential | CZ2 - Single Family | Existing | Miscellaneous | Natural Gas | Miscellaneous | Maximum Achievable Potential | Avg. Replacement Usage | 0 | 0 | 0 | 0 | 0 | 0 | 0 | 0 | 0 | 0 | 0 | 0 | 0 | 0 | 0 | 0 | 0 | 0 | 0 | 0 | 0 | 0 | 0 | 0 | 0 | 0 | 0 | 0 | 0 | 0
F7_Residential_CZ2 - Single Family_Existing_Miscellaneous_Natural Gas_Miscellaneous_Maximum Achievable Potential | F7 | Residential | CZ2 - Single Family | Existing | Miscellaneous | Natural Gas | Miscellaneous | Maximum Achievable Potential | Avg. Replacement Demand (S) | 0 | 0 | 0 | 0 | 0 | 0 | 0 | 0 | 0 | 0 | 0 | 0 | 0 | 0 | 0 | 0 | 0 | 0 | 0 | 0 | 0 | 0 | 0 | 0 | 0 | 0 | 0 | 0 | 0 | 0
F8_Residential_CZ2 - Single Family_Existing_Miscellaneous_Natural Gas_Miscellaneous_Maximum Achievable Potential | F8 | Residential | CZ2 - Single Family | Existing | Miscellaneous | Natural Gas | Miscellaneous | Maximum Achievable Potential | Avg. Replacement Demand (W) | 0 | 0 | 0 | 0 | 0 | 0 | 0 | 0 | 0 | 0 | 0 | 0 | 0 | 0 | 0 | 0 | 0 | 0 | 0 | 0 | 0 | 0 | 0 | 0 | 0 | 0 | 0 | 0 | 0 | 0
F1_Residential_CZ2 - Single Family_New_Space Heating_Natural Gas_Furnace - Direct Fuel_Maximum Achievable Potential | F1 | Residential | CZ2 - Single Family | New | Space Heating | Natural Gas | Furnace - Direct Fuel | Maximum Achievable Potential | Units | 0 | 0 | 0 | 0 | 0 | 0 | 0 | 0 | 0 | 0 | 0 | 0 | 0 | 0 | 0 | 0 | 0 | 0 | 0 | 0 | 0 | 0 | 0 | 0 | 0 | 0 | 0 | 0 | 0 | 0
F2_Residential_CZ2 - Single Family_New_Space Heating_Natural Gas_Furnace - Direct Fuel_Maximum Achievable Potential | F2 | Residential | CZ2 - Single Family | New | Space Heating | Natural Gas | Furnace - Direct Fuel | Maximum Achievable Potential | Usage (MMtherm) | 0 | 0 | 0 | 0 | 0 | 0 | 0 | 0 | 0 | 0 | 0 | 0 | 0 | 0 | 0 | 0 | 0 | 0 | 0 | 0 | 0 | 0 | 0 | 0 | 0 | 0 | 0 | 0 | 0 | 0
F3_Residential_CZ2 - Single Family_New_Space Heating_Natural Gas_Furnace - Direct Fuel_Maximum Achievable Potential | F3 | Residential | CZ2 - Single Family | New | Space Heating | Natural Gas | Furnace - Direct Fuel | Maximum Achievable Potential | Peak Demand (S) | 0 | 0 | 0 | 0 | 0 | 0 | 0 | 0 | 0 | 0 | 0 | 0 | 0 | 0 | 0 | 0 | 0 | 0 | 0 | 0 | 0 | 0 | 0 | 0 | 0 | 0 | 0 | 0 | 0 | 0
F4_Residential_CZ2 - Single Family_New_Space Heating_Natural Gas_Furnace - Direct Fuel_Maximum Achievable Potential | F4 | Residential | CZ2 - Single Family | New | Space Heating | Natural Gas | Furnace - Direct Fuel | Maximum Achievable Potential | Peak Demand (W) | 0 | 0 | 0 | 0 | 0 | 0 | 0 | 0 | 0 | 0 | 0 | 0 | 0 | 0 | 0 | 0 | 0 | 0 | 0 | 0 | 0 | 0 | 0 | 0 | 0 | 0 | 0 | 0 | 0 | 0
F5_Residential_CZ2 - Single Family_New_Space Heating_Natural Gas_Furnace - Direct Fuel_Maximum Achievable Potential | F5 | Residential | CZ2 - Single Family | New | Space Heating | Natural Gas | Furnace - Direct Fuel | Maximum Achievable Potential | Turnover | 0 | 0 | 0 | 0 | 0 | 0 | 0 | 0 | 0 | 0 | 0 | 0 | 0 | 0 | 0 | 0 | 0 | 0 | 0 | 0 | 0 | 0 | 0 | 0 | 0 | 0 | 0 | 0 | 0 | 0
F6_Residential_CZ2 - Single Family_New_Space Heating_Natural Gas_Furnace - Direct Fuel_Maximum Achievable Potential | F6 | Residential | CZ2 - Single Family | New | Space Heating | Natural Gas | Furnace - Direct Fuel | Maximum Achievable Potential | Avg. Replacement Usage | 0 | 0 | 0 | 0 | 0 | 0 | 0 | 0 | 0 | 0 | 0 | 0 | 0 | 0 | 0 | 0 | 0 | 0 | 0 | 0 | 0 | 0 | 0 | 0 | 0 | 0 | 0 | 0 | 0 | 0
F7_Residential_CZ2 - Single Family_New_Space Heating_Natural Gas_Furnace - Direct Fuel_Maximum Achievable Potential | F7 | Residential | CZ2 - Single Family | New | Space Heating | Natural Gas | Furnace - Direct Fuel | Maximum Achievable Potential | Avg. Replacement Demand (S) | 0 | 0 | 0 | 0 | 0 | 0 | 0 | 0 | 0 | 0 | 0 | 0 | 0 | 0 | 0 | 0 | 0 | 0 | 0 | 0 | 0 | 0 | 0 | 0 | 0 | 0 | 0 | 0 | 0 | 0
F8_Residential_CZ2 - Single Family_New_Space Heating_Natural Gas_Furnace - Direct Fuel_Maximum Achievable Potential | F8 | Residential | CZ2 - Single Family | New | Space Heating | Natural Gas | Furnace - Direct Fuel | Maximum Achievable Potential | Avg. Replacement Demand (W) | 0 | 0 | 0 | 0 | 0 | 0 | 0 | 0 | 0 | 0 | 0 | 0 | 0 | 0 | 0 | 0 | 0 | 0 | 0 | 0 | 0 | 0 | 0 | 0 | 0 | 0 | 0 | 0 | 0 | 0
F1_Residential_CZ2 - Single Family_New_Space Heating_Natural Gas_Boiler - Direct Fuel_Maximum Achievable Potential | F1 | Residential | CZ2 - Single Family | New | Space Heating | Natural Gas | Boiler - Direct Fuel | Maximum Achievable Potential | Units | 0 | 0 | 0 | 0 | 0 | 0 | 0 | 0 | 0 | 0 | 0 | 0 | 0 | 0 | 0 | 0 | 0 | 0 | 0 | 0 | 0 | 0 | 0 | 0 | 0 | 0 | 0 | 0 | 0 | 0
F2_Residential_CZ2 - Single Family_New_Space Heating_Natural Gas_Boiler - Direct Fuel_Maximum Achievable Potential | F2 | Residential | CZ2 - Single Family | New | Space Heating | Natural Gas | Boiler - Direct Fuel | Maximum Achievable Potential | Usage (MMtherm) | 0 | 0 | 0 | 0 | 0 | 0 | 0 | 0 | 0 | 0 | 0 | 0 | 0 | 0 | 0 | 0 | 0 | 0 | 0 | 0 | 0 | 0 | 0 | 0 | 0 | 0 | 0 | 0 | 0 | 0
F3_Residential_CZ2 - Single Family_New_Space Heating_Natural Gas_Boiler - Direct Fuel_Maximum Achievable Potential | F3 | Residential | CZ2 - Single Family | New | Space Heating | Natural Gas | Boiler - Direct Fuel | Maximum Achievable Potential | Peak Demand (S) | 0 | 0 | 0 | 0 | 0 | 0 | 0 | 0 | 0 | 0 | 0 | 0 | 0 | 0 | 0 | 0 | 0 | 0 | 0 | 0 | 0 | 0 | 0 | 0 | 0 | 0 | 0 | 0 | 0 | 0
F4_Residential_CZ2 - Single Family_New_Space Heating_Natural Gas_Boiler - Direct Fuel_Maximum Achievable Potential | F4 | Residential | CZ2 - Single Family | New | Space Heating | Natural Gas | Boiler - Direct Fuel | Maximum Achievable Potential | Peak Demand (W) | 0 | 0 | 0 | 0 | 0 | 0 | 0 | 0 | 0 | 0 | 0 | 0 | 0 | 0 | 0 | 0 | 0 | 0 | 0 | 0 | 0 | 0 | 0 | 0 | 0 | 0 | 0 | 0 | 0 | 0
F5_Residential_CZ2 - Single Family_New_Space Heating_Natural Gas_Boiler - Direct Fuel_Maximum Achievable Potential | F5 | Residential | CZ2 - Single Family | New | Space Heating | Natural Gas | Boiler - Direct Fuel | Maximum Achievable Potential | Turnover | 0 | 0 | 0 | 0 | 0 | 0 | 0 | 0 | 0 | 0 | 0 | 0 | 0 | 0 | 0 | 0 | 0 | 0 | 0 | 0 | 0 | 0 | 0 | 0 | 0 | 0 | 0 | 0 | 0 | 0
F6_Residential_CZ2 - Single Family_New_Space Heating_Natural Gas_Boiler - Direct Fuel_Maximum Achievable Potential | F6 | Residential | CZ2 - Single Family | New | Space Heating | Natural Gas | Boiler - Direct Fuel | Maximum Achievable Potential | Avg. Replacement Usage | 0 | 0 | 0 | 0 | 0 | 0 | 0 | 0 | 0 | 0 | 0 | 0 | 0 | 0 | 0 | 0 | 0 | 0 | 0 | 0 | 0 | 0 | 0 | 0 | 0 | 0 | 0 | 0 | 0 | 0
F7_Residential_CZ2 - Single Family_New_Space Heating_Natural Gas_Boiler - Direct Fuel_Maximum Achievable Potential | F7 | Residential | CZ2 - Single Family | New | Space Heating | Natural Gas | Boiler - Direct Fuel | Maximum Achievable Potential | Avg. Replacement Demand (S) | 0 | 0 | 0 | 0 | 0 | 0 | 0 | 0 | 0 | 0 | 0 | 0 | 0 | 0 | 0 | 0 | 0 | 0 | 0 | 0 | 0 | 0 | 0 | 0 | 0 | 0 | 0 | 0 | 0 | 0
F8_Residential_CZ2 - Single Family_New_Space Heating_Natural Gas_Boiler - Direct Fuel_Maximum Achievable Potential | F8 | Residential | CZ2 - Single Family | New | Space Heating | Natural Gas | Boiler - Direct Fuel | Maximum Achievable Potential | Avg. Replacement Demand (W) | 0 | 0 | 0 | 0 | 0 | 0 | 0 | 0 | 0 | 0 | 0 | 0 | 0 | 0 | 0 | 0 | 0 | 0 | 0 | 0 | 0 | 0 | 0 | 0 | 0 | 0 | 0 | 0 | 0 | 0
F1_Residential_CZ2 - Single Family_New_Secondary Heating_Natural Gas_Fireplace_Maximum Achievable Potential | F1 | Residential | CZ2 - Single Family | New | Secondary Heating | Natural Gas | Fireplace | Maximum Achievable Potential | Units | 0 | 0 | 0 | 0 | 0 | 0 | 0 | 0 | 0 | 0 | 0 | 0 | 0 | 0 | 0 | 0 | 0 | 0 | 0 | 0 | 0 | 0 | 0 | 0 | 0 | 0 | 0 | 0 | 0 | 0
F2_Residential_CZ2 - Single Family_New_Secondary Heating_Natural Gas_Fireplace_Maximum Achievable Potential | F2 | Residential | CZ2 - Single Family | New | Secondary Heating | Natural Gas | Fireplace | Maximum Achievable Potential | Usage (MMtherm) | 0 | 0 | 0 | 0 | 0 | 0 | 0 | 0 | 0 | 0 | 0 | 0 | 0 | 0 | 0 | 0 | 0 | 0 | 0 | 0 | 0 | 0 | 0 | 0 | 0 | 0 | 0 | 0 | 0 | 0
F3_Residential_CZ2 - Single Family_New_Secondary Heating_Natural Gas_Fireplace_Maximum Achievable Potential | F3 | Residential | CZ2 - Single Family | New | Secondary Heating | Natural Gas | Fireplace | Maximum Achievable Potential | Peak Demand (S) | 0 | 0 | 0 | 0 | 0 | 0 | 0 | 0 | 0 | 0 | 0 | 0 | 0 | 0 | 0 | 0 | 0 | 0 | 0 | 0 | 0 | 0 | 0 | 0 | 0 | 0 | 0 | 0 | 0 | 0
F4_Residential_CZ2 - Single Family_New_Secondary Heating_Natural Gas_Fireplace_Maximum Achievable Potential | F4 | Residential | CZ2 - Single Family | New | Secondary Heating | Natural Gas | Fireplace | Maximum Achievable Potential | Peak Demand (W) | 0 | 0 | 0 | 0 | 0 | 0 | 0 | 0 | 0 | 0 | 0 | 0 | 0 | 0 | 0 | 0 | 0 | 0 | 0 | 0 | 0 | 0 | 0 | 0 | 0 | 0 | 0 | 0 | 0 | 0
F5_Residential_CZ2 - Single Family_New_Secondary Heating_Natural Gas_Fireplace_Maximum Achievable Potential | F5 | Residential | CZ2 - Single Family | New | Secondary Heating | Natural Gas | Fireplace | Maximum Achievable Potential | Turnover | 0 | 0 | 0 | 0 | 0 | 0 | 0 | 0 | 0 | 0 | 0 | 0 | 0 | 0 | 0 | 0 | 0 | 0 | 0 | 0 | 0 | 0 | 0 | 0 | 0 | 0 | 0 | 0 | 0 | 0
F6_Residential_CZ2 - Single Family_New_Secondary Heating_Natural Gas_Fireplace_Maximum Achievable Potential | F6 | Residential | CZ2 - Single Family | New | Secondary Heating | Natural Gas | Fireplace | Maximum Achievable Potential | Avg. Replacement Usage | 0 | 0 | 0 | 0 | 0 | 0 | 0 | 0 | 0 | 0 | 0 | 0 | 0 | 0 | 0 | 0 | 0 | 0 | 0 | 0 | 0 | 0 | 0 | 0 | 0 | 0 | 0 | 0 | 0 | 0
F7_Residential_CZ2 - Single Family_New_Secondary Heating_Natural Gas_Fireplace_Maximum Achievable Potential | F7 | Residential | CZ2 - Single Family | New | Secondary Heating | Natural Gas | Fireplace | Maximum Achievable Potential | Avg. Replacement Demand (S) | 0 | 0 | 0 | 0 | 0 | 0 | 0 | 0 | 0 | 0 | 0 | 0 | 0 | 0 | 0 | 0 | 0 | 0 | 0 | 0 | 0 | 0 | 0 | 0 | 0 | 0 | 0 | 0 | 0 | 0
F8_Residential_CZ2 - Single Family_New_Secondary Heating_Natural Gas_Fireplace_Maximum Achievable Potential | F8 | Residential | CZ2 - Single Family | New | Secondary Heating | Natural Gas | Fireplace | Maximum Achievable Potential | Avg. Replacement Demand (W) | 0 | 0 | 0 | 0 | 0 | 0 | 0 | 0 | 0 | 0 | 0 | 0 | 0 | 0 | 0 | 0 | 0 | 0 | 0 | 0 | 0 | 0 | 0 | 0 | 0 | 0 | 0 | 0 | 0 | 0
F1_Residential_CZ2 - Single Family_New_Water Heating_Natural Gas_Water Heater <= 55 gal._Maximum Achievable Potential | F1 | Residential | CZ2 - Single Family | New | Water Heating | Natural Gas | Water Heater <= 55 gal. | Maximum Achievable Potential | Units | 0 | 0 | 0 | 0 | 0 | 0 | 0 | 0 | 0 | 0 | 0 | 0 | 0 | 0 | 0 | 0 | 0 | 0 | 0 | 0 | 0 | 0 | 0 | 0 | 0 | 0 | 0 | 0 | 0 | 0
F2_Residential_CZ2 - Single Family_New_Water Heating_Natural Gas_Water Heater <= 55 gal._Maximum Achievable Potential | F2 | Residential | CZ2 - Single Family | New | Water Heating | Natural Gas | Water Heater <= 55 gal. | Maximum Achievable Potential | Usage (MMtherm) | 0 | 0 | 0 | 0 | 0 | 0 | 0 | 0 | 0 | 0 | 0 | 0 | 0 | 0 | 0 | 0 | 0 | 0 | 0 | 0 | 0 | 0 | 0 | 0 | 0 | 0 | 0 | 0 | 0 | 0
F3_Residential_CZ2 - Single Family_New_Water Heating_Natural Gas_Water Heater <= 55 gal._Maximum Achievable Potential | F3 | Residential | CZ2 - Single Family | New | Water Heating | Natural Gas | Water Heater <= 55 gal. | Maximum Achievable Potential | Peak Demand (S) | 0 | 0 | 0 | 0 | 0 | 0 | 0 | 0 | 0 | 0 | 0 | 0 | 0 | 0 | 0 | 0 | 0 | 0 | 0 | 0 | 0 | 0 | 0 | 0 | 0 | 0 | 0 | 0 | 0 | 0
F4_Residential_CZ2 - Single Family_New_Water Heating_Natural Gas_Water Heater <= 55 gal._Maximum Achievable Potential | F4 | Residential | CZ2 - Single Family | New | Water Heating | Natural Gas | Water Heater <= 55 gal. | Maximum Achievable Potential | Peak Demand (W) | 0 | 0 | 0 | 0 | 0 | 0 | 0 | 0 | 0 | 0 | 0 | 0 | 0 | 0 | 0 | 0 | 0 | 0 | 0 | 0 | 0 | 0 | 0 | 0 | 0 | 0 | 0 | 0 | 0 | 0
F5_Residential_CZ2 - Single Family_New_Water Heating_Natural Gas_Water Heater <= 55 gal._Maximum Achievable Potential | F5 | Residential | CZ2 - Single Family | New | Water Heating | Natural Gas | Water Heater <= 55 gal. | Maximum Achievable Potential | Turnover | 0 | 0 | 0 | 0 | 0 | 0 | 0 | 0 | 0 | 0 | 0 | 0 | 0 | 0 | 0 | 0 | 0 | 0 | 0 | 0 | 0 | 0 | 0 | 0 | 0 | 0 | 0 | 0 | 0 | 0
F6_Residential_CZ2 - Single Family_New_Water Heating_Natural Gas_Water Heater <= 55 gal._Maximum Achievable Potential | F6 | Residential | CZ2 - Single Family | New | Water Heating | Natural Gas | Water Heater <= 55 gal. | Maximum Achievable Potential | Avg. Replacement Usage | 0 | 0 | 0 | 0 | 0 | 0 | 0 | 0 | 0 | 0 | 0 | 0 | 0 | 0 | 0 | 0 | 0 | 0 | 0 | 0 | 0 | 0 | 0 | 0 | 0 | 0 | 0 | 0 | 0 | 0
F7_Residential_CZ2 - Single Family_New_Water Heating_Natural Gas_Water Heater <= 55 gal._Maximum Achievable Potential | F7 | Residential | CZ2 - Single Family | New | Water Heating | Natural Gas | Water Heater <= 55 gal. | Maximum Achievable Potential | Avg. Replacement Demand (S) | 0 | 0 | 0 | 0 | 0 | 0 | 0 | 0 | 0 | 0 | 0 | 0 | 0 | 0 | 0 | 0 | 0 | 0 | 0 | 0 | 0 | 0 | 0 | 0 | 0 | 0 | 0 | 0 | 0 | 0
F8_Residential_CZ2 - Single Family_New_Water Heating_Natural Gas_Water Heater <= 55 gal._Maximum Achievable Potential | F8 | Residential | CZ2 - Single Family | New | Water Heating | Natural Gas | Water Heater <= 55 gal. | Maximum Achievable Potential | Avg. Replacement Demand (W) | 0 | 0 | 0 | 0 | 0 | 0 | 0 | 0 | 0 | 0 | 0 | 0 | 0 | 0 | 0 | 0 | 0 | 0 | 0 | 0 | 0 | 0 | 0 | 0 | 0 | 0 | 0 | 0 | 0 | 0
F1_Residential_CZ2 - Single Family_New_Water Heating_Natural Gas_Water Heater > 55 gal._Maximum Achievable Potential | F1 | Residential | CZ2 - Single Family | New | Water Heating | Natural Gas | Water Heater > 55 gal. | Maximum Achievable Potential | Units | 0 | 0 | 0 | 0 | 0 | 0 | 0 | 0 | 0 | 0 | 0 | 0 | 0 | 0 | 0 | 0 | 0 | 0 | 0 | 0 | 0 | 0 | 0 | 0 | 0 | 0 | 0 | 0 | 0 | 0
F2_Residential_CZ2 - Single Family_New_Water Heating_Natural Gas_Water Heater > 55 gal._Maximum Achievable Potential | F2 | Residential | CZ2 - Single Family | New | Water Heating | Natural Gas | Water Heater > 55 gal. | Maximum Achievable Potential | Usage (MMtherm) | 0 | 0 | 0 | 0 | 0 | 0 | 0 | 0 | 0 | 0 | 0 | 0 | 0 | 0 | 0 | 0 | 0 | 0 | 0 | 0 | 0 | 0 | 0 | 0 | 0 | 0 | 0 | 0 | 0 | 0
F3_Residential_CZ2 - Single Family_New_Water Heating_Natural Gas_Water Heater > 55 gal._Maximum Achievable Potential | F3 | Residential | CZ2 - Single Family | New | Water Heating | Natural Gas | Water Heater > 55 gal. | Maximum Achievable Potential | Peak Demand (S) | 0 | 0 | 0 | 0 | 0 | 0 | 0 | 0 | 0 | 0 | 0 | 0 | 0 | 0 | 0 | 0 | 0 | 0 | 0 | 0 | 0 | 0 | 0 | 0 | 0 | 0 | 0 | 0 | 0 | 0
F4_Residential_CZ2 - Single Family_New_Water Heating_Natural Gas_Water Heater > 55 gal._Maximum Achievable Potential | F4 | Residential | CZ2 - Single Family | New | Water Heating | Natural Gas | Water Heater > 55 gal. | Maximum Achievable Potential | Peak Demand (W) | 0 | 0 | 0 | 0 | 0 | 0 | 0 | 0 | 0 | 0 | 0 | 0 | 0 | 0 | 0 | 0 | 0 | 0 | 0 | 0 | 0 | 0 | 0 | 0 | 0 | 0 | 0 | 0 | 0 | 0
F5_Residential_CZ2 - Single Family_New_Water Heating_Natural Gas_Water Heater > 55 gal._Maximum Achievable Potential | F5 | Residential | CZ2 - Single Family | New | Water Heating | Natural Gas | Water Heater > 55 gal. | Maximum Achievable Potential | Turnover | 0 | 0 | 0 | 0 | 0 | 0 | 0 | 0 | 0 | 0 | 0 | 0 | 0 | 0 | 0 | 0 | 0 | 0 | 0 | 0 | 0 | 0 | 0 | 0 | 0 | 0 | 0 | 0 | 0 | 0
F6_Residential_CZ2 - Single Family_New_Water Heating_Natural Gas_Water Heater > 55 gal._Maximum Achievable Potential | F6 | Residential | CZ2 - Single Family | New | Water Heating | Natural Gas | Water Heater > 55 gal. | Maximum Achievable Potential | Avg. Replacement Usage | 0 | 0 | 0 | 0 | 0 | 0 | 0 | 0 | 0 | 0 | 0 | 0 | 0 | 0 | 0 | 0 | 0 | 0 | 0 | 0 | 0 | 0 | 0 | 0 | 0 | 0 | 0 | 0 | 0 | 0
F7_Residential_CZ2 - Single Family_New_Water Heating_Natural Gas_Water Heater > 55 gal._Maximum Achievable Potential | F7 | Residential | CZ2 - Single Family | New | Water Heating | Natural Gas | Water Heater > 55 gal. | Maximum Achievable Potential | Avg. Replacement Demand (S) | 0 | 0 | 0 | 0 | 0 | 0 | 0 | 0 | 0 | 0 | 0 | 0 | 0 | 0 | 0 | 0 | 0 | 0 | 0 | 0 | 0 | 0 | 0 | 0 | 0 | 0 | 0 | 0 | 0 | 0
F8_Residential_CZ2 - Single Family_New_Water Heating_Natural Gas_Water Heater > 55 gal._Maximum Achievable Potential | F8 | Residential | CZ2 - Single Family | New | Water Heating | Natural Gas | Water Heater > 55 gal. | Maximum Achievable Potential | Avg. Replacement Demand (W) | 0 | 0 | 0 | 0 | 0 | 0 | 0 | 0 | 0 | 0 | 0 | 0 | 0 | 0 | 0 | 0 | 0 | 0 | 0 | 0 | 0 | 0 | 0 | 0 | 0 | 0 | 0 | 0 | 0 | 0
F1_Residential_CZ2 - Single Family_New_Appliances_Natural Gas_Clothes Dryer_Maximum Achievable Potential | F1 | Residential | CZ2 - Single Family | New | Appliances | Natural Gas | Clothes Dryer | Maximum Achievable Potential | Units | 0 | 0 | 0 | 0 | 0 | 0 | 0 | 0 | 0 | 0 | 0 | 0 | 0 | 0 | 0 | 0 | 0 | 0 | 0 | 0 | 0 | 0 | 0 | 0 | 0 | 0 | 0 | 0 | 0 | 0
F2_Residential_CZ2 - Single Family_New_Appliances_Natural Gas_Clothes Dryer_Maximum Achievable Potential | F2 | Residential | CZ2 - Single Family | New | Appliances | Natural Gas | Clothes Dryer | Maximum Achievable Potential | Usage (MMtherm) | 0 | 0 | 0 | 0 | 0 | 0 | 0 | 0 | 0 | 0 | 0 | 0 | 0 | 0 | 0 | 0 | 0 | 0 | 0 | 0 | 0 | 0 | 0 | 0 | 0 | 0 | 0 | 0 | 0 | 0
F3_Residential_CZ2 - Single Family_New_Appliances_Natural Gas_Clothes Dryer_Maximum Achievable Potential | F3 | Residential | CZ2 - Single Family | New | Appliances | Natural Gas | Clothes Dryer | Maximum Achievable Potential | Peak Demand (S) | 0 | 0 | 0 | 0 | 0 | 0 | 0 | 0 | 0 | 0 | 0 | 0 | 0 | 0 | 0 | 0 | 0 | 0 | 0 | 0 | 0 | 0 | 0 | 0 | 0 | 0 | 0 | 0 | 0 | 0
F4_Residential_CZ2 - Single Family_New_Appliances_Natural Gas_Clothes Dryer_Maximum Achievable Potential | F4 | Residential | CZ2 - Single Family | New | Appliances | Natural Gas | Clothes Dryer | Maximum Achievable Potential | Peak Demand (W) | 0 | 0 | 0 | 0 | 0 | 0 | 0 | 0 | 0 | 0 | 0 | 0 | 0 | 0 | 0 | 0 | 0 | 0 | 0 | 0 | 0 | 0 | 0 | 0 | 0 | 0 | 0 | 0 | 0 | 0
F5_Residential_CZ2 - Single Family_New_Appliances_Natural Gas_Clothes Dryer_Maximum Achievable Potential | F5 | Residential | CZ2 - Single Family | New | Appliances | Natural Gas | Clothes Dryer | Maximum Achievable Potential | Turnover | 0 | 0 | 0 | 0 | 0 | 0 | 0 | 0 | 0 | 0 | 0 | 0 | 0 | 0 | 0 | 0 | 0 | 0 | 0 | 0 | 0 | 0 | 0 | 0 | 0 | 0 | 0 | 0 | 0 | 0
F6_Residential_CZ2 - Single Family_New_Appliances_Natural Gas_Clothes Dryer_Maximum Achievable Potential | F6 | Residential | CZ2 - Single Family | New | Appliances | Natural Gas | Clothes Dryer | Maximum Achievable Potential | Avg. Replacement Usage | 0 | 0 | 0 | 0 | 0 | 0 | 0 | 0 | 0 | 0 | 0 | 0 | 0 | 0 | 0 | 0 | 0 | 0 | 0 | 0 | 0 | 0 | 0 | 0 | 0 | 0 | 0 | 0 | 0 | 0
F7_Residential_CZ2 - Single Family_New_Appliances_Natural Gas_Clothes Dryer_Maximum Achievable Potential | F7 | Residential | CZ2 - Single Family | New | Appliances | Natural Gas | Clothes Dryer | Maximum Achievable Potential | Avg. Replacement Demand (S) | 0 | 0 | 0 | 0 | 0 | 0 | 0 | 0 | 0 | 0 | 0 | 0 | 0 | 0 | 0 | 0 | 0 | 0 | 0 | 0 | 0 | 0 | 0 | 0 | 0 | 0 | 0 | 0 | 0 | 0
F8_Residential_CZ2 - Single Family_New_Appliances_Natural Gas_Clothes Dryer_Maximum Achievable Potential | F8 | Residential | CZ2 - Single Family | New | Appliances | Natural Gas | Clothes Dryer | Maximum Achievable Potential | Avg. Replacement Demand (W) | 0 | 0 | 0 | 0 | 0 | 0 | 0 | 0 | 0 | 0 | 0 | 0 | 0 | 0 | 0 | 0 | 0 | 0 | 0 | 0 | 0 | 0 | 0 | 0 | 0 | 0 | 0 | 0 | 0 | 0
F1_Residential_CZ2 - Single Family_New_Appliances_Natural Gas_Stove/Oven_Maximum Achievable Potential | F1 | Residential | CZ2 - Single Family | New | Appliances | Natural Gas | Stove/Oven | Maximum Achievable Potential | Units | 0 | 0 | 0 | 0 | 0 | 0 | 0 | 0 | 0 | 0 | 0 | 0 | 0 | 0 | 0 | 0 | 0 | 0 | 0 | 0 | 0 | 0 | 0 | 0 | 0 | 0 | 0 | 0 | 0 | 0
F2_Residential_CZ2 - Single Family_New_Appliances_Natural Gas_Stove/Oven_Maximum Achievable Potential | F2 | Residential | CZ2 - Single Family | New | Appliances | Natural Gas | Stove/Oven | Maximum Achievable Potential | Usage (MMtherm) | 0 | 0 | 0 | 0 | 0 | 0 | 0 | 0 | 0 | 0 | 0 | 0 | 0 | 0 | 0 | 0 | 0 | 0 | 0 | 0 | 0 | 0 | 0 | 0 | 0 | 0 | 0 | 0 | 0 | 0
F3_Residential_CZ2 - Single Family_New_Appliances_Natural Gas_Stove/Oven_Maximum Achievable Potential | F3 | Residential | CZ2 - Single Family | New | Appliances | Natural Gas | Stove/Oven | Maximum Achievable Potential | Peak Demand (S) | 0 | 0 | 0 | 0 | 0 | 0 | 0 | 0 | 0 | 0 | 0 | 0 | 0 | 0 | 0 | 0 | 0 | 0 | 0 | 0 | 0 | 0 | 0 | 0 | 0 | 0 | 0 | 0 | 0 | 0
F4_Residential_CZ2 - Single Family_New_Appliances_Natural Gas_Stove/Oven_Maximum Achievable Potential | F4 | Residential | CZ2 - Single Family | New | Appliances | Natural Gas | Stove/Oven | Maximum Achievable Potential | Peak Demand (W) | 0 | 0 | 0 | 0 | 0 | 0 | 0 | 0 | 0 | 0 | 0 | 0 | 0 | 0 | 0 | 0 | 0 | 0 | 0 | 0 | 0 | 0 | 0 | 0 | 0 | 0 | 0 | 0 | 0 | 0
F5_Residential_CZ2 - Single Family_New_Appliances_Natural Gas_Stove/Oven_Maximum Achievable Potential | F5 | Residential | CZ2 - Single Family | New | Appliances | Natural Gas | Stove/Oven | Maximum Achievable Potential | Turnover | 0 | 0 | 0 | 0 | 0 | 0 | 0 | 0 | 0 | 0 | 0 | 0 | 0 | 0 | 0 | 0 | 0 | 0 | 0 | 0 | 0 | 0 | 0 | 0 | 0 | 0 | 0 | 0 | 0 | 0
F6_Residential_CZ2 - Single Family_New_Appliances_Natural Gas_Stove/Oven_Maximum Achievable Potential | F6 | Residential | CZ2 - Single Family | New | Appliances | Natural Gas | Stove/Oven | Maximum Achievable Potential | Avg. Replacement Usage | 0 | 0 | 0 | 0 | 0 | 0 | 0 | 0 | 0 | 0 | 0 | 0 | 0 | 0 | 0 | 0 | 0 | 0 | 0 | 0 | 0 | 0 | 0 | 0 | 0 | 0 | 0 | 0 | 0 | 0
F7_Residential_CZ2 - Single Family_New_Appliances_Natural Gas_Stove/Oven_Maximum Achievable Potential | F7 | Residential | CZ2 - Single Family | New | Appliances | Natural Gas | Stove/Oven | Maximum Achievable Potential | Avg. Replacement Demand (S) | 0 | 0 | 0 | 0 | 0 | 0 | 0 | 0 | 0 | 0 | 0 | 0 | 0 | 0 | 0 | 0 | 0 | 0 | 0 | 0 | 0 | 0 | 0 | 0 | 0 | 0 | 0 | 0 | 0 | 0
F8_Residential_CZ2 - Single Family_New_Appliances_Natural Gas_Stove/Oven_Maximum Achievable Potential | F8 | Residential | CZ2 - Single Family | New | Appliances | Natural Gas | Stove/Oven | Maximum Achievable Potential | Avg. Replacement Demand (W) | 0 | 0 | 0 | 0 | 0 | 0 | 0 | 0 | 0 | 0 | 0 | 0 | 0 | 0 | 0 | 0 | 0 | 0 | 0 | 0 | 0 | 0 | 0 | 0 | 0 | 0 | 0 | 0 | 0 | 0
F1_Residential_CZ2 - Single Family_New_Miscellaneous_Natural Gas_Pool Heater_Maximum Achievable Potential | F1 | Residential | CZ2 - Single Family | New | Miscellaneous | Natural Gas | Pool Heater | Maximum Achievable Potential | Units | 0 | 0 | 0 | 0 | 0 | 0 | 0 | 0 | 0 | 0 | 0 | 0 | 0 | 0 | 0 | 0 | 0 | 0 | 0 | 0 | 0 | 0 | 0 | 0 | 0 | 0 | 0 | 0 | 0 | 0
F2_Residential_CZ2 - Single Family_New_Miscellaneous_Natural Gas_Pool Heater_Maximum Achievable Potential | F2 | Residential | CZ2 - Single Family | New | Miscellaneous | Natural Gas | Pool Heater | Maximum Achievable Potential | Usage (MMtherm) | 0 | 0 | 0 | 0 | 0 | 0 | 0 | 0 | 0 | 0 | 0 | 0 | 0 | 0 | 0 | 0 | 0 | 0 | 0 | 0 | 0 | 0 | 0 | 0 | 0 | 0 | 0 | 0 | 0 | 0
F3_Residential_CZ2 - Single Family_New_Miscellaneous_Natural Gas_Pool Heater_Maximum Achievable Potential | F3 | Residential | CZ2 - Single Family | New | Miscellaneous | Natural Gas | Pool Heater | Maximum Achievable Potential | Peak Demand (S) | 0 | 0 | 0 | 0 | 0 | 0 | 0 | 0 | 0 | 0 | 0 | 0 | 0 | 0 | 0 | 0 | 0 | 0 | 0 | 0 | 0 | 0 | 0 | 0 | 0 | 0 | 0 | 0 | 0 | 0
F4_Residential_CZ2 - Single Family_New_Miscellaneous_Natural Gas_Pool Heater_Maximum Achievable Potential | F4 | Residential | CZ2 - Single Family | New | Miscellaneous | Natural Gas | Pool Heater | Maximum Achievable Potential | Peak Demand (W) | 0 | 0 | 0 | 0 | 0 | 0 | 0 | 0 | 0 | 0 | 0 | 0 | 0 | 0 | 0 | 0 | 0 | 0 | 0 | 0 | 0 | 0 | 0 | 0 | 0 | 0 | 0 | 0 | 0 | 0
F5_Residential_CZ2 - Single Family_New_Miscellaneous_Natural Gas_Pool Heater_Maximum Achievable Potential | F5 | Residential | CZ2 - Single Family | New | Miscellaneous | Natural Gas | Pool Heater | Maximum Achievable Potential | Turnover | 0 | 0 | 0 | 0 | 0 | 0 | 0 | 0 | 0 | 0 | 0 | 0 | 0 | 0 | 0 | 0 | 0 | 0 | 0 | 0 | 0 | 0 | 0 | 0 | 0 | 0 | 0 | 0 | 0 | 0
F6_Residential_CZ2 - Single Family_New_Miscellaneous_Natural Gas_Pool Heater_Maximum Achievable Potential | F6 | Residential | CZ2 - Single Family | New | Miscellaneous | Natural Gas | Pool Heater | Maximum Achievable Potential | Avg. Replacement Usage | 0 | 0 | 0 | 0 | 0 | 0 | 0 | 0 | 0 | 0 | 0 | 0 | 0 | 0 | 0 | 0 | 0 | 0 | 0 | 0 | 0 | 0 | 0 | 0 | 0 | 0 | 0 | 0 | 0 | 0
F7_Residential_CZ2 - Single Family_New_Miscellaneous_Natural Gas_Pool Heater_Maximum Achievable Potential | F7 | Residential | CZ2 - Single Family | New | Miscellaneous | Natural Gas | Pool Heater | Maximum Achievable Potential | Avg. Replacement Demand (S) | 0 | 0 | 0 | 0 | 0 | 0 | 0 | 0 | 0 | 0 | 0 | 0 | 0 | 0 | 0 | 0 | 0 | 0 | 0 | 0 | 0 | 0 | 0 | 0 | 0 | 0 | 0 | 0 | 0 | 0
F8_Residential_CZ2 - Single Family_New_Miscellaneous_Natural Gas_Pool Heater_Maximum Achievable Potential | F8 | Residential | CZ2 - Single Family | New | Miscellaneous | Natural Gas | Pool Heater | Maximum Achievable Potential | Avg. Replacement Demand (W) | 0 | 0 | 0 | 0 | 0 | 0 | 0 | 0 | 0 | 0 | 0 | 0 | 0 | 0 | 0 | 0 | 0 | 0 | 0 | 0 | 0 | 0 | 0 | 0 | 0 | 0 | 0 | 0 | 0 | 0
F1_Residential_CZ2 - Single Family_New_Miscellaneous_Natural Gas_Miscellaneous_Maximum Achievable Potential | F1 | Residential | CZ2 - Single Family | New | Miscellaneous | Natural Gas | Miscellaneous | Maximum Achievable Potential | Units | 0 | 0 | 0 | 0 | 0 | 0 | 0 | 0 | 0 | 0 | 0 | 0 | 0 | 0 | 0 | 0 | 0 | 0 | 0 | 0 | 0 | 0 | 0 | 0 | 0 | 0 | 0 | 0 | 0 | 0
F2_Residential_CZ2 - Single Family_New_Miscellaneous_Natural Gas_Miscellaneous_Maximum Achievable Potential | F2 | Residential | CZ2 - Single Family | New | Miscellaneous | Natural Gas | Miscellaneous | Maximum Achievable Potential | Usage (MMtherm) | 0 | 0 | 0 | 0 | 0 | 0 | 0 | 0 | 0 | 0 | 0 | 0 | 0 | 0 | 0 | 0 | 0 | 0 | 0 | 0 | 0 | 0 | 0 | 0 | 0 | 0 | 0 | 0 | 0 | 0
F3_Residential_CZ2 - Single Family_New_Miscellaneous_Natural Gas_Miscellaneous_Maximum Achievable Potential | F3 | Residential | CZ2 - Single Family | New | Miscellaneous | Natural Gas | Miscellaneous | Maximum Achievable Potential | Peak Demand (S) | 0 | 0 | 0 | 0 | 0 | 0 | 0 | 0 | 0 | 0 | 0 | 0 | 0 | 0 | 0 | 0 | 0 | 0 | 0 | 0 | 0 | 0 | 0 | 0 | 0 | 0 | 0 | 0 | 0 | 0
F4_Residential_CZ2 - Single Family_New_Miscellaneous_Natural Gas_Miscellaneous_Maximum Achievable Potential | F4 | Residential | CZ2 - Single Family | New | Miscellaneous | Natural Gas | Miscellaneous | Maximum Achievable Potential | Peak Demand (W) | 0 | 0 | 0 | 0 | 0 | 0 | 0 | 0 | 0 | 0 | 0 | 0 | 0 | 0 | 0 | 0 | 0 | 0 | 0 | 0 | 0 | 0 | 0 | 0 | 0 | 0 | 0 | 0 | 0 | 0
F5_Residential_CZ2 - Single Family_New_Miscellaneous_Natural Gas_Miscellaneous_Maximum Achievable Potential | F5 | Residential | CZ2 - Single Family | New | Miscellaneous | Natural Gas | Miscellaneous | Maximum Achievable Potential | Turnover | 0 | 0 | 0 | 0 | 0 | 0 | 0 | 0 | 0 | 0 | 0 | 0 | 0 | 0 | 0 | 0 | 0 | 0 | 0 | 0 | 0 | 0 | 0 | 0 | 0 | 0 | 0 | 0 | 0 | 0
F6_Residential_CZ2 - Single Family_New_Miscellaneous_Natural Gas_Miscellaneous_Maximum Achievable Potential | F6 | Residential | CZ2 - Single Family | New | Miscellaneous | Natural Gas | Miscellaneous | Maximum Achievable Potential | Avg. Replacement Usage | 0 | 0 | 0 | 0 | 0 | 0 | 0 | 0 | 0 | 0 | 0 | 0 | 0 | 0 | 0 | 0 | 0 | 0 | 0 | 0 | 0 | 0 | 0 | 0 | 0 | 0 | 0 | 0 | 0 | 0
F7_Residential_CZ2 - Single Family_New_Miscellaneous_Natural Gas_Miscellaneous_Maximum Achievable Potential | F7 | Residential | CZ2 - Single Family | New | Miscellaneous | Natural Gas | Miscellaneous | Maximum Achievable Potential | Avg. Replacement Demand (S) | 0 | 0 | 0 | 0 | 0 | 0 | 0 | 0 | 0 | 0 | 0 | 0 | 0 | 0 | 0 | 0 | 0 | 0 | 0 | 0 | 0 | 0 | 0 | 0 | 0 | 0 | 0 | 0 | 0 | 0
F8_Residential_CZ2 - Single Family_New_Miscellaneous_Natural Gas_Miscellaneous_Maximum Achievable Potential | F8 | Residential | CZ2 - Single Family | New | Miscellaneous | Natural Gas | Miscellaneous | Maximum Achievable Potential | Avg. Replacement Demand (W) | 0 | 0 | 0 | 0 | 0 | 0 | 0 | 0 | 0 | 0 | 0 | 0 | 0 | 0 | 0 | 0 | 0 | 0 | 0 | 0 | 0 | 0 | 0 | 0 | 0 | 0 | 0 | 0 | 0 | 0
F1_Residential_CZ2 - Multi Family_Existing_Space Heating_Natural Gas_Furnace - Direct Fuel_Maximum Achievable Potential | F1 | Residential | CZ2 - Multi Family | Existing | Space Heating | Natural Gas | Furnace - Direct Fuel | Maximum Achievable Potential | Units | 0 | 0 | 0 | 0 | 0 | 0 | 0 | 0 | 0 | 0 | 0 | 0 | 0 | 0 | 0 | 0 | 0 | 0 | 0 | 0 | 0 | 0 | 0 | 0 | 0 | 0 | 0 | 0 | 0 | 0
F2_Residential_CZ2 - Multi Family_Existing_Space Heating_Natural Gas_Furnace - Direct Fuel_Maximum Achievable Potential | F2 | Residential | CZ2 - Multi Family | Existing | Space Heating | Natural Gas | Furnace - Direct Fuel | Maximum Achievable Potential | Usage (MMtherm) | 0 | 0 | 0 | 0 | 0 | 0 | 0 | 0 | 0 | 0 | 0 | 0 | 0 | 0 | 0 | 0 | 0 | 0 | 0 | 0 | 0 | 0 | 0 | 0 | 0 | 0 | 0 | 0 | 0 | 0
F3_Residential_CZ2 - Multi Family_Existing_Space Heating_Natural Gas_Furnace - Direct Fuel_Maximum Achievable Potential | F3 | Residential | CZ2 - Multi Family | Existing | Space Heating | Natural Gas | Furnace - Direct Fuel | Maximum Achievable Potential | Peak Demand (S) | 0 | 0 | 0 | 0 | 0 | 0 | 0 | 0 | 0 | 0 | 0 | 0 | 0 | 0 | 0 | 0 | 0 | 0 | 0 | 0 | 0 | 0 | 0 | 0 | 0 | 0 | 0 | 0 | 0 | 0
F4_Residential_CZ2 - Multi Family_Existing_Space Heating_Natural Gas_Furnace - Direct Fuel_Maximum Achievable Potential | F4 | Residential | CZ2 - Multi Family | Existing | Space Heating | Natural Gas | Furnace - Direct Fuel | Maximum Achievable Potential | Peak Demand (W) | 0 | 0 | 0 | 0 | 0 | 0 | 0 | 0 | 0 | 0 | 0 | 0 | 0 | 0 | 0 | 0 | 0 | 0 | 0 | 0 | 0 | 0 | 0 | 0 | 0 | 0 | 0 | 0 | 0 | 0
F5_Residential_CZ2 - Multi Family_Existing_Space Heating_Natural Gas_Furnace - Direct Fuel_Maximum Achievable Potential | F5 | Residential | CZ2 - Multi Family | Existing | Space Heating | Natural Gas | Furnace - Direct Fuel | Maximum Achievable Potential | Turnover | 0 | 0 | 0 | 0 | 0 | 0 | 0 | 0 | 0 | 0 | 0 | 0 | 0 | 0 | 0 | 0 | 0 | 0 | 0 | 0 | 0 | 0 | 0 | 0 | 0 | 0 | 0 | 0 | 0 | 0
F6_Residential_CZ2 - Multi Family_Existing_Space Heating_Natural Gas_Furnace - Direct Fuel_Maximum Achievable Potential | F6 | Residential | CZ2 - Multi Family | Existing | Space Heating | Natural Gas | Furnace - Direct Fuel | Maximum Achievable Potential | Avg. Replacement Usage | 0 | 0 | 0 | 0 | 0 | 0 | 0 | 0 | 0 | 0 | 0 | 0 | 0 | 0 | 0 | 0 | 0 | 0 | 0 | 0 | 0 | 0 | 0 | 0 | 0 | 0 | 0 | 0 | 0 | 0
F7_Residential_CZ2 - Multi Family_Existing_Space Heating_Natural Gas_Furnace - Direct Fuel_Maximum Achievable Potential | F7 | Residential | CZ2 - Multi Family | Existing | Space Heating | Natural Gas | Furnace - Direct Fuel | Maximum Achievable Potential | Avg. Replacement Demand (S) | 0 | 0 | 0 | 0 | 0 | 0 | 0 | 0 | 0 | 0 | 0 | 0 | 0 | 0 | 0 | 0 | 0 | 0 | 0 | 0 | 0 | 0 | 0 | 0 | 0 | 0 | 0 | 0 | 0 | 0
F8_Residential_CZ2 - Multi Family_Existing_Space Heating_Natural Gas_Furnace - Direct Fuel_Maximum Achievable Potential | F8 | Residential | CZ2 - Multi Family | Existing | Space Heating | Natural Gas | Furnace - Direct Fuel | Maximum Achievable Potential | Avg. Replacement Demand (W) | 0 | 0 | 0 | 0 | 0 | 0 | 0 | 0 | 0 | 0 | 0 | 0 | 0 | 0 | 0 | 0 | 0 | 0 | 0 | 0 | 0 | 0 | 0 | 0 | 0 | 0 | 0 | 0 | 0 | 0
F1_Residential_CZ2 - Multi Family_Existing_Space Heating_Natural Gas_Boiler - Direct Fuel_Maximum Achievable Potential | F1 | Residential | CZ2 - Multi Family | Existing | Space Heating | Natural Gas | Boiler - Direct Fuel | Maximum Achievable Potential | Units | 0 | 0 | 0 | 0 | 0 | 0 | 0 | 0 | 0 | 0 | 0 | 0 | 0 | 0 | 0 | 0 | 0 | 0 | 0 | 0 | 0 | 0 | 0 | 0 | 0 | 0 | 0 | 0 | 0 | 0
F2_Residential_CZ2 - Multi Family_Existing_Space Heating_Natural Gas_Boiler - Direct Fuel_Maximum Achievable Potential | F2 | Residential | CZ2 - Multi Family | Existing | Space Heating | Natural Gas | Boiler - Direct Fuel | Maximum Achievable Potential | Usage (MMtherm) | 0 | 0 | 0 | 0 | 0 | 0 | 0 | 0 | 0 | 0 | 0 | 0 | 0 | 0 | 0 | 0 | 0 | 0 | 0 | 0 | 0 | 0 | 0 | 0 | 0 | 0 | 0 | 0 | 0 | 0
F3_Residential_CZ2 - Multi Family_Existing_Space Heating_Natural Gas_Boiler - Direct Fuel_Maximum Achievable Potential | F3 | Residential | CZ2 - Multi Family | Existing | Space Heating | Natural Gas | Boiler - Direct Fuel | Maximum Achievable Potential | Peak Demand (S) | 0 | 0 | 0 | 0 | 0 | 0 | 0 | 0 | 0 | 0 | 0 | 0 | 0 | 0 | 0 | 0 | 0 | 0 | 0 | 0 | 0 | 0 | 0 | 0 | 0 | 0 | 0 | 0 | 0 | 0
F4_Residential_CZ2 - Multi Family_Existing_Space Heating_Natural Gas_Boiler - Direct Fuel_Maximum Achievable Potential | F4 | Residential | CZ2 - Multi Family | Existing | Space Heating | Natural Gas | Boiler - Direct Fuel | Maximum Achievable Potential | Peak Demand (W) | 0 | 0 | 0 | 0 | 0 | 0 | 0 | 0 | 0 | 0 | 0 | 0 | 0 | 0 | 0 | 0 | 0 | 0 | 0 | 0 | 0 | 0 | 0 | 0 | 0 | 0 | 0 | 0 | 0 | 0
F5_Residential_CZ2 - Multi Family_Existing_Space Heating_Natural Gas_Boiler - Direct Fuel_Maximum Achievable Potential | F5 | Residential | CZ2 - Multi Family | Existing | Space Heating | Natural Gas | Boiler - Direct Fuel | Maximum Achievable Potential | Turnover | 0 | 0 | 0 | 0 | 0 | 0 | 0 | 0 | 0 | 0 | 0 | 0 | 0 | 0 | 0 | 0 | 0 | 0 | 0 | 0 | 0 | 0 | 0 | 0 | 0 | 0 | 0 | 0 | 0 | 0
F6_Residential_CZ2 - Multi Family_Existing_Space Heating_Natural Gas_Boiler - Direct Fuel_Maximum Achievable Potential | F6 | Residential | CZ2 - Multi Family | Existing | Space Heating | Natural Gas | Boiler - Direct Fuel | Maximum Achievable Potential | Avg. Replacement Usage | 0 | 0 | 0 | 0 | 0 | 0 | 0 | 0 | 0 | 0 | 0 | 0 | 0 | 0 | 0 | 0 | 0 | 0 | 0 | 0 | 0 | 0 | 0 | 0 | 0 | 0 | 0 | 0 | 0 | 0
F7_Residential_CZ2 - Multi Family_Existing_Space Heating_Natural Gas_Boiler - Direct Fuel_Maximum Achievable Potential | F7 | Residential | CZ2 - Multi Family | Existing | Space Heating | Natural Gas | Boiler - Direct Fuel | Maximum Achievable Potential | Avg. Replacement Demand (S) | 0 | 0 | 0 | 0 | 0 | 0 | 0 | 0 | 0 | 0 | 0 | 0 | 0 | 0 | 0 | 0 | 0 | 0 | 0 | 0 | 0 | 0 | 0 | 0 | 0 | 0 | 0 | 0 | 0 | 0
F8_Residential_CZ2 - Multi Family_Existing_Space Heating_Natural Gas_Boiler - Direct Fuel_Maximum Achievable Potential | F8 | Residential | CZ2 - Multi Family | Existing | Space Heating | Natural Gas | Boiler - Direct Fuel | Maximum Achievable Potential | Avg. Replacement Demand (W) | 0 | 0 | 0 | 0 | 0 | 0 | 0 | 0 | 0 | 0 | 0 | 0 | 0 | 0 | 0 | 0 | 0 | 0 | 0 | 0 | 0 | 0 | 0 | 0 | 0 | 0 | 0 | 0 | 0 | 0
F1_Residential_CZ2 - Multi Family_Existing_Secondary Heating_Natural Gas_Fireplace_Maximum Achievable Potential | F1 | Residential | CZ2 - Multi Family | Existing | Secondary Heating | Natural Gas | Fireplace | Maximum Achievable Potential | Units | 0 | 0 | 0 | 0 | 0 | 0 | 0 | 0 | 0 | 0 | 0 | 0 | 0 | 0 | 0 | 0 | 0 | 0 | 0 | 0 | 0 | 0 | 0 | 0 | 0 | 0 | 0 | 0 | 0 | 0
F2_Residential_CZ2 - Multi Family_Existing_Secondary Heating_Natural Gas_Fireplace_Maximum Achievable Potential | F2 | Residential | CZ2 - Multi Family | Existing | Secondary Heating | Natural Gas | Fireplace | Maximum Achievable Potential | Usage (MMtherm) | 0 | 0 | 0 | 0 | 0 | 0 | 0 | 0 | 0 | 0 | 0 | 0 | 0 | 0 | 0 | 0 | 0 | 0 | 0 | 0 | 0 | 0 | 0 | 0 | 0 | 0 | 0 | 0 | 0 | 0
F3_Residential_CZ2 - Multi Family_Existing_Secondary Heating_Natural Gas_Fireplace_Maximum Achievable Potential | F3 | Residential | CZ2 - Multi Family | Existing | Secondary Heating | Natural Gas | Fireplace | Maximum Achievable Potential | Peak Demand (S) | 0 | 0 | 0 | 0 | 0 | 0 | 0 | 0 | 0 | 0 | 0 | 0 | 0 | 0 | 0 | 0 | 0 | 0 | 0 | 0 | 0 | 0 | 0 | 0 | 0 | 0 | 0 | 0 | 0 | 0
F4_Residential_CZ2 - Multi Family_Existing_Secondary Heating_Natural Gas_Fireplace_Maximum Achievable Potential | F4 | Residential | CZ2 - Multi Family | Existing | Secondary Heating | Natural Gas | Fireplace | Maximum Achievable Potential | Peak Demand (W) | 0 | 0 | 0 | 0 | 0 | 0 | 0 | 0 | 0 | 0 | 0 | 0 | 0 | 0 | 0 | 0 | 0 | 0 | 0 | 0 | 0 | 0 | 0 | 0 | 0 | 0 | 0 | 0 | 0 | 0
F5_Residential_CZ2 - Multi Family_Existing_Secondary Heating_Natural Gas_Fireplace_Maximum Achievable Potential | F5 | Residential | CZ2 - Multi Family | Existing | Secondary Heating | Natural Gas | Fireplace | Maximum Achievable Potential | Turnover | 0 | 0 | 0 | 0 | 0 | 0 | 0 | 0 | 0 | 0 | 0 | 0 | 0 | 0 | 0 | 0 | 0 | 0 | 0 | 0 | 0 | 0 | 0 | 0 | 0 | 0 | 0 | 0 | 0 | 0
F6_Residential_CZ2 - Multi Family_Existing_Secondary Heating_Natural Gas_Fireplace_Maximum Achievable Potential | F6 | Residential | CZ2 - Multi Family | Existing | Secondary Heating | Natural Gas | Fireplace | Maximum Achievable Potential | Avg. Replacement Usage | 0 | 0 | 0 | 0 | 0 | 0 | 0 | 0 | 0 | 0 | 0 | 0 | 0 | 0 | 0 | 0 | 0 | 0 | 0 | 0 | 0 | 0 | 0 | 0 | 0 | 0 | 0 | 0 | 0 | 0
F7_Residential_CZ2 - Multi Family_Existing_Secondary Heating_Natural Gas_Fireplace_Maximum Achievable Potential | F7 | Residential | CZ2 - Multi Family | Existing | Secondary Heating | Natural Gas | Fireplace | Maximum Achievable Potential | Avg. Replacement Demand (S) | 0 | 0 | 0 | 0 | 0 | 0 | 0 | 0 | 0 | 0 | 0 | 0 | 0 | 0 | 0 | 0 | 0 | 0 | 0 | 0 | 0 | 0 | 0 | 0 | 0 | 0 | 0 | 0 | 0 | 0
F8_Residential_CZ2 - Multi Family_Existing_Secondary Heating_Natural Gas_Fireplace_Maximum Achievable Potential | F8 | Residential | CZ2 - Multi Family | Existing | Secondary Heating | Natural Gas | Fireplace | Maximum Achievable Potential | Avg. Replacement Demand (W) | 0 | 0 | 0 | 0 | 0 | 0 | 0 | 0 | 0 | 0 | 0 | 0 | 0 | 0 | 0 | 0 | 0 | 0 | 0 | 0 | 0 | 0 | 0 | 0 | 0 | 0 | 0 | 0 | 0 | 0
F1_Residential_CZ2 - Multi Family_Existing_Water Heating_Natural Gas_Water Heater <= 55 gal._Maximum Achievable Potential | F1 | Residential | CZ2 - Multi Family | Existing | Water Heating | Natural Gas | Water Heater <= 55 gal. | Maximum Achievable Potential | Units | 0 | 0 | 0 | 0 | 0 | 0 | 0 | 0 | 0 | 0 | 0 | 0 | 0 | 0 | 0 | 0 | 0 | 0 | 0 | 0 | 0 | 0 | 0 | 0 | 0 | 0 | 0 | 0 | 0 | 0
F2_Residential_CZ2 - Multi Family_Existing_Water Heating_Natural Gas_Water Heater <= 55 gal._Maximum Achievable Potential | F2 | Residential | CZ2 - Multi Family | Existing | Water Heating | Natural Gas | Water Heater <= 55 gal. | Maximum Achievable Potential | Usage (MMtherm) | 0 | 0 | 0 | 0 | 0 | 0 | 0 | 0 | 0 | 0 | 0 | 0 | 0 | 0 | 0 | 0 | 0 | 0 | 0 | 0 | 0 | 0 | 0 | 0 | 0 | 0 | 0 | 0 | 0 | 0
F3_Residential_CZ2 - Multi Family_Existing_Water Heating_Natural Gas_Water Heater <= 55 gal._Maximum Achievable Potential | F3 | Residential | CZ2 - Multi Family | Existing | Water Heating | Natural Gas | Water Heater <= 55 gal. | Maximum Achievable Potential | Peak Demand (S) | 0 | 0 | 0 | 0 | 0 | 0 | 0 | 0 | 0 | 0 | 0 | 0 | 0 | 0 | 0 | 0 | 0 | 0 | 0 | 0 | 0 | 0 | 0 | 0 | 0 | 0 | 0 | 0 | 0 | 0
F4_Residential_CZ2 - Multi Family_Existing_Water Heating_Natural Gas_Water Heater <= 55 gal._Maximum Achievable Potential | F4 | Residential | CZ2 - Multi Family | Existing | Water Heating | Natural Gas | Water Heater <= 55 gal. | Maximum Achievable Potential | Peak Demand (W) | 0 | 0 | 0 | 0 | 0 | 0 | 0 | 0 | 0 | 0 | 0 | 0 | 0 | 0 | 0 | 0 | 0 | 0 | 0 | 0 | 0 | 0 | 0 | 0 | 0 | 0 | 0 | 0 | 0 | 0
F5_Residential_CZ2 - Multi Family_Existing_Water Heating_Natural Gas_Water Heater <= 55 gal._Maximum Achievable Potential | F5 | Residential | CZ2 - Multi Family | Existing | Water Heating | Natural Gas | Water Heater <= 55 gal. | Maximum Achievable Potential | Turnover | 0 | 0 | 0 | 0 | 0 | 0 | 0 | 0 | 0 | 0 | 0 | 0 | 0 | 0 | 0 | 0 | 0 | 0 | 0 | 0 | 0 | 0 | 0 | 0 | 0 | 0 | 0 | 0 | 0 | 0
F6_Residential_CZ2 - Multi Family_Existing_Water Heating_Natural Gas_Water Heater <= 55 gal._Maximum Achievable Potential | F6 | Residential | CZ2 - Multi Family | Existing | Water Heating | Natural Gas | Water Heater <= 55 gal. | Maximum Achievable Potential | Avg. Replacement Usage | 0 | 0 | 0 | 0 | 0 | 0 | 0 | 0 | 0 | 0 | 0 | 0 | 0 | 0 | 0 | 0 | 0 | 0 | 0 | 0 | 0 | 0 | 0 | 0 | 0 | 0 | 0 | 0 | 0 | 0
F7_Residential_CZ2 - Multi Family_Existing_Water Heating_Natural Gas_Water Heater <= 55 gal._Maximum Achievable Potential | F7 | Residential | CZ2 - Multi Family | Existing | Water Heating | Natural Gas | Water Heater <= 55 gal. | Maximum Achievable Potential | Avg. Replacement Demand (S) | 0 | 0 | 0 | 0 | 0 | 0 | 0 | 0 | 0 | 0 | 0 | 0 | 0 | 0 | 0 | 0 | 0 | 0 | 0 | 0 | 0 | 0 | 0 | 0 | 0 | 0 | 0 | 0 | 0 | 0
F8_Residential_CZ2 - Multi Family_Existing_Water Heating_Natural Gas_Water Heater <= 55 gal._Maximum Achievable Potential | F8 | Residential | CZ2 - Multi Family | Existing | Water Heating | Natural Gas | Water Heater <= 55 gal. | Maximum Achievable Potential | Avg. Replacement Demand (W) | 0 | 0 | 0 | 0 | 0 | 0 | 0 | 0 | 0 | 0 | 0 | 0 | 0 | 0 | 0 | 0 | 0 | 0 | 0 | 0 | 0 | 0 | 0 | 0 | 0 | 0 | 0 | 0 | 0 | 0
F1_Residential_CZ2 - Multi Family_Existing_Water Heating_Natural Gas_Water Heater > 55 gal._Maximum Achievable Potential | F1 | Residential | CZ2 - Multi Family | Existing | Water Heating | Natural Gas | Water Heater > 55 gal. | Maximum Achievable Potential | Units | 0 | 0 | 0 | 0 | 0 | 0 | 0 | 0 | 0 | 0 | 0 | 0 | 0 | 0 | 0 | 0 | 0 | 0 | 0 | 0 | 0 | 0 | 0 | 0 | 0 | 0 | 0 | 0 | 0 | 0
F2_Residential_CZ2 - Multi Family_Existing_Water Heating_Natural Gas_Water Heater > 55 gal._Maximum Achievable Potential | F2 | Residential | CZ2 - Multi Family | Existing | Water Heating | Natural Gas | Water Heater > 55 gal. | Maximum Achievable Potential | Usage (MMtherm) | 0 | 0 | 0 | 0 | 0 | 0 | 0 | 0 | 0 | 0 | 0 | 0 | 0 | 0 | 0 | 0 | 0 | 0 | 0 | 0 | 0 | 0 | 0 | 0 | 0 | 0 | 0 | 0 | 0 | 0
F3_Residential_CZ2 - Multi Family_Existing_Water Heating_Natural Gas_Water Heater > 55 gal._Maximum Achievable Potential | F3 | Residential | CZ2 - Multi Family | Existing | Water Heating | Natural Gas | Water Heater > 55 gal. | Maximum Achievable Potential | Peak Demand (S) | 0 | 0 | 0 | 0 | 0 | 0 | 0 | 0 | 0 | 0 | 0 | 0 | 0 | 0 | 0 | 0 | 0 | 0 | 0 | 0 | 0 | 0 | 0 | 0 | 0 | 0 | 0 | 0 | 0 | 0
F4_Residential_CZ2 - Multi Family_Existing_Water Heating_Natural Gas_Water Heater > 55 gal._Maximum Achievable Potential | F4 | Residential | CZ2 - Multi Family | Existing | Water Heating | Natural Gas | Water Heater > 55 gal. | Maximum Achievable Potential | Peak Demand (W) | 0 | 0 | 0 | 0 | 0 | 0 | 0 | 0 | 0 | 0 | 0 | 0 | 0 | 0 | 0 | 0 | 0 | 0 | 0 | 0 | 0 | 0 | 0 | 0 | 0 | 0 | 0 | 0 | 0 | 0
F5_Residential_CZ2 - Multi Family_Existing_Water Heating_Natural Gas_Water Heater > 55 gal._Maximum Achievable Potential | F5 | Residential | CZ2 - Multi Family | Existing | Water Heating | Natural Gas | Water Heater > 55 gal. | Maximum Achievable Potential | Turnover | 0 | 0 | 0 | 0 | 0 | 0 | 0 | 0 | 0 | 0 | 0 | 0 | 0 | 0 | 0 | 0 | 0 | 0 | 0 | 0 | 0 | 0 | 0 | 0 | 0 | 0 | 0 | 0 | 0 | 0
F6_Residential_CZ2 - Multi Family_Existing_Water Heating_Natural Gas_Water Heater > 55 gal._Maximum Achievable Potential | F6 | Residential | CZ2 - Multi Family | Existing | Water Heating | Natural Gas | Water Heater > 55 gal. | Maximum Achievable Potential | Avg. Replacement Usage | 0 | 0 | 0 | 0 | 0 | 0 | 0 | 0 | 0 | 0 | 0 | 0 | 0 | 0 | 0 | 0 | 0 | 0 | 0 | 0 | 0 | 0 | 0 | 0 | 0 | 0 | 0 | 0 | 0 | 0
F7_Residential_CZ2 - Multi Family_Existing_Water Heating_Natural Gas_Water Heater > 55 gal._Maximum Achievable Potential | F7 | Residential | CZ2 - Multi Family | Existing | Water Heating | Natural Gas | Water Heater > 55 gal. | Maximum Achievable Potential | Avg. Replacement Demand (S) | 0 | 0 | 0 | 0 | 0 | 0 | 0 | 0 | 0 | 0 | 0 | 0 | 0 | 0 | 0 | 0 | 0 | 0 | 0 | 0 | 0 | 0 | 0 | 0 | 0 | 0 | 0 | 0 | 0 | 0
F8_Residential_CZ2 - Multi Family_Existing_Water Heating_Natural Gas_Water Heater > 55 gal._Maximum Achievable Potential | F8 | Residential | CZ2 - Multi Family | Existing | Water Heating | Natural Gas | Water Heater > 55 gal. | Maximum Achievable Potential | Avg. Replacement Demand (W) | 0 | 0 | 0 | 0 | 0 | 0 | 0 | 0 | 0 | 0 | 0 | 0 | 0 | 0 | 0 | 0 | 0 | 0 | 0 | 0 | 0 | 0 | 0 | 0 | 0 | 0 | 0 | 0 | 0 | 0
F1_Residential_CZ2 - Multi Family_Existing_Appliances_Natural Gas_Clothes Dryer_Maximum Achievable Potential | F1 | Residential | CZ2 - Multi Family | Existing | Appliances | Natural Gas | Clothes Dryer | Maximum Achievable Potential | Units | 0 | 0 | 0 | 0 | 0 | 0 | 0 | 0 | 0 | 0 | 0 | 0 | 0 | 0 | 0 | 0 | 0 | 0 | 0 | 0 | 0 | 0 | 0 | 0 | 0 | 0 | 0 | 0 | 0 | 0
F2_Residential_CZ2 - Multi Family_Existing_Appliances_Natural Gas_Clothes Dryer_Maximum Achievable Potential | F2 | Residential | CZ2 - Multi Family | Existing | Appliances | Natural Gas | Clothes Dryer | Maximum Achievable Potential | Usage (MMtherm) | 0 | 0 | 0 | 0 | 0 | 0 | 0 | 0 | 0 | 0 | 0 | 0 | 0 | 0 | 0 | 0 | 0 | 0 | 0 | 0 | 0 | 0 | 0 | 0 | 0 | 0 | 0 | 0 | 0 | 0
F3_Residential_CZ2 - Multi Family_Existing_Appliances_Natural Gas_Clothes Dryer_Maximum Achievable Potential | F3 | Residential | CZ2 - Multi Family | Existing | Appliances | Natural Gas | Clothes Dryer | Maximum Achievable Potential | Peak Demand (S) | 0 | 0 | 0 | 0 | 0 | 0 | 0 | 0 | 0 | 0 | 0 | 0 | 0 | 0 | 0 | 0 | 0 | 0 | 0 | 0 | 0 | 0 | 0 | 0 | 0 | 0 | 0 | 0 | 0 | 0
F4_Residential_CZ2 - Multi Family_Existing_Appliances_Natural Gas_Clothes Dryer_Maximum Achievable Potential | F4 | Residential | CZ2 - Multi Family | Existing | Appliances | Natural Gas | Clothes Dryer | Maximum Achievable Potential | Peak Demand (W) | 0 | 0 | 0 | 0 | 0 | 0 | 0 | 0 | 0 | 0 | 0 | 0 | 0 | 0 | 0 | 0 | 0 | 0 | 0 | 0 | 0 | 0 | 0 | 0 | 0 | 0 | 0 | 0 | 0 | 0
F5_Residential_CZ2 - Multi Family_Existing_Appliances_Natural Gas_Clothes Dryer_Maximum Achievable Potential | F5 | Residential | CZ2 - Multi Family | Existing | Appliances | Natural Gas | Clothes Dryer | Maximum Achievable Potential | Turnover | 0 | 0 | 0 | 0 | 0 | 0 | 0 | 0 | 0 | 0 | 0 | 0 | 0 | 0 | 0 | 0 | 0 | 0 | 0 | 0 | 0 | 0 | 0 | 0 | 0 | 0 | 0 | 0 | 0 | 0
F6_Residential_CZ2 - Multi Family_Existing_Appliances_Natural Gas_Clothes Dryer_Maximum Achievable Potential | F6 | Residential | CZ2 - Multi Family | Existing | Appliances | Natural Gas | Clothes Dryer | Maximum Achievable Potential | Avg. Replacement Usage | 0 | 0 | 0 | 0 | 0 | 0 | 0 | 0 | 0 | 0 | 0 | 0 | 0 | 0 | 0 | 0 | 0 | 0 | 0 | 0 | 0 | 0 | 0 | 0 | 0 | 0 | 0 | 0 | 0 | 0
F7_Residential_CZ2 - Multi Family_Existing_Appliances_Natural Gas_Clothes Dryer_Maximum Achievable Potential | F7 | Residential | CZ2 - Multi Family | Existing | Appliances | Natural Gas | Clothes Dryer | Maximum Achievable Potential | Avg. Replacement Demand (S) | 0 | 0 | 0 | 0 | 0 | 0 | 0 | 0 | 0 | 0 | 0 | 0 | 0 | 0 | 0 | 0 | 0 | 0 | 0 | 0 | 0 | 0 | 0 | 0 | 0 | 0 | 0 | 0 | 0 | 0
F8_Residential_CZ2 - Multi Family_Existing_Appliances_Natural Gas_Clothes Dryer_Maximum Achievable Potential | F8 | Residential | CZ2 - Multi Family | Existing | Appliances | Natural Gas | Clothes Dryer | Maximum Achievable Potential | Avg. Replacement Demand (W) | 0 | 0 | 0 | 0 | 0 | 0 | 0 | 0 | 0 | 0 | 0 | 0 | 0 | 0 | 0 | 0 | 0 | 0 | 0 | 0 | 0 | 0 | 0 | 0 | 0 | 0 | 0 | 0 | 0 | 0
F1_Residential_CZ2 - Multi Family_Existing_Appliances_Natural Gas_Stove/Oven_Maximum Achievable Potential | F1 | Residential | CZ2 - Multi Family | Existing | Appliances | Natural Gas | Stove/Oven | Maximum Achievable Potential | Units | 0 | 0 | 0 | 0 | 0 | 0 | 0 | 0 | 0 | 0 | 0 | 0 | 0 | 0 | 0 | 0 | 0 | 0 | 0 | 0 | 0 | 0 | 0 | 0 | 0 | 0 | 0 | 0 | 0 | 0
F2_Residential_CZ2 - Multi Family_Existing_Appliances_Natural Gas_Stove/Oven_Maximum Achievable Potential | F2 | Residential | CZ2 - Multi Family | Existing | Appliances | Natural Gas | Stove/Oven | Maximum Achievable Potential | Usage (MMtherm) | 0 | 0 | 0 | 0 | 0 | 0 | 0 | 0 | 0 | 0 | 0 | 0 | 0 | 0 | 0 | 0 | 0 | 0 | 0 | 0 | 0 | 0 | 0 | 0 | 0 | 0 | 0 | 0 | 0 | 0
F3_Residential_CZ2 - Multi Family_Existing_Appliances_Natural Gas_Stove/Oven_Maximum Achievable Potential | F3 | Residential | CZ2 - Multi Family | Existing | Appliances | Natural Gas | Stove/Oven | Maximum Achievable Potential | Peak Demand (S) | 0 | 0 | 0 | 0 | 0 | 0 | 0 | 0 | 0 | 0 | 0 | 0 | 0 | 0 | 0 | 0 | 0 | 0 | 0 | 0 | 0 | 0 | 0 | 0 | 0 | 0 | 0 | 0 | 0 | 0
F4_Residential_CZ2 - Multi Family_Existing_Appliances_Natural Gas_Stove/Oven_Maximum Achievable Potential | F4 | Residential | CZ2 - Multi Family | Existing | Appliances | Natural Gas | Stove/Oven | Maximum Achievable Potential | Peak Demand (W) | 0 | 0 | 0 | 0 | 0 | 0 | 0 | 0 | 0 | 0 | 0 | 0 | 0 | 0 | 0 | 0 | 0 | 0 | 0 | 0 | 0 | 0 | 0 | 0 | 0 | 0 | 0 | 0 | 0 | 0
F5_Residential_CZ2 - Multi Family_Existing_Appliances_Natural Gas_Stove/Oven_Maximum Achievable Potential | F5 | Residential | CZ2 - Multi Family | Existing | Appliances | Natural Gas | Stove/Oven | Maximum Achievable Potential | Turnover | 0 | 0 | 0 | 0 | 0 | 0 | 0 | 0 | 0 | 0 | 0 | 0 | 0 | 0 | 0 | 0 | 0 | 0 | 0 | 0 | 0 | 0 | 0 | 0 | 0 | 0 | 0 | 0 | 0 | 0
F6_Residential_CZ2 - Multi Family_Existing_Appliances_Natural Gas_Stove/Oven_Maximum Achievable Potential | F6 | Residential | CZ2 - Multi Family | Existing | Appliances | Natural Gas | Stove/Oven | Maximum Achievable Potential | Avg. Replacement Usage | 0 | 0 | 0 | 0 | 0 | 0 | 0 | 0 | 0 | 0 | 0 | 0 | 0 | 0 | 0 | 0 | 0 | 0 | 0 | 0 | 0 | 0 | 0 | 0 | 0 | 0 | 0 | 0 | 0 | 0
F7_Residential_CZ2 - Multi Family_Existing_Appliances_Natural Gas_Stove/Oven_Maximum Achievable Potential | F7 | Residential | CZ2 - Multi Family | Existing | Appliances | Natural Gas | Stove/Oven | Maximum Achievable Potential | Avg. Replacement Demand (S) | 0 | 0 | 0 | 0 | 0 | 0 | 0 | 0 | 0 | 0 | 0 | 0 | 0 | 0 | 0 | 0 | 0 | 0 | 0 | 0 | 0 | 0 | 0 | 0 | 0 | 0 | 0 | 0 | 0 | 0
F8_Residential_CZ2 - Multi Family_Existing_Appliances_Natural Gas_Stove/Oven_Maximum Achievable Potential | F8 | Residential | CZ2 - Multi Family | Existing | Appliances | Natural Gas | Stove/Oven | Maximum Achievable Potential | Avg. Replacement Demand (W) | 0 | 0 | 0 | 0 | 0 | 0 | 0 | 0 | 0 | 0 | 0 | 0 | 0 | 0 | 0 | 0 | 0 | 0 | 0 | 0 | 0 | 0 | 0 | 0 | 0 | 0 | 0 | 0 | 0 | 0
F1_Residential_CZ2 - Multi Family_Existing_Miscellaneous_Natural Gas_Pool Heater_Maximum Achievable Potential | F1 | Residential | CZ2 - Multi Family | Existing | Miscellaneous | Natural Gas | Pool Heater | Maximum Achievable Potential | Units | 0 | 0 | 0 | 0 | 0 | 0 | 0 | 0 | 0 | 0 | 0 | 0 | 0 | 0 | 0 | 0 | 0 | 0 | 0 | 0 | 0 | 0 | 0 | 0 | 0 | 0 | 0 | 0 | 0 | 0
F2_Residential_CZ2 - Multi Family_Existing_Miscellaneous_Natural Gas_Pool Heater_Maximum Achievable Potential | F2 | Residential | CZ2 - Multi Family | Existing | Miscellaneous | Natural Gas | Pool Heater | Maximum Achievable Potential | Usage (MMtherm) | 0 | 0 | 0 | 0 | 0 | 0 | 0 | 0 | 0 | 0 | 0 | 0 | 0 | 0 | 0 | 0 | 0 | 0 | 0 | 0 | 0 | 0 | 0 | 0 | 0 | 0 | 0 | 0 | 0 | 0
F3_Residential_CZ2 - Multi Family_Existing_Miscellaneous_Natural Gas_Pool Heater_Maximum Achievable Potential | F3 | Residential | CZ2 - Multi Family | Existing | Miscellaneous | Natural Gas | Pool Heater | Maximum Achievable Potential | Peak Demand (S) | 0 | 0 | 0 | 0 | 0 | 0 | 0 | 0 | 0 | 0 | 0 | 0 | 0 | 0 | 0 | 0 | 0 | 0 | 0 | 0 | 0 | 0 | 0 | 0 | 0 | 0 | 0 | 0 | 0 | 0
F4_Residential_CZ2 - Multi Family_Existing_Miscellaneous_Natural Gas_Pool Heater_Maximum Achievable Potential | F4 | Residential | CZ2 - Multi Family | Existing | Miscellaneous | Natural Gas | Pool Heater | Maximum Achievable Potential | Peak Demand (W) | 0 | 0 | 0 | 0 | 0 | 0 | 0 | 0 | 0 | 0 | 0 | 0 | 0 | 0 | 0 | 0 | 0 | 0 | 0 | 0 | 0 | 0 | 0 | 0 | 0 | 0 | 0 | 0 | 0 | 0
F5_Residential_CZ2 - Multi Family_Existing_Miscellaneous_Natural Gas_Pool Heater_Maximum Achievable Potential | F5 | Residential | CZ2 - Multi Family | Existing | Miscellaneous | Natural Gas | Pool Heater | Maximum Achievable Potential | Turnover | 0 | 0 | 0 | 0 | 0 | 0 | 0 | 0 | 0 | 0 | 0 | 0 | 0 | 0 | 0 | 0 | 0 | 0 | 0 | 0 | 0 | 0 | 0 | 0 | 0 | 0 | 0 | 0 | 0 | 0
F6_Residential_CZ2 - Multi Family_Existing_Miscellaneous_Natural Gas_Pool Heater_Maximum Achievable Potential | F6 | Residential | CZ2 - Multi Family | Existing | Miscellaneous | Natural Gas | Pool Heater | Maximum Achievable Potential | Avg. Replacement Usage | 0 | 0 | 0 | 0 | 0 | 0 | 0 | 0 | 0 | 0 | 0 | 0 | 0 | 0 | 0 | 0 | 0 | 0 | 0 | 0 | 0 | 0 | 0 | 0 | 0 | 0 | 0 | 0 | 0 | 0
F7_Residential_CZ2 - Multi Family_Existing_Miscellaneous_Natural Gas_Pool Heater_Maximum Achievable Potential | F7 | Residential | CZ2 - Multi Family | Existing | Miscellaneous | Natural Gas | Pool Heater | Maximum Achievable Potential | Avg. Replacement Demand (S) | 0 | 0 | 0 | 0 | 0 | 0 | 0 | 0 | 0 | 0 | 0 | 0 | 0 | 0 | 0 | 0 | 0 | 0 | 0 | 0 | 0 | 0 | 0 | 0 | 0 | 0 | 0 | 0 | 0 | 0
F8_Residential_CZ2 - Multi Family_Existing_Miscellaneous_Natural Gas_Pool Heater_Maximum Achievable Potential | F8 | Residential | CZ2 - Multi Family | Existing | Miscellaneous | Natural Gas | Pool Heater | Maximum Achievable Potential | Avg. Replacement Demand (W) | 0 | 0 | 0 | 0 | 0 | 0 | 0 | 0 | 0 | 0 | 0 | 0 | 0 | 0 | 0 | 0 | 0 | 0 | 0 | 0 | 0 | 0 | 0 | 0 | 0 | 0 | 0 | 0 | 0 | 0
F1_Residential_CZ2 - Multi Family_Existing_Miscellaneous_Natural Gas_Miscellaneous_Maximum Achievable Potential | F1 | Residential | CZ2 - Multi Family | Existing | Miscellaneous | Natural Gas | Miscellaneous | Maximum Achievable Potential | Units | 0 | 0 | 0 | 0 | 0 | 0 | 0 | 0 | 0 | 0 | 0 | 0 | 0 | 0 | 0 | 0 | 0 | 0 | 0 | 0 | 0 | 0 | 0 | 0 | 0 | 0 | 0 | 0 | 0 | 0
F2_Residential_CZ2 - Multi Family_Existing_Miscellaneous_Natural Gas_Miscellaneous_Maximum Achievable Potential | F2 | Residential | CZ2 - Multi Family | Existing | Miscellaneous | Natural Gas | Miscellaneous | Maximum Achievable Potential | Usage (MMtherm) | 0 | 0 | 0 | 0 | 0 | 0 | 0 | 0 | 0 | 0 | 0 | 0 | 0 | 0 | 0 | 0 | 0 | 0 | 0 | 0 | 0 | 0 | 0 | 0 | 0 | 0 | 0 | 0 | 0 | 0
F3_Residential_CZ2 - Multi Family_Existing_Miscellaneous_Natural Gas_Miscellaneous_Maximum Achievable Potential | F3 | Residential | CZ2 - Multi Family | Existing | Miscellaneous | Natural Gas | Miscellaneous | Maximum Achievable Potential | Peak Demand (S) | 0 | 0 | 0 | 0 | 0 | 0 | 0 | 0 | 0 | 0 | 0 | 0 | 0 | 0 | 0 | 0 | 0 | 0 | 0 | 0 | 0 | 0 | 0 | 0 | 0 | 0 | 0 | 0 | 0 | 0
F4_Residential_CZ2 - Multi Family_Existing_Miscellaneous_Natural Gas_Miscellaneous_Maximum Achievable Potential | F4 | Residential | CZ2 - Multi Family | Existing | Miscellaneous | Natural Gas | Miscellaneous | Maximum Achievable Potential | Peak Demand (W) | 0 | 0 | 0 | 0 | 0 | 0 | 0 | 0 | 0 | 0 | 0 | 0 | 0 | 0 | 0 | 0 | 0 | 0 | 0 | 0 | 0 | 0 | 0 | 0 | 0 | 0 | 0 | 0 | 0 | 0
F5_Residential_CZ2 - Multi Family_Existing_Miscellaneous_Natural Gas_Miscellaneous_Maximum Achievable Potential | F5 | Residential | CZ2 - Multi Family | Existing | Miscellaneous | Natural Gas | Miscellaneous | Maximum Achievable Potential | Turnover | 0 | 0 | 0 | 0 | 0 | 0 | 0 | 0 | 0 | 0 | 0 | 0 | 0 | 0 | 0 | 0 | 0 | 0 | 0 | 0 | 0 | 0 | 0 | 0 | 0 | 0 | 0 | 0 | 0 | 0
F6_Residential_CZ2 - Multi Family_Existing_Miscellaneous_Natural Gas_Miscellaneous_Maximum Achievable Potential | F6 | Residential | CZ2 - Multi Family | Existing | Miscellaneous | Natural Gas | Miscellaneous | Maximum Achievable Potential | Avg. Replacement Usage | 0 | 0 | 0 | 0 | 0 | 0 | 0 | 0 | 0 | 0 | 0 | 0 | 0 | 0 | 0 | 0 | 0 | 0 | 0 | 0 | 0 | 0 | 0 | 0 | 0 | 0 | 0 | 0 | 0 | 0
F7_Residential_CZ2 - Multi Family_Existing_Miscellaneous_Natural Gas_Miscellaneous_Maximum Achievable Potential | F7 | Residential | CZ2 - Multi Family | Existing | Miscellaneous | Natural Gas | Miscellaneous | Maximum Achievable Potential | Avg. Replacement Demand (S) | 0 | 0 | 0 | 0 | 0 | 0 | 0 | 0 | 0 | 0 | 0 | 0 | 0 | 0 | 0 | 0 | 0 | 0 | 0 | 0 | 0 | 0 | 0 | 0 | 0 | 0 | 0 | 0 | 0 | 0
F8_Residential_CZ2 - Multi Family_Existing_Miscellaneous_Natural Gas_Miscellaneous_Maximum Achievable Potential | F8 | Residential | CZ2 - Multi Family | Existing | Miscellaneous | Natural Gas | Miscellaneous | Maximum Achievable Potential | Avg. Replacement Demand (W) | 0 | 0 | 0 | 0 | 0 | 0 | 0 | 0 | 0 | 0 | 0 | 0 | 0 | 0 | 0 | 0 | 0 | 0 | 0 | 0 | 0 | 0 | 0 | 0 | 0 | 0 | 0 | 0 | 0 | 0
F1_Residential_CZ2 - Multi Family_New_Space Heating_Natural Gas_Furnace - Direct Fuel_Maximum Achievable Potential | F1 | Residential | CZ2 - Multi Family | New | Space Heating | Natural Gas | Furnace - Direct Fuel | Maximum Achievable Potential | Units | 0 | 0 | 0 | 0 | 0 | 0 | 0 | 0 | 0 | 0 | 0 | 0 | 0 | 0 | 0 | 0 | 0 | 0 | 0 | 0 | 0 | 0 | 0 | 0 | 0 | 0 | 0 | 0 | 0 | 0
F2_Residential_CZ2 - Multi Family_New_Space Heating_Natural Gas_Furnace - Direct Fuel_Maximum Achievable Potential | F2 | Residential | CZ2 - Multi Family | New | Space Heating | Natural Gas | Furnace - Direct Fuel | Maximum Achievable Potential | Usage (MMtherm) | 0 | 0 | 0 | 0 | 0 | 0 | 0 | 0 | 0 | 0 | 0 | 0 | 0 | 0 | 0 | 0 | 0 | 0 | 0 | 0 | 0 | 0 | 0 | 0 | 0 | 0 | 0 | 0 | 0 | 0
F3_Residential_CZ2 - Multi Family_New_Space Heating_Natural Gas_Furnace - Direct Fuel_Maximum Achievable Potential | F3 | Residential | CZ2 - Multi Family | New | Space Heating | Natural Gas | Furnace - Direct Fuel | Maximum Achievable Potential | Peak Demand (S) | 0 | 0 | 0 | 0 | 0 | 0 | 0 | 0 | 0 | 0 | 0 | 0 | 0 | 0 | 0 | 0 | 0 | 0 | 0 | 0 | 0 | 0 | 0 | 0 | 0 | 0 | 0 | 0 | 0 | 0
F4_Residential_CZ2 - Multi Family_New_Space Heating_Natural Gas_Furnace - Direct Fuel_Maximum Achievable Potential | F4 | Residential | CZ2 - Multi Family | New | Space Heating | Natural Gas | Furnace - Direct Fuel | Maximum Achievable Potential | Peak Demand (W) | 0 | 0 | 0 | 0 | 0 | 0 | 0 | 0 | 0 | 0 | 0 | 0 | 0 | 0 | 0 | 0 | 0 | 0 | 0 | 0 | 0 | 0 | 0 | 0 | 0 | 0 | 0 | 0 | 0 | 0
F5_Residential_CZ2 - Multi Family_New_Space Heating_Natural Gas_Furnace - Direct Fuel_Maximum Achievable Potential | F5 | Residential | CZ2 - Multi Family | New | Space Heating | Natural Gas | Furnace - Direct Fuel | Maximum Achievable Potential | Turnover | 0 | 0 | 0 | 0 | 0 | 0 | 0 | 0 | 0 | 0 | 0 | 0 | 0 | 0 | 0 | 0 | 0 | 0 | 0 | 0 | 0 | 0 | 0 | 0 | 0 | 0 | 0 | 0 | 0 | 0
F6_Residential_CZ2 - Multi Family_New_Space Heating_Natural Gas_Furnace - Direct Fuel_Maximum Achievable Potential | F6 | Residential | CZ2 - Multi Family | New | Space Heating | Natural Gas | Furnace - Direct Fuel | Maximum Achievable Potential | Avg. Replacement Usage | 0 | 0 | 0 | 0 | 0 | 0 | 0 | 0 | 0 | 0 | 0 | 0 | 0 | 0 | 0 | 0 | 0 | 0 | 0 | 0 | 0 | 0 | 0 | 0 | 0 | 0 | 0 | 0 | 0 | 0
F7_Residential_CZ2 - Multi Family_New_Space Heating_Natural Gas_Furnace - Direct Fuel_Maximum Achievable Potential | F7 | Residential | CZ2 - Multi Family | New | Space Heating | Natural Gas | Furnace - Direct Fuel | Maximum Achievable Potential | Avg. Replacement Demand (S) | 0 | 0 | 0 | 0 | 0 | 0 | 0 | 0 | 0 | 0 | 0 | 0 | 0 | 0 | 0 | 0 | 0 | 0 | 0 | 0 | 0 | 0 | 0 | 0 | 0 | 0 | 0 | 0 | 0 | 0
F8_Residential_CZ2 - Multi Family_New_Space Heating_Natural Gas_Furnace - Direct Fuel_Maximum Achievable Potential | F8 | Residential | CZ2 - Multi Family | New | Space Heating | Natural Gas | Furnace - Direct Fuel | Maximum Achievable Potential | Avg. Replacement Demand (W) | 0 | 0 | 0 | 0 | 0 | 0 | 0 | 0 | 0 | 0 | 0 | 0 | 0 | 0 | 0 | 0 | 0 | 0 | 0 | 0 | 0 | 0 | 0 | 0 | 0 | 0 | 0 | 0 | 0 | 0
F1_Residential_CZ2 - Multi Family_New_Space Heating_Natural Gas_Boiler - Direct Fuel_Maximum Achievable Potential | F1 | Residential | CZ2 - Multi Family | New | Space Heating | Natural Gas | Boiler - Direct Fuel | Maximum Achievable Potential | Units | 0 | 0 | 0 | 0 | 0 | 0 | 0 | 0 | 0 | 0 | 0 | 0 | 0 | 0 | 0 | 0 | 0 | 0 | 0 | 0 | 0 | 0 | 0 | 0 | 0 | 0 | 0 | 0 | 0 | 0
F2_Residential_CZ2 - Multi Family_New_Space Heating_Natural Gas_Boiler - Direct Fuel_Maximum Achievable Potential | F2 | Residential | CZ2 - Multi Family | New | Space Heating | Natural Gas | Boiler - Direct Fuel | Maximum Achievable Potential | Usage (MMtherm) | 0 | 0 | 0 | 0 | 0 | 0 | 0 | 0 | 0 | 0 | 0 | 0 | 0 | 0 | 0 | 0 | 0 | 0 | 0 | 0 | 0 | 0 | 0 | 0 | 0 | 0 | 0 | 0 | 0 | 0
F3_Residential_CZ2 - Multi Family_New_Space Heating_Natural Gas_Boiler - Direct Fuel_Maximum Achievable Potential | F3 | Residential | CZ2 - Multi Family | New | Space Heating | Natural Gas | Boiler - Direct Fuel | Maximum Achievable Potential | Peak Demand (S) | 0 | 0 | 0 | 0 | 0 | 0 | 0 | 0 | 0 | 0 | 0 | 0 | 0 | 0 | 0 | 0 | 0 | 0 | 0 | 0 | 0 | 0 | 0 | 0 | 0 | 0 | 0 | 0 | 0 | 0
F4_Residential_CZ2 - Multi Family_New_Space Heating_Natural Gas_Boiler - Direct Fuel_Maximum Achievable Potential | F4 | Residential | CZ2 - Multi Family | New | Space Heating | Natural Gas | Boiler - Direct Fuel | Maximum Achievable Potential | Peak Demand (W) | 0 | 0 | 0 | 0 | 0 | 0 | 0 | 0 | 0 | 0 | 0 | 0 | 0 | 0 | 0 | 0 | 0 | 0 | 0 | 0 | 0 | 0 | 0 | 0 | 0 | 0 | 0 | 0 | 0 | 0
F5_Residential_CZ2 - Multi Family_New_Space Heating_Natural Gas_Boiler - Direct Fuel_Maximum Achievable Potential | F5 | Residential | CZ2 - Multi Family | New | Space Heating | Natural Gas | Boiler - Direct Fuel | Maximum Achievable Potential | Turnover | 0 | 0 | 0 | 0 | 0 | 0 | 0 | 0 | 0 | 0 | 0 | 0 | 0 | 0 | 0 | 0 | 0 | 0 | 0 | 0 | 0 | 0 | 0 | 0 | 0 | 0 | 0 | 0 | 0 | 0
F6_Residential_CZ2 - Multi Family_New_Space Heating_Natural Gas_Boiler - Direct Fuel_Maximum Achievable Potential | F6 | Residential | CZ2 - Multi Family | New | Space Heating | Natural Gas | Boiler - Direct Fuel | Maximum Achievable Potential | Avg. Replacement Usage | 0 | 0 | 0 | 0 | 0 | 0 | 0 | 0 | 0 | 0 | 0 | 0 | 0 | 0 | 0 | 0 | 0 | 0 | 0 | 0 | 0 | 0 | 0 | 0 | 0 | 0 | 0 | 0 | 0 | 0
F7_Residential_CZ2 - Multi Family_New_Space Heating_Natural Gas_Boiler - Direct Fuel_Maximum Achievable Potential | F7 | Residential | CZ2 - Multi Family | New | Space Heating | Natural Gas | Boiler - Direct Fuel | Maximum Achievable Potential | Avg. Replacement Demand (S) | 0 | 0 | 0 | 0 | 0 | 0 | 0 | 0 | 0 | 0 | 0 | 0 | 0 | 0 | 0 | 0 | 0 | 0 | 0 | 0 | 0 | 0 | 0 | 0 | 0 | 0 | 0 | 0 | 0 | 0
F8_Residential_CZ2 - Multi Family_New_Space Heating_Natural Gas_Boiler - Direct Fuel_Maximum Achievable Potential | F8 | Residential | CZ2 - Multi Family | New | Space Heating | Natural Gas | Boiler - Direct Fuel | Maximum Achievable Potential | Avg. Replacement Demand (W) | 0 | 0 | 0 | 0 | 0 | 0 | 0 | 0 | 0 | 0 | 0 | 0 | 0 | 0 | 0 | 0 | 0 | 0 | 0 | 0 | 0 | 0 | 0 | 0 | 0 | 0 | 0 | 0 | 0 | 0
F1_Residential_CZ2 - Multi Family_New_Secondary Heating_Natural Gas_Fireplace_Maximum Achievable Potential | F1 | Residential | CZ2 - Multi Family | New | Secondary Heating | Natural Gas | Fireplace | Maximum Achievable Potential | Units | 0 | 0 | 0 | 0 | 0 | 0 | 0 | 0 | 0 | 0 | 0 | 0 | 0 | 0 | 0 | 0 | 0 | 0 | 0 | 0 | 0 | 0 | 0 | 0 | 0 | 0 | 0 | 0 | 0 | 0
F2_Residential_CZ2 - Multi Family_New_Secondary Heating_Natural Gas_Fireplace_Maximum Achievable Potential | F2 | Residential | CZ2 - Multi Family | New | Secondary Heating | Natural Gas | Fireplace | Maximum Achievable Potential | Usage (MMtherm) | 0 | 0 | 0 | 0 | 0 | 0 | 0 | 0 | 0 | 0 | 0 | 0 | 0 | 0 | 0 | 0 | 0 | 0 | 0 | 0 | 0 | 0 | 0 | 0 | 0 | 0 | 0 | 0 | 0 | 0
F3_Residential_CZ2 - Multi Family_New_Secondary Heating_Natural Gas_Fireplace_Maximum Achievable Potential | F3 | Residential | CZ2 - Multi Family | New | Secondary Heating | Natural Gas | Fireplace | Maximum Achievable Potential | Peak Demand (S) | 0 | 0 | 0 | 0 | 0 | 0 | 0 | 0 | 0 | 0 | 0 | 0 | 0 | 0 | 0 | 0 | 0 | 0 | 0 | 0 | 0 | 0 | 0 | 0 | 0 | 0 | 0 | 0 | 0 | 0
F4_Residential_CZ2 - Multi Family_New_Secondary Heating_Natural Gas_Fireplace_Maximum Achievable Potential | F4 | Residential | CZ2 - Multi Family | New | Secondary Heating | Natural Gas | Fireplace | Maximum Achievable Potential | Peak Demand (W) | 0 | 0 | 0 | 0 | 0 | 0 | 0 | 0 | 0 | 0 | 0 | 0 | 0 | 0 | 0 | 0 | 0 | 0 | 0 | 0 | 0 | 0 | 0 | 0 | 0 | 0 | 0 | 0 | 0 | 0
F5_Residential_CZ2 - Multi Family_New_Secondary Heating_Natural Gas_Fireplace_Maximum Achievable Potential | F5 | Residential | CZ2 - Multi Family | New | Secondary Heating | Natural Gas | Fireplace | Maximum Achievable Potential | Turnover | 0 | 0 | 0 | 0 | 0 | 0 | 0 | 0 | 0 | 0 | 0 | 0 | 0 | 0 | 0 | 0 | 0 | 0 | 0 | 0 | 0 | 0 | 0 | 0 | 0 | 0 | 0 | 0 | 0 | 0
F6_Residential_CZ2 - Multi Family_New_Secondary Heating_Natural Gas_Fireplace_Maximum Achievable Potential | F6 | Residential | CZ2 - Multi Family | New | Secondary Heating | Natural Gas | Fireplace | Maximum Achievable Potential | Avg. Replacement Usage | 0 | 0 | 0 | 0 | 0 | 0 | 0 | 0 | 0 | 0 | 0 | 0 | 0 | 0 | 0 | 0 | 0 | 0 | 0 | 0 | 0 | 0 | 0 | 0 | 0 | 0 | 0 | 0 | 0 | 0
F7_Residential_CZ2 - Multi Family_New_Secondary Heating_Natural Gas_Fireplace_Maximum Achievable Potential | F7 | Residential | CZ2 - Multi Family | New | Secondary Heating | Natural Gas | Fireplace | Maximum Achievable Potential | Avg. Replacement Demand (S) | 0 | 0 | 0 | 0 | 0 | 0 | 0 | 0 | 0 | 0 | 0 | 0 | 0 | 0 | 0 | 0 | 0 | 0 | 0 | 0 | 0 | 0 | 0 | 0 | 0 | 0 | 0 | 0 | 0 | 0
F8_Residential_CZ2 - Multi Family_New_Secondary Heating_Natural Gas_Fireplace_Maximum Achievable Potential | F8 | Residential | CZ2 - Multi Family | New | Secondary Heating | Natural Gas | Fireplace | Maximum Achievable Potential | Avg. Replacement Demand (W) | 0 | 0 | 0 | 0 | 0 | 0 | 0 | 0 | 0 | 0 | 0 | 0 | 0 | 0 | 0 | 0 | 0 | 0 | 0 | 0 | 0 | 0 | 0 | 0 | 0 | 0 | 0 | 0 | 0 | 0
F1_Residential_CZ2 - Multi Family_New_Water Heating_Natural Gas_Water Heater <= 55 gal._Maximum Achievable Potential | F1 | Residential | CZ2 - Multi Family | New | Water Heating | Natural Gas | Water Heater <= 55 gal. | Maximum Achievable Potential | Units | 0 | 0 | 0 | 0 | 0 | 0 | 0 | 0 | 0 | 0 | 0 | 0 | 0 | 0 | 0 | 0 | 0 | 0 | 0 | 0 | 0 | 0 | 0 | 0 | 0 | 0 | 0 | 0 | 0 | 0
F2_Residential_CZ2 - Multi Family_New_Water Heating_Natural Gas_Water Heater <= 55 gal._Maximum Achievable Potential | F2 | Residential | CZ2 - Multi Family | New | Water Heating | Natural Gas | Water Heater <= 55 gal. | Maximum Achievable Potential | Usage (MMtherm) | 0 | 0 | 0 | 0 | 0 | 0 | 0 | 0 | 0 | 0 | 0 | 0 | 0 | 0 | 0 | 0 | 0 | 0 | 0 | 0 | 0 | 0 | 0 | 0 | 0 | 0 | 0 | 0 | 0 | 0
F3_Residential_CZ2 - Multi Family_New_Water Heating_Natural Gas_Water Heater <= 55 gal._Maximum Achievable Potential | F3 | Residential | CZ2 - Multi Family | New | Water Heating | Natural Gas | Water Heater <= 55 gal. | Maximum Achievable Potential | Peak Demand (S) | 0 | 0 | 0 | 0 | 0 | 0 | 0 | 0 | 0 | 0 | 0 | 0 | 0 | 0 | 0 | 0 | 0 | 0 | 0 | 0 | 0 | 0 | 0 | 0 | 0 | 0 | 0 | 0 | 0 | 0
F4_Residential_CZ2 - Multi Family_New_Water Heating_Natural Gas_Water Heater <= 55 gal._Maximum Achievable Potential | F4 | Residential | CZ2 - Multi Family | New | Water Heating | Natural Gas | Water Heater <= 55 gal. | Maximum Achievable Potential | Peak Demand (W) | 0 | 0 | 0 | 0 | 0 | 0 | 0 | 0 | 0 | 0 | 0 | 0 | 0 | 0 | 0 | 0 | 0 | 0 | 0 | 0 | 0 | 0 | 0 | 0 | 0 | 0 | 0 | 0 | 0 | 0
F5_Residential_CZ2 - Multi Family_New_Water Heating_Natural Gas_Water Heater <= 55 gal._Maximum Achievable Potential | F5 | Residential | CZ2 - Multi Family | New | Water Heating | Natural Gas | Water Heater <= 55 gal. | Maximum Achievable Potential | Turnover | 0 | 0 | 0 | 0 | 0 | 0 | 0 | 0 | 0 | 0 | 0 | 0 | 0 | 0 | 0 | 0 | 0 | 0 | 0 | 0 | 0 | 0 | 0 | 0 | 0 | 0 | 0 | 0 | 0 | 0
F6_Residential_CZ2 - Multi Family_New_Water Heating_Natural Gas_Water Heater <= 55 gal._Maximum Achievable Potential | F6 | Residential | CZ2 - Multi Family | New | Water Heating | Natural Gas | Water Heater <= 55 gal. | Maximum Achievable Potential | Avg. Replacement Usage | 0 | 0 | 0 | 0 | 0 | 0 | 0 | 0 | 0 | 0 | 0 | 0 | 0 | 0 | 0 | 0 | 0 | 0 | 0 | 0 | 0 | 0 | 0 | 0 | 0 | 0 | 0 | 0 | 0 | 0
F7_Residential_CZ2 - Multi Family_New_Water Heating_Natural Gas_Water Heater <= 55 gal._Maximum Achievable Potential | F7 | Residential | CZ2 - Multi Family | New | Water Heating | Natural Gas | Water Heater <= 55 gal. | Maximum Achievable Potential | Avg. Replacement Demand (S) | 0 | 0 | 0 | 0 | 0 | 0 | 0 | 0 | 0 | 0 | 0 | 0 | 0 | 0 | 0 | 0 | 0 | 0 | 0 | 0 | 0 | 0 | 0 | 0 | 0 | 0 | 0 | 0 | 0 | 0
F8_Residential_CZ2 - Multi Family_New_Water Heating_Natural Gas_Water Heater <= 55 gal._Maximum Achievable Potential | F8 | Residential | CZ2 - Multi Family | New | Water Heating | Natural Gas | Water Heater <= 55 gal. | Maximum Achievable Potential | Avg. Replacement Demand (W) | 0 | 0 | 0 | 0 | 0 | 0 | 0 | 0 | 0 | 0 | 0 | 0 | 0 | 0 | 0 | 0 | 0 | 0 | 0 | 0 | 0 | 0 | 0 | 0 | 0 | 0 | 0 | 0 | 0 | 0
F1_Residential_CZ2 - Multi Family_New_Water Heating_Natural Gas_Water Heater > 55 gal._Maximum Achievable Potential | F1 | Residential | CZ2 - Multi Family | New | Water Heating | Natural Gas | Water Heater > 55 gal. | Maximum Achievable Potential | Units | 0 | 0 | 0 | 0 | 0 | 0 | 0 | 0 | 0 | 0 | 0 | 0 | 0 | 0 | 0 | 0 | 0 | 0 | 0 | 0 | 0 | 0 | 0 | 0 | 0 | 0 | 0 | 0 | 0 | 0
F2_Residential_CZ2 - Multi Family_New_Water Heating_Natural Gas_Water Heater > 55 gal._Maximum Achievable Potential | F2 | Residential | CZ2 - Multi Family | New | Water Heating | Natural Gas | Water Heater > 55 gal. | Maximum Achievable Potential | Usage (MMtherm) | 0 | 0 | 0 | 0 | 0 | 0 | 0 | 0 | 0 | 0 | 0 | 0 | 0 | 0 | 0 | 0 | 0 | 0 | 0 | 0 | 0 | 0 | 0 | 0 | 0 | 0 | 0 | 0 | 0 | 0
F3_Residential_CZ2 - Multi Family_New_Water Heating_Natural Gas_Water Heater > 55 gal._Maximum Achievable Potential | F3 | Residential | CZ2 - Multi Family | New | Water Heating | Natural Gas | Water Heater > 55 gal. | Maximum Achievable Potential | Peak Demand (S) | 0 | 0 | 0 | 0 | 0 | 0 | 0 | 0 | 0 | 0 | 0 | 0 | 0 | 0 | 0 | 0 | 0 | 0 | 0 | 0 | 0 | 0 | 0 | 0 | 0 | 0 | 0 | 0 | 0 | 0
F4_Residential_CZ2 - Multi Family_New_Water Heating_Natural Gas_Water Heater > 55 gal._Maximum Achievable Potential | F4 | Residential | CZ2 - Multi Family | New | Water Heating | Natural Gas | Water Heater > 55 gal. | Maximum Achievable Potential | Peak Demand (W) | 0 | 0 | 0 | 0 | 0 | 0 | 0 | 0 | 0 | 0 | 0 | 0 | 0 | 0 | 0 | 0 | 0 | 0 | 0 | 0 | 0 | 0 | 0 | 0 | 0 | 0 | 0 | 0 | 0 | 0
F5_Residential_CZ2 - Multi Family_New_Water Heating_Natural Gas_Water Heater > 55 gal._Maximum Achievable Potential | F5 | Residential | CZ2 - Multi Family | New | Water Heating | Natural Gas | Water Heater > 55 gal. | Maximum Achievable Potential | Turnover | 0 | 0 | 0 | 0 | 0 | 0 | 0 | 0 | 0 | 0 | 0 | 0 | 0 | 0 | 0 | 0 | 0 | 0 | 0 | 0 | 0 | 0 | 0 | 0 | 0 | 0 | 0 | 0 | 0 | 0
F6_Residential_CZ2 - Multi Family_New_Water Heating_Natural Gas_Water Heater > 55 gal._Maximum Achievable Potential | F6 | Residential | CZ2 - Multi Family | New | Water Heating | Natural Gas | Water Heater > 55 gal. | Maximum Achievable Potential | Avg. Replacement Usage | 0 | 0 | 0 | 0 | 0 | 0 | 0 | 0 | 0 | 0 | 0 | 0 | 0 | 0 | 0 | 0 | 0 | 0 | 0 | 0 | 0 | 0 | 0 | 0 | 0 | 0 | 0 | 0 | 0 | 0
F7_Residential_CZ2 - Multi Family_New_Water Heating_Natural Gas_Water Heater > 55 gal._Maximum Achievable Potential | F7 | Residential | CZ2 - Multi Family | New | Water Heating | Natural Gas | Water Heater > 55 gal. | Maximum Achievable Potential | Avg. Replacement Demand (S) | 0 | 0 | 0 | 0 | 0 | 0 | 0 | 0 | 0 | 0 | 0 | 0 | 0 | 0 | 0 | 0 | 0 | 0 | 0 | 0 | 0 | 0 | 0 | 0 | 0 | 0 | 0 | 0 | 0 | 0
F8_Residential_CZ2 - Multi Family_New_Water Heating_Natural Gas_Water Heater > 55 gal._Maximum Achievable Potential | F8 | Residential | CZ2 - Multi Family | New | Water Heating | Natural Gas | Water Heater > 55 gal. | Maximum Achievable Potential | Avg. Replacement Demand (W) | 0 | 0 | 0 | 0 | 0 | 0 | 0 | 0 | 0 | 0 | 0 | 0 | 0 | 0 | 0 | 0 | 0 | 0 | 0 | 0 | 0 | 0 | 0 | 0 | 0 | 0 | 0 | 0 | 0 | 0
F1_Residential_CZ2 - Multi Family_New_Appliances_Natural Gas_Clothes Dryer_Maximum Achievable Potential | F1 | Residential | CZ2 - Multi Family | New | Appliances | Natural Gas | Clothes Dryer | Maximum Achievable Potential | Units | 0 | 0 | 0 | 0 | 0 | 0 | 0 | 0 | 0 | 0 | 0 | 0 | 0 | 0 | 0 | 0 | 0 | 0 | 0 | 0 | 0 | 0 | 0 | 0 | 0 | 0 | 0 | 0 | 0 | 0
F2_Residential_CZ2 - Multi Family_New_Appliances_Natural Gas_Clothes Dryer_Maximum Achievable Potential | F2 | Residential | CZ2 - Multi Family | New | Appliances | Natural Gas | Clothes Dryer | Maximum Achievable Potential | Usage (MMtherm) | 0 | 0 | 0 | 0 | 0 | 0 | 0 | 0 | 0 | 0 | 0 | 0 | 0 | 0 | 0 | 0 | 0 | 0 | 0 | 0 | 0 | 0 | 0 | 0 | 0 | 0 | 0 | 0 | 0 | 0
F3_Residential_CZ2 - Multi Family_New_Appliances_Natural Gas_Clothes Dryer_Maximum Achievable Potential | F3 | Residential | CZ2 - Multi Family | New | Appliances | Natural Gas | Clothes Dryer | Maximum Achievable Potential | Peak Demand (S) | 0 | 0 | 0 | 0 | 0 | 0 | 0 | 0 | 0 | 0 | 0 | 0 | 0 | 0 | 0 | 0 | 0 | 0 | 0 | 0 | 0 | 0 | 0 | 0 | 0 | 0 | 0 | 0 | 0 | 0
F4_Residential_CZ2 - Multi Family_New_Appliances_Natural Gas_Clothes Dryer_Maximum Achievable Potential | F4 | Residential | CZ2 - Multi Family | New | Appliances | Natural Gas | Clothes Dryer | Maximum Achievable Potential | Peak Demand (W) | 0 | 0 | 0 | 0 | 0 | 0 | 0 | 0 | 0 | 0 | 0 | 0 | 0 | 0 | 0 | 0 | 0 | 0 | 0 | 0 | 0 | 0 | 0 | 0 | 0 | 0 | 0 | 0 | 0 | 0
F5_Residential_CZ2 - Multi Family_New_Appliances_Natural Gas_Clothes Dryer_Maximum Achievable Potential | F5 | Residential | CZ2 - Multi Family | New | Appliances | Natural Gas | Clothes Dryer | Maximum Achievable Potential | Turnover | 0 | 0 | 0 | 0 | 0 | 0 | 0 | 0 | 0 | 0 | 0 | 0 | 0 | 0 | 0 | 0 | 0 | 0 | 0 | 0 | 0 | 0 | 0 | 0 | 0 | 0 | 0 | 0 | 0 | 0
F6_Residential_CZ2 - Multi Family_New_Appliances_Natural Gas_Clothes Dryer_Maximum Achievable Potential | F6 | Residential | CZ2 - Multi Family | New | Appliances | Natural Gas | Clothes Dryer | Maximum Achievable Potential | Avg. Replacement Usage | 0 | 0 | 0 | 0 | 0 | 0 | 0 | 0 | 0 | 0 | 0 | 0 | 0 | 0 | 0 | 0 | 0 | 0 | 0 | 0 | 0 | 0 | 0 | 0 | 0 | 0 | 0 | 0 | 0 | 0
F7_Residential_CZ2 - Multi Family_New_Appliances_Natural Gas_Clothes Dryer_Maximum Achievable Potential | F7 | Residential | CZ2 - Multi Family | New | Appliances | Natural Gas | Clothes Dryer | Maximum Achievable Potential | Avg. Replacement Demand (S) | 0 | 0 | 0 | 0 | 0 | 0 | 0 | 0 | 0 | 0 | 0 | 0 | 0 | 0 | 0 | 0 | 0 | 0 | 0 | 0 | 0 | 0 | 0 | 0 | 0 | 0 | 0 | 0 | 0 | 0
F8_Residential_CZ2 - Multi Family_New_Appliances_Natural Gas_Clothes Dryer_Maximum Achievable Potential | F8 | Residential | CZ2 - Multi Family | New | Appliances | Natural Gas | Clothes Dryer | Maximum Achievable Potential | Avg. Replacement Demand (W) | 0 | 0 | 0 | 0 | 0 | 0 | 0 | 0 | 0 | 0 | 0 | 0 | 0 | 0 | 0 | 0 | 0 | 0 | 0 | 0 | 0 | 0 | 0 | 0 | 0 | 0 | 0 | 0 | 0 | 0
F1_Residential_CZ2 - Multi Family_New_Appliances_Natural Gas_Stove/Oven_Maximum Achievable Potential | F1 | Residential | CZ2 - Multi Family | New | Appliances | Natural Gas | Stove/Oven | Maximum Achievable Potential | Units | 0 | 0 | 0 | 0 | 0 | 0 | 0 | 0 | 0 | 0 | 0 | 0 | 0 | 0 | 0 | 0 | 0 | 0 | 0 | 0 | 0 | 0 | 0 | 0 | 0 | 0 | 0 | 0 | 0 | 0
F2_Residential_CZ2 - Multi Family_New_Appliances_Natural Gas_Stove/Oven_Maximum Achievable Potential | F2 | Residential | CZ2 - Multi Family | New | Appliances | Natural Gas | Stove/Oven | Maximum Achievable Potential | Usage (MMtherm) | 0 | 0 | 0 | 0 | 0 | 0 | 0 | 0 | 0 | 0 | 0 | 0 | 0 | 0 | 0 | 0 | 0 | 0 | 0 | 0 | 0 | 0 | 0 | 0 | 0 | 0 | 0 | 0 | 0 | 0
F3_Residential_CZ2 - Multi Family_New_Appliances_Natural Gas_Stove/Oven_Maximum Achievable Potential | F3 | Residential | CZ2 - Multi Family | New | Appliances | Natural Gas | Stove/Oven | Maximum Achievable Potential | Peak Demand (S) | 0 | 0 | 0 | 0 | 0 | 0 | 0 | 0 | 0 | 0 | 0 | 0 | 0 | 0 | 0 | 0 | 0 | 0 | 0 | 0 | 0 | 0 | 0 | 0 | 0 | 0 | 0 | 0 | 0 | 0
F4_Residential_CZ2 - Multi Family_New_Appliances_Natural Gas_Stove/Oven_Maximum Achievable Potential | F4 | Residential | CZ2 - Multi Family | New | Appliances | Natural Gas | Stove/Oven | Maximum Achievable Potential | Peak Demand (W) | 0 | 0 | 0 | 0 | 0 | 0 | 0 | 0 | 0 | 0 | 0 | 0 | 0 | 0 | 0 | 0 | 0 | 0 | 0 | 0 | 0 | 0 | 0 | 0 | 0 | 0 | 0 | 0 | 0 | 0
F5_Residential_CZ2 - Multi Family_New_Appliances_Natural Gas_Stove/Oven_Maximum Achievable Potential | F5 | Residential | CZ2 - Multi Family | New | Appliances | Natural Gas | Stove/Oven | Maximum Achievable Potential | Turnover | 0 | 0 | 0 | 0 | 0 | 0 | 0 | 0 | 0 | 0 | 0 | 0 | 0 | 0 | 0 | 0 | 0 | 0 | 0 | 0 | 0 | 0 | 0 | 0 | 0 | 0 | 0 | 0 | 0 | 0
F6_Residential_CZ2 - Multi Family_New_Appliances_Natural Gas_Stove/Oven_Maximum Achievable Potential | F6 | Residential | CZ2 - Multi Family | New | Appliances | Natural Gas | Stove/Oven | Maximum Achievable Potential | Avg. Replacement Usage | 0 | 0 | 0 | 0 | 0 | 0 | 0 | 0 | 0 | 0 | 0 | 0 | 0 | 0 | 0 | 0 | 0 | 0 | 0 | 0 | 0 | 0 | 0 | 0 | 0 | 0 | 0 | 0 | 0 | 0
F7_Residential_CZ2 - Multi Family_New_Appliances_Natural Gas_Stove/Oven_Maximum Achievable Potential | F7 | Residential | CZ2 - Multi Family | New | Appliances | Natural Gas | Stove/Oven | Maximum Achievable Potential | Avg. Replacement Demand (S) | 0 | 0 | 0 | 0 | 0 | 0 | 0 | 0 | 0 | 0 | 0 | 0 | 0 | 0 | 0 | 0 | 0 | 0 | 0 | 0 | 0 | 0 | 0 | 0 | 0 | 0 | 0 | 0 | 0 | 0
F8_Residential_CZ2 - Multi Family_New_Appliances_Natural Gas_Stove/Oven_Maximum Achievable Potential | F8 | Residential | CZ2 - Multi Family | New | Appliances | Natural Gas | Stove/Oven | Maximum Achievable Potential | Avg. Replacement Demand (W) | 0 | 0 | 0 | 0 | 0 | 0 | 0 | 0 | 0 | 0 | 0 | 0 | 0 | 0 | 0 | 0 | 0 | 0 | 0 | 0 | 0 | 0 | 0 | 0 | 0 | 0 | 0 | 0 | 0 | 0
F1_Residential_CZ2 - Multi Family_New_Miscellaneous_Natural Gas_Pool Heater_Maximum Achievable Potential | F1 | Residential | CZ2 - Multi Family | New | Miscellaneous | Natural Gas | Pool Heater | Maximum Achievable Potential | Units | 0 | 0 | 0 | 0 | 0 | 0 | 0 | 0 | 0 | 0 | 0 | 0 | 0 | 0 | 0 | 0 | 0 | 0 | 0 | 0 | 0 | 0 | 0 | 0 | 0 | 0 | 0 | 0 | 0 | 0
F2_Residential_CZ2 - Multi Family_New_Miscellaneous_Natural Gas_Pool Heater_Maximum Achievable Potential | F2 | Residential | CZ2 - Multi Family | New | Miscellaneous | Natural Gas | Pool Heater | Maximum Achievable Potential | Usage (MMtherm) | 0 | 0 | 0 | 0 | 0 | 0 | 0 | 0 | 0 | 0 | 0 | 0 | 0 | 0 | 0 | 0 | 0 | 0 | 0 | 0 | 0 | 0 | 0 | 0 | 0 | 0 | 0 | 0 | 0 | 0
F3_Residential_CZ2 - Multi Family_New_Miscellaneous_Natural Gas_Pool Heater_Maximum Achievable Potential | F3 | Residential | CZ2 - Multi Family | New | Miscellaneous | Natural Gas | Pool Heater | Maximum Achievable Potential | Peak Demand (S) | 0 | 0 | 0 | 0 | 0 | 0 | 0 | 0 | 0 | 0 | 0 | 0 | 0 | 0 | 0 | 0 | 0 | 0 | 0 | 0 | 0 | 0 | 0 | 0 | 0 | 0 | 0 | 0 | 0 | 0
F4_Residential_CZ2 - Multi Family_New_Miscellaneous_Natural Gas_Pool Heater_Maximum Achievable Potential | F4 | Residential | CZ2 - Multi Family | New | Miscellaneous | Natural Gas | Pool Heater | Maximum Achievable Potential | Peak Demand (W) | 0 | 0 | 0 | 0 | 0 | 0 | 0 | 0 | 0 | 0 | 0 | 0 | 0 | 0 | 0 | 0 | 0 | 0 | 0 | 0 | 0 | 0 | 0 | 0 | 0 | 0 | 0 | 0 | 0 | 0
F5_Residential_CZ2 - Multi Family_New_Miscellaneous_Natural Gas_Pool Heater_Maximum Achievable Potential | F5 | Residential | CZ2 - Multi Family | New | Miscellaneous | Natural Gas | Pool Heater | Maximum Achievable Potential | Turnover | 0 | 0 | 0 | 0 | 0 | 0 | 0 | 0 | 0 | 0 | 0 | 0 | 0 | 0 | 0 | 0 | 0 | 0 | 0 | 0 | 0 | 0 | 0 | 0 | 0 | 0 | 0 | 0 | 0 | 0
F6_Residential_CZ2 - Multi Family_New_Miscellaneous_Natural Gas_Pool Heater_Maximum Achievable Potential | F6 | Residential | CZ2 - Multi Family | New | Miscellaneous | Natural Gas | Pool Heater | Maximum Achievable Potential | Avg. Replacement Usage | 0 | 0 | 0 | 0 | 0 | 0 | 0 | 0 | 0 | 0 | 0 | 0 | 0 | 0 | 0 | 0 | 0 | 0 | 0 | 0 | 0 | 0 | 0 | 0 | 0 | 0 | 0 | 0 | 0 | 0
F7_Residential_CZ2 - Multi Family_New_Miscellaneous_Natural Gas_Pool Heater_Maximum Achievable Potential | F7 | Residential | CZ2 - Multi Family | New | Miscellaneous | Natural Gas | Pool Heater | Maximum Achievable Potential | Avg. Replacement Demand (S) | 0 | 0 | 0 | 0 | 0 | 0 | 0 | 0 | 0 | 0 | 0 | 0 | 0 | 0 | 0 | 0 | 0 | 0 | 0 | 0 | 0 | 0 | 0 | 0 | 0 | 0 | 0 | 0 | 0 | 0
F8_Residential_CZ2 - Multi Family_New_Miscellaneous_Natural Gas_Pool Heater_Maximum Achievable Potential | F8 | Residential | CZ2 - Multi Family | New | Miscellaneous | Natural Gas | Pool Heater | Maximum Achievable Potential | Avg. Replacement Demand (W) | 0 | 0 | 0 | 0 | 0 | 0 | 0 | 0 | 0 | 0 | 0 | 0 | 0 | 0 | 0 | 0 | 0 | 0 | 0 | 0 | 0 | 0 | 0 | 0 | 0 | 0 | 0 | 0 | 0 | 0
F1_Residential_CZ2 - Multi Family_New_Miscellaneous_Natural Gas_Miscellaneous_Maximum Achievable Potential | F1 | Residential | CZ2 - Multi Family | New | Miscellaneous | Natural Gas | Miscellaneous | Maximum Achievable Potential | Units | 0 | 0 | 0 | 0 | 0 | 0 | 0 | 0 | 0 | 0 | 0 | 0 | 0 | 0 | 0 | 0 | 0 | 0 | 0 | 0 | 0 | 0 | 0 | 0 | 0 | 0 | 0 | 0 | 0 | 0
F2_Residential_CZ2 - Multi Family_New_Miscellaneous_Natural Gas_Miscellaneous_Maximum Achievable Potential | F2 | Residential | CZ2 - Multi Family | New | Miscellaneous | Natural Gas | Miscellaneous | Maximum Achievable Potential | Usage (MMtherm) | 0 | 0 | 0 | 0 | 0 | 0 | 0 | 0 | 0 | 0 | 0 | 0 | 0 | 0 | 0 | 0 | 0 | 0 | 0 | 0 | 0 | 0 | 0 | 0 | 0 | 0 | 0 | 0 | 0 | 0
F3_Residential_CZ2 - Multi Family_New_Miscellaneous_Natural Gas_Miscellaneous_Maximum Achievable Potential | F3 | Residential | CZ2 - Multi Family | New | Miscellaneous | Natural Gas | Miscellaneous | Maximum Achievable Potential | Peak Demand (S) | 0 | 0 | 0 | 0 | 0 | 0 | 0 | 0 | 0 | 0 | 0 | 0 | 0 | 0 | 0 | 0 | 0 | 0 | 0 | 0 | 0 | 0 | 0 | 0 | 0 | 0 | 0 | 0 | 0 | 0
F4_Residential_CZ2 - Multi Family_New_Miscellaneous_Natural Gas_Miscellaneous_Maximum Achievable Potential | F4 | Residential | CZ2 - Multi Family | New | Miscellaneous | Natural Gas | Miscellaneous | Maximum Achievable Potential | Peak Demand (W) | 0 | 0 | 0 | 0 | 0 | 0 | 0 | 0 | 0 | 0 | 0 | 0 | 0 | 0 | 0 | 0 | 0 | 0 | 0 | 0 | 0 | 0 | 0 | 0 | 0 | 0 | 0 | 0 | 0 | 0
F5_Residential_CZ2 - Multi Family_New_Miscellaneous_Natural Gas_Miscellaneous_Maximum Achievable Potential | F5 | Residential | CZ2 - Multi Family | New | Miscellaneous | Natural Gas | Miscellaneous | Maximum Achievable Potential | Turnover | 0 | 0 | 0 | 0 | 0 | 0 | 0 | 0 | 0 | 0 | 0 | 0 | 0 | 0 | 0 | 0 | 0 | 0 | 0 | 0 | 0 | 0 | 0 | 0 | 0 | 0 | 0 | 0 | 0 | 0
F6_Residential_CZ2 - Multi Family_New_Miscellaneous_Natural Gas_Miscellaneous_Maximum Achievable Potential | F6 | Residential | CZ2 - Multi Family | New | Miscellaneous | Natural Gas | Miscellaneous | Maximum Achievable Potential | Avg. Replacement Usage | 0 | 0 | 0 | 0 | 0 | 0 | 0 | 0 | 0 | 0 | 0 | 0 | 0 | 0 | 0 | 0 | 0 | 0 | 0 | 0 | 0 | 0 | 0 | 0 | 0 | 0 | 0 | 0 | 0 | 0
F7_Residential_CZ2 - Multi Family_New_Miscellaneous_Natural Gas_Miscellaneous_Maximum Achievable Potential | F7 | Residential | CZ2 - Multi Family | New | Miscellaneous | Natural Gas | Miscellaneous | Maximum Achievable Potential | Avg. Replacement Demand (S) | 0 | 0 | 0 | 0 | 0 | 0 | 0 | 0 | 0 | 0 | 0 | 0 | 0 | 0 | 0 | 0 | 0 | 0 | 0 | 0 | 0 | 0 | 0 | 0 | 0 | 0 | 0 | 0 | 0 | 0
F8_Residential_CZ2 - Multi Family_New_Miscellaneous_Natural Gas_Miscellaneous_Maximum Achievable Potential | F8 | Residential | CZ2 - Multi Family | New | Miscellaneous | Natural Gas | Miscellaneous | Maximum Achievable Potential | Avg. Replacement Demand (W) | 0 | 0 | 0 | 0 | 0 | 0 | 0 | 0 | 0 | 0 | 0 | 0 | 0 | 0 | 0 | 0 | 0 | 0 | 0 | 0 | 0 | 0 | 0 | 0 | 0 | 0 | 0 | 0 | 0 | 0
F1_Residential_CZ3 - Single Family_Existing_Space Heating_Natural Gas_Furnace - Direct Fuel_Maximum Achievable Potential | F1 | Residential | CZ3 - Single Family | Existing | Space Heating | Natural Gas | Furnace - Direct Fuel | Maximum Achievable Potential | Units | 0 | 0 | 0 | 0 | 0 | 0 | 0 | 0 | 0 | 0 | 0 | 0 | 0 | 0 | 0 | 0 | 0 | 0 | 0 | 0 | 0 | 0 | 0 | 0 | 0 | 0 | 0 | 0 | 0 | 0
F2_Residential_CZ3 - Single Family_Existing_Space Heating_Natural Gas_Furnace - Direct Fuel_Maximum Achievable Potential | F2 | Residential | CZ3 - Single Family | Existing | Space Heating | Natural Gas | Furnace - Direct Fuel | Maximum Achievable Potential | Usage (MMtherm) | 0 | 0 | 0 | 0 | 0 | 0 | 0 | 0 | 0 | 0 | 0 | 0 | 0 | 0 | 0 | 0 | 0 | 0 | 0 | 0 | 0 | 0 | 0 | 0 | 0 | 0 | 0 | 0 | 0 | 0
F3_Residential_CZ3 - Single Family_Existing_Space Heating_Natural Gas_Furnace - Direct Fuel_Maximum Achievable Potential | F3 | Residential | CZ3 - Single Family | Existing | Space Heating | Natural Gas | Furnace - Direct Fuel | Maximum Achievable Potential | Peak Demand (S) | 0 | 0 | 0 | 0 | 0 | 0 | 0 | 0 | 0 | 0 | 0 | 0 | 0 | 0 | 0 | 0 | 0 | 0 | 0 | 0 | 0 | 0 | 0 | 0 | 0 | 0 | 0 | 0 | 0 | 0
F4_Residential_CZ3 - Single Family_Existing_Space Heating_Natural Gas_Furnace - Direct Fuel_Maximum Achievable Potential | F4 | Residential | CZ3 - Single Family | Existing | Space Heating | Natural Gas | Furnace - Direct Fuel | Maximum Achievable Potential | Peak Demand (W) | 0 | 0 | 0 | 0 | 0 | 0 | 0 | 0 | 0 | 0 | 0 | 0 | 0 | 0 | 0 | 0 | 0 | 0 | 0 | 0 | 0 | 0 | 0 | 0 | 0 | 0 | 0 | 0 | 0 | 0
F5_Residential_CZ3 - Single Family_Existing_Space Heating_Natural Gas_Furnace - Direct Fuel_Maximum Achievable Potential | F5 | Residential | CZ3 - Single Family | Existing | Space Heating | Natural Gas | Furnace - Direct Fuel | Maximum Achievable Potential | Turnover | 0 | 0 | 0 | 0 | 0 | 0 | 0 | 0 | 0 | 0 | 0 | 0 | 0 | 0 | 0 | 0 | 0 | 0 | 0 | 0 | 0 | 0 | 0 | 0 | 0 | 0 | 0 | 0 | 0 | 0
F6_Residential_CZ3 - Single Family_Existing_Space Heating_Natural Gas_Furnace - Direct Fuel_Maximum Achievable Potential | F6 | Residential | CZ3 - Single Family | Existing | Space Heating | Natural Gas | Furnace - Direct Fuel | Maximum Achievable Potential | Avg. Replacement Usage | 0 | 0 | 0 | 0 | 0 | 0 | 0 | 0 | 0 | 0 | 0 | 0 | 0 | 0 | 0 | 0 | 0 | 0 | 0 | 0 | 0 | 0 | 0 | 0 | 0 | 0 | 0 | 0 | 0 | 0
F7_Residential_CZ3 - Single Family_Existing_Space Heating_Natural Gas_Furnace - Direct Fuel_Maximum Achievable Potential | F7 | Residential | CZ3 - Single Family | Existing | Space Heating | Natural Gas | Furnace - Direct Fuel | Maximum Achievable Potential | Avg. Replacement Demand (S) | 0 | 0 | 0 | 0 | 0 | 0 | 0 | 0 | 0 | 0 | 0 | 0 | 0 | 0 | 0 | 0 | 0 | 0 | 0 | 0 | 0 | 0 | 0 | 0 | 0 | 0 | 0 | 0 | 0 | 0
F8_Residential_CZ3 - Single Family_Existing_Space Heating_Natural Gas_Furnace - Direct Fuel_Maximum Achievable Potential | F8 | Residential | CZ3 - Single Family | Existing | Space Heating | Natural Gas | Furnace - Direct Fuel | Maximum Achievable Potential | Avg. Replacement Demand (W) | 0 | 0 | 0 | 0 | 0 | 0 | 0 | 0 | 0 | 0 | 0 | 0 | 0 | 0 | 0 | 0 | 0 | 0 | 0 | 0 | 0 | 0 | 0 | 0 | 0 | 0 | 0 | 0 | 0 | 0
F1_Residential_CZ3 - Single Family_Existing_Space Heating_Natural Gas_Boiler - Direct Fuel_Maximum Achievable Potential | F1 | Residential | CZ3 - Single Family | Existing | Space Heating | Natural Gas | Boiler - Direct Fuel | Maximum Achievable Potential | Units | 0 | 0 | 0 | 0 | 0 | 0 | 0 | 0 | 0 | 0 | 0 | 0 | 0 | 0 | 0 | 0 | 0 | 0 | 0 | 0 | 0 | 0 | 0 | 0 | 0 | 0 | 0 | 0 | 0 | 0
F2_Residential_CZ3 - Single Family_Existing_Space Heating_Natural Gas_Boiler - Direct Fuel_Maximum Achievable Potential | F2 | Residential | CZ3 - Single Family | Existing | Space Heating | Natural Gas | Boiler - Direct Fuel | Maximum Achievable Potential | Usage (MMtherm) | 0 | 0 | 0 | 0 | 0 | 0 | 0 | 0 | 0 | 0 | 0 | 0 | 0 | 0 | 0 | 0 | 0 | 0 | 0 | 0 | 0 | 0 | 0 | 0 | 0 | 0 | 0 | 0 | 0 | 0
F3_Residential_CZ3 - Single Family_Existing_Space Heating_Natural Gas_Boiler - Direct Fuel_Maximum Achievable Potential | F3 | Residential | CZ3 - Single Family | Existing | Space Heating | Natural Gas | Boiler - Direct Fuel | Maximum Achievable Potential | Peak Demand (S) | 0 | 0 | 0 | 0 | 0 | 0 | 0 | 0 | 0 | 0 | 0 | 0 | 0 | 0 | 0 | 0 | 0 | 0 | 0 | 0 | 0 | 0 | 0 | 0 | 0 | 0 | 0 | 0 | 0 | 0
F4_Residential_CZ3 - Single Family_Existing_Space Heating_Natural Gas_Boiler - Direct Fuel_Maximum Achievable Potential | F4 | Residential | CZ3 - Single Family | Existing | Space Heating | Natural Gas | Boiler - Direct Fuel | Maximum Achievable Potential | Peak Demand (W) | 0 | 0 | 0 | 0 | 0 | 0 | 0 | 0 | 0 | 0 | 0 | 0 | 0 | 0 | 0 | 0 | 0 | 0 | 0 | 0 | 0 | 0 | 0 | 0 | 0 | 0 | 0 | 0 | 0 | 0
F5_Residential_CZ3 - Single Family_Existing_Space Heating_Natural Gas_Boiler - Direct Fuel_Maximum Achievable Potential | F5 | Residential | CZ3 - Single Family | Existing | Space Heating | Natural Gas | Boiler - Direct Fuel | Maximum Achievable Potential | Turnover | 0 | 0 | 0 | 0 | 0 | 0 | 0 | 0 | 0 | 0 | 0 | 0 | 0 | 0 | 0 | 0 | 0 | 0 | 0 | 0 | 0 | 0 | 0 | 0 | 0 | 0 | 0 | 0 | 0 | 0
F6_Residential_CZ3 - Single Family_Existing_Space Heating_Natural Gas_Boiler - Direct Fuel_Maximum Achievable Potential | F6 | Residential | CZ3 - Single Family | Existing | Space Heating | Natural Gas | Boiler - Direct Fuel | Maximum Achievable Potential | Avg. Replacement Usage | 0 | 0 | 0 | 0 | 0 | 0 | 0 | 0 | 0 | 0 | 0 | 0 | 0 | 0 | 0 | 0 | 0 | 0 | 0 | 0 | 0 | 0 | 0 | 0 | 0 | 0 | 0 | 0 | 0 | 0
F7_Residential_CZ3 - Single Family_Existing_Space Heating_Natural Gas_Boiler - Direct Fuel_Maximum Achievable Potential | F7 | Residential | CZ3 - Single Family | Existing | Space Heating | Natural Gas | Boiler - Direct Fuel | Maximum Achievable Potential | Avg. Replacement Demand (S) | 0 | 0 | 0 | 0 | 0 | 0 | 0 | 0 | 0 | 0 | 0 | 0 | 0 | 0 | 0 | 0 | 0 | 0 | 0 | 0 | 0 | 0 | 0 | 0 | 0 | 0 | 0 | 0 | 0 | 0
F8_Residential_CZ3 - Single Family_Existing_Space Heating_Natural Gas_Boiler - Direct Fuel_Maximum Achievable Potential | F8 | Residential | CZ3 - Single Family | Existing | Space Heating | Natural Gas | Boiler - Direct Fuel | Maximum Achievable Potential | Avg. Replacement Demand (W) | 0 | 0 | 0 | 0 | 0 | 0 | 0 | 0 | 0 | 0 | 0 | 0 | 0 | 0 | 0 | 0 | 0 | 0 | 0 | 0 | 0 | 0 | 0 | 0 | 0 | 0 | 0 | 0 | 0 | 0
F1_Residential_CZ3 - Single Family_Existing_Secondary Heating_Natural Gas_Fireplace_Maximum Achievable Potential | F1 | Residential | CZ3 - Single Family | Existing | Secondary Heating | Natural Gas | Fireplace | Maximum Achievable Potential | Units | 0 | 0 | 0 | 0 | 0 | 0 | 0 | 0 | 0 | 0 | 0 | 0 | 0 | 0 | 0 | 0 | 0 | 0 | 0 | 0 | 0 | 0 | 0 | 0 | 0 | 0 | 0 | 0 | 0 | 0
F2_Residential_CZ3 - Single Family_Existing_Secondary Heating_Natural Gas_Fireplace_Maximum Achievable Potential | F2 | Residential | CZ3 - Single Family | Existing | Secondary Heating | Natural Gas | Fireplace | Maximum Achievable Potential | Usage (MMtherm) | 0 | 0 | 0 | 0 | 0 | 0 | 0 | 0 | 0 | 0 | 0 | 0 | 0 | 0 | 0 | 0 | 0 | 0 | 0 | 0 | 0 | 0 | 0 | 0 | 0 | 0 | 0 | 0 | 0 | 0
F3_Residential_CZ3 - Single Family_Existing_Secondary Heating_Natural Gas_Fireplace_Maximum Achievable Potential | F3 | Residential | CZ3 - Single Family | Existing | Secondary Heating | Natural Gas | Fireplace | Maximum Achievable Potential | Peak Demand (S) | 0 | 0 | 0 | 0 | 0 | 0 | 0 | 0 | 0 | 0 | 0 | 0 | 0 | 0 | 0 | 0 | 0 | 0 | 0 | 0 | 0 | 0 | 0 | 0 | 0 | 0 | 0 | 0 | 0 | 0
F4_Residential_CZ3 - Single Family_Existing_Secondary Heating_Natural Gas_Fireplace_Maximum Achievable Potential | F4 | Residential | CZ3 - Single Family | Existing | Secondary Heating | Natural Gas | Fireplace | Maximum Achievable Potential | Peak Demand (W) | 0 | 0 | 0 | 0 | 0 | 0 | 0 | 0 | 0 | 0 | 0 | 0 | 0 | 0 | 0 | 0 | 0 | 0 | 0 | 0 | 0 | 0 | 0 | 0 | 0 | 0 | 0 | 0 | 0 | 0
F5_Residential_CZ3 - Single Family_Existing_Secondary Heating_Natural Gas_Fireplace_Maximum Achievable Potential | F5 | Residential | CZ3 - Single Family | Existing | Secondary Heating | Natural Gas | Fireplace | Maximum Achievable Potential | Turnover | 0 | 0 | 0 | 0 | 0 | 0 | 0 | 0 | 0 | 0 | 0 | 0 | 0 | 0 | 0 | 0 | 0 | 0 | 0 | 0 | 0 | 0 | 0 | 0 | 0 | 0 | 0 | 0 | 0 | 0
F6_Residential_CZ3 - Single Family_Existing_Secondary Heating_Natural Gas_Fireplace_Maximum Achievable Potential | F6 | Residential | CZ3 - Single Family | Existing | Secondary Heating | Natural Gas | Fireplace | Maximum Achievable Potential | Avg. Replacement Usage | 0 | 0 | 0 | 0 | 0 | 0 | 0 | 0 | 0 | 0 | 0 | 0 | 0 | 0 | 0 | 0 | 0 | 0 | 0 | 0 | 0 | 0 | 0 | 0 | 0 | 0 | 0 | 0 | 0 | 0
F7_Residential_CZ3 - Single Family_Existing_Secondary Heating_Natural Gas_Fireplace_Maximum Achievable Potential | F7 | Residential | CZ3 - Single Family | Existing | Secondary Heating | Natural Gas | Fireplace | Maximum Achievable Potential | Avg. Replacement Demand (S) | 0 | 0 | 0 | 0 | 0 | 0 | 0 | 0 | 0 | 0 | 0 | 0 | 0 | 0 | 0 | 0 | 0 | 0 | 0 | 0 | 0 | 0 | 0 | 0 | 0 | 0 | 0 | 0 | 0 | 0
F8_Residential_CZ3 - Single Family_Existing_Secondary Heating_Natural Gas_Fireplace_Maximum Achievable Potential | F8 | Residential | CZ3 - Single Family | Existing | Secondary Heating | Natural Gas | Fireplace | Maximum Achievable Potential | Avg. Replacement Demand (W) | 0 | 0 | 0 | 0 | 0 | 0 | 0 | 0 | 0 | 0 | 0 | 0 | 0 | 0 | 0 | 0 | 0 | 0 | 0 | 0 | 0 | 0 | 0 | 0 | 0 | 0 | 0 | 0 | 0 | 0
F1_Residential_CZ3 - Single Family_Existing_Water Heating_Natural Gas_Water Heater <= 55 gal._Maximum Achievable Potential | F1 | Residential | CZ3 - Single Family | Existing | Water Heating | Natural Gas | Water Heater <= 55 gal. | Maximum Achievable Potential | Units | 0 | 0 | 0 | 0 | 0 | 0 | 0 | 0 | 0 | 0 | 0 | 0 | 0 | 0 | 0 | 0 | 0 | 0 | 0 | 0 | 0 | 0 | 0 | 0 | 0 | 0 | 0 | 0 | 0 | 0
F2_Residential_CZ3 - Single Family_Existing_Water Heating_Natural Gas_Water Heater <= 55 gal._Maximum Achievable Potential | F2 | Residential | CZ3 - Single Family | Existing | Water Heating | Natural Gas | Water Heater <= 55 gal. | Maximum Achievable Potential | Usage (MMtherm) | 0 | 0 | 0 | 0 | 0 | 0 | 0 | 0 | 0 | 0 | 0 | 0 | 0 | 0 | 0 | 0 | 0 | 0 | 0 | 0 | 0 | 0 | 0 | 0 | 0 | 0 | 0 | 0 | 0 | 0
F3_Residential_CZ3 - Single Family_Existing_Water Heating_Natural Gas_Water Heater <= 55 gal._Maximum Achievable Potential | F3 | Residential | CZ3 - Single Family | Existing | Water Heating | Natural Gas | Water Heater <= 55 gal. | Maximum Achievable Potential | Peak Demand (S) | 0 | 0 | 0 | 0 | 0 | 0 | 0 | 0 | 0 | 0 | 0 | 0 | 0 | 0 | 0 | 0 | 0 | 0 | 0 | 0 | 0 | 0 | 0 | 0 | 0 | 0 | 0 | 0 | 0 | 0
F4_Residential_CZ3 - Single Family_Existing_Water Heating_Natural Gas_Water Heater <= 55 gal._Maximum Achievable Potential | F4 | Residential | CZ3 - Single Family | Existing | Water Heating | Natural Gas | Water Heater <= 55 gal. | Maximum Achievable Potential | Peak Demand (W) | 0 | 0 | 0 | 0 | 0 | 0 | 0 | 0 | 0 | 0 | 0 | 0 | 0 | 0 | 0 | 0 | 0 | 0 | 0 | 0 | 0 | 0 | 0 | 0 | 0 | 0 | 0 | 0 | 0 | 0
F5_Residential_CZ3 - Single Family_Existing_Water Heating_Natural Gas_Water Heater <= 55 gal._Maximum Achievable Potential | F5 | Residential | CZ3 - Single Family | Existing | Water Heating | Natural Gas | Water Heater <= 55 gal. | Maximum Achievable Potential | Turnover | 0 | 0 | 0 | 0 | 0 | 0 | 0 | 0 | 0 | 0 | 0 | 0 | 0 | 0 | 0 | 0 | 0 | 0 | 0 | 0 | 0 | 0 | 0 | 0 | 0 | 0 | 0 | 0 | 0 | 0
F6_Residential_CZ3 - Single Family_Existing_Water Heating_Natural Gas_Water Heater <= 55 gal._Maximum Achievable Potential | F6 | Residential | CZ3 - Single Family | Existing | Water Heating | Natural Gas | Water Heater <= 55 gal. | Maximum Achievable Potential | Avg. Replacement Usage | 0 | 0 | 0 | 0 | 0 | 0 | 0 | 0 | 0 | 0 | 0 | 0 | 0 | 0 | 0 | 0 | 0 | 0 | 0 | 0 | 0 | 0 | 0 | 0 | 0 | 0 | 0 | 0 | 0 | 0
F7_Residential_CZ3 - Single Family_Existing_Water Heating_Natural Gas_Water Heater <= 55 gal._Maximum Achievable Potential | F7 | Residential | CZ3 - Single Family | Existing | Water Heating | Natural Gas | Water Heater <= 55 gal. | Maximum Achievable Potential | Avg. Replacement Demand (S) | 0 | 0 | 0 | 0 | 0 | 0 | 0 | 0 | 0 | 0 | 0 | 0 | 0 | 0 | 0 | 0 | 0 | 0 | 0 | 0 | 0 | 0 | 0 | 0 | 0 | 0 | 0 | 0 | 0 | 0
F8_Residential_CZ3 - Single Family_Existing_Water Heating_Natural Gas_Water Heater <= 55 gal._Maximum Achievable Potential | F8 | Residential | CZ3 - Single Family | Existing | Water Heating | Natural Gas | Water Heater <= 55 gal. | Maximum Achievable Potential | Avg. Replacement Demand (W) | 0 | 0 | 0 | 0 | 0 | 0 | 0 | 0 | 0 | 0 | 0 | 0 | 0 | 0 | 0 | 0 | 0 | 0 | 0 | 0 | 0 | 0 | 0 | 0 | 0 | 0 | 0 | 0 | 0 | 0
F1_Residential_CZ3 - Single Family_Existing_Water Heating_Natural Gas_Water Heater > 55 gal._Maximum Achievable Potential | F1 | Residential | CZ3 - Single Family | Existing | Water Heating | Natural Gas | Water Heater > 55 gal. | Maximum Achievable Potential | Units | 0 | 0 | 0 | 0 | 0 | 0 | 0 | 0 | 0 | 0 | 0 | 0 | 0 | 0 | 0 | 0 | 0 | 0 | 0 | 0 | 0 | 0 | 0 | 0 | 0 | 0 | 0 | 0 | 0 | 0
F2_Residential_CZ3 - Single Family_Existing_Water Heating_Natural Gas_Water Heater > 55 gal._Maximum Achievable Potential | F2 | Residential | CZ3 - Single Family | Existing | Water Heating | Natural Gas | Water Heater > 55 gal. | Maximum Achievable Potential | Usage (MMtherm) | 0 | 0 | 0 | 0 | 0 | 0 | 0 | 0 | 0 | 0 | 0 | 0 | 0 | 0 | 0 | 0 | 0 | 0 | 0 | 0 | 0 | 0 | 0 | 0 | 0 | 0 | 0 | 0 | 0 | 0
F3_Residential_CZ3 - Single Family_Existing_Water Heating_Natural Gas_Water Heater > 55 gal._Maximum Achievable Potential | F3 | Residential | CZ3 - Single Family | Existing | Water Heating | Natural Gas | Water Heater > 55 gal. | Maximum Achievable Potential | Peak Demand (S) | 0 | 0 | 0 | 0 | 0 | 0 | 0 | 0 | 0 | 0 | 0 | 0 | 0 | 0 | 0 | 0 | 0 | 0 | 0 | 0 | 0 | 0 | 0 | 0 | 0 | 0 | 0 | 0 | 0 | 0
F4_Residential_CZ3 - Single Family_Existing_Water Heating_Natural Gas_Water Heater > 55 gal._Maximum Achievable Potential | F4 | Residential | CZ3 - Single Family | Existing | Water Heating | Natural Gas | Water Heater > 55 gal. | Maximum Achievable Potential | Peak Demand (W) | 0 | 0 | 0 | 0 | 0 | 0 | 0 | 0 | 0 | 0 | 0 | 0 | 0 | 0 | 0 | 0 | 0 | 0 | 0 | 0 | 0 | 0 | 0 | 0 | 0 | 0 | 0 | 0 | 0 | 0
F5_Residential_CZ3 - Single Family_Existing_Water Heating_Natural Gas_Water Heater > 55 gal._Maximum Achievable Potential | F5 | Residential | CZ3 - Single Family | Existing | Water Heating | Natural Gas | Water Heater > 55 gal. | Maximum Achievable Potential | Turnover | 0 | 0 | 0 | 0 | 0 | 0 | 0 | 0 | 0 | 0 | 0 | 0 | 0 | 0 | 0 | 0 | 0 | 0 | 0 | 0 | 0 | 0 | 0 | 0 | 0 | 0 | 0 | 0 | 0 | 0
F6_Residential_CZ3 - Single Family_Existing_Water Heating_Natural Gas_Water Heater > 55 gal._Maximum Achievable Potential | F6 | Residential | CZ3 - Single Family | Existing | Water Heating | Natural Gas | Water Heater > 55 gal. | Maximum Achievable Potential | Avg. Replacement Usage | 0 | 0 | 0 | 0 | 0 | 0 | 0 | 0 | 0 | 0 | 0 | 0 | 0 | 0 | 0 | 0 | 0 | 0 | 0 | 0 | 0 | 0 | 0 | 0 | 0 | 0 | 0 | 0 | 0 | 0
F7_Residential_CZ3 - Single Family_Existing_Water Heating_Natural Gas_Water Heater > 55 gal._Maximum Achievable Potential | F7 | Residential | CZ3 - Single Family | Existing | Water Heating | Natural Gas | Water Heater > 55 gal. | Maximum Achievable Potential | Avg. Replacement Demand (S) | 0 | 0 | 0 | 0 | 0 | 0 | 0 | 0 | 0 | 0 | 0 | 0 | 0 | 0 | 0 | 0 | 0 | 0 | 0 | 0 | 0 | 0 | 0 | 0 | 0 | 0 | 0 | 0 | 0 | 0
F8_Residential_CZ3 - Single Family_Existing_Water Heating_Natural Gas_Water Heater > 55 gal._Maximum Achievable Potential | F8 | Residential | CZ3 - Single Family | Existing | Water Heating | Natural Gas | Water Heater > 55 gal. | Maximum Achievable Potential | Avg. Replacement Demand (W) | 0 | 0 | 0 | 0 | 0 | 0 | 0 | 0 | 0 | 0 | 0 | 0 | 0 | 0 | 0 | 0 | 0 | 0 | 0 | 0 | 0 | 0 | 0 | 0 | 0 | 0 | 0 | 0 | 0 | 0
F1_Residential_CZ3 - Single Family_Existing_Appliances_Natural Gas_Clothes Dryer_Maximum Achievable Potential | F1 | Residential | CZ3 - Single Family | Existing | Appliances | Natural Gas | Clothes Dryer | Maximum Achievable Potential | Units | 0 | 0 | 0 | 0 | 0 | 0 | 0 | 0 | 0 | 0 | 0 | 0 | 0 | 0 | 0 | 0 | 0 | 0 | 0 | 0 | 0 | 0 | 0 | 0 | 0 | 0 | 0 | 0 | 0 | 0
F2_Residential_CZ3 - Single Family_Existing_Appliances_Natural Gas_Clothes Dryer_Maximum Achievable Potential | F2 | Residential | CZ3 - Single Family | Existing | Appliances | Natural Gas | Clothes Dryer | Maximum Achievable Potential | Usage (MMtherm) | 0 | 0 | 0 | 0 | 0 | 0 | 0 | 0 | 0 | 0 | 0 | 0 | 0 | 0 | 0 | 0 | 0 | 0 | 0 | 0 | 0 | 0 | 0 | 0 | 0 | 0 | 0 | 0 | 0 | 0
F3_Residential_CZ3 - Single Family_Existing_Appliances_Natural Gas_Clothes Dryer_Maximum Achievable Potential | F3 | Residential | CZ3 - Single Family | Existing | Appliances | Natural Gas | Clothes Dryer | Maximum Achievable Potential | Peak Demand (S) | 0 | 0 | 0 | 0 | 0 | 0 | 0 | 0 | 0 | 0 | 0 | 0 | 0 | 0 | 0 | 0 | 0 | 0 | 0 | 0 | 0 | 0 | 0 | 0 | 0 | 0 | 0 | 0 | 0 | 0
F4_Residential_CZ3 - Single Family_Existing_Appliances_Natural Gas_Clothes Dryer_Maximum Achievable Potential | F4 | Residential | CZ3 - Single Family | Existing | Appliances | Natural Gas | Clothes Dryer | Maximum Achievable Potential | Peak Demand (W) | 0 | 0 | 0 | 0 | 0 | 0 | 0 | 0 | 0 | 0 | 0 | 0 | 0 | 0 | 0 | 0 | 0 | 0 | 0 | 0 | 0 | 0 | 0 | 0 | 0 | 0 | 0 | 0 | 0 | 0
F5_Residential_CZ3 - Single Family_Existing_Appliances_Natural Gas_Clothes Dryer_Maximum Achievable Potential | F5 | Residential | CZ3 - Single Family | Existing | Appliances | Natural Gas | Clothes Dryer | Maximum Achievable Potential | Turnover | 0 | 0 | 0 | 0 | 0 | 0 | 0 | 0 | 0 | 0 | 0 | 0 | 0 | 0 | 0 | 0 | 0 | 0 | 0 | 0 | 0 | 0 | 0 | 0 | 0 | 0 | 0 | 0 | 0 | 0
F6_Residential_CZ3 - Single Family_Existing_Appliances_Natural Gas_Clothes Dryer_Maximum Achievable Potential | F6 | Residential | CZ3 - Single Family | Existing | Appliances | Natural Gas | Clothes Dryer | Maximum Achievable Potential | Avg. Replacement Usage | 0 | 0 | 0 | 0 | 0 | 0 | 0 | 0 | 0 | 0 | 0 | 0 | 0 | 0 | 0 | 0 | 0 | 0 | 0 | 0 | 0 | 0 | 0 | 0 | 0 | 0 | 0 | 0 | 0 | 0
F7_Residential_CZ3 - Single Family_Existing_Appliances_Natural Gas_Clothes Dryer_Maximum Achievable Potential | F7 | Residential | CZ3 - Single Family | Existing | Appliances | Natural Gas | Clothes Dryer | Maximum Achievable Potential | Avg. Replacement Demand (S) | 0 | 0 | 0 | 0 | 0 | 0 | 0 | 0 | 0 | 0 | 0 | 0 | 0 | 0 | 0 | 0 | 0 | 0 | 0 | 0 | 0 | 0 | 0 | 0 | 0 | 0 | 0 | 0 | 0 | 0
F8_Residential_CZ3 - Single Family_Existing_Appliances_Natural Gas_Clothes Dryer_Maximum Achievable Potential | F8 | Residential | CZ3 - Single Family | Existing | Appliances | Natural Gas | Clothes Dryer | Maximum Achievable Potential | Avg. Replacement Demand (W) | 0 | 0 | 0 | 0 | 0 | 0 | 0 | 0 | 0 | 0 | 0 | 0 | 0 | 0 | 0 | 0 | 0 | 0 | 0 | 0 | 0 | 0 | 0 | 0 | 0 | 0 | 0 | 0 | 0 | 0
F1_Residential_CZ3 - Single Family_Existing_Appliances_Natural Gas_Stove/Oven_Maximum Achievable Potential | F1 | Residential | CZ3 - Single Family | Existing | Appliances | Natural Gas | Stove/Oven | Maximum Achievable Potential | Units | 0 | 0 | 0 | 0 | 0 | 0 | 0 | 0 | 0 | 0 | 0 | 0 | 0 | 0 | 0 | 0 | 0 | 0 | 0 | 0 | 0 | 0 | 0 | 0 | 0 | 0 | 0 | 0 | 0 | 0
F2_Residential_CZ3 - Single Family_Existing_Appliances_Natural Gas_Stove/Oven_Maximum Achievable Potential | F2 | Residential | CZ3 - Single Family | Existing | Appliances | Natural Gas | Stove/Oven | Maximum Achievable Potential | Usage (MMtherm) | 0 | 0 | 0 | 0 | 0 | 0 | 0 | 0 | 0 | 0 | 0 | 0 | 0 | 0 | 0 | 0 | 0 | 0 | 0 | 0 | 0 | 0 | 0 | 0 | 0 | 0 | 0 | 0 | 0 | 0
F3_Residential_CZ3 - Single Family_Existing_Appliances_Natural Gas_Stove/Oven_Maximum Achievable Potential | F3 | Residential | CZ3 - Single Family | Existing | Appliances | Natural Gas | Stove/Oven | Maximum Achievable Potential | Peak Demand (S) | 0 | 0 | 0 | 0 | 0 | 0 | 0 | 0 | 0 | 0 | 0 | 0 | 0 | 0 | 0 | 0 | 0 | 0 | 0 | 0 | 0 | 0 | 0 | 0 | 0 | 0 | 0 | 0 | 0 | 0
F4_Residential_CZ3 - Single Family_Existing_Appliances_Natural Gas_Stove/Oven_Maximum Achievable Potential | F4 | Residential | CZ3 - Single Family | Existing | Appliances | Natural Gas | Stove/Oven | Maximum Achievable Potential | Peak Demand (W) | 0 | 0 | 0 | 0 | 0 | 0 | 0 | 0 | 0 | 0 | 0 | 0 | 0 | 0 | 0 | 0 | 0 | 0 | 0 | 0 | 0 | 0 | 0 | 0 | 0 | 0 | 0 | 0 | 0 | 0
F5_Residential_CZ3 - Single Family_Existing_Appliances_Natural Gas_Stove/Oven_Maximum Achievable Potential | F5 | Residential | CZ3 - Single Family | Existing | Appliances | Natural Gas | Stove/Oven | Maximum Achievable Potential | Turnover | 0 | 0 | 0 | 0 | 0 | 0 | 0 | 0 | 0 | 0 | 0 | 0 | 0 | 0 | 0 | 0 | 0 | 0 | 0 | 0 | 0 | 0 | 0 | 0 | 0 | 0 | 0 | 0 | 0 | 0
F6_Residential_CZ3 - Single Family_Existing_Appliances_Natural Gas_Stove/Oven_Maximum Achievable Potential | F6 | Residential | CZ3 - Single Family | Existing | Appliances | Natural Gas | Stove/Oven | Maximum Achievable Potential | Avg. Replacement Usage | 0 | 0 | 0 | 0 | 0 | 0 | 0 | 0 | 0 | 0 | 0 | 0 | 0 | 0 | 0 | 0 | 0 | 0 | 0 | 0 | 0 | 0 | 0 | 0 | 0 | 0 | 0 | 0 | 0 | 0
F7_Residential_CZ3 - Single Family_Existing_Appliances_Natural Gas_Stove/Oven_Maximum Achievable Potential | F7 | Residential | CZ3 - Single Family | Existing | Appliances | Natural Gas | Stove/Oven | Maximum Achievable Potential | Avg. Replacement Demand (S) | 0 | 0 | 0 | 0 | 0 | 0 | 0 | 0 | 0 | 0 | 0 | 0 | 0 | 0 | 0 | 0 | 0 | 0 | 0 | 0 | 0 | 0 | 0 | 0 | 0 | 0 | 0 | 0 | 0 | 0
F8_Residential_CZ3 - Single Family_Existing_Appliances_Natural Gas_Stove/Oven_Maximum Achievable Potential | F8 | Residential | CZ3 - Single Family | Existing | Appliances | Natural Gas | Stove/Oven | Maximum Achievable Potential | Avg. Replacement Demand (W) | 0 | 0 | 0 | 0 | 0 | 0 | 0 | 0 | 0 | 0 | 0 | 0 | 0 | 0 | 0 | 0 | 0 | 0 | 0 | 0 | 0 | 0 | 0 | 0 | 0 | 0 | 0 | 0 | 0 | 0
F1_Residential_CZ3 - Single Family_Existing_Miscellaneous_Natural Gas_Pool Heater_Maximum Achievable Potential | F1 | Residential | CZ3 - Single Family | Existing | Miscellaneous | Natural Gas | Pool Heater | Maximum Achievable Potential | Units | 0 | 0 | 0 | 0 | 0 | 0 | 0 | 0 | 0 | 0 | 0 | 0 | 0 | 0 | 0 | 0 | 0 | 0 | 0 | 0 | 0 | 0 | 0 | 0 | 0 | 0 | 0 | 0 | 0 | 0
F2_Residential_CZ3 - Single Family_Existing_Miscellaneous_Natural Gas_Pool Heater_Maximum Achievable Potential | F2 | Residential | CZ3 - Single Family | Existing | Miscellaneous | Natural Gas | Pool Heater | Maximum Achievable Potential | Usage (MMtherm) | 0 | 0 | 0 | 0 | 0 | 0 | 0 | 0 | 0 | 0 | 0 | 0 | 0 | 0 | 0 | 0 | 0 | 0 | 0 | 0 | 0 | 0 | 0 | 0 | 0 | 0 | 0 | 0 | 0 | 0
F3_Residential_CZ3 - Single Family_Existing_Miscellaneous_Natural Gas_Pool Heater_Maximum Achievable Potential | F3 | Residential | CZ3 - Single Family | Existing | Miscellaneous | Natural Gas | Pool Heater | Maximum Achievable Potential | Peak Demand (S) | 0 | 0 | 0 | 0 | 0 | 0 | 0 | 0 | 0 | 0 | 0 | 0 | 0 | 0 | 0 | 0 | 0 | 0 | 0 | 0 | 0 | 0 | 0 | 0 | 0 | 0 | 0 | 0 | 0 | 0
F4_Residential_CZ3 - Single Family_Existing_Miscellaneous_Natural Gas_Pool Heater_Maximum Achievable Potential | F4 | Residential | CZ3 - Single Family | Existing | Miscellaneous | Natural Gas | Pool Heater | Maximum Achievable Potential | Peak Demand (W) | 0 | 0 | 0 | 0 | 0 | 0 | 0 | 0 | 0 | 0 | 0 | 0 | 0 | 0 | 0 | 0 | 0 | 0 | 0 | 0 | 0 | 0 | 0 | 0 | 0 | 0 | 0 | 0 | 0 | 0
F5_Residential_CZ3 - Single Family_Existing_Miscellaneous_Natural Gas_Pool Heater_Maximum Achievable Potential | F5 | Residential | CZ3 - Single Family | Existing | Miscellaneous | Natural Gas | Pool Heater | Maximum Achievable Potential | Turnover | 0 | 0 | 0 | 0 | 0 | 0 | 0 | 0 | 0 | 0 | 0 | 0 | 0 | 0 | 0 | 0 | 0 | 0 | 0 | 0 | 0 | 0 | 0 | 0 | 0 | 0 | 0 | 0 | 0 | 0
F6_Residential_CZ3 - Single Family_Existing_Miscellaneous_Natural Gas_Pool Heater_Maximum Achievable Potential | F6 | Residential | CZ3 - Single Family | Existing | Miscellaneous | Natural Gas | Pool Heater | Maximum Achievable Potential | Avg. Replacement Usage | 0 | 0 | 0 | 0 | 0 | 0 | 0 | 0 | 0 | 0 | 0 | 0 | 0 | 0 | 0 | 0 | 0 | 0 | 0 | 0 | 0 | 0 | 0 | 0 | 0 | 0 | 0 | 0 | 0 | 0
F7_Residential_CZ3 - Single Family_Existing_Miscellaneous_Natural Gas_Pool Heater_Maximum Achievable Potential | F7 | Residential | CZ3 - Single Family | Existing | Miscellaneous | Natural Gas | Pool Heater | Maximum Achievable Potential | Avg. Replacement Demand (S) | 0 | 0 | 0 | 0 | 0 | 0 | 0 | 0 | 0 | 0 | 0 | 0 | 0 | 0 | 0 | 0 | 0 | 0 | 0 | 0 | 0 | 0 | 0 | 0 | 0 | 0 | 0 | 0 | 0 | 0
F8_Residential_CZ3 - Single Family_Existing_Miscellaneous_Natural Gas_Pool Heater_Maximum Achievable Potential | F8 | Residential | CZ3 - Single Family | Existing | Miscellaneous | Natural Gas | Pool Heater | Maximum Achievable Potential | Avg. Replacement Demand (W) | 0 | 0 | 0 | 0 | 0 | 0 | 0 | 0 | 0 | 0 | 0 | 0 | 0 | 0 | 0 | 0 | 0 | 0 | 0 | 0 | 0 | 0 | 0 | 0 | 0 | 0 | 0 | 0 | 0 | 0
F1_Residential_CZ3 - Single Family_Existing_Miscellaneous_Natural Gas_Miscellaneous_Maximum Achievable Potential | F1 | Residential | CZ3 - Single Family | Existing | Miscellaneous | Natural Gas | Miscellaneous | Maximum Achievable Potential | Units | 0 | 0 | 0 | 0 | 0 | 0 | 0 | 0 | 0 | 0 | 0 | 0 | 0 | 0 | 0 | 0 | 0 | 0 | 0 | 0 | 0 | 0 | 0 | 0 | 0 | 0 | 0 | 0 | 0 | 0
F2_Residential_CZ3 - Single Family_Existing_Miscellaneous_Natural Gas_Miscellaneous_Maximum Achievable Potential | F2 | Residential | CZ3 - Single Family | Existing | Miscellaneous | Natural Gas | Miscellaneous | Maximum Achievable Potential | Usage (MMtherm) | 0 | 0 | 0 | 0 | 0 | 0 | 0 | 0 | 0 | 0 | 0 | 0 | 0 | 0 | 0 | 0 | 0 | 0 | 0 | 0 | 0 | 0 | 0 | 0 | 0 | 0 | 0 | 0 | 0 | 0
F3_Residential_CZ3 - Single Family_Existing_Miscellaneous_Natural Gas_Miscellaneous_Maximum Achievable Potential | F3 | Residential | CZ3 - Single Family | Existing | Miscellaneous | Natural Gas | Miscellaneous | Maximum Achievable Potential | Peak Demand (S) | 0 | 0 | 0 | 0 | 0 | 0 | 0 | 0 | 0 | 0 | 0 | 0 | 0 | 0 | 0 | 0 | 0 | 0 | 0 | 0 | 0 | 0 | 0 | 0 | 0 | 0 | 0 | 0 | 0 | 0
F4_Residential_CZ3 - Single Family_Existing_Miscellaneous_Natural Gas_Miscellaneous_Maximum Achievable Potential | F4 | Residential | CZ3 - Single Family | Existing | Miscellaneous | Natural Gas | Miscellaneous | Maximum Achievable Potential | Peak Demand (W) | 0 | 0 | 0 | 0 | 0 | 0 | 0 | 0 | 0 | 0 | 0 | 0 | 0 | 0 | 0 | 0 | 0 | 0 | 0 | 0 | 0 | 0 | 0 | 0 | 0 | 0 | 0 | 0 | 0 | 0
F5_Residential_CZ3 - Single Family_Existing_Miscellaneous_Natural Gas_Miscellaneous_Maximum Achievable Potential | F5 | Residential | CZ3 - Single Family | Existing | Miscellaneous | Natural Gas | Miscellaneous | Maximum Achievable Potential | Turnover | 0 | 0 | 0 | 0 | 0 | 0 | 0 | 0 | 0 | 0 | 0 | 0 | 0 | 0 | 0 | 0 | 0 | 0 | 0 | 0 | 0 | 0 | 0 | 0 | 0 | 0 | 0 | 0 | 0 | 0
F6_Residential_CZ3 - Single Family_Existing_Miscellaneous_Natural Gas_Miscellaneous_Maximum Achievable Potential | F6 | Residential | CZ3 - Single Family | Existing | Miscellaneous | Natural Gas | Miscellaneous | Maximum Achievable Potential | Avg. Replacement Usage | 0 | 0 | 0 | 0 | 0 | 0 | 0 | 0 | 0 | 0 | 0 | 0 | 0 | 0 | 0 | 0 | 0 | 0 | 0 | 0 | 0 | 0 | 0 | 0 | 0 | 0 | 0 | 0 | 0 | 0
F7_Residential_CZ3 - Single Family_Existing_Miscellaneous_Natural Gas_Miscellaneous_Maximum Achievable Potential | F7 | Residential | CZ3 - Single Family | Existing | Miscellaneous | Natural Gas | Miscellaneous | Maximum Achievable Potential | Avg. Replacement Demand (S) | 0 | 0 | 0 | 0 | 0 | 0 | 0 | 0 | 0 | 0 | 0 | 0 | 0 | 0 | 0 | 0 | 0 | 0 | 0 | 0 | 0 | 0 | 0 | 0 | 0 | 0 | 0 | 0 | 0 | 0
F8_Residential_CZ3 - Single Family_Existing_Miscellaneous_Natural Gas_Miscellaneous_Maximum Achievable Potential | F8 | Residential | CZ3 - Single Family | Existing | Miscellaneous | Natural Gas | Miscellaneous | Maximum Achievable Potential | Avg. Replacement Demand (W) | 0 | 0 | 0 | 0 | 0 | 0 | 0 | 0 | 0 | 0 | 0 | 0 | 0 | 0 | 0 | 0 | 0 | 0 | 0 | 0 | 0 | 0 | 0 | 0 | 0 | 0 | 0 | 0 | 0 | 0
F1_Residential_CZ3 - Single Family_New_Space Heating_Natural Gas_Furnace - Direct Fuel_Maximum Achievable Potential | F1 | Residential | CZ3 - Single Family | New | Space Heating | Natural Gas | Furnace - Direct Fuel | Maximum Achievable Potential | Units | 0 | 0 | 0 | 0 | 0 | 0 | 0 | 0 | 0 | 0 | 0 | 0 | 0 | 0 | 0 | 0 | 0 | 0 | 0 | 0 | 0 | 0 | 0 | 0 | 0 | 0 | 0 | 0 | 0 | 0
F2_Residential_CZ3 - Single Family_New_Space Heating_Natural Gas_Furnace - Direct Fuel_Maximum Achievable Potential | F2 | Residential | CZ3 - Single Family | New | Space Heating | Natural Gas | Furnace - Direct Fuel | Maximum Achievable Potential | Usage (MMtherm) | 0 | 0 | 0 | 0 | 0 | 0 | 0 | 0 | 0 | 0 | 0 | 0 | 0 | 0 | 0 | 0 | 0 | 0 | 0 | 0 | 0 | 0 | 0 | 0 | 0 | 0 | 0 | 0 | 0 | 0
F3_Residential_CZ3 - Single Family_New_Space Heating_Natural Gas_Furnace - Direct Fuel_Maximum Achievable Potential | F3 | Residential | CZ3 - Single Family | New | Space Heating | Natural Gas | Furnace - Direct Fuel | Maximum Achievable Potential | Peak Demand (S) | 0 | 0 | 0 | 0 | 0 | 0 | 0 | 0 | 0 | 0 | 0 | 0 | 0 | 0 | 0 | 0 | 0 | 0 | 0 | 0 | 0 | 0 | 0 | 0 | 0 | 0 | 0 | 0 | 0 | 0
F4_Residential_CZ3 - Single Family_New_Space Heating_Natural Gas_Furnace - Direct Fuel_Maximum Achievable Potential | F4 | Residential | CZ3 - Single Family | New | Space Heating | Natural Gas | Furnace - Direct Fuel | Maximum Achievable Potential | Peak Demand (W) | 0 | 0 | 0 | 0 | 0 | 0 | 0 | 0 | 0 | 0 | 0 | 0 | 0 | 0 | 0 | 0 | 0 | 0 | 0 | 0 | 0 | 0 | 0 | 0 | 0 | 0 | 0 | 0 | 0 | 0
F5_Residential_CZ3 - Single Family_New_Space Heating_Natural Gas_Furnace - Direct Fuel_Maximum Achievable Potential | F5 | Residential | CZ3 - Single Family | New | Space Heating | Natural Gas | Furnace - Direct Fuel | Maximum Achievable Potential | Turnover | 0 | 0 | 0 | 0 | 0 | 0 | 0 | 0 | 0 | 0 | 0 | 0 | 0 | 0 | 0 | 0 | 0 | 0 | 0 | 0 | 0 | 0 | 0 | 0 | 0 | 0 | 0 | 0 | 0 | 0
F6_Residential_CZ3 - Single Family_New_Space Heating_Natural Gas_Furnace - Direct Fuel_Maximum Achievable Potential | F6 | Residential | CZ3 - Single Family | New | Space Heating | Natural Gas | Furnace - Direct Fuel | Maximum Achievable Potential | Avg. Replacement Usage | 0 | 0 | 0 | 0 | 0 | 0 | 0 | 0 | 0 | 0 | 0 | 0 | 0 | 0 | 0 | 0 | 0 | 0 | 0 | 0 | 0 | 0 | 0 | 0 | 0 | 0 | 0 | 0 | 0 | 0
F7_Residential_CZ3 - Single Family_New_Space Heating_Natural Gas_Furnace - Direct Fuel_Maximum Achievable Potential | F7 | Residential | CZ3 - Single Family | New | Space Heating | Natural Gas | Furnace - Direct Fuel | Maximum Achievable Potential | Avg. Replacement Demand (S) | 0 | 0 | 0 | 0 | 0 | 0 | 0 | 0 | 0 | 0 | 0 | 0 | 0 | 0 | 0 | 0 | 0 | 0 | 0 | 0 | 0 | 0 | 0 | 0 | 0 | 0 | 0 | 0 | 0 | 0
F8_Residential_CZ3 - Single Family_New_Space Heating_Natural Gas_Furnace - Direct Fuel_Maximum Achievable Potential | F8 | Residential | CZ3 - Single Family | New | Space Heating | Natural Gas | Furnace - Direct Fuel | Maximum Achievable Potential | Avg. Replacement Demand (W) | 0 | 0 | 0 | 0 | 0 | 0 | 0 | 0 | 0 | 0 | 0 | 0 | 0 | 0 | 0 | 0 | 0 | 0 | 0 | 0 | 0 | 0 | 0 | 0 | 0 | 0 | 0 | 0 | 0 | 0
F1_Residential_CZ3 - Single Family_New_Space Heating_Natural Gas_Boiler - Direct Fuel_Maximum Achievable Potential | F1 | Residential | CZ3 - Single Family | New | Space Heating | Natural Gas | Boiler - Direct Fuel | Maximum Achievable Potential | Units | 0 | 0 | 0 | 0 | 0 | 0 | 0 | 0 | 0 | 0 | 0 | 0 | 0 | 0 | 0 | 0 | 0 | 0 | 0 | 0 | 0 | 0 | 0 | 0 | 0 | 0 | 0 | 0 | 0 | 0
F2_Residential_CZ3 - Single Family_New_Space Heating_Natural Gas_Boiler - Direct Fuel_Maximum Achievable Potential | F2 | Residential | CZ3 - Single Family | New | Space Heating | Natural Gas | Boiler - Direct Fuel | Maximum Achievable Potential | Usage (MMtherm) | 0 | 0 | 0 | 0 | 0 | 0 | 0 | 0 | 0 | 0 | 0 | 0 | 0 | 0 | 0 | 0 | 0 | 0 | 0 | 0 | 0 | 0 | 0 | 0 | 0 | 0 | 0 | 0 | 0 | 0
F3_Residential_CZ3 - Single Family_New_Space Heating_Natural Gas_Boiler - Direct Fuel_Maximum Achievable Potential | F3 | Residential | CZ3 - Single Family | New | Space Heating | Natural Gas | Boiler - Direct Fuel | Maximum Achievable Potential | Peak Demand (S) | 0 | 0 | 0 | 0 | 0 | 0 | 0 | 0 | 0 | 0 | 0 | 0 | 0 | 0 | 0 | 0 | 0 | 0 | 0 | 0 | 0 | 0 | 0 | 0 | 0 | 0 | 0 | 0 | 0 | 0
F4_Residential_CZ3 - Single Family_New_Space Heating_Natural Gas_Boiler - Direct Fuel_Maximum Achievable Potential | F4 | Residential | CZ3 - Single Family | New | Space Heating | Natural Gas | Boiler - Direct Fuel | Maximum Achievable Potential | Peak Demand (W) | 0 | 0 | 0 | 0 | 0 | 0 | 0 | 0 | 0 | 0 | 0 | 0 | 0 | 0 | 0 | 0 | 0 | 0 | 0 | 0 | 0 | 0 | 0 | 0 | 0 | 0 | 0 | 0 | 0 | 0
F5_Residential_CZ3 - Single Family_New_Space Heating_Natural Gas_Boiler - Direct Fuel_Maximum Achievable Potential | F5 | Residential | CZ3 - Single Family | New | Space Heating | Natural Gas | Boiler - Direct Fuel | Maximum Achievable Potential | Turnover | 0 | 0 | 0 | 0 | 0 | 0 | 0 | 0 | 0 | 0 | 0 | 0 | 0 | 0 | 0 | 0 | 0 | 0 | 0 | 0 | 0 | 0 | 0 | 0 | 0 | 0 | 0 | 0 | 0 | 0
F6_Residential_CZ3 - Single Family_New_Space Heating_Natural Gas_Boiler - Direct Fuel_Maximum Achievable Potential | F6 | Residential | CZ3 - Single Family | New | Space Heating | Natural Gas | Boiler - Direct Fuel | Maximum Achievable Potential | Avg. Replacement Usage | 0 | 0 | 0 | 0 | 0 | 0 | 0 | 0 | 0 | 0 | 0 | 0 | 0 | 0 | 0 | 0 | 0 | 0 | 0 | 0 | 0 | 0 | 0 | 0 | 0 | 0 | 0 | 0 | 0 | 0
F7_Residential_CZ3 - Single Family_New_Space Heating_Natural Gas_Boiler - Direct Fuel_Maximum Achievable Potential | F7 | Residential | CZ3 - Single Family | New | Space Heating | Natural Gas | Boiler - Direct Fuel | Maximum Achievable Potential | Avg. Replacement Demand (S) | 0 | 0 | 0 | 0 | 0 | 0 | 0 | 0 | 0 | 0 | 0 | 0 | 0 | 0 | 0 | 0 | 0 | 0 | 0 | 0 | 0 | 0 | 0 | 0 | 0 | 0 | 0 | 0 | 0 | 0
F8_Residential_CZ3 - Single Family_New_Space Heating_Natural Gas_Boiler - Direct Fuel_Maximum Achievable Potential | F8 | Residential | CZ3 - Single Family | New | Space Heating | Natural Gas | Boiler - Direct Fuel | Maximum Achievable Potential | Avg. Replacement Demand (W) | 0 | 0 | 0 | 0 | 0 | 0 | 0 | 0 | 0 | 0 | 0 | 0 | 0 | 0 | 0 | 0 | 0 | 0 | 0 | 0 | 0 | 0 | 0 | 0 | 0 | 0 | 0 | 0 | 0 | 0
F1_Residential_CZ3 - Single Family_New_Secondary Heating_Natural Gas_Fireplace_Maximum Achievable Potential | F1 | Residential | CZ3 - Single Family | New | Secondary Heating | Natural Gas | Fireplace | Maximum Achievable Potential | Units | 0 | 0 | 0 | 0 | 0 | 0 | 0 | 0 | 0 | 0 | 0 | 0 | 0 | 0 | 0 | 0 | 0 | 0 | 0 | 0 | 0 | 0 | 0 | 0 | 0 | 0 | 0 | 0 | 0 | 0
F2_Residential_CZ3 - Single Family_New_Secondary Heating_Natural Gas_Fireplace_Maximum Achievable Potential | F2 | Residential | CZ3 - Single Family | New | Secondary Heating | Natural Gas | Fireplace | Maximum Achievable Potential | Usage (MMtherm) | 0 | 0 | 0 | 0 | 0 | 0 | 0 | 0 | 0 | 0 | 0 | 0 | 0 | 0 | 0 | 0 | 0 | 0 | 0 | 0 | 0 | 0 | 0 | 0 | 0 | 0 | 0 | 0 | 0 | 0
F3_Residential_CZ3 - Single Family_New_Secondary Heating_Natural Gas_Fireplace_Maximum Achievable Potential | F3 | Residential | CZ3 - Single Family | New | Secondary Heating | Natural Gas | Fireplace | Maximum Achievable Potential | Peak Demand (S) | 0 | 0 | 0 | 0 | 0 | 0 | 0 | 0 | 0 | 0 | 0 | 0 | 0 | 0 | 0 | 0 | 0 | 0 | 0 | 0 | 0 | 0 | 0 | 0 | 0 | 0 | 0 | 0 | 0 | 0
F4_Residential_CZ3 - Single Family_New_Secondary Heating_Natural Gas_Fireplace_Maximum Achievable Potential | F4 | Residential | CZ3 - Single Family | New | Secondary Heating | Natural Gas | Fireplace | Maximum Achievable Potential | Peak Demand (W) | 0 | 0 | 0 | 0 | 0 | 0 | 0 | 0 | 0 | 0 | 0 | 0 | 0 | 0 | 0 | 0 | 0 | 0 | 0 | 0 | 0 | 0 | 0 | 0 | 0 | 0 | 0 | 0 | 0 | 0
F5_Residential_CZ3 - Single Family_New_Secondary Heating_Natural Gas_Fireplace_Maximum Achievable Potential | F5 | Residential | CZ3 - Single Family | New | Secondary Heating | Natural Gas | Fireplace | Maximum Achievable Potential | Turnover | 0 | 0 | 0 | 0 | 0 | 0 | 0 | 0 | 0 | 0 | 0 | 0 | 0 | 0 | 0 | 0 | 0 | 0 | 0 | 0 | 0 | 0 | 0 | 0 | 0 | 0 | 0 | 0 | 0 | 0
F6_Residential_CZ3 - Single Family_New_Secondary Heating_Natural Gas_Fireplace_Maximum Achievable Potential | F6 | Residential | CZ3 - Single Family | New | Secondary Heating | Natural Gas | Fireplace | Maximum Achievable Potential | Avg. Replacement Usage | 0 | 0 | 0 | 0 | 0 | 0 | 0 | 0 | 0 | 0 | 0 | 0 | 0 | 0 | 0 | 0 | 0 | 0 | 0 | 0 | 0 | 0 | 0 | 0 | 0 | 0 | 0 | 0 | 0 | 0
F7_Residential_CZ3 - Single Family_New_Secondary Heating_Natural Gas_Fireplace_Maximum Achievable Potential | F7 | Residential | CZ3 - Single Family | New | Secondary Heating | Natural Gas | Fireplace | Maximum Achievable Potential | Avg. Replacement Demand (S) | 0 | 0 | 0 | 0 | 0 | 0 | 0 | 0 | 0 | 0 | 0 | 0 | 0 | 0 | 0 | 0 | 0 | 0 | 0 | 0 | 0 | 0 | 0 | 0 | 0 | 0 | 0 | 0 | 0 | 0
F8_Residential_CZ3 - Single Family_New_Secondary Heating_Natural Gas_Fireplace_Maximum Achievable Potential | F8 | Residential | CZ3 - Single Family | New | Secondary Heating | Natural Gas | Fireplace | Maximum Achievable Potential | Avg. Replacement Demand (W) | 0 | 0 | 0 | 0 | 0 | 0 | 0 | 0 | 0 | 0 | 0 | 0 | 0 | 0 | 0 | 0 | 0 | 0 | 0 | 0 | 0 | 0 | 0 | 0 | 0 | 0 | 0 | 0 | 0 | 0
F1_Residential_CZ3 - Single Family_New_Water Heating_Natural Gas_Water Heater <= 55 gal._Maximum Achievable Potential | F1 | Residential | CZ3 - Single Family | New | Water Heating | Natural Gas | Water Heater <= 55 gal. | Maximum Achievable Potential | Units | 0 | 0 | 0 | 0 | 0 | 0 | 0 | 0 | 0 | 0 | 0 | 0 | 0 | 0 | 0 | 0 | 0 | 0 | 0 | 0 | 0 | 0 | 0 | 0 | 0 | 0 | 0 | 0 | 0 | 0
F2_Residential_CZ3 - Single Family_New_Water Heating_Natural Gas_Water Heater <= 55 gal._Maximum Achievable Potential | F2 | Residential | CZ3 - Single Family | New | Water Heating | Natural Gas | Water Heater <= 55 gal. | Maximum Achievable Potential | Usage (MMtherm) | 0 | 0 | 0 | 0 | 0 | 0 | 0 | 0 | 0 | 0 | 0 | 0 | 0 | 0 | 0 | 0 | 0 | 0 | 0 | 0 | 0 | 0 | 0 | 0 | 0 | 0 | 0 | 0 | 0 | 0
F3_Residential_CZ3 - Single Family_New_Water Heating_Natural Gas_Water Heater <= 55 gal._Maximum Achievable Potential | F3 | Residential | CZ3 - Single Family | New | Water Heating | Natural Gas | Water Heater <= 55 gal. | Maximum Achievable Potential | Peak Demand (S) | 0 | 0 | 0 | 0 | 0 | 0 | 0 | 0 | 0 | 0 | 0 | 0 | 0 | 0 | 0 | 0 | 0 | 0 | 0 | 0 | 0 | 0 | 0 | 0 | 0 | 0 | 0 | 0 | 0 | 0
F4_Residential_CZ3 - Single Family_New_Water Heating_Natural Gas_Water Heater <= 55 gal._Maximum Achievable Potential | F4 | Residential | CZ3 - Single Family | New | Water Heating | Natural Gas | Water Heater <= 55 gal. | Maximum Achievable Potential | Peak Demand (W) | 0 | 0 | 0 | 0 | 0 | 0 | 0 | 0 | 0 | 0 | 0 | 0 | 0 | 0 | 0 | 0 | 0 | 0 | 0 | 0 | 0 | 0 | 0 | 0 | 0 | 0 | 0 | 0 | 0 | 0
F5_Residential_CZ3 - Single Family_New_Water Heating_Natural Gas_Water Heater <= 55 gal._Maximum Achievable Potential | F5 | Residential | CZ3 - Single Family | New | Water Heating | Natural Gas | Water Heater <= 55 gal. | Maximum Achievable Potential | Turnover | 0 | 0 | 0 | 0 | 0 | 0 | 0 | 0 | 0 | 0 | 0 | 0 | 0 | 0 | 0 | 0 | 0 | 0 | 0 | 0 | 0 | 0 | 0 | 0 | 0 | 0 | 0 | 0 | 0 | 0
F6_Residential_CZ3 - Single Family_New_Water Heating_Natural Gas_Water Heater <= 55 gal._Maximum Achievable Potential | F6 | Residential | CZ3 - Single Family | New | Water Heating | Natural Gas | Water Heater <= 55 gal. | Maximum Achievable Potential | Avg. Replacement Usage | 0 | 0 | 0 | 0 | 0 | 0 | 0 | 0 | 0 | 0 | 0 | 0 | 0 | 0 | 0 | 0 | 0 | 0 | 0 | 0 | 0 | 0 | 0 | 0 | 0 | 0 | 0 | 0 | 0 | 0
F7_Residential_CZ3 - Single Family_New_Water Heating_Natural Gas_Water Heater <= 55 gal._Maximum Achievable Potential | F7 | Residential | CZ3 - Single Family | New | Water Heating | Natural Gas | Water Heater <= 55 gal. | Maximum Achievable Potential | Avg. Replacement Demand (S) | 0 | 0 | 0 | 0 | 0 | 0 | 0 | 0 | 0 | 0 | 0 | 0 | 0 | 0 | 0 | 0 | 0 | 0 | 0 | 0 | 0 | 0 | 0 | 0 | 0 | 0 | 0 | 0 | 0 | 0
F8_Residential_CZ3 - Single Family_New_Water Heating_Natural Gas_Water Heater <= 55 gal._Maximum Achievable Potential | F8 | Residential | CZ3 - Single Family | New | Water Heating | Natural Gas | Water Heater <= 55 gal. | Maximum Achievable Potential | Avg. Replacement Demand (W) | 0 | 0 | 0 | 0 | 0 | 0 | 0 | 0 | 0 | 0 | 0 | 0 | 0 | 0 | 0 | 0 | 0 | 0 | 0 | 0 | 0 | 0 | 0 | 0 | 0 | 0 | 0 | 0 | 0 | 0
F1_Residential_CZ3 - Single Family_New_Water Heating_Natural Gas_Water Heater > 55 gal._Maximum Achievable Potential | F1 | Residential | CZ3 - Single Family | New | Water Heating | Natural Gas | Water Heater > 55 gal. | Maximum Achievable Potential | Units | 0 | 0 | 0 | 0 | 0 | 0 | 0 | 0 | 0 | 0 | 0 | 0 | 0 | 0 | 0 | 0 | 0 | 0 | 0 | 0 | 0 | 0 | 0 | 0 | 0 | 0 | 0 | 0 | 0 | 0
F2_Residential_CZ3 - Single Family_New_Water Heating_Natural Gas_Water Heater > 55 gal._Maximum Achievable Potential | F2 | Residential | CZ3 - Single Family | New | Water Heating | Natural Gas | Water Heater > 55 gal. | Maximum Achievable Potential | Usage (MMtherm) | 0 | 0 | 0 | 0 | 0 | 0 | 0 | 0 | 0 | 0 | 0 | 0 | 0 | 0 | 0 | 0 | 0 | 0 | 0 | 0 | 0 | 0 | 0 | 0 | 0 | 0 | 0 | 0 | 0 | 0
F3_Residential_CZ3 - Single Family_New_Water Heating_Natural Gas_Water Heater > 55 gal._Maximum Achievable Potential | F3 | Residential | CZ3 - Single Family | New | Water Heating | Natural Gas | Water Heater > 55 gal. | Maximum Achievable Potential | Peak Demand (S) | 0 | 0 | 0 | 0 | 0 | 0 | 0 | 0 | 0 | 0 | 0 | 0 | 0 | 0 | 0 | 0 | 0 | 0 | 0 | 0 | 0 | 0 | 0 | 0 | 0 | 0 | 0 | 0 | 0 | 0
F4_Residential_CZ3 - Single Family_New_Water Heating_Natural Gas_Water Heater > 55 gal._Maximum Achievable Potential | F4 | Residential | CZ3 - Single Family | New | Water Heating | Natural Gas | Water Heater > 55 gal. | Maximum Achievable Potential | Peak Demand (W) | 0 | 0 | 0 | 0 | 0 | 0 | 0 | 0 | 0 | 0 | 0 | 0 | 0 | 0 | 0 | 0 | 0 | 0 | 0 | 0 | 0 | 0 | 0 | 0 | 0 | 0 | 0 | 0 | 0 | 0
F5_Residential_CZ3 - Single Family_New_Water Heating_Natural Gas_Water Heater > 55 gal._Maximum Achievable Potential | F5 | Residential | CZ3 - Single Family | New | Water Heating | Natural Gas | Water Heater > 55 gal. | Maximum Achievable Potential | Turnover | 0 | 0 | 0 | 0 | 0 | 0 | 0 | 0 | 0 | 0 | 0 | 0 | 0 | 0 | 0 | 0 | 0 | 0 | 0 | 0 | 0 | 0 | 0 | 0 | 0 | 0 | 0 | 0 | 0 | 0
F6_Residential_CZ3 - Single Family_New_Water Heating_Natural Gas_Water Heater > 55 gal._Maximum Achievable Potential | F6 | Residential | CZ3 - Single Family | New | Water Heating | Natural Gas | Water Heater > 55 gal. | Maximum Achievable Potential | Avg. Replacement Usage | 0 | 0 | 0 | 0 | 0 | 0 | 0 | 0 | 0 | 0 | 0 | 0 | 0 | 0 | 0 | 0 | 0 | 0 | 0 | 0 | 0 | 0 | 0 | 0 | 0 | 0 | 0 | 0 | 0 | 0
F7_Residential_CZ3 - Single Family_New_Water Heating_Natural Gas_Water Heater > 55 gal._Maximum Achievable Potential | F7 | Residential | CZ3 - Single Family | New | Water Heating | Natural Gas | Water Heater > 55 gal. | Maximum Achievable Potential | Avg. Replacement Demand (S) | 0 | 0 | 0 | 0 | 0 | 0 | 0 | 0 | 0 | 0 | 0 | 0 | 0 | 0 | 0 | 0 | 0 | 0 | 0 | 0 | 0 | 0 | 0 | 0 | 0 | 0 | 0 | 0 | 0 | 0
F8_Residential_CZ3 - Single Family_New_Water Heating_Natural Gas_Water Heater > 55 gal._Maximum Achievable Potential | F8 | Residential | CZ3 - Single Family | New | Water Heating | Natural Gas | Water Heater > 55 gal. | Maximum Achievable Potential | Avg. Replacement Demand (W) | 0 | 0 | 0 | 0 | 0 | 0 | 0 | 0 | 0 | 0 | 0 | 0 | 0 | 0 | 0 | 0 | 0 | 0 | 0 | 0 | 0 | 0 | 0 | 0 | 0 | 0 | 0 | 0 | 0 | 0
F1_Residential_CZ3 - Single Family_New_Appliances_Natural Gas_Clothes Dryer_Maximum Achievable Potential | F1 | Residential | CZ3 - Single Family | New | Appliances | Natural Gas | Clothes Dryer | Maximum Achievable Potential | Units | 0 | 0 | 0 | 0 | 0 | 0 | 0 | 0 | 0 | 0 | 0 | 0 | 0 | 0 | 0 | 0 | 0 | 0 | 0 | 0 | 0 | 0 | 0 | 0 | 0 | 0 | 0 | 0 | 0 | 0
F2_Residential_CZ3 - Single Family_New_Appliances_Natural Gas_Clothes Dryer_Maximum Achievable Potential | F2 | Residential | CZ3 - Single Family | New | Appliances | Natural Gas | Clothes Dryer | Maximum Achievable Potential | Usage (MMtherm) | 0 | 0 | 0 | 0 | 0 | 0 | 0 | 0 | 0 | 0 | 0 | 0 | 0 | 0 | 0 | 0 | 0 | 0 | 0 | 0 | 0 | 0 | 0 | 0 | 0 | 0 | 0 | 0 | 0 | 0
F3_Residential_CZ3 - Single Family_New_Appliances_Natural Gas_Clothes Dryer_Maximum Achievable Potential | F3 | Residential | CZ3 - Single Family | New | Appliances | Natural Gas | Clothes Dryer | Maximum Achievable Potential | Peak Demand (S) | 0 | 0 | 0 | 0 | 0 | 0 | 0 | 0 | 0 | 0 | 0 | 0 | 0 | 0 | 0 | 0 | 0 | 0 | 0 | 0 | 0 | 0 | 0 | 0 | 0 | 0 | 0 | 0 | 0 | 0
F4_Residential_CZ3 - Single Family_New_Appliances_Natural Gas_Clothes Dryer_Maximum Achievable Potential | F4 | Residential | CZ3 - Single Family | New | Appliances | Natural Gas | Clothes Dryer | Maximum Achievable Potential | Peak Demand (W) | 0 | 0 | 0 | 0 | 0 | 0 | 0 | 0 | 0 | 0 | 0 | 0 | 0 | 0 | 0 | 0 | 0 | 0 | 0 | 0 | 0 | 0 | 0 | 0 | 0 | 0 | 0 | 0 | 0 | 0
F5_Residential_CZ3 - Single Family_New_Appliances_Natural Gas_Clothes Dryer_Maximum Achievable Potential | F5 | Residential | CZ3 - Single Family | New | Appliances | Natural Gas | Clothes Dryer | Maximum Achievable Potential | Turnover | 0 | 0 | 0 | 0 | 0 | 0 | 0 | 0 | 0 | 0 | 0 | 0 | 0 | 0 | 0 | 0 | 0 | 0 | 0 | 0 | 0 | 0 | 0 | 0 | 0 | 0 | 0 | 0 | 0 | 0
F6_Residential_CZ3 - Single Family_New_Appliances_Natural Gas_Clothes Dryer_Maximum Achievable Potential | F6 | Residential | CZ3 - Single Family | New | Appliances | Natural Gas | Clothes Dryer | Maximum Achievable Potential | Avg. Replacement Usage | 0 | 0 | 0 | 0 | 0 | 0 | 0 | 0 | 0 | 0 | 0 | 0 | 0 | 0 | 0 | 0 | 0 | 0 | 0 | 0 | 0 | 0 | 0 | 0 | 0 | 0 | 0 | 0 | 0 | 0
F7_Residential_CZ3 - Single Family_New_Appliances_Natural Gas_Clothes Dryer_Maximum Achievable Potential | F7 | Residential | CZ3 - Single Family | New | Appliances | Natural Gas | Clothes Dryer | Maximum Achievable Potential | Avg. Replacement Demand (S) | 0 | 0 | 0 | 0 | 0 | 0 | 0 | 0 | 0 | 0 | 0 | 0 | 0 | 0 | 0 | 0 | 0 | 0 | 0 | 0 | 0 | 0 | 0 | 0 | 0 | 0 | 0 | 0 | 0 | 0
F8_Residential_CZ3 - Single Family_New_Appliances_Natural Gas_Clothes Dryer_Maximum Achievable Potential | F8 | Residential | CZ3 - Single Family | New | Appliances | Natural Gas | Clothes Dryer | Maximum Achievable Potential | Avg. Replacement Demand (W) | 0 | 0 | 0 | 0 | 0 | 0 | 0 | 0 | 0 | 0 | 0 | 0 | 0 | 0 | 0 | 0 | 0 | 0 | 0 | 0 | 0 | 0 | 0 | 0 | 0 | 0 | 0 | 0 | 0 | 0
F1_Residential_CZ3 - Single Family_New_Appliances_Natural Gas_Stove/Oven_Maximum Achievable Potential | F1 | Residential | CZ3 - Single Family | New | Appliances | Natural Gas | Stove/Oven | Maximum Achievable Potential | Units | 0 | 0 | 0 | 0 | 0 | 0 | 0 | 0 | 0 | 0 | 0 | 0 | 0 | 0 | 0 | 0 | 0 | 0 | 0 | 0 | 0 | 0 | 0 | 0 | 0 | 0 | 0 | 0 | 0 | 0
F2_Residential_CZ3 - Single Family_New_Appliances_Natural Gas_Stove/Oven_Maximum Achievable Potential | F2 | Residential | CZ3 - Single Family | New | Appliances | Natural Gas | Stove/Oven | Maximum Achievable Potential | Usage (MMtherm) | 0 | 0 | 0 | 0 | 0 | 0 | 0 | 0 | 0 | 0 | 0 | 0 | 0 | 0 | 0 | 0 | 0 | 0 | 0 | 0 | 0 | 0 | 0 | 0 | 0 | 0 | 0 | 0 | 0 | 0
F3_Residential_CZ3 - Single Family_New_Appliances_Natural Gas_Stove/Oven_Maximum Achievable Potential | F3 | Residential | CZ3 - Single Family | New | Appliances | Natural Gas | Stove/Oven | Maximum Achievable Potential | Peak Demand (S) | 0 | 0 | 0 | 0 | 0 | 0 | 0 | 0 | 0 | 0 | 0 | 0 | 0 | 0 | 0 | 0 | 0 | 0 | 0 | 0 | 0 | 0 | 0 | 0 | 0 | 0 | 0 | 0 | 0 | 0
F4_Residential_CZ3 - Single Family_New_Appliances_Natural Gas_Stove/Oven_Maximum Achievable Potential | F4 | Residential | CZ3 - Single Family | New | Appliances | Natural Gas | Stove/Oven | Maximum Achievable Potential | Peak Demand (W) | 0 | 0 | 0 | 0 | 0 | 0 | 0 | 0 | 0 | 0 | 0 | 0 | 0 | 0 | 0 | 0 | 0 | 0 | 0 | 0 | 0 | 0 | 0 | 0 | 0 | 0 | 0 | 0 | 0 | 0
F5_Residential_CZ3 - Single Family_New_Appliances_Natural Gas_Stove/Oven_Maximum Achievable Potential | F5 | Residential | CZ3 - Single Family | New | Appliances | Natural Gas | Stove/Oven | Maximum Achievable Potential | Turnover | 0 | 0 | 0 | 0 | 0 | 0 | 0 | 0 | 0 | 0 | 0 | 0 | 0 | 0 | 0 | 0 | 0 | 0 | 0 | 0 | 0 | 0 | 0 | 0 | 0 | 0 | 0 | 0 | 0 | 0
F6_Residential_CZ3 - Single Family_New_Appliances_Natural Gas_Stove/Oven_Maximum Achievable Potential | F6 | Residential | CZ3 - Single Family | New | Appliances | Natural Gas | Stove/Oven | Maximum Achievable Potential | Avg. Replacement Usage | 0 | 0 | 0 | 0 | 0 | 0 | 0 | 0 | 0 | 0 | 0 | 0 | 0 | 0 | 0 | 0 | 0 | 0 | 0 | 0 | 0 | 0 | 0 | 0 | 0 | 0 | 0 | 0 | 0 | 0
F7_Residential_CZ3 - Single Family_New_Appliances_Natural Gas_Stove/Oven_Maximum Achievable Potential | F7 | Residential | CZ3 - Single Family | New | Appliances | Natural Gas | Stove/Oven | Maximum Achievable Potential | Avg. Replacement Demand (S) | 0 | 0 | 0 | 0 | 0 | 0 | 0 | 0 | 0 | 0 | 0 | 0 | 0 | 0 | 0 | 0 | 0 | 0 | 0 | 0 | 0 | 0 | 0 | 0 | 0 | 0 | 0 | 0 | 0 | 0
F8_Residential_CZ3 - Single Family_New_Appliances_Natural Gas_Stove/Oven_Maximum Achievable Potential | F8 | Residential | CZ3 - Single Family | New | Appliances | Natural Gas | Stove/Oven | Maximum Achievable Potential | Avg. Replacement Demand (W) | 0 | 0 | 0 | 0 | 0 | 0 | 0 | 0 | 0 | 0 | 0 | 0 | 0 | 0 | 0 | 0 | 0 | 0 | 0 | 0 | 0 | 0 | 0 | 0 | 0 | 0 | 0 | 0 | 0 | 0
F1_Residential_CZ3 - Single Family_New_Miscellaneous_Natural Gas_Pool Heater_Maximum Achievable Potential | F1 | Residential | CZ3 - Single Family | New | Miscellaneous | Natural Gas | Pool Heater | Maximum Achievable Potential | Units | 0 | 0 | 0 | 0 | 0 | 0 | 0 | 0 | 0 | 0 | 0 | 0 | 0 | 0 | 0 | 0 | 0 | 0 | 0 | 0 | 0 | 0 | 0 | 0 | 0 | 0 | 0 | 0 | 0 | 0
F2_Residential_CZ3 - Single Family_New_Miscellaneous_Natural Gas_Pool Heater_Maximum Achievable Potential | F2 | Residential | CZ3 - Single Family | New | Miscellaneous | Natural Gas | Pool Heater | Maximum Achievable Potential | Usage (MMtherm) | 0 | 0 | 0 | 0 | 0 | 0 | 0 | 0 | 0 | 0 | 0 | 0 | 0 | 0 | 0 | 0 | 0 | 0 | 0 | 0 | 0 | 0 | 0 | 0 | 0 | 0 | 0 | 0 | 0 | 0
F3_Residential_CZ3 - Single Family_New_Miscellaneous_Natural Gas_Pool Heater_Maximum Achievable Potential | F3 | Residential | CZ3 - Single Family | New | Miscellaneous | Natural Gas | Pool Heater | Maximum Achievable Potential | Peak Demand (S) | 0 | 0 | 0 | 0 | 0 | 0 | 0 | 0 | 0 | 0 | 0 | 0 | 0 | 0 | 0 | 0 | 0 | 0 | 0 | 0 | 0 | 0 | 0 | 0 | 0 | 0 | 0 | 0 | 0 | 0
F4_Residential_CZ3 - Single Family_New_Miscellaneous_Natural Gas_Pool Heater_Maximum Achievable Potential | F4 | Residential | CZ3 - Single Family | New | Miscellaneous | Natural Gas | Pool Heater | Maximum Achievable Potential | Peak Demand (W) | 0 | 0 | 0 | 0 | 0 | 0 | 0 | 0 | 0 | 0 | 0 | 0 | 0 | 0 | 0 | 0 | 0 | 0 | 0 | 0 | 0 | 0 | 0 | 0 | 0 | 0 | 0 | 0 | 0 | 0
F5_Residential_CZ3 - Single Family_New_Miscellaneous_Natural Gas_Pool Heater_Maximum Achievable Potential | F5 | Residential | CZ3 - Single Family | New | Miscellaneous | Natural Gas | Pool Heater | Maximum Achievable Potential | Turnover | 0 | 0 | 0 | 0 | 0 | 0 | 0 | 0 | 0 | 0 | 0 | 0 | 0 | 0 | 0 | 0 | 0 | 0 | 0 | 0 | 0 | 0 | 0 | 0 | 0 | 0 | 0 | 0 | 0 | 0
F6_Residential_CZ3 - Single Family_New_Miscellaneous_Natural Gas_Pool Heater_Maximum Achievable Potential | F6 | Residential | CZ3 - Single Family | New | Miscellaneous | Natural Gas | Pool Heater | Maximum Achievable Potential | Avg. Replacement Usage | 0 | 0 | 0 | 0 | 0 | 0 | 0 | 0 | 0 | 0 | 0 | 0 | 0 | 0 | 0 | 0 | 0 | 0 | 0 | 0 | 0 | 0 | 0 | 0 | 0 | 0 | 0 | 0 | 0 | 0
F7_Residential_CZ3 - Single Family_New_Miscellaneous_Natural Gas_Pool Heater_Maximum Achievable Potential | F7 | Residential | CZ3 - Single Family | New | Miscellaneous | Natural Gas | Pool Heater | Maximum Achievable Potential | Avg. Replacement Demand (S) | 0 | 0 | 0 | 0 | 0 | 0 | 0 | 0 | 0 | 0 | 0 | 0 | 0 | 0 | 0 | 0 | 0 | 0 | 0 | 0 | 0 | 0 | 0 | 0 | 0 | 0 | 0 | 0 | 0 | 0
F8_Residential_CZ3 - Single Family_New_Miscellaneous_Natural Gas_Pool Heater_Maximum Achievable Potential | F8 | Residential | CZ3 - Single Family | New | Miscellaneous | Natural Gas | Pool Heater | Maximum Achievable Potential | Avg. Replacement Demand (W) | 0 | 0 | 0 | 0 | 0 | 0 | 0 | 0 | 0 | 0 | 0 | 0 | 0 | 0 | 0 | 0 | 0 | 0 | 0 | 0 | 0 | 0 | 0 | 0 | 0 | 0 | 0 | 0 | 0 | 0
F1_Residential_CZ3 - Single Family_New_Miscellaneous_Natural Gas_Miscellaneous_Maximum Achievable Potential | F1 | Residential | CZ3 - Single Family | New | Miscellaneous | Natural Gas | Miscellaneous | Maximum Achievable Potential | Units | 0 | 0 | 0 | 0 | 0 | 0 | 0 | 0 | 0 | 0 | 0 | 0 | 0 | 0 | 0 | 0 | 0 | 0 | 0 | 0 | 0 | 0 | 0 | 0 | 0 | 0 | 0 | 0 | 0 | 0
F2_Residential_CZ3 - Single Family_New_Miscellaneous_Natural Gas_Miscellaneous_Maximum Achievable Potential | F2 | Residential | CZ3 - Single Family | New | Miscellaneous | Natural Gas | Miscellaneous | Maximum Achievable Potential | Usage (MMtherm) | 0 | 0 | 0 | 0 | 0 | 0 | 0 | 0 | 0 | 0 | 0 | 0 | 0 | 0 | 0 | 0 | 0 | 0 | 0 | 0 | 0 | 0 | 0 | 0 | 0 | 0 | 0 | 0 | 0 | 0
F3_Residential_CZ3 - Single Family_New_Miscellaneous_Natural Gas_Miscellaneous_Maximum Achievable Potential | F3 | Residential | CZ3 - Single Family | New | Miscellaneous | Natural Gas | Miscellaneous | Maximum Achievable Potential | Peak Demand (S) | 0 | 0 | 0 | 0 | 0 | 0 | 0 | 0 | 0 | 0 | 0 | 0 | 0 | 0 | 0 | 0 | 0 | 0 | 0 | 0 | 0 | 0 | 0 | 0 | 0 | 0 | 0 | 0 | 0 | 0
F4_Residential_CZ3 - Single Family_New_Miscellaneous_Natural Gas_Miscellaneous_Maximum Achievable Potential | F4 | Residential | CZ3 - Single Family | New | Miscellaneous | Natural Gas | Miscellaneous | Maximum Achievable Potential | Peak Demand (W) | 0 | 0 | 0 | 0 | 0 | 0 | 0 | 0 | 0 | 0 | 0 | 0 | 0 | 0 | 0 | 0 | 0 | 0 | 0 | 0 | 0 | 0 | 0 | 0 | 0 | 0 | 0 | 0 | 0 | 0
F5_Residential_CZ3 - Single Family_New_Miscellaneous_Natural Gas_Miscellaneous_Maximum Achievable Potential | F5 | Residential | CZ3 - Single Family | New | Miscellaneous | Natural Gas | Miscellaneous | Maximum Achievable Potential | Turnover | 0 | 0 | 0 | 0 | 0 | 0 | 0 | 0 | 0 | 0 | 0 | 0 | 0 | 0 | 0 | 0 | 0 | 0 | 0 | 0 | 0 | 0 | 0 | 0 | 0 | 0 | 0 | 0 | 0 | 0
F6_Residential_CZ3 - Single Family_New_Miscellaneous_Natural Gas_Miscellaneous_Maximum Achievable Potential | F6 | Residential | CZ3 - Single Family | New | Miscellaneous | Natural Gas | Miscellaneous | Maximum Achievable Potential | Avg. Replacement Usage | 0 | 0 | 0 | 0 | 0 | 0 | 0 | 0 | 0 | 0 | 0 | 0 | 0 | 0 | 0 | 0 | 0 | 0 | 0 | 0 | 0 | 0 | 0 | 0 | 0 | 0 | 0 | 0 | 0 | 0
F7_Residential_CZ3 - Single Family_New_Miscellaneous_Natural Gas_Miscellaneous_Maximum Achievable Potential | F7 | Residential | CZ3 - Single Family | New | Miscellaneous | Natural Gas | Miscellaneous | Maximum Achievable Potential | Avg. Replacement Demand (S) | 0 | 0 | 0 | 0 | 0 | 0 | 0 | 0 | 0 | 0 | 0 | 0 | 0 | 0 | 0 | 0 | 0 | 0 | 0 | 0 | 0 | 0 | 0 | 0 | 0 | 0 | 0 | 0 | 0 | 0
F8_Residential_CZ3 - Single Family_New_Miscellaneous_Natural Gas_Miscellaneous_Maximum Achievable Potential | F8 | Residential | CZ3 - Single Family | New | Miscellaneous | Natural Gas | Miscellaneous | Maximum Achievable Potential | Avg. Replacement Demand (W) | 0 | 0 | 0 | 0 | 0 | 0 | 0 | 0 | 0 | 0 | 0 | 0 | 0 | 0 | 0 | 0 | 0 | 0 | 0 | 0 | 0 | 0 | 0 | 0 | 0 | 0 | 0 | 0 | 0 | 0
F1_Residential_CZ3 - Multi Family_Existing_Space Heating_Natural Gas_Furnace - Direct Fuel_Maximum Achievable Potential | F1 | Residential | CZ3 - Multi Family | Existing | Space Heating | Natural Gas | Furnace - Direct Fuel | Maximum Achievable Potential | Units | 0 | 0 | 0 | 0 | 0 | 0 | 0 | 0 | 0 | 0 | 0 | 0 | 0 | 0 | 0 | 0 | 0 | 0 | 0 | 0 | 0 | 0 | 0 | 0 | 0 | 0 | 0 | 0 | 0 | 0
F2_Residential_CZ3 - Multi Family_Existing_Space Heating_Natural Gas_Furnace - Direct Fuel_Maximum Achievable Potential | F2 | Residential | CZ3 - Multi Family | Existing | Space Heating | Natural Gas | Furnace - Direct Fuel | Maximum Achievable Potential | Usage (MMtherm) | 0 | 0 | 0 | 0 | 0 | 0 | 0 | 0 | 0 | 0 | 0 | 0 | 0 | 0 | 0 | 0 | 0 | 0 | 0 | 0 | 0 | 0 | 0 | 0 | 0 | 0 | 0 | 0 | 0 | 0
F3_Residential_CZ3 - Multi Family_Existing_Space Heating_Natural Gas_Furnace - Direct Fuel_Maximum Achievable Potential | F3 | Residential | CZ3 - Multi Family | Existing | Space Heating | Natural Gas | Furnace - Direct Fuel | Maximum Achievable Potential | Peak Demand (S) | 0 | 0 | 0 | 0 | 0 | 0 | 0 | 0 | 0 | 0 | 0 | 0 | 0 | 0 | 0 | 0 | 0 | 0 | 0 | 0 | 0 | 0 | 0 | 0 | 0 | 0 | 0 | 0 | 0 | 0
F4_Residential_CZ3 - Multi Family_Existing_Space Heating_Natural Gas_Furnace - Direct Fuel_Maximum Achievable Potential | F4 | Residential | CZ3 - Multi Family | Existing | Space Heating | Natural Gas | Furnace - Direct Fuel | Maximum Achievable Potential | Peak Demand (W) | 0 | 0 | 0 | 0 | 0 | 0 | 0 | 0 | 0 | 0 | 0 | 0 | 0 | 0 | 0 | 0 | 0 | 0 | 0 | 0 | 0 | 0 | 0 | 0 | 0 | 0 | 0 | 0 | 0 | 0
F5_Residential_CZ3 - Multi Family_Existing_Space Heating_Natural Gas_Furnace - Direct Fuel_Maximum Achievable Potential | F5 | Residential | CZ3 - Multi Family | Existing | Space Heating | Natural Gas | Furnace - Direct Fuel | Maximum Achievable Potential | Turnover | 0 | 0 | 0 | 0 | 0 | 0 | 0 | 0 | 0 | 0 | 0 | 0 | 0 | 0 | 0 | 0 | 0 | 0 | 0 | 0 | 0 | 0 | 0 | 0 | 0 | 0 | 0 | 0 | 0 | 0
F6_Residential_CZ3 - Multi Family_Existing_Space Heating_Natural Gas_Furnace - Direct Fuel_Maximum Achievable Potential | F6 | Residential | CZ3 - Multi Family | Existing | Space Heating | Natural Gas | Furnace - Direct Fuel | Maximum Achievable Potential | Avg. Replacement Usage | 0 | 0 | 0 | 0 | 0 | 0 | 0 | 0 | 0 | 0 | 0 | 0 | 0 | 0 | 0 | 0 | 0 | 0 | 0 | 0 | 0 | 0 | 0 | 0 | 0 | 0 | 0 | 0 | 0 | 0
F7_Residential_CZ3 - Multi Family_Existing_Space Heating_Natural Gas_Furnace - Direct Fuel_Maximum Achievable Potential | F7 | Residential | CZ3 - Multi Family | Existing | Space Heating | Natural Gas | Furnace - Direct Fuel | Maximum Achievable Potential | Avg. Replacement Demand (S) | 0 | 0 | 0 | 0 | 0 | 0 | 0 | 0 | 0 | 0 | 0 | 0 | 0 | 0 | 0 | 0 | 0 | 0 | 0 | 0 | 0 | 0 | 0 | 0 | 0 | 0 | 0 | 0 | 0 | 0
F8_Residential_CZ3 - Multi Family_Existing_Space Heating_Natural Gas_Furnace - Direct Fuel_Maximum Achievable Potential | F8 | Residential | CZ3 - Multi Family | Existing | Space Heating | Natural Gas | Furnace - Direct Fuel | Maximum Achievable Potential | Avg. Replacement Demand (W) | 0 | 0 | 0 | 0 | 0 | 0 | 0 | 0 | 0 | 0 | 0 | 0 | 0 | 0 | 0 | 0 | 0 | 0 | 0 | 0 | 0 | 0 | 0 | 0 | 0 | 0 | 0 | 0 | 0 | 0
F1_Residential_CZ3 - Multi Family_Existing_Space Heating_Natural Gas_Boiler - Direct Fuel_Maximum Achievable Potential | F1 | Residential | CZ3 - Multi Family | Existing | Space Heating | Natural Gas | Boiler - Direct Fuel | Maximum Achievable Potential | Units | 0 | 0 | 0 | 0 | 0 | 0 | 0 | 0 | 0 | 0 | 0 | 0 | 0 | 0 | 0 | 0 | 0 | 0 | 0 | 0 | 0 | 0 | 0 | 0 | 0 | 0 | 0 | 0 | 0 | 0
F2_Residential_CZ3 - Multi Family_Existing_Space Heating_Natural Gas_Boiler - Direct Fuel_Maximum Achievable Potential | F2 | Residential | CZ3 - Multi Family | Existing | Space Heating | Natural Gas | Boiler - Direct Fuel | Maximum Achievable Potential | Usage (MMtherm) | 0 | 0 | 0 | 0 | 0 | 0 | 0 | 0 | 0 | 0 | 0 | 0 | 0 | 0 | 0 | 0 | 0 | 0 | 0 | 0 | 0 | 0 | 0 | 0 | 0 | 0 | 0 | 0 | 0 | 0
F3_Residential_CZ3 - Multi Family_Existing_Space Heating_Natural Gas_Boiler - Direct Fuel_Maximum Achievable Potential | F3 | Residential | CZ3 - Multi Family | Existing | Space Heating | Natural Gas | Boiler - Direct Fuel | Maximum Achievable Potential | Peak Demand (S) | 0 | 0 | 0 | 0 | 0 | 0 | 0 | 0 | 0 | 0 | 0 | 0 | 0 | 0 | 0 | 0 | 0 | 0 | 0 | 0 | 0 | 0 | 0 | 0 | 0 | 0 | 0 | 0 | 0 | 0
F4_Residential_CZ3 - Multi Family_Existing_Space Heating_Natural Gas_Boiler - Direct Fuel_Maximum Achievable Potential | F4 | Residential | CZ3 - Multi Family | Existing | Space Heating | Natural Gas | Boiler - Direct Fuel | Maximum Achievable Potential | Peak Demand (W) | 0 | 0 | 0 | 0 | 0 | 0 | 0 | 0 | 0 | 0 | 0 | 0 | 0 | 0 | 0 | 0 | 0 | 0 | 0 | 0 | 0 | 0 | 0 | 0 | 0 | 0 | 0 | 0 | 0 | 0
F5_Residential_CZ3 - Multi Family_Existing_Space Heating_Natural Gas_Boiler - Direct Fuel_Maximum Achievable Potential | F5 | Residential | CZ3 - Multi Family | Existing | Space Heating | Natural Gas | Boiler - Direct Fuel | Maximum Achievable Potential | Turnover | 0 | 0 | 0 | 0 | 0 | 0 | 0 | 0 | 0 | 0 | 0 | 0 | 0 | 0 | 0 | 0 | 0 | 0 | 0 | 0 | 0 | 0 | 0 | 0 | 0 | 0 | 0 | 0 | 0 | 0
F6_Residential_CZ3 - Multi Family_Existing_Space Heating_Natural Gas_Boiler - Direct Fuel_Maximum Achievable Potential | F6 | Residential | CZ3 - Multi Family | Existing | Space Heating | Natural Gas | Boiler - Direct Fuel | Maximum Achievable Potential | Avg. Replacement Usage | 0 | 0 | 0 | 0 | 0 | 0 | 0 | 0 | 0 | 0 | 0 | 0 | 0 | 0 | 0 | 0 | 0 | 0 | 0 | 0 | 0 | 0 | 0 | 0 | 0 | 0 | 0 | 0 | 0 | 0
F7_Residential_CZ3 - Multi Family_Existing_Space Heating_Natural Gas_Boiler - Direct Fuel_Maximum Achievable Potential | F7 | Residential | CZ3 - Multi Family | Existing | Space Heating | Natural Gas | Boiler - Direct Fuel | Maximum Achievable Potential | Avg. Replacement Demand (S) | 0 | 0 | 0 | 0 | 0 | 0 | 0 | 0 | 0 | 0 | 0 | 0 | 0 | 0 | 0 | 0 | 0 | 0 | 0 | 0 | 0 | 0 | 0 | 0 | 0 | 0 | 0 | 0 | 0 | 0
F8_Residential_CZ3 - Multi Family_Existing_Space Heating_Natural Gas_Boiler - Direct Fuel_Maximum Achievable Potential | F8 | Residential | CZ3 - Multi Family | Existing | Space Heating | Natural Gas | Boiler - Direct Fuel | Maximum Achievable Potential | Avg. Replacement Demand (W) | 0 | 0 | 0 | 0 | 0 | 0 | 0 | 0 | 0 | 0 | 0 | 0 | 0 | 0 | 0 | 0 | 0 | 0 | 0 | 0 | 0 | 0 | 0 | 0 | 0 | 0 | 0 | 0 | 0 | 0
F1_Residential_CZ3 - Multi Family_Existing_Secondary Heating_Natural Gas_Fireplace_Maximum Achievable Potential | F1 | Residential | CZ3 - Multi Family | Existing | Secondary Heating | Natural Gas | Fireplace | Maximum Achievable Potential | Units | 0 | 0 | 0 | 0 | 0 | 0 | 0 | 0 | 0 | 0 | 0 | 0 | 0 | 0 | 0 | 0 | 0 | 0 | 0 | 0 | 0 | 0 | 0 | 0 | 0 | 0 | 0 | 0 | 0 | 0
F2_Residential_CZ3 - Multi Family_Existing_Secondary Heating_Natural Gas_Fireplace_Maximum Achievable Potential | F2 | Residential | CZ3 - Multi Family | Existing | Secondary Heating | Natural Gas | Fireplace | Maximum Achievable Potential | Usage (MMtherm) | 0 | 0 | 0 | 0 | 0 | 0 | 0 | 0 | 0 | 0 | 0 | 0 | 0 | 0 | 0 | 0 | 0 | 0 | 0 | 0 | 0 | 0 | 0 | 0 | 0 | 0 | 0 | 0 | 0 | 0
F3_Residential_CZ3 - Multi Family_Existing_Secondary Heating_Natural Gas_Fireplace_Maximum Achievable Potential | F3 | Residential | CZ3 - Multi Family | Existing | Secondary Heating | Natural Gas | Fireplace | Maximum Achievable Potential | Peak Demand (S) | 0 | 0 | 0 | 0 | 0 | 0 | 0 | 0 | 0 | 0 | 0 | 0 | 0 | 0 | 0 | 0 | 0 | 0 | 0 | 0 | 0 | 0 | 0 | 0 | 0 | 0 | 0 | 0 | 0 | 0
F4_Residential_CZ3 - Multi Family_Existing_Secondary Heating_Natural Gas_Fireplace_Maximum Achievable Potential | F4 | Residential | CZ3 - Multi Family | Existing | Secondary Heating | Natural Gas | Fireplace | Maximum Achievable Potential | Peak Demand (W) | 0 | 0 | 0 | 0 | 0 | 0 | 0 | 0 | 0 | 0 | 0 | 0 | 0 | 0 | 0 | 0 | 0 | 0 | 0 | 0 | 0 | 0 | 0 | 0 | 0 | 0 | 0 | 0 | 0 | 0
F5_Residential_CZ3 - Multi Family_Existing_Secondary Heating_Natural Gas_Fireplace_Maximum Achievable Potential | F5 | Residential | CZ3 - Multi Family | Existing | Secondary Heating | Natural Gas | Fireplace | Maximum Achievable Potential | Turnover | 0 | 0 | 0 | 0 | 0 | 0 | 0 | 0 | 0 | 0 | 0 | 0 | 0 | 0 | 0 | 0 | 0 | 0 | 0 | 0 | 0 | 0 | 0 | 0 | 0 | 0 | 0 | 0 | 0 | 0
F6_Residential_CZ3 - Multi Family_Existing_Secondary Heating_Natural Gas_Fireplace_Maximum Achievable Potential | F6 | Residential | CZ3 - Multi Family | Existing | Secondary Heating | Natural Gas | Fireplace | Maximum Achievable Potential | Avg. Replacement Usage | 0 | 0 | 0 | 0 | 0 | 0 | 0 | 0 | 0 | 0 | 0 | 0 | 0 | 0 | 0 | 0 | 0 | 0 | 0 | 0 | 0 | 0 | 0 | 0 | 0 | 0 | 0 | 0 | 0 | 0
F7_Residential_CZ3 - Multi Family_Existing_Secondary Heating_Natural Gas_Fireplace_Maximum Achievable Potential | F7 | Residential | CZ3 - Multi Family | Existing | Secondary Heating | Natural Gas | Fireplace | Maximum Achievable Potential | Avg. Replacement Demand (S) | 0 | 0 | 0 | 0 | 0 | 0 | 0 | 0 | 0 | 0 | 0 | 0 | 0 | 0 | 0 | 0 | 0 | 0 | 0 | 0 | 0 | 0 | 0 | 0 | 0 | 0 | 0 | 0 | 0 | 0
F8_Residential_CZ3 - Multi Family_Existing_Secondary Heating_Natural Gas_Fireplace_Maximum Achievable Potential | F8 | Residential | CZ3 - Multi Family | Existing | Secondary Heating | Natural Gas | Fireplace | Maximum Achievable Potential | Avg. Replacement Demand (W) | 0 | 0 | 0 | 0 | 0 | 0 | 0 | 0 | 0 | 0 | 0 | 0 | 0 | 0 | 0 | 0 | 0 | 0 | 0 | 0 | 0 | 0 | 0 | 0 | 0 | 0 | 0 | 0 | 0 | 0
F1_Residential_CZ3 - Multi Family_Existing_Water Heating_Natural Gas_Water Heater <= 55 gal._Maximum Achievable Potential | F1 | Residential | CZ3 - Multi Family | Existing | Water Heating | Natural Gas | Water Heater <= 55 gal. | Maximum Achievable Potential | Units | 0 | 0 | 0 | 0 | 0 | 0 | 0 | 0 | 0 | 0 | 0 | 0 | 0 | 0 | 0 | 0 | 0 | 0 | 0 | 0 | 0 | 0 | 0 | 0 | 0 | 0 | 0 | 0 | 0 | 0
F2_Residential_CZ3 - Multi Family_Existing_Water Heating_Natural Gas_Water Heater <= 55 gal._Maximum Achievable Potential | F2 | Residential | CZ3 - Multi Family | Existing | Water Heating | Natural Gas | Water Heater <= 55 gal. | Maximum Achievable Potential | Usage (MMtherm) | 0 | 0 | 0 | 0 | 0 | 0 | 0 | 0 | 0 | 0 | 0 | 0 | 0 | 0 | 0 | 0 | 0 | 0 | 0 | 0 | 0 | 0 | 0 | 0 | 0 | 0 | 0 | 0 | 0 | 0
F3_Residential_CZ3 - Multi Family_Existing_Water Heating_Natural Gas_Water Heater <= 55 gal._Maximum Achievable Potential | F3 | Residential | CZ3 - Multi Family | Existing | Water Heating | Natural Gas | Water Heater <= 55 gal. | Maximum Achievable Potential | Peak Demand (S) | 0 | 0 | 0 | 0 | 0 | 0 | 0 | 0 | 0 | 0 | 0 | 0 | 0 | 0 | 0 | 0 | 0 | 0 | 0 | 0 | 0 | 0 | 0 | 0 | 0 | 0 | 0 | 0 | 0 | 0
F4_Residential_CZ3 - Multi Family_Existing_Water Heating_Natural Gas_Water Heater <= 55 gal._Maximum Achievable Potential | F4 | Residential | CZ3 - Multi Family | Existing | Water Heating | Natural Gas | Water Heater <= 55 gal. | Maximum Achievable Potential | Peak Demand (W) | 0 | 0 | 0 | 0 | 0 | 0 | 0 | 0 | 0 | 0 | 0 | 0 | 0 | 0 | 0 | 0 | 0 | 0 | 0 | 0 | 0 | 0 | 0 | 0 | 0 | 0 | 0 | 0 | 0 | 0
F5_Residential_CZ3 - Multi Family_Existing_Water Heating_Natural Gas_Water Heater <= 55 gal._Maximum Achievable Potential | F5 | Residential | CZ3 - Multi Family | Existing | Water Heating | Natural Gas | Water Heater <= 55 gal. | Maximum Achievable Potential | Turnover | 0 | 0 | 0 | 0 | 0 | 0 | 0 | 0 | 0 | 0 | 0 | 0 | 0 | 0 | 0 | 0 | 0 | 0 | 0 | 0 | 0 | 0 | 0 | 0 | 0 | 0 | 0 | 0 | 0 | 0
F6_Residential_CZ3 - Multi Family_Existing_Water Heating_Natural Gas_Water Heater <= 55 gal._Maximum Achievable Potential | F6 | Residential | CZ3 - Multi Family | Existing | Water Heating | Natural Gas | Water Heater <= 55 gal. | Maximum Achievable Potential | Avg. Replacement Usage | 0 | 0 | 0 | 0 | 0 | 0 | 0 | 0 | 0 | 0 | 0 | 0 | 0 | 0 | 0 | 0 | 0 | 0 | 0 | 0 | 0 | 0 | 0 | 0 | 0 | 0 | 0 | 0 | 0 | 0
F7_Residential_CZ3 - Multi Family_Existing_Water Heating_Natural Gas_Water Heater <= 55 gal._Maximum Achievable Potential | F7 | Residential | CZ3 - Multi Family | Existing | Water Heating | Natural Gas | Water Heater <= 55 gal. | Maximum Achievable Potential | Avg. Replacement Demand (S) | 0 | 0 | 0 | 0 | 0 | 0 | 0 | 0 | 0 | 0 | 0 | 0 | 0 | 0 | 0 | 0 | 0 | 0 | 0 | 0 | 0 | 0 | 0 | 0 | 0 | 0 | 0 | 0 | 0 | 0
F8_Residential_CZ3 - Multi Family_Existing_Water Heating_Natural Gas_Water Heater <= 55 gal._Maximum Achievable Potential | F8 | Residential | CZ3 - Multi Family | Existing | Water Heating | Natural Gas | Water Heater <= 55 gal. | Maximum Achievable Potential | Avg. Replacement Demand (W) | 0 | 0 | 0 | 0 | 0 | 0 | 0 | 0 | 0 | 0 | 0 | 0 | 0 | 0 | 0 | 0 | 0 | 0 | 0 | 0 | 0 | 0 | 0 | 0 | 0 | 0 | 0 | 0 | 0 | 0
F1_Residential_CZ3 - Multi Family_Existing_Water Heating_Natural Gas_Water Heater > 55 gal._Maximum Achievable Potential | F1 | Residential | CZ3 - Multi Family | Existing | Water Heating | Natural Gas | Water Heater > 55 gal. | Maximum Achievable Potential | Units | 0 | 0 | 0 | 0 | 0 | 0 | 0 | 0 | 0 | 0 | 0 | 0 | 0 | 0 | 0 | 0 | 0 | 0 | 0 | 0 | 0 | 0 | 0 | 0 | 0 | 0 | 0 | 0 | 0 | 0
F2_Residential_CZ3 - Multi Family_Existing_Water Heating_Natural Gas_Water Heater > 55 gal._Maximum Achievable Potential | F2 | Residential | CZ3 - Multi Family | Existing | Water Heating | Natural Gas | Water Heater > 55 gal. | Maximum Achievable Potential | Usage (MMtherm) | 0 | 0 | 0 | 0 | 0 | 0 | 0 | 0 | 0 | 0 | 0 | 0 | 0 | 0 | 0 | 0 | 0 | 0 | 0 | 0 | 0 | 0 | 0 | 0 | 0 | 0 | 0 | 0 | 0 | 0
F3_Residential_CZ3 - Multi Family_Existing_Water Heating_Natural Gas_Water Heater > 55 gal._Maximum Achievable Potential | F3 | Residential | CZ3 - Multi Family | Existing | Water Heating | Natural Gas | Water Heater > 55 gal. | Maximum Achievable Potential | Peak Demand (S) | 0 | 0 | 0 | 0 | 0 | 0 | 0 | 0 | 0 | 0 | 0 | 0 | 0 | 0 | 0 | 0 | 0 | 0 | 0 | 0 | 0 | 0 | 0 | 0 | 0 | 0 | 0 | 0 | 0 | 0
F4_Residential_CZ3 - Multi Family_Existing_Water Heating_Natural Gas_Water Heater > 55 gal._Maximum Achievable Potential | F4 | Residential | CZ3 - Multi Family | Existing | Water Heating | Natural Gas | Water Heater > 55 gal. | Maximum Achievable Potential | Peak Demand (W) | 0 | 0 | 0 | 0 | 0 | 0 | 0 | 0 | 0 | 0 | 0 | 0 | 0 | 0 | 0 | 0 | 0 | 0 | 0 | 0 | 0 | 0 | 0 | 0 | 0 | 0 | 0 | 0 | 0 | 0
F5_Residential_CZ3 - Multi Family_Existing_Water Heating_Natural Gas_Water Heater > 55 gal._Maximum Achievable Potential | F5 | Residential | CZ3 - Multi Family | Existing | Water Heating | Natural Gas | Water Heater > 55 gal. | Maximum Achievable Potential | Turnover | 0 | 0 | 0 | 0 | 0 | 0 | 0 | 0 | 0 | 0 | 0 | 0 | 0 | 0 | 0 | 0 | 0 | 0 | 0 | 0 | 0 | 0 | 0 | 0 | 0 | 0 | 0 | 0 | 0 | 0
F6_Residential_CZ3 - Multi Family_Existing_Water Heating_Natural Gas_Water Heater > 55 gal._Maximum Achievable Potential | F6 | Residential | CZ3 - Multi Family | Existing | Water Heating | Natural Gas | Water Heater > 55 gal. | Maximum Achievable Potential | Avg. Replacement Usage | 0 | 0 | 0 | 0 | 0 | 0 | 0 | 0 | 0 | 0 | 0 | 0 | 0 | 0 | 0 | 0 | 0 | 0 | 0 | 0 | 0 | 0 | 0 | 0 | 0 | 0 | 0 | 0 | 0 | 0
F7_Residential_CZ3 - Multi Family_Existing_Water Heating_Natural Gas_Water Heater > 55 gal._Maximum Achievable Potential | F7 | Residential | CZ3 - Multi Family | Existing | Water Heating | Natural Gas | Water Heater > 55 gal. | Maximum Achievable Potential | Avg. Replacement Demand (S) | 0 | 0 | 0 | 0 | 0 | 0 | 0 | 0 | 0 | 0 | 0 | 0 | 0 | 0 | 0 | 0 | 0 | 0 | 0 | 0 | 0 | 0 | 0 | 0 | 0 | 0 | 0 | 0 | 0 | 0
F8_Residential_CZ3 - Multi Family_Existing_Water Heating_Natural Gas_Water Heater > 55 gal._Maximum Achievable Potential | F8 | Residential | CZ3 - Multi Family | Existing | Water Heating | Natural Gas | Water Heater > 55 gal. | Maximum Achievable Potential | Avg. Replacement Demand (W) | 0 | 0 | 0 | 0 | 0 | 0 | 0 | 0 | 0 | 0 | 0 | 0 | 0 | 0 | 0 | 0 | 0 | 0 | 0 | 0 | 0 | 0 | 0 | 0 | 0 | 0 | 0 | 0 | 0 | 0
F1_Residential_CZ3 - Multi Family_Existing_Appliances_Natural Gas_Clothes Dryer_Maximum Achievable Potential | F1 | Residential | CZ3 - Multi Family | Existing | Appliances | Natural Gas | Clothes Dryer | Maximum Achievable Potential | Units | 0 | 0 | 0 | 0 | 0 | 0 | 0 | 0 | 0 | 0 | 0 | 0 | 0 | 0 | 0 | 0 | 0 | 0 | 0 | 0 | 0 | 0 | 0 | 0 | 0 | 0 | 0 | 0 | 0 | 0
F2_Residential_CZ3 - Multi Family_Existing_Appliances_Natural Gas_Clothes Dryer_Maximum Achievable Potential | F2 | Residential | CZ3 - Multi Family | Existing | Appliances | Natural Gas | Clothes Dryer | Maximum Achievable Potential | Usage (MMtherm) | 0 | 0 | 0 | 0 | 0 | 0 | 0 | 0 | 0 | 0 | 0 | 0 | 0 | 0 | 0 | 0 | 0 | 0 | 0 | 0 | 0 | 0 | 0 | 0 | 0 | 0 | 0 | 0 | 0 | 0
F3_Residential_CZ3 - Multi Family_Existing_Appliances_Natural Gas_Clothes Dryer_Maximum Achievable Potential | F3 | Residential | CZ3 - Multi Family | Existing | Appliances | Natural Gas | Clothes Dryer | Maximum Achievable Potential | Peak Demand (S) | 0 | 0 | 0 | 0 | 0 | 0 | 0 | 0 | 0 | 0 | 0 | 0 | 0 | 0 | 0 | 0 | 0 | 0 | 0 | 0 | 0 | 0 | 0 | 0 | 0 | 0 | 0 | 0 | 0 | 0
F4_Residential_CZ3 - Multi Family_Existing_Appliances_Natural Gas_Clothes Dryer_Maximum Achievable Potential | F4 | Residential | CZ3 - Multi Family | Existing | Appliances | Natural Gas | Clothes Dryer | Maximum Achievable Potential | Peak Demand (W) | 0 | 0 | 0 | 0 | 0 | 0 | 0 | 0 | 0 | 0 | 0 | 0 | 0 | 0 | 0 | 0 | 0 | 0 | 0 | 0 | 0 | 0 | 0 | 0 | 0 | 0 | 0 | 0 | 0 | 0
F5_Residential_CZ3 - Multi Family_Existing_Appliances_Natural Gas_Clothes Dryer_Maximum Achievable Potential | F5 | Residential | CZ3 - Multi Family | Existing | Appliances | Natural Gas | Clothes Dryer | Maximum Achievable Potential | Turnover | 0 | 0 | 0 | 0 | 0 | 0 | 0 | 0 | 0 | 0 | 0 | 0 | 0 | 0 | 0 | 0 | 0 | 0 | 0 | 0 | 0 | 0 | 0 | 0 | 0 | 0 | 0 | 0 | 0 | 0
F6_Residential_CZ3 - Multi Family_Existing_Appliances_Natural Gas_Clothes Dryer_Maximum Achievable Potential | F6 | Residential | CZ3 - Multi Family | Existing | Appliances | Natural Gas | Clothes Dryer | Maximum Achievable Potential | Avg. Replacement Usage | 0 | 0 | 0 | 0 | 0 | 0 | 0 | 0 | 0 | 0 | 0 | 0 | 0 | 0 | 0 | 0 | 0 | 0 | 0 | 0 | 0 | 0 | 0 | 0 | 0 | 0 | 0 | 0 | 0 | 0
F7_Residential_CZ3 - Multi Family_Existing_Appliances_Natural Gas_Clothes Dryer_Maximum Achievable Potential | F7 | Residential | CZ3 - Multi Family | Existing | Appliances | Natural Gas | Clothes Dryer | Maximum Achievable Potential | Avg. Replacement Demand (S) | 0 | 0 | 0 | 0 | 0 | 0 | 0 | 0 | 0 | 0 | 0 | 0 | 0 | 0 | 0 | 0 | 0 | 0 | 0 | 0 | 0 | 0 | 0 | 0 | 0 | 0 | 0 | 0 | 0 | 0
F8_Residential_CZ3 - Multi Family_Existing_Appliances_Natural Gas_Clothes Dryer_Maximum Achievable Potential | F8 | Residential | CZ3 - Multi Family | Existing | Appliances | Natural Gas | Clothes Dryer | Maximum Achievable Potential | Avg. Replacement Demand (W) | 0 | 0 | 0 | 0 | 0 | 0 | 0 | 0 | 0 | 0 | 0 | 0 | 0 | 0 | 0 | 0 | 0 | 0 | 0 | 0 | 0 | 0 | 0 | 0 | 0 | 0 | 0 | 0 | 0 | 0
F1_Residential_CZ3 - Multi Family_Existing_Appliances_Natural Gas_Stove/Oven_Maximum Achievable Potential | F1 | Residential | CZ3 - Multi Family | Existing | Appliances | Natural Gas | Stove/Oven | Maximum Achievable Potential | Units | 0 | 0 | 0 | 0 | 0 | 0 | 0 | 0 | 0 | 0 | 0 | 0 | 0 | 0 | 0 | 0 | 0 | 0 | 0 | 0 | 0 | 0 | 0 | 0 | 0 | 0 | 0 | 0 | 0 | 0
F2_Residential_CZ3 - Multi Family_Existing_Appliances_Natural Gas_Stove/Oven_Maximum Achievable Potential | F2 | Residential | CZ3 - Multi Family | Existing | Appliances | Natural Gas | Stove/Oven | Maximum Achievable Potential | Usage (MMtherm) | 0 | 0 | 0 | 0 | 0 | 0 | 0 | 0 | 0 | 0 | 0 | 0 | 0 | 0 | 0 | 0 | 0 | 0 | 0 | 0 | 0 | 0 | 0 | 0 | 0 | 0 | 0 | 0 | 0 | 0
F3_Residential_CZ3 - Multi Family_Existing_Appliances_Natural Gas_Stove/Oven_Maximum Achievable Potential | F3 | Residential | CZ3 - Multi Family | Existing | Appliances | Natural Gas | Stove/Oven | Maximum Achievable Potential | Peak Demand (S) | 0 | 0 | 0 | 0 | 0 | 0 | 0 | 0 | 0 | 0 | 0 | 0 | 0 | 0 | 0 | 0 | 0 | 0 | 0 | 0 | 0 | 0 | 0 | 0 | 0 | 0 | 0 | 0 | 0 | 0
F4_Residential_CZ3 - Multi Family_Existing_Appliances_Natural Gas_Stove/Oven_Maximum Achievable Potential | F4 | Residential | CZ3 - Multi Family | Existing | Appliances | Natural Gas | Stove/Oven | Maximum Achievable Potential | Peak Demand (W) | 0 | 0 | 0 | 0 | 0 | 0 | 0 | 0 | 0 | 0 | 0 | 0 | 0 | 0 | 0 | 0 | 0 | 0 | 0 | 0 | 0 | 0 | 0 | 0 | 0 | 0 | 0 | 0 | 0 | 0
F5_Residential_CZ3 - Multi Family_Existing_Appliances_Natural Gas_Stove/Oven_Maximum Achievable Potential | F5 | Residential | CZ3 - Multi Family | Existing | Appliances | Natural Gas | Stove/Oven | Maximum Achievable Potential | Turnover | 0 | 0 | 0 | 0 | 0 | 0 | 0 | 0 | 0 | 0 | 0 | 0 | 0 | 0 | 0 | 0 | 0 | 0 | 0 | 0 | 0 | 0 | 0 | 0 | 0 | 0 | 0 | 0 | 0 | 0
F6_Residential_CZ3 - Multi Family_Existing_Appliances_Natural Gas_Stove/Oven_Maximum Achievable Potential | F6 | Residential | CZ3 - Multi Family | Existing | Appliances | Natural Gas | Stove/Oven | Maximum Achievable Potential | Avg. Replacement Usage | 0 | 0 | 0 | 0 | 0 | 0 | 0 | 0 | 0 | 0 | 0 | 0 | 0 | 0 | 0 | 0 | 0 | 0 | 0 | 0 | 0 | 0 | 0 | 0 | 0 | 0 | 0 | 0 | 0 | 0
F7_Residential_CZ3 - Multi Family_Existing_Appliances_Natural Gas_Stove/Oven_Maximum Achievable Potential | F7 | Residential | CZ3 - Multi Family | Existing | Appliances | Natural Gas | Stove/Oven | Maximum Achievable Potential | Avg. Replacement Demand (S) | 0 | 0 | 0 | 0 | 0 | 0 | 0 | 0 | 0 | 0 | 0 | 0 | 0 | 0 | 0 | 0 | 0 | 0 | 0 | 0 | 0 | 0 | 0 | 0 | 0 | 0 | 0 | 0 | 0 | 0
F8_Residential_CZ3 - Multi Family_Existing_Appliances_Natural Gas_Stove/Oven_Maximum Achievable Potential | F8 | Residential | CZ3 - Multi Family | Existing | Appliances | Natural Gas | Stove/Oven | Maximum Achievable Potential | Avg. Replacement Demand (W) | 0 | 0 | 0 | 0 | 0 | 0 | 0 | 0 | 0 | 0 | 0 | 0 | 0 | 0 | 0 | 0 | 0 | 0 | 0 | 0 | 0 | 0 | 0 | 0 | 0 | 0 | 0 | 0 | 0 | 0
F1_Residential_CZ3 - Multi Family_Existing_Miscellaneous_Natural Gas_Pool Heater_Maximum Achievable Potential | F1 | Residential | CZ3 - Multi Family | Existing | Miscellaneous | Natural Gas | Pool Heater | Maximum Achievable Potential | Units | 0 | 0 | 0 | 0 | 0 | 0 | 0 | 0 | 0 | 0 | 0 | 0 | 0 | 0 | 0 | 0 | 0 | 0 | 0 | 0 | 0 | 0 | 0 | 0 | 0 | 0 | 0 | 0 | 0 | 0
F2_Residential_CZ3 - Multi Family_Existing_Miscellaneous_Natural Gas_Pool Heater_Maximum Achievable Potential | F2 | Residential | CZ3 - Multi Family | Existing | Miscellaneous | Natural Gas | Pool Heater | Maximum Achievable Potential | Usage (MMtherm) | 0 | 0 | 0 | 0 | 0 | 0 | 0 | 0 | 0 | 0 | 0 | 0 | 0 | 0 | 0 | 0 | 0 | 0 | 0 | 0 | 0 | 0 | 0 | 0 | 0 | 0 | 0 | 0 | 0 | 0
F3_Residential_CZ3 - Multi Family_Existing_Miscellaneous_Natural Gas_Pool Heater_Maximum Achievable Potential | F3 | Residential | CZ3 - Multi Family | Existing | Miscellaneous | Natural Gas | Pool Heater | Maximum Achievable Potential | Peak Demand (S) | 0 | 0 | 0 | 0 | 0 | 0 | 0 | 0 | 0 | 0 | 0 | 0 | 0 | 0 | 0 | 0 | 0 | 0 | 0 | 0 | 0 | 0 | 0 | 0 | 0 | 0 | 0 | 0 | 0 | 0
F4_Residential_CZ3 - Multi Family_Existing_Miscellaneous_Natural Gas_Pool Heater_Maximum Achievable Potential | F4 | Residential | CZ3 - Multi Family | Existing | Miscellaneous | Natural Gas | Pool Heater | Maximum Achievable Potential | Peak Demand (W) | 0 | 0 | 0 | 0 | 0 | 0 | 0 | 0 | 0 | 0 | 0 | 0 | 0 | 0 | 0 | 0 | 0 | 0 | 0 | 0 | 0 | 0 | 0 | 0 | 0 | 0 | 0 | 0 | 0 | 0
F5_Residential_CZ3 - Multi Family_Existing_Miscellaneous_Natural Gas_Pool Heater_Maximum Achievable Potential | F5 | Residential | CZ3 - Multi Family | Existing | Miscellaneous | Natural Gas | Pool Heater | Maximum Achievable Potential | Turnover | 0 | 0 | 0 | 0 | 0 | 0 | 0 | 0 | 0 | 0 | 0 | 0 | 0 | 0 | 0 | 0 | 0 | 0 | 0 | 0 | 0 | 0 | 0 | 0 | 0 | 0 | 0 | 0 | 0 | 0
F6_Residential_CZ3 - Multi Family_Existing_Miscellaneous_Natural Gas_Pool Heater_Maximum Achievable Potential | F6 | Residential | CZ3 - Multi Family | Existing | Miscellaneous | Natural Gas | Pool Heater | Maximum Achievable Potential | Avg. Replacement Usage | 0 | 0 | 0 | 0 | 0 | 0 | 0 | 0 | 0 | 0 | 0 | 0 | 0 | 0 | 0 | 0 | 0 | 0 | 0 | 0 | 0 | 0 | 0 | 0 | 0 | 0 | 0 | 0 | 0 | 0
F7_Residential_CZ3 - Multi Family_Existing_Miscellaneous_Natural Gas_Pool Heater_Maximum Achievable Potential | F7 | Residential | CZ3 - Multi Family | Existing | Miscellaneous | Natural Gas | Pool Heater | Maximum Achievable Potential | Avg. Replacement Demand (S) | 0 | 0 | 0 | 0 | 0 | 0 | 0 | 0 | 0 | 0 | 0 | 0 | 0 | 0 | 0 | 0 | 0 | 0 | 0 | 0 | 0 | 0 | 0 | 0 | 0 | 0 | 0 | 0 | 0 | 0
F8_Residential_CZ3 - Multi Family_Existing_Miscellaneous_Natural Gas_Pool Heater_Maximum Achievable Potential | F8 | Residential | CZ3 - Multi Family | Existing | Miscellaneous | Natural Gas | Pool Heater | Maximum Achievable Potential | Avg. Replacement Demand (W) | 0 | 0 | 0 | 0 | 0 | 0 | 0 | 0 | 0 | 0 | 0 | 0 | 0 | 0 | 0 | 0 | 0 | 0 | 0 | 0 | 0 | 0 | 0 | 0 | 0 | 0 | 0 | 0 | 0 | 0
F1_Residential_CZ3 - Multi Family_Existing_Miscellaneous_Natural Gas_Miscellaneous_Maximum Achievable Potential | F1 | Residential | CZ3 - Multi Family | Existing | Miscellaneous | Natural Gas | Miscellaneous | Maximum Achievable Potential | Units | 0 | 0 | 0 | 0 | 0 | 0 | 0 | 0 | 0 | 0 | 0 | 0 | 0 | 0 | 0 | 0 | 0 | 0 | 0 | 0 | 0 | 0 | 0 | 0 | 0 | 0 | 0 | 0 | 0 | 0
F2_Residential_CZ3 - Multi Family_Existing_Miscellaneous_Natural Gas_Miscellaneous_Maximum Achievable Potential | F2 | Residential | CZ3 - Multi Family | Existing | Miscellaneous | Natural Gas | Miscellaneous | Maximum Achievable Potential | Usage (MMtherm) | 0 | 0 | 0 | 0 | 0 | 0 | 0 | 0 | 0 | 0 | 0 | 0 | 0 | 0 | 0 | 0 | 0 | 0 | 0 | 0 | 0 | 0 | 0 | 0 | 0 | 0 | 0 | 0 | 0 | 0
F3_Residential_CZ3 - Multi Family_Existing_Miscellaneous_Natural Gas_Miscellaneous_Maximum Achievable Potential | F3 | Residential | CZ3 - Multi Family | Existing | Miscellaneous | Natural Gas | Miscellaneous | Maximum Achievable Potential | Peak Demand (S) | 0 | 0 | 0 | 0 | 0 | 0 | 0 | 0 | 0 | 0 | 0 | 0 | 0 | 0 | 0 | 0 | 0 | 0 | 0 | 0 | 0 | 0 | 0 | 0 | 0 | 0 | 0 | 0 | 0 | 0
F4_Residential_CZ3 - Multi Family_Existing_Miscellaneous_Natural Gas_Miscellaneous_Maximum Achievable Potential | F4 | Residential | CZ3 - Multi Family | Existing | Miscellaneous | Natural Gas | Miscellaneous | Maximum Achievable Potential | Peak Demand (W) | 0 | 0 | 0 | 0 | 0 | 0 | 0 | 0 | 0 | 0 | 0 | 0 | 0 | 0 | 0 | 0 | 0 | 0 | 0 | 0 | 0 | 0 | 0 | 0 | 0 | 0 | 0 | 0 | 0 | 0
F5_Residential_CZ3 - Multi Family_Existing_Miscellaneous_Natural Gas_Miscellaneous_Maximum Achievable Potential | F5 | Residential | CZ3 - Multi Family | Existing | Miscellaneous | Natural Gas | Miscellaneous | Maximum Achievable Potential | Turnover | 0 | 0 | 0 | 0 | 0 | 0 | 0 | 0 | 0 | 0 | 0 | 0 | 0 | 0 | 0 | 0 | 0 | 0 | 0 | 0 | 0 | 0 | 0 | 0 | 0 | 0 | 0 | 0 | 0 | 0
F6_Residential_CZ3 - Multi Family_Existing_Miscellaneous_Natural Gas_Miscellaneous_Maximum Achievable Potential | F6 | Residential | CZ3 - Multi Family | Existing | Miscellaneous | Natural Gas | Miscellaneous | Maximum Achievable Potential | Avg. Replacement Usage | 0 | 0 | 0 | 0 | 0 | 0 | 0 | 0 | 0 | 0 | 0 | 0 | 0 | 0 | 0 | 0 | 0 | 0 | 0 | 0 | 0 | 0 | 0 | 0 | 0 | 0 | 0 | 0 | 0 | 0
F7_Residential_CZ3 - Multi Family_Existing_Miscellaneous_Natural Gas_Miscellaneous_Maximum Achievable Potential | F7 | Residential | CZ3 - Multi Family | Existing | Miscellaneous | Natural Gas | Miscellaneous | Maximum Achievable Potential | Avg. Replacement Demand (S) | 0 | 0 | 0 | 0 | 0 | 0 | 0 | 0 | 0 | 0 | 0 | 0 | 0 | 0 | 0 | 0 | 0 | 0 | 0 | 0 | 0 | 0 | 0 | 0 | 0 | 0 | 0 | 0 | 0 | 0
F8_Residential_CZ3 - Multi Family_Existing_Miscellaneous_Natural Gas_Miscellaneous_Maximum Achievable Potential | F8 | Residential | CZ3 - Multi Family | Existing | Miscellaneous | Natural Gas | Miscellaneous | Maximum Achievable Potential | Avg. Replacement Demand (W) | 0 | 0 | 0 | 0 | 0 | 0 | 0 | 0 | 0 | 0 | 0 | 0 | 0 | 0 | 0 | 0 | 0 | 0 | 0 | 0 | 0 | 0 | 0 | 0 | 0 | 0 | 0 | 0 | 0 | 0
F1_Residential_CZ3 - Multi Family_New_Space Heating_Natural Gas_Furnace - Direct Fuel_Maximum Achievable Potential | F1 | Residential | CZ3 - Multi Family | New | Space Heating | Natural Gas | Furnace - Direct Fuel | Maximum Achievable Potential | Units | 0 | 0 | 0 | 0 | 0 | 0 | 0 | 0 | 0 | 0 | 0 | 0 | 0 | 0 | 0 | 0 | 0 | 0 | 0 | 0 | 0 | 0 | 0 | 0 | 0 | 0 | 0 | 0 | 0 | 0
F2_Residential_CZ3 - Multi Family_New_Space Heating_Natural Gas_Furnace - Direct Fuel_Maximum Achievable Potential | F2 | Residential | CZ3 - Multi Family | New | Space Heating | Natural Gas | Furnace - Direct Fuel | Maximum Achievable Potential | Usage (MMtherm) | 0 | 0 | 0 | 0 | 0 | 0 | 0 | 0 | 0 | 0 | 0 | 0 | 0 | 0 | 0 | 0 | 0 | 0 | 0 | 0 | 0 | 0 | 0 | 0 | 0 | 0 | 0 | 0 | 0 | 0
F3_Residential_CZ3 - Multi Family_New_Space Heating_Natural Gas_Furnace - Direct Fuel_Maximum Achievable Potential | F3 | Residential | CZ3 - Multi Family | New | Space Heating | Natural Gas | Furnace - Direct Fuel | Maximum Achievable Potential | Peak Demand (S) | 0 | 0 | 0 | 0 | 0 | 0 | 0 | 0 | 0 | 0 | 0 | 0 | 0 | 0 | 0 | 0 | 0 | 0 | 0 | 0 | 0 | 0 | 0 | 0 | 0 | 0 | 0 | 0 | 0 | 0
F4_Residential_CZ3 - Multi Family_New_Space Heating_Natural Gas_Furnace - Direct Fuel_Maximum Achievable Potential | F4 | Residential | CZ3 - Multi Family | New | Space Heating | Natural Gas | Furnace - Direct Fuel | Maximum Achievable Potential | Peak Demand (W) | 0 | 0 | 0 | 0 | 0 | 0 | 0 | 0 | 0 | 0 | 0 | 0 | 0 | 0 | 0 | 0 | 0 | 0 | 0 | 0 | 0 | 0 | 0 | 0 | 0 | 0 | 0 | 0 | 0 | 0
F5_Residential_CZ3 - Multi Family_New_Space Heating_Natural Gas_Furnace - Direct Fuel_Maximum Achievable Potential | F5 | Residential | CZ3 - Multi Family | New | Space Heating | Natural Gas | Furnace - Direct Fuel | Maximum Achievable Potential | Turnover | 0 | 0 | 0 | 0 | 0 | 0 | 0 | 0 | 0 | 0 | 0 | 0 | 0 | 0 | 0 | 0 | 0 | 0 | 0 | 0 | 0 | 0 | 0 | 0 | 0 | 0 | 0 | 0 | 0 | 0
F6_Residential_CZ3 - Multi Family_New_Space Heating_Natural Gas_Furnace - Direct Fuel_Maximum Achievable Potential | F6 | Residential | CZ3 - Multi Family | New | Space Heating | Natural Gas | Furnace - Direct Fuel | Maximum Achievable Potential | Avg. Replacement Usage | 0 | 0 | 0 | 0 | 0 | 0 | 0 | 0 | 0 | 0 | 0 | 0 | 0 | 0 | 0 | 0 | 0 | 0 | 0 | 0 | 0 | 0 | 0 | 0 | 0 | 0 | 0 | 0 | 0 | 0
F7_Residential_CZ3 - Multi Family_New_Space Heating_Natural Gas_Furnace - Direct Fuel_Maximum Achievable Potential | F7 | Residential | CZ3 - Multi Family | New | Space Heating | Natural Gas | Furnace - Direct Fuel | Maximum Achievable Potential | Avg. Replacement Demand (S) | 0 | 0 | 0 | 0 | 0 | 0 | 0 | 0 | 0 | 0 | 0 | 0 | 0 | 0 | 0 | 0 | 0 | 0 | 0 | 0 | 0 | 0 | 0 | 0 | 0 | 0 | 0 | 0 | 0 | 0
F8_Residential_CZ3 - Multi Family_New_Space Heating_Natural Gas_Furnace - Direct Fuel_Maximum Achievable Potential | F8 | Residential | CZ3 - Multi Family | New | Space Heating | Natural Gas | Furnace - Direct Fuel | Maximum Achievable Potential | Avg. Replacement Demand (W) | 0 | 0 | 0 | 0 | 0 | 0 | 0 | 0 | 0 | 0 | 0 | 0 | 0 | 0 | 0 | 0 | 0 | 0 | 0 | 0 | 0 | 0 | 0 | 0 | 0 | 0 | 0 | 0 | 0 | 0
F1_Residential_CZ3 - Multi Family_New_Space Heating_Natural Gas_Boiler - Direct Fuel_Maximum Achievable Potential | F1 | Residential | CZ3 - Multi Family | New | Space Heating | Natural Gas | Boiler - Direct Fuel | Maximum Achievable Potential | Units | 0 | 0 | 0 | 0 | 0 | 0 | 0 | 0 | 0 | 0 | 0 | 0 | 0 | 0 | 0 | 0 | 0 | 0 | 0 | 0 | 0 | 0 | 0 | 0 | 0 | 0 | 0 | 0 | 0 | 0
F2_Residential_CZ3 - Multi Family_New_Space Heating_Natural Gas_Boiler - Direct Fuel_Maximum Achievable Potential | F2 | Residential | CZ3 - Multi Family | New | Space Heating | Natural Gas | Boiler - Direct Fuel | Maximum Achievable Potential | Usage (MMtherm) | 0 | 0 | 0 | 0 | 0 | 0 | 0 | 0 | 0 | 0 | 0 | 0 | 0 | 0 | 0 | 0 | 0 | 0 | 0 | 0 | 0 | 0 | 0 | 0 | 0 | 0 | 0 | 0 | 0 | 0
F3_Residential_CZ3 - Multi Family_New_Space Heating_Natural Gas_Boiler - Direct Fuel_Maximum Achievable Potential | F3 | Residential | CZ3 - Multi Family | New | Space Heating | Natural Gas | Boiler - Direct Fuel | Maximum Achievable Potential | Peak Demand (S) | 0 | 0 | 0 | 0 | 0 | 0 | 0 | 0 | 0 | 0 | 0 | 0 | 0 | 0 | 0 | 0 | 0 | 0 | 0 | 0 | 0 | 0 | 0 | 0 | 0 | 0 | 0 | 0 | 0 | 0
F4_Residential_CZ3 - Multi Family_New_Space Heating_Natural Gas_Boiler - Direct Fuel_Maximum Achievable Potential | F4 | Residential | CZ3 - Multi Family | New | Space Heating | Natural Gas | Boiler - Direct Fuel | Maximum Achievable Potential | Peak Demand (W) | 0 | 0 | 0 | 0 | 0 | 0 | 0 | 0 | 0 | 0 | 0 | 0 | 0 | 0 | 0 | 0 | 0 | 0 | 0 | 0 | 0 | 0 | 0 | 0 | 0 | 0 | 0 | 0 | 0 | 0
F5_Residential_CZ3 - Multi Family_New_Space Heating_Natural Gas_Boiler - Direct Fuel_Maximum Achievable Potential | F5 | Residential | CZ3 - Multi Family | New | Space Heating | Natural Gas | Boiler - Direct Fuel | Maximum Achievable Potential | Turnover | 0 | 0 | 0 | 0 | 0 | 0 | 0 | 0 | 0 | 0 | 0 | 0 | 0 | 0 | 0 | 0 | 0 | 0 | 0 | 0 | 0 | 0 | 0 | 0 | 0 | 0 | 0 | 0 | 0 | 0
F6_Residential_CZ3 - Multi Family_New_Space Heating_Natural Gas_Boiler - Direct Fuel_Maximum Achievable Potential | F6 | Residential | CZ3 - Multi Family | New | Space Heating | Natural Gas | Boiler - Direct Fuel | Maximum Achievable Potential | Avg. Replacement Usage | 0 | 0 | 0 | 0 | 0 | 0 | 0 | 0 | 0 | 0 | 0 | 0 | 0 | 0 | 0 | 0 | 0 | 0 | 0 | 0 | 0 | 0 | 0 | 0 | 0 | 0 | 0 | 0 | 0 | 0
F7_Residential_CZ3 - Multi Family_New_Space Heating_Natural Gas_Boiler - Direct Fuel_Maximum Achievable Potential | F7 | Residential | CZ3 - Multi Family | New | Space Heating | Natural Gas | Boiler - Direct Fuel | Maximum Achievable Potential | Avg. Replacement Demand (S) | 0 | 0 | 0 | 0 | 0 | 0 | 0 | 0 | 0 | 0 | 0 | 0 | 0 | 0 | 0 | 0 | 0 | 0 | 0 | 0 | 0 | 0 | 0 | 0 | 0 | 0 | 0 | 0 | 0 | 0
F8_Residential_CZ3 - Multi Family_New_Space Heating_Natural Gas_Boiler - Direct Fuel_Maximum Achievable Potential | F8 | Residential | CZ3 - Multi Family | New | Space Heating | Natural Gas | Boiler - Direct Fuel | Maximum Achievable Potential | Avg. Replacement Demand (W) | 0 | 0 | 0 | 0 | 0 | 0 | 0 | 0 | 0 | 0 | 0 | 0 | 0 | 0 | 0 | 0 | 0 | 0 | 0 | 0 | 0 | 0 | 0 | 0 | 0 | 0 | 0 | 0 | 0 | 0
F1_Residential_CZ3 - Multi Family_New_Secondary Heating_Natural Gas_Fireplace_Maximum Achievable Potential | F1 | Residential | CZ3 - Multi Family | New | Secondary Heating | Natural Gas | Fireplace | Maximum Achievable Potential | Units | 0 | 0 | 0 | 0 | 0 | 0 | 0 | 0 | 0 | 0 | 0 | 0 | 0 | 0 | 0 | 0 | 0 | 0 | 0 | 0 | 0 | 0 | 0 | 0 | 0 | 0 | 0 | 0 | 0 | 0
F2_Residential_CZ3 - Multi Family_New_Secondary Heating_Natural Gas_Fireplace_Maximum Achievable Potential | F2 | Residential | CZ3 - Multi Family | New | Secondary Heating | Natural Gas | Fireplace | Maximum Achievable Potential | Usage (MMtherm) | 0 | 0 | 0 | 0 | 0 | 0 | 0 | 0 | 0 | 0 | 0 | 0 | 0 | 0 | 0 | 0 | 0 | 0 | 0 | 0 | 0 | 0 | 0 | 0 | 0 | 0 | 0 | 0 | 0 | 0
F3_Residential_CZ3 - Multi Family_New_Secondary Heating_Natural Gas_Fireplace_Maximum Achievable Potential | F3 | Residential | CZ3 - Multi Family | New | Secondary Heating | Natural Gas | Fireplace | Maximum Achievable Potential | Peak Demand (S) | 0 | 0 | 0 | 0 | 0 | 0 | 0 | 0 | 0 | 0 | 0 | 0 | 0 | 0 | 0 | 0 | 0 | 0 | 0 | 0 | 0 | 0 | 0 | 0 | 0 | 0 | 0 | 0 | 0 | 0
F4_Residential_CZ3 - Multi Family_New_Secondary Heating_Natural Gas_Fireplace_Maximum Achievable Potential | F4 | Residential | CZ3 - Multi Family | New | Secondary Heating | Natural Gas | Fireplace | Maximum Achievable Potential | Peak Demand (W) | 0 | 0 | 0 | 0 | 0 | 0 | 0 | 0 | 0 | 0 | 0 | 0 | 0 | 0 | 0 | 0 | 0 | 0 | 0 | 0 | 0 | 0 | 0 | 0 | 0 | 0 | 0 | 0 | 0 | 0
F5_Residential_CZ3 - Multi Family_New_Secondary Heating_Natural Gas_Fireplace_Maximum Achievable Potential | F5 | Residential | CZ3 - Multi Family | New | Secondary Heating | Natural Gas | Fireplace | Maximum Achievable Potential | Turnover | 0 | 0 | 0 | 0 | 0 | 0 | 0 | 0 | 0 | 0 | 0 | 0 | 0 | 0 | 0 | 0 | 0 | 0 | 0 | 0 | 0 | 0 | 0 | 0 | 0 | 0 | 0 | 0 | 0 | 0
F6_Residential_CZ3 - Multi Family_New_Secondary Heating_Natural Gas_Fireplace_Maximum Achievable Potential | F6 | Residential | CZ3 - Multi Family | New | Secondary Heating | Natural Gas | Fireplace | Maximum Achievable Potential | Avg. Replacement Usage | 0 | 0 | 0 | 0 | 0 | 0 | 0 | 0 | 0 | 0 | 0 | 0 | 0 | 0 | 0 | 0 | 0 | 0 | 0 | 0 | 0 | 0 | 0 | 0 | 0 | 0 | 0 | 0 | 0 | 0
F7_Residential_CZ3 - Multi Family_New_Secondary Heating_Natural Gas_Fireplace_Maximum Achievable Potential | F7 | Residential | CZ3 - Multi Family | New | Secondary Heating | Natural Gas | Fireplace | Maximum Achievable Potential | Avg. Replacement Demand (S) | 0 | 0 | 0 | 0 | 0 | 0 | 0 | 0 | 0 | 0 | 0 | 0 | 0 | 0 | 0 | 0 | 0 | 0 | 0 | 0 | 0 | 0 | 0 | 0 | 0 | 0 | 0 | 0 | 0 | 0
F8_Residential_CZ3 - Multi Family_New_Secondary Heating_Natural Gas_Fireplace_Maximum Achievable Potential | F8 | Residential | CZ3 - Multi Family | New | Secondary Heating | Natural Gas | Fireplace | Maximum Achievable Potential | Avg. Replacement Demand (W) | 0 | 0 | 0 | 0 | 0 | 0 | 0 | 0 | 0 | 0 | 0 | 0 | 0 | 0 | 0 | 0 | 0 | 0 | 0 | 0 | 0 | 0 | 0 | 0 | 0 | 0 | 0 | 0 | 0 | 0
F1_Residential_CZ3 - Multi Family_New_Water Heating_Natural Gas_Water Heater <= 55 gal._Maximum Achievable Potential | F1 | Residential | CZ3 - Multi Family | New | Water Heating | Natural Gas | Water Heater <= 55 gal. | Maximum Achievable Potential | Units | 0 | 0 | 0 | 0 | 0 | 0 | 0 | 0 | 0 | 0 | 0 | 0 | 0 | 0 | 0 | 0 | 0 | 0 | 0 | 0 | 0 | 0 | 0 | 0 | 0 | 0 | 0 | 0 | 0 | 0
F2_Residential_CZ3 - Multi Family_New_Water Heating_Natural Gas_Water Heater <= 55 gal._Maximum Achievable Potential | F2 | Residential | CZ3 - Multi Family | New | Water Heating | Natural Gas | Water Heater <= 55 gal. | Maximum Achievable Potential | Usage (MMtherm) | 0 | 0 | 0 | 0 | 0 | 0 | 0 | 0 | 0 | 0 | 0 | 0 | 0 | 0 | 0 | 0 | 0 | 0 | 0 | 0 | 0 | 0 | 0 | 0 | 0 | 0 | 0 | 0 | 0 | 0
F3_Residential_CZ3 - Multi Family_New_Water Heating_Natural Gas_Water Heater <= 55 gal._Maximum Achievable Potential | F3 | Residential | CZ3 - Multi Family | New | Water Heating | Natural Gas | Water Heater <= 55 gal. | Maximum Achievable Potential | Peak Demand (S) | 0 | 0 | 0 | 0 | 0 | 0 | 0 | 0 | 0 | 0 | 0 | 0 | 0 | 0 | 0 | 0 | 0 | 0 | 0 | 0 | 0 | 0 | 0 | 0 | 0 | 0 | 0 | 0 | 0 | 0
F4_Residential_CZ3 - Multi Family_New_Water Heating_Natural Gas_Water Heater <= 55 gal._Maximum Achievable Potential | F4 | Residential | CZ3 - Multi Family | New | Water Heating | Natural Gas | Water Heater <= 55 gal. | Maximum Achievable Potential | Peak Demand (W) | 0 | 0 | 0 | 0 | 0 | 0 | 0 | 0 | 0 | 0 | 0 | 0 | 0 | 0 | 0 | 0 | 0 | 0 | 0 | 0 | 0 | 0 | 0 | 0 | 0 | 0 | 0 | 0 | 0 | 0
F5_Residential_CZ3 - Multi Family_New_Water Heating_Natural Gas_Water Heater <= 55 gal._Maximum Achievable Potential | F5 | Residential | CZ3 - Multi Family | New | Water Heating | Natural Gas | Water Heater <= 55 gal. | Maximum Achievable Potential | Turnover | 0 | 0 | 0 | 0 | 0 | 0 | 0 | 0 | 0 | 0 | 0 | 0 | 0 | 0 | 0 | 0 | 0 | 0 | 0 | 0 | 0 | 0 | 0 | 0 | 0 | 0 | 0 | 0 | 0 | 0
F6_Residential_CZ3 - Multi Family_New_Water Heating_Natural Gas_Water Heater <= 55 gal._Maximum Achievable Potential | F6 | Residential | CZ3 - Multi Family | New | Water Heating | Natural Gas | Water Heater <= 55 gal. | Maximum Achievable Potential | Avg. Replacement Usage | 0 | 0 | 0 | 0 | 0 | 0 | 0 | 0 | 0 | 0 | 0 | 0 | 0 | 0 | 0 | 0 | 0 | 0 | 0 | 0 | 0 | 0 | 0 | 0 | 0 | 0 | 0 | 0 | 0 | 0
F7_Residential_CZ3 - Multi Family_New_Water Heating_Natural Gas_Water Heater <= 55 gal._Maximum Achievable Potential | F7 | Residential | CZ3 - Multi Family | New | Water Heating | Natural Gas | Water Heater <= 55 gal. | Maximum Achievable Potential | Avg. Replacement Demand (S) | 0 | 0 | 0 | 0 | 0 | 0 | 0 | 0 | 0 | 0 | 0 | 0 | 0 | 0 | 0 | 0 | 0 | 0 | 0 | 0 | 0 | 0 | 0 | 0 | 0 | 0 | 0 | 0 | 0 | 0
F8_Residential_CZ3 - Multi Family_New_Water Heating_Natural Gas_Water Heater <= 55 gal._Maximum Achievable Potential | F8 | Residential | CZ3 - Multi Family | New | Water Heating | Natural Gas | Water Heater <= 55 gal. | Maximum Achievable Potential | Avg. Replacement Demand (W) | 0 | 0 | 0 | 0 | 0 | 0 | 0 | 0 | 0 | 0 | 0 | 0 | 0 | 0 | 0 | 0 | 0 | 0 | 0 | 0 | 0 | 0 | 0 | 0 | 0 | 0 | 0 | 0 | 0 | 0
F1_Residential_CZ3 - Multi Family_New_Water Heating_Natural Gas_Water Heater > 55 gal._Maximum Achievable Potential | F1 | Residential | CZ3 - Multi Family | New | Water Heating | Natural Gas | Water Heater > 55 gal. | Maximum Achievable Potential | Units | 0 | 0 | 0 | 0 | 0 | 0 | 0 | 0 | 0 | 0 | 0 | 0 | 0 | 0 | 0 | 0 | 0 | 0 | 0 | 0 | 0 | 0 | 0 | 0 | 0 | 0 | 0 | 0 | 0 | 0
F2_Residential_CZ3 - Multi Family_New_Water Heating_Natural Gas_Water Heater > 55 gal._Maximum Achievable Potential | F2 | Residential | CZ3 - Multi Family | New | Water Heating | Natural Gas | Water Heater > 55 gal. | Maximum Achievable Potential | Usage (MMtherm) | 0 | 0 | 0 | 0 | 0 | 0 | 0 | 0 | 0 | 0 | 0 | 0 | 0 | 0 | 0 | 0 | 0 | 0 | 0 | 0 | 0 | 0 | 0 | 0 | 0 | 0 | 0 | 0 | 0 | 0
F3_Residential_CZ3 - Multi Family_New_Water Heating_Natural Gas_Water Heater > 55 gal._Maximum Achievable Potential | F3 | Residential | CZ3 - Multi Family | New | Water Heating | Natural Gas | Water Heater > 55 gal. | Maximum Achievable Potential | Peak Demand (S) | 0 | 0 | 0 | 0 | 0 | 0 | 0 | 0 | 0 | 0 | 0 | 0 | 0 | 0 | 0 | 0 | 0 | 0 | 0 | 0 | 0 | 0 | 0 | 0 | 0 | 0 | 0 | 0 | 0 | 0
F4_Residential_CZ3 - Multi Family_New_Water Heating_Natural Gas_Water Heater > 55 gal._Maximum Achievable Potential | F4 | Residential | CZ3 - Multi Family | New | Water Heating | Natural Gas | Water Heater > 55 gal. | Maximum Achievable Potential | Peak Demand (W) | 0 | 0 | 0 | 0 | 0 | 0 | 0 | 0 | 0 | 0 | 0 | 0 | 0 | 0 | 0 | 0 | 0 | 0 | 0 | 0 | 0 | 0 | 0 | 0 | 0 | 0 | 0 | 0 | 0 | 0
F5_Residential_CZ3 - Multi Family_New_Water Heating_Natural Gas_Water Heater > 55 gal._Maximum Achievable Potential | F5 | Residential | CZ3 - Multi Family | New | Water Heating | Natural Gas | Water Heater > 55 gal. | Maximum Achievable Potential | Turnover | 0 | 0 | 0 | 0 | 0 | 0 | 0 | 0 | 0 | 0 | 0 | 0 | 0 | 0 | 0 | 0 | 0 | 0 | 0 | 0 | 0 | 0 | 0 | 0 | 0 | 0 | 0 | 0 | 0 | 0
F6_Residential_CZ3 - Multi Family_New_Water Heating_Natural Gas_Water Heater > 55 gal._Maximum Achievable Potential | F6 | Residential | CZ3 - Multi Family | New | Water Heating | Natural Gas | Water Heater > 55 gal. | Maximum Achievable Potential | Avg. Replacement Usage | 0 | 0 | 0 | 0 | 0 | 0 | 0 | 0 | 0 | 0 | 0 | 0 | 0 | 0 | 0 | 0 | 0 | 0 | 0 | 0 | 0 | 0 | 0 | 0 | 0 | 0 | 0 | 0 | 0 | 0
F7_Residential_CZ3 - Multi Family_New_Water Heating_Natural Gas_Water Heater > 55 gal._Maximum Achievable Potential | F7 | Residential | CZ3 - Multi Family | New | Water Heating | Natural Gas | Water Heater > 55 gal. | Maximum Achievable Potential | Avg. Replacement Demand (S) | 0 | 0 | 0 | 0 | 0 | 0 | 0 | 0 | 0 | 0 | 0 | 0 | 0 | 0 | 0 | 0 | 0 | 0 | 0 | 0 | 0 | 0 | 0 | 0 | 0 | 0 | 0 | 0 | 0 | 0
F8_Residential_CZ3 - Multi Family_New_Water Heating_Natural Gas_Water Heater > 55 gal._Maximum Achievable Potential | F8 | Residential | CZ3 - Multi Family | New | Water Heating | Natural Gas | Water Heater > 55 gal. | Maximum Achievable Potential | Avg. Replacement Demand (W) | 0 | 0 | 0 | 0 | 0 | 0 | 0 | 0 | 0 | 0 | 0 | 0 | 0 | 0 | 0 | 0 | 0 | 0 | 0 | 0 | 0 | 0 | 0 | 0 | 0 | 0 | 0 | 0 | 0 | 0
F1_Residential_CZ3 - Multi Family_New_Appliances_Natural Gas_Clothes Dryer_Maximum Achievable Potential | F1 | Residential | CZ3 - Multi Family | New | Appliances | Natural Gas | Clothes Dryer | Maximum Achievable Potential | Units | 0 | 0 | 0 | 0 | 0 | 0 | 0 | 0 | 0 | 0 | 0 | 0 | 0 | 0 | 0 | 0 | 0 | 0 | 0 | 0 | 0 | 0 | 0 | 0 | 0 | 0 | 0 | 0 | 0 | 0
F2_Residential_CZ3 - Multi Family_New_Appliances_Natural Gas_Clothes Dryer_Maximum Achievable Potential | F2 | Residential | CZ3 - Multi Family | New | Appliances | Natural Gas | Clothes Dryer | Maximum Achievable Potential | Usage (MMtherm) | 0 | 0 | 0 | 0 | 0 | 0 | 0 | 0 | 0 | 0 | 0 | 0 | 0 | 0 | 0 | 0 | 0 | 0 | 0 | 0 | 0 | 0 | 0 | 0 | 0 | 0 | 0 | 0 | 0 | 0
F3_Residential_CZ3 - Multi Family_New_Appliances_Natural Gas_Clothes Dryer_Maximum Achievable Potential | F3 | Residential | CZ3 - Multi Family | New | Appliances | Natural Gas | Clothes Dryer | Maximum Achievable Potential | Peak Demand (S) | 0 | 0 | 0 | 0 | 0 | 0 | 0 | 0 | 0 | 0 | 0 | 0 | 0 | 0 | 0 | 0 | 0 | 0 | 0 | 0 | 0 | 0 | 0 | 0 | 0 | 0 | 0 | 0 | 0 | 0
F4_Residential_CZ3 - Multi Family_New_Appliances_Natural Gas_Clothes Dryer_Maximum Achievable Potential | F4 | Residential | CZ3 - Multi Family | New | Appliances | Natural Gas | Clothes Dryer | Maximum Achievable Potential | Peak Demand (W) | 0 | 0 | 0 | 0 | 0 | 0 | 0 | 0 | 0 | 0 | 0 | 0 | 0 | 0 | 0 | 0 | 0 | 0 | 0 | 0 | 0 | 0 | 0 | 0 | 0 | 0 | 0 | 0 | 0 | 0
F5_Residential_CZ3 - Multi Family_New_Appliances_Natural Gas_Clothes Dryer_Maximum Achievable Potential | F5 | Residential | CZ3 - Multi Family | New | Appliances | Natural Gas | Clothes Dryer | Maximum Achievable Potential | Turnover | 0 | 0 | 0 | 0 | 0 | 0 | 0 | 0 | 0 | 0 | 0 | 0 | 0 | 0 | 0 | 0 | 0 | 0 | 0 | 0 | 0 | 0 | 0 | 0 | 0 | 0 | 0 | 0 | 0 | 0
F6_Residential_CZ3 - Multi Family_New_Appliances_Natural Gas_Clothes Dryer_Maximum Achievable Potential | F6 | Residential | CZ3 - Multi Family | New | Appliances | Natural Gas | Clothes Dryer | Maximum Achievable Potential | Avg. Replacement Usage | 0 | 0 | 0 | 0 | 0 | 0 | 0 | 0 | 0 | 0 | 0 | 0 | 0 | 0 | 0 | 0 | 0 | 0 | 0 | 0 | 0 | 0 | 0 | 0 | 0 | 0 | 0 | 0 | 0 | 0
F7_Residential_CZ3 - Multi Family_New_Appliances_Natural Gas_Clothes Dryer_Maximum Achievable Potential | F7 | Residential | CZ3 - Multi Family | New | Appliances | Natural Gas | Clothes Dryer | Maximum Achievable Potential | Avg. Replacement Demand (S) | 0 | 0 | 0 | 0 | 0 | 0 | 0 | 0 | 0 | 0 | 0 | 0 | 0 | 0 | 0 | 0 | 0 | 0 | 0 | 0 | 0 | 0 | 0 | 0 | 0 | 0 | 0 | 0 | 0 | 0
F8_Residential_CZ3 - Multi Family_New_Appliances_Natural Gas_Clothes Dryer_Maximum Achievable Potential | F8 | Residential | CZ3 - Multi Family | New | Appliances | Natural Gas | Clothes Dryer | Maximum Achievable Potential | Avg. Replacement Demand (W) | 0 | 0 | 0 | 0 | 0 | 0 | 0 | 0 | 0 | 0 | 0 | 0 | 0 | 0 | 0 | 0 | 0 | 0 | 0 | 0 | 0 | 0 | 0 | 0 | 0 | 0 | 0 | 0 | 0 | 0
F1_Residential_CZ3 - Multi Family_New_Appliances_Natural Gas_Stove/Oven_Maximum Achievable Potential | F1 | Residential | CZ3 - Multi Family | New | Appliances | Natural Gas | Stove/Oven | Maximum Achievable Potential | Units | 0 | 0 | 0 | 0 | 0 | 0 | 0 | 0 | 0 | 0 | 0 | 0 | 0 | 0 | 0 | 0 | 0 | 0 | 0 | 0 | 0 | 0 | 0 | 0 | 0 | 0 | 0 | 0 | 0 | 0
F2_Residential_CZ3 - Multi Family_New_Appliances_Natural Gas_Stove/Oven_Maximum Achievable Potential | F2 | Residential | CZ3 - Multi Family | New | Appliances | Natural Gas | Stove/Oven | Maximum Achievable Potential | Usage (MMtherm) | 0 | 0 | 0 | 0 | 0 | 0 | 0 | 0 | 0 | 0 | 0 | 0 | 0 | 0 | 0 | 0 | 0 | 0 | 0 | 0 | 0 | 0 | 0 | 0 | 0 | 0 | 0 | 0 | 0 | 0
F3_Residential_CZ3 - Multi Family_New_Appliances_Natural Gas_Stove/Oven_Maximum Achievable Potential | F3 | Residential | CZ3 - Multi Family | New | Appliances | Natural Gas | Stove/Oven | Maximum Achievable Potential | Peak Demand (S) | 0 | 0 | 0 | 0 | 0 | 0 | 0 | 0 | 0 | 0 | 0 | 0 | 0 | 0 | 0 | 0 | 0 | 0 | 0 | 0 | 0 | 0 | 0 | 0 | 0 | 0 | 0 | 0 | 0 | 0
F4_Residential_CZ3 - Multi Family_New_Appliances_Natural Gas_Stove/Oven_Maximum Achievable Potential | F4 | Residential | CZ3 - Multi Family | New | Appliances | Natural Gas | Stove/Oven | Maximum Achievable Potential | Peak Demand (W) | 0 | 0 | 0 | 0 | 0 | 0 | 0 | 0 | 0 | 0 | 0 | 0 | 0 | 0 | 0 | 0 | 0 | 0 | 0 | 0 | 0 | 0 | 0 | 0 | 0 | 0 | 0 | 0 | 0 | 0
F5_Residential_CZ3 - Multi Family_New_Appliances_Natural Gas_Stove/Oven_Maximum Achievable Potential | F5 | Residential | CZ3 - Multi Family | New | Appliances | Natural Gas | Stove/Oven | Maximum Achievable Potential | Turnover | 0 | 0 | 0 | 0 | 0 | 0 | 0 | 0 | 0 | 0 | 0 | 0 | 0 | 0 | 0 | 0 | 0 | 0 | 0 | 0 | 0 | 0 | 0 | 0 | 0 | 0 | 0 | 0 | 0 | 0
F6_Residential_CZ3 - Multi Family_New_Appliances_Natural Gas_Stove/Oven_Maximum Achievable Potential | F6 | Residential | CZ3 - Multi Family | New | Appliances | Natural Gas | Stove/Oven | Maximum Achievable Potential | Avg. Replacement Usage | 0 | 0 | 0 | 0 | 0 | 0 | 0 | 0 | 0 | 0 | 0 | 0 | 0 | 0 | 0 | 0 | 0 | 0 | 0 | 0 | 0 | 0 | 0 | 0 | 0 | 0 | 0 | 0 | 0 | 0
F7_Residential_CZ3 - Multi Family_New_Appliances_Natural Gas_Stove/Oven_Maximum Achievable Potential | F7 | Residential | CZ3 - Multi Family | New | Appliances | Natural Gas | Stove/Oven | Maximum Achievable Potential | Avg. Replacement Demand (S) | 0 | 0 | 0 | 0 | 0 | 0 | 0 | 0 | 0 | 0 | 0 | 0 | 0 | 0 | 0 | 0 | 0 | 0 | 0 | 0 | 0 | 0 | 0 | 0 | 0 | 0 | 0 | 0 | 0 | 0
F8_Residential_CZ3 - Multi Family_New_Appliances_Natural Gas_Stove/Oven_Maximum Achievable Potential | F8 | Residential | CZ3 - Multi Family | New | Appliances | Natural Gas | Stove/Oven | Maximum Achievable Potential | Avg. Replacement Demand (W) | 0 | 0 | 0 | 0 | 0 | 0 | 0 | 0 | 0 | 0 | 0 | 0 | 0 | 0 | 0 | 0 | 0 | 0 | 0 | 0 | 0 | 0 | 0 | 0 | 0 | 0 | 0 | 0 | 0 | 0
F1_Residential_CZ3 - Multi Family_New_Miscellaneous_Natural Gas_Pool Heater_Maximum Achievable Potential | F1 | Residential | CZ3 - Multi Family | New | Miscellaneous | Natural Gas | Pool Heater | Maximum Achievable Potential | Units | 0 | 0 | 0 | 0 | 0 | 0 | 0 | 0 | 0 | 0 | 0 | 0 | 0 | 0 | 0 | 0 | 0 | 0 | 0 | 0 | 0 | 0 | 0 | 0 | 0 | 0 | 0 | 0 | 0 | 0
F2_Residential_CZ3 - Multi Family_New_Miscellaneous_Natural Gas_Pool Heater_Maximum Achievable Potential | F2 | Residential | CZ3 - Multi Family | New | Miscellaneous | Natural Gas | Pool Heater | Maximum Achievable Potential | Usage (MMtherm) | 0 | 0 | 0 | 0 | 0 | 0 | 0 | 0 | 0 | 0 | 0 | 0 | 0 | 0 | 0 | 0 | 0 | 0 | 0 | 0 | 0 | 0 | 0 | 0 | 0 | 0 | 0 | 0 | 0 | 0
F3_Residential_CZ3 - Multi Family_New_Miscellaneous_Natural Gas_Pool Heater_Maximum Achievable Potential | F3 | Residential | CZ3 - Multi Family | New | Miscellaneous | Natural Gas | Pool Heater | Maximum Achievable Potential | Peak Demand (S) | 0 | 0 | 0 | 0 | 0 | 0 | 0 | 0 | 0 | 0 | 0 | 0 | 0 | 0 | 0 | 0 | 0 | 0 | 0 | 0 | 0 | 0 | 0 | 0 | 0 | 0 | 0 | 0 | 0 | 0
F4_Residential_CZ3 - Multi Family_New_Miscellaneous_Natural Gas_Pool Heater_Maximum Achievable Potential | F4 | Residential | CZ3 - Multi Family | New | Miscellaneous | Natural Gas | Pool Heater | Maximum Achievable Potential | Peak Demand (W) | 0 | 0 | 0 | 0 | 0 | 0 | 0 | 0 | 0 | 0 | 0 | 0 | 0 | 0 | 0 | 0 | 0 | 0 | 0 | 0 | 0 | 0 | 0 | 0 | 0 | 0 | 0 | 0 | 0 | 0
F5_Residential_CZ3 - Multi Family_New_Miscellaneous_Natural Gas_Pool Heater_Maximum Achievable Potential | F5 | Residential | CZ3 - Multi Family | New | Miscellaneous | Natural Gas | Pool Heater | Maximum Achievable Potential | Turnover | 0 | 0 | 0 | 0 | 0 | 0 | 0 | 0 | 0 | 0 | 0 | 0 | 0 | 0 | 0 | 0 | 0 | 0 | 0 | 0 | 0 | 0 | 0 | 0 | 0 | 0 | 0 | 0 | 0 | 0
F6_Residential_CZ3 - Multi Family_New_Miscellaneous_Natural Gas_Pool Heater_Maximum Achievable Potential | F6 | Residential | CZ3 - Multi Family | New | Miscellaneous | Natural Gas | Pool Heater | Maximum Achievable Potential | Avg. Replacement Usage | 0 | 0 | 0 | 0 | 0 | 0 | 0 | 0 | 0 | 0 | 0 | 0 | 0 | 0 | 0 | 0 | 0 | 0 | 0 | 0 | 0 | 0 | 0 | 0 | 0 | 0 | 0 | 0 | 0 | 0
F7_Residential_CZ3 - Multi Family_New_Miscellaneous_Natural Gas_Pool Heater_Maximum Achievable Potential | F7 | Residential | CZ3 - Multi Family | New | Miscellaneous | Natural Gas | Pool Heater | Maximum Achievable Potential | Avg. Replacement Demand (S) | 0 | 0 | 0 | 0 | 0 | 0 | 0 | 0 | 0 | 0 | 0 | 0 | 0 | 0 | 0 | 0 | 0 | 0 | 0 | 0 | 0 | 0 | 0 | 0 | 0 | 0 | 0 | 0 | 0 | 0
F8_Residential_CZ3 - Multi Family_New_Miscellaneous_Natural Gas_Pool Heater_Maximum Achievable Potential | F8 | Residential | CZ3 - Multi Family | New | Miscellaneous | Natural Gas | Pool Heater | Maximum Achievable Potential | Avg. Replacement Demand (W) | 0 | 0 | 0 | 0 | 0 | 0 | 0 | 0 | 0 | 0 | 0 | 0 | 0 | 0 | 0 | 0 | 0 | 0 | 0 | 0 | 0 | 0 | 0 | 0 | 0 | 0 | 0 | 0 | 0 | 0
F1_Residential_CZ3 - Multi Family_New_Miscellaneous_Natural Gas_Miscellaneous_Maximum Achievable Potential | F1 | Residential | CZ3 - Multi Family | New | Miscellaneous | Natural Gas | Miscellaneous | Maximum Achievable Potential | Units | 0 | 0 | 0 | 0 | 0 | 0 | 0 | 0 | 0 | 0 | 0 | 0 | 0 | 0 | 0 | 0 | 0 | 0 | 0 | 0 | 0 | 0 | 0 | 0 | 0 | 0 | 0 | 0 | 0 | 0
F2_Residential_CZ3 - Multi Family_New_Miscellaneous_Natural Gas_Miscellaneous_Maximum Achievable Potential | F2 | Residential | CZ3 - Multi Family | New | Miscellaneous | Natural Gas | Miscellaneous | Maximum Achievable Potential | Usage (MMtherm) | 0 | 0 | 0 | 0 | 0 | 0 | 0 | 0 | 0 | 0 | 0 | 0 | 0 | 0 | 0 | 0 | 0 | 0 | 0 | 0 | 0 | 0 | 0 | 0 | 0 | 0 | 0 | 0 | 0 | 0
F3_Residential_CZ3 - Multi Family_New_Miscellaneous_Natural Gas_Miscellaneous_Maximum Achievable Potential | F3 | Residential | CZ3 - Multi Family | New | Miscellaneous | Natural Gas | Miscellaneous | Maximum Achievable Potential | Peak Demand (S) | 0 | 0 | 0 | 0 | 0 | 0 | 0 | 0 | 0 | 0 | 0 | 0 | 0 | 0 | 0 | 0 | 0 | 0 | 0 | 0 | 0 | 0 | 0 | 0 | 0 | 0 | 0 | 0 | 0 | 0
F4_Residential_CZ3 - Multi Family_New_Miscellaneous_Natural Gas_Miscellaneous_Maximum Achievable Potential | F4 | Residential | CZ3 - Multi Family | New | Miscellaneous | Natural Gas | Miscellaneous | Maximum Achievable Potential | Peak Demand (W) | 0 | 0 | 0 | 0 | 0 | 0 | 0 | 0 | 0 | 0 | 0 | 0 | 0 | 0 | 0 | 0 | 0 | 0 | 0 | 0 | 0 | 0 | 0 | 0 | 0 | 0 | 0 | 0 | 0 | 0
F5_Residential_CZ3 - Multi Family_New_Miscellaneous_Natural Gas_Miscellaneous_Maximum Achievable Potential | F5 | Residential | CZ3 - Multi Family | New | Miscellaneous | Natural Gas | Miscellaneous | Maximum Achievable Potential | Turnover | 0 | 0 | 0 | 0 | 0 | 0 | 0 | 0 | 0 | 0 | 0 | 0 | 0 | 0 | 0 | 0 | 0 | 0 | 0 | 0 | 0 | 0 | 0 | 0 | 0 | 0 | 0 | 0 | 0 | 0
F6_Residential_CZ3 - Multi Family_New_Miscellaneous_Natural Gas_Miscellaneous_Maximum Achievable Potential | F6 | Residential | CZ3 - Multi Family | New | Miscellaneous | Natural Gas | Miscellaneous | Maximum Achievable Potential | Avg. Replacement Usage | 0 | 0 | 0 | 0 | 0 | 0 | 0 | 0 | 0 | 0 | 0 | 0 | 0 | 0 | 0 | 0 | 0 | 0 | 0 | 0 | 0 | 0 | 0 | 0 | 0 | 0 | 0 | 0 | 0 | 0
F7_Residential_CZ3 - Multi Family_New_Miscellaneous_Natural Gas_Miscellaneous_Maximum Achievable Potential | F7 | Residential | CZ3 - Multi Family | New | Miscellaneous | Natural Gas | Miscellaneous | Maximum Achievable Potential | Avg. Replacement Demand (S) | 0 | 0 | 0 | 0 | 0 | 0 | 0 | 0 | 0 | 0 | 0 | 0 | 0 | 0 | 0 | 0 | 0 | 0 | 0 | 0 | 0 | 0 | 0 | 0 | 0 | 0 | 0 | 0 | 0 | 0
F8_Residential_CZ3 - Multi Family_New_Miscellaneous_Natural Gas_Miscellaneous_Maximum Achievable Potential | F8 | Residential | CZ3 - Multi Family | New | Miscellaneous | Natural Gas | Miscellaneous | Maximum Achievable Potential | Avg. Replacement Demand (W) | 0 | 0 | 0 | 0 | 0 | 0 | 0 | 0 | 0 | 0 | 0 | 0 | 0 | 0 | 0 | 0 | 0 | 0 | 0 | 0 | 0 | 0 | 0 | 0 | 0 | 0 | 0 | 0 | 0 | 0
F1_Residential_CZ1 - Single Family_Existing_Space Heating_Natural Gas_Furnace - Direct Fuel_Economic Potential | F1 | Residential | CZ1 - Single Family | Existing | Space Heating | Natural Gas | Furnace - Direct Fuel | Economic Potential | Units | 0 | 0 | 0 | 0 | 0 | 0 | 0 | 0 | 0 | 0 | 0 | 0 | 0 | 0 | 0 | 0 | 0 | 0 | 0 | 0 | 0 | 0 | 0 | 0 | 0 | 0 | 0 | 0 | 0 | 0
F2_Residential_CZ1 - Single Family_Existing_Space Heating_Natural Gas_Furnace - Direct Fuel_Economic Potential | F2 | Residential | CZ1 - Single Family | Existing | Space Heating | Natural Gas | Furnace - Direct Fuel | Economic Potential | Usage (MMtherm) | 0 | 0 | 0 | 0 | 0 | 0 | 0 | 0 | 0 | 0 | 0 | 0 | 0 | 0 | 0 | 0 | 0 | 0 | 0 | 0 | 0 | 0 | 0 | 0 | 0 | 0 | 0 | 0 | 0 | 0
F3_Residential_CZ1 - Single Family_Existing_Space Heating_Natural Gas_Furnace - Direct Fuel_Economic Potential | F3 | Residential | CZ1 - Single Family | Existing | Space Heating | Natural Gas | Furnace - Direct Fuel | Economic Potential | Peak Demand (S) | 0 | 0 | 0 | 0 | 0 | 0 | 0 | 0 | 0 | 0 | 0 | 0 | 0 | 0 | 0 | 0 | 0 | 0 | 0 | 0 | 0 | 0 | 0 | 0 | 0 | 0 | 0 | 0 | 0 | 0
F4_Residential_CZ1 - Single Family_Existing_Space Heating_Natural Gas_Furnace - Direct Fuel_Economic Potential | F4 | Residential | CZ1 - Single Family | Existing | Space Heating | Natural Gas | Furnace - Direct Fuel | Economic Potential | Peak Demand (W) | 0 | 0 | 0 | 0 | 0 | 0 | 0 | 0 | 0 | 0 | 0 | 0 | 0 | 0 | 0 | 0 | 0 | 0 | 0 | 0 | 0 | 0 | 0 | 0 | 0 | 0 | 0 | 0 | 0 | 0
F5_Residential_CZ1 - Single Family_Existing_Space Heating_Natural Gas_Furnace - Direct Fuel_Economic Potential | F5 | Residential | CZ1 - Single Family | Existing | Space Heating | Natural Gas | Furnace - Direct Fuel | Economic Potential | Turnover | 0 | 0 | 0 | 0 | 0 | 0 | 0 | 0 | 0 | 0 | 0 | 0 | 0 | 0 | 0 | 0 | 0 | 0 | 0 | 0 | 0 | 0 | 0 | 0 | 0 | 0 | 0 | 0 | 0 | 0
F6_Residential_CZ1 - Single Family_Existing_Space Heating_Natural Gas_Furnace - Direct Fuel_Economic Potential | F6 | Residential | CZ1 - Single Family | Existing | Space Heating | Natural Gas | Furnace - Direct Fuel | Economic Potential | Avg. Replacement Usage | 0 | 0 | 0 | 0 | 0 | 0 | 0 | 0 | 0 | 0 | 0 | 0 | 0 | 0 | 0 | 0 | 0 | 0 | 0 | 0 | 0 | 0 | 0 | 0 | 0 | 0 | 0 | 0 | 0 | 0
F7_Residential_CZ1 - Single Family_Existing_Space Heating_Natural Gas_Furnace - Direct Fuel_Economic Potential | F7 | Residential | CZ1 - Single Family | Existing | Space Heating | Natural Gas | Furnace - Direct Fuel | Economic Potential | Avg. Replacement Demand (S) | 0 | 0 | 0 | 0 | 0 | 0 | 0 | 0 | 0 | 0 | 0 | 0 | 0 | 0 | 0 | 0 | 0 | 0 | 0 | 0 | 0 | 0 | 0 | 0 | 0 | 0 | 0 | 0 | 0 | 0
F8_Residential_CZ1 - Single Family_Existing_Space Heating_Natural Gas_Furnace - Direct Fuel_Economic Potential | F8 | Residential | CZ1 - Single Family | Existing | Space Heating | Natural Gas | Furnace - Direct Fuel | Economic Potential | Avg. Replacement Demand (W) | 0 | 0 | 0 | 0 | 0 | 0 | 0 | 0 | 0 | 0 | 0 | 0 | 0 | 0 | 0 | 0 | 0 | 0 | 0 | 0 | 0 | 0 | 0 | 0 | 0 | 0 | 0 | 0 | 0 | 0
F1_Residential_CZ1 - Single Family_Existing_Space Heating_Natural Gas_Boiler - Direct Fuel_Economic Potential | F1 | Residential | CZ1 - Single Family | Existing | Space Heating | Natural Gas | Boiler - Direct Fuel | Economic Potential | Units | 0 | 0 | 0 | 0 | 0 | 0 | 0 | 0 | 0 | 0 | 0 | 0 | 0 | 0 | 0 | 0 | 0 | 0 | 0 | 0 | 0 | 0 | 0 | 0 | 0 | 0 | 0 | 0 | 0 | 0
F2_Residential_CZ1 - Single Family_Existing_Space Heating_Natural Gas_Boiler - Direct Fuel_Economic Potential | F2 | Residential | CZ1 - Single Family | Existing | Space Heating | Natural Gas | Boiler - Direct Fuel | Economic Potential | Usage (MMtherm) | 0 | 0 | 0 | 0 | 0 | 0 | 0 | 0 | 0 | 0 | 0 | 0 | 0 | 0 | 0 | 0 | 0 | 0 | 0 | 0 | 0 | 0 | 0 | 0 | 0 | 0 | 0 | 0 | 0 | 0
F3_Residential_CZ1 - Single Family_Existing_Space Heating_Natural Gas_Boiler - Direct Fuel_Economic Potential | F3 | Residential | CZ1 - Single Family | Existing | Space Heating | Natural Gas | Boiler - Direct Fuel | Economic Potential | Peak Demand (S) | 0 | 0 | 0 | 0 | 0 | 0 | 0 | 0 | 0 | 0 | 0 | 0 | 0 | 0 | 0 | 0 | 0 | 0 | 0 | 0 | 0 | 0 | 0 | 0 | 0 | 0 | 0 | 0 | 0 | 0
F4_Residential_CZ1 - Single Family_Existing_Space Heating_Natural Gas_Boiler - Direct Fuel_Economic Potential | F4 | Residential | CZ1 - Single Family | Existing | Space Heating | Natural Gas | Boiler - Direct Fuel | Economic Potential | Peak Demand (W) | 0 | 0 | 0 | 0 | 0 | 0 | 0 | 0 | 0 | 0 | 0 | 0 | 0 | 0 | 0 | 0 | 0 | 0 | 0 | 0 | 0 | 0 | 0 | 0 | 0 | 0 | 0 | 0 | 0 | 0
F5_Residential_CZ1 - Single Family_Existing_Space Heating_Natural Gas_Boiler - Direct Fuel_Economic Potential | F5 | Residential | CZ1 - Single Family | Existing | Space Heating | Natural Gas | Boiler - Direct Fuel | Economic Potential | Turnover | 0 | 0 | 0 | 0 | 0 | 0 | 0 | 0 | 0 | 0 | 0 | 0 | 0 | 0 | 0 | 0 | 0 | 0 | 0 | 0 | 0 | 0 | 0 | 0 | 0 | 0 | 0 | 0 | 0 | 0
F6_Residential_CZ1 - Single Family_Existing_Space Heating_Natural Gas_Boiler - Direct Fuel_Economic Potential | F6 | Residential | CZ1 - Single Family | Existing | Space Heating | Natural Gas | Boiler - Direct Fuel | Economic Potential | Avg. Replacement Usage | 0 | 0 | 0 | 0 | 0 | 0 | 0 | 0 | 0 | 0 | 0 | 0 | 0 | 0 | 0 | 0 | 0 | 0 | 0 | 0 | 0 | 0 | 0 | 0 | 0 | 0 | 0 | 0 | 0 | 0
F7_Residential_CZ1 - Single Family_Existing_Space Heating_Natural Gas_Boiler - Direct Fuel_Economic Potential | F7 | Residential | CZ1 - Single Family | Existing | Space Heating | Natural Gas | Boiler - Direct Fuel | Economic Potential | Avg. Replacement Demand (S) | 0 | 0 | 0 | 0 | 0 | 0 | 0 | 0 | 0 | 0 | 0 | 0 | 0 | 0 | 0 | 0 | 0 | 0 | 0 | 0 | 0 | 0 | 0 | 0 | 0 | 0 | 0 | 0 | 0 | 0
F8_Residential_CZ1 - Single Family_Existing_Space Heating_Natural Gas_Boiler - Direct Fuel_Economic Potential | F8 | Residential | CZ1 - Single Family | Existing | Space Heating | Natural Gas | Boiler - Direct Fuel | Economic Potential | Avg. Replacement Demand (W) | 0 | 0 | 0 | 0 | 0 | 0 | 0 | 0 | 0 | 0 | 0 | 0 | 0 | 0 | 0 | 0 | 0 | 0 | 0 | 0 | 0 | 0 | 0 | 0 | 0 | 0 | 0 | 0 | 0 | 0
F1_Residential_CZ1 - Single Family_Existing_Secondary Heating_Natural Gas_Fireplace_Economic Potential | F1 | Residential | CZ1 - Single Family | Existing | Secondary Heating | Natural Gas | Fireplace | Economic Potential | Units | 0 | 0 | 0 | 0 | 0 | 0 | 0 | 0 | 0 | 0 | 0 | 0 | 0 | 0 | 0 | 0 | 0 | 0 | 0 | 0 | 0 | 0 | 0 | 0 | 0 | 0 | 0 | 0 | 0 | 0
F2_Residential_CZ1 - Single Family_Existing_Secondary Heating_Natural Gas_Fireplace_Economic Potential | F2 | Residential | CZ1 - Single Family | Existing | Secondary Heating | Natural Gas | Fireplace | Economic Potential | Usage (MMtherm) | 0 | 0 | 0 | 0 | 0 | 0 | 0 | 0 | 0 | 0 | 0 | 0 | 0 | 0 | 0 | 0 | 0 | 0 | 0 | 0 | 0 | 0 | 0 | 0 | 0 | 0 | 0 | 0 | 0 | 0
F3_Residential_CZ1 - Single Family_Existing_Secondary Heating_Natural Gas_Fireplace_Economic Potential | F3 | Residential | CZ1 - Single Family | Existing | Secondary Heating | Natural Gas | Fireplace | Economic Potential | Peak Demand (S) | 0 | 0 | 0 | 0 | 0 | 0 | 0 | 0 | 0 | 0 | 0 | 0 | 0 | 0 | 0 | 0 | 0 | 0 | 0 | 0 | 0 | 0 | 0 | 0 | 0 | 0 | 0 | 0 | 0 | 0
F4_Residential_CZ1 - Single Family_Existing_Secondary Heating_Natural Gas_Fireplace_Economic Potential | F4 | Residential | CZ1 - Single Family | Existing | Secondary Heating | Natural Gas | Fireplace | Economic Potential | Peak Demand (W) | 0 | 0 | 0 | 0 | 0 | 0 | 0 | 0 | 0 | 0 | 0 | 0 | 0 | 0 | 0 | 0 | 0 | 0 | 0 | 0 | 0 | 0 | 0 | 0 | 0 | 0 | 0 | 0 | 0 | 0
F5_Residential_CZ1 - Single Family_Existing_Secondary Heating_Natural Gas_Fireplace_Economic Potential | F5 | Residential | CZ1 - Single Family | Existing | Secondary Heating | Natural Gas | Fireplace | Economic Potential | Turnover | 0 | 0 | 0 | 0 | 0 | 0 | 0 | 0 | 0 | 0 | 0 | 0 | 0 | 0 | 0 | 0 | 0 | 0 | 0 | 0 | 0 | 0 | 0 | 0 | 0 | 0 | 0 | 0 | 0 | 0
F6_Residential_CZ1 - Single Family_Existing_Secondary Heating_Natural Gas_Fireplace_Economic Potential | F6 | Residential | CZ1 - Single Family | Existing | Secondary Heating | Natural Gas | Fireplace | Economic Potential | Avg. Replacement Usage | 0 | 0 | 0 | 0 | 0 | 0 | 0 | 0 | 0 | 0 | 0 | 0 | 0 | 0 | 0 | 0 | 0 | 0 | 0 | 0 | 0 | 0 | 0 | 0 | 0 | 0 | 0 | 0 | 0 | 0
F7_Residential_CZ1 - Single Family_Existing_Secondary Heating_Natural Gas_Fireplace_Economic Potential | F7 | Residential | CZ1 - Single Family | Existing | Secondary Heating | Natural Gas | Fireplace | Economic Potential | Avg. Replacement Demand (S) | 0 | 0 | 0 | 0 | 0 | 0 | 0 | 0 | 0 | 0 | 0 | 0 | 0 | 0 | 0 | 0 | 0 | 0 | 0 | 0 | 0 | 0 | 0 | 0 | 0 | 0 | 0 | 0 | 0 | 0
F8_Residential_CZ1 - Single Family_Existing_Secondary Heating_Natural Gas_Fireplace_Economic Potential | F8 | Residential | CZ1 - Single Family | Existing | Secondary Heating | Natural Gas | Fireplace | Economic Potential | Avg. Replacement Demand (W) | 0 | 0 | 0 | 0 | 0 | 0 | 0 | 0 | 0 | 0 | 0 | 0 | 0 | 0 | 0 | 0 | 0 | 0 | 0 | 0 | 0 | 0 | 0 | 0 | 0 | 0 | 0 | 0 | 0 | 0
F1_Residential_CZ1 - Single Family_Existing_Water Heating_Natural Gas_Water Heater <= 55 gal._Economic Potential | F1 | Residential | CZ1 - Single Family | Existing | Water Heating | Natural Gas | Water Heater <= 55 gal. | Economic Potential | Units | 0 | 0 | 0 | 0 | 0 | 0 | 0 | 0 | 0 | 0 | 0 | 0 | 0 | 0 | 0 | 0 | 0 | 0 | 0 | 0 | 0 | 0 | 0 | 0 | 0 | 0 | 0 | 0 | 0 | 0
F2_Residential_CZ1 - Single Family_Existing_Water Heating_Natural Gas_Water Heater <= 55 gal._Economic Potential | F2 | Residential | CZ1 - Single Family | Existing | Water Heating | Natural Gas | Water Heater <= 55 gal. | Economic Potential | Usage (MMtherm) | 0 | 0 | 0 | 0 | 0 | 0 | 0 | 0 | 0 | 0 | 0 | 0 | 0 | 0 | 0 | 0 | 0 | 0 | 0 | 0 | 0 | 0 | 0 | 0 | 0 | 0 | 0 | 0 | 0 | 0
F3_Residential_CZ1 - Single Family_Existing_Water Heating_Natural Gas_Water Heater <= 55 gal._Economic Potential | F3 | Residential | CZ1 - Single Family | Existing | Water Heating | Natural Gas | Water Heater <= 55 gal. | Economic Potential | Peak Demand (S) | 0 | 0 | 0 | 0 | 0 | 0 | 0 | 0 | 0 | 0 | 0 | 0 | 0 | 0 | 0 | 0 | 0 | 0 | 0 | 0 | 0 | 0 | 0 | 0 | 0 | 0 | 0 | 0 | 0 | 0
F4_Residential_CZ1 - Single Family_Existing_Water Heating_Natural Gas_Water Heater <= 55 gal._Economic Potential | F4 | Residential | CZ1 - Single Family | Existing | Water Heating | Natural Gas | Water Heater <= 55 gal. | Economic Potential | Peak Demand (W) | 0 | 0 | 0 | 0 | 0 | 0 | 0 | 0 | 0 | 0 | 0 | 0 | 0 | 0 | 0 | 0 | 0 | 0 | 0 | 0 | 0 | 0 | 0 | 0 | 0 | 0 | 0 | 0 | 0 | 0
F5_Residential_CZ1 - Single Family_Existing_Water Heating_Natural Gas_Water Heater <= 55 gal._Economic Potential | F5 | Residential | CZ1 - Single Family | Existing | Water Heating | Natural Gas | Water Heater <= 55 gal. | Economic Potential | Turnover | 0 | 0 | 0 | 0 | 0 | 0 | 0 | 0 | 0 | 0 | 0 | 0 | 0 | 0 | 0 | 0 | 0 | 0 | 0 | 0 | 0 | 0 | 0 | 0 | 0 | 0 | 0 | 0 | 0 | 0
F6_Residential_CZ1 - Single Family_Existing_Water Heating_Natural Gas_Water Heater <= 55 gal._Economic Potential | F6 | Residential | CZ1 - Single Family | Existing | Water Heating | Natural Gas | Water Heater <= 55 gal. | Economic Potential | Avg. Replacement Usage | 0 | 0 | 0 | 0 | 0 | 0 | 0 | 0 | 0 | 0 | 0 | 0 | 0 | 0 | 0 | 0 | 0 | 0 | 0 | 0 | 0 | 0 | 0 | 0 | 0 | 0 | 0 | 0 | 0 | 0
F7_Residential_CZ1 - Single Family_Existing_Water Heating_Natural Gas_Water Heater <= 55 gal._Economic Potential | F7 | Residential | CZ1 - Single Family | Existing | Water Heating | Natural Gas | Water Heater <= 55 gal. | Economic Potential | Avg. Replacement Demand (S) | 0 | 0 | 0 | 0 | 0 | 0 | 0 | 0 | 0 | 0 | 0 | 0 | 0 | 0 | 0 | 0 | 0 | 0 | 0 | 0 | 0 | 0 | 0 | 0 | 0 | 0 | 0 | 0 | 0 | 0
F8_Residential_CZ1 - Single Family_Existing_Water Heating_Natural Gas_Water Heater <= 55 gal._Economic Potential | F8 | Residential | CZ1 - Single Family | Existing | Water Heating | Natural Gas | Water Heater <= 55 gal. | Economic Potential | Avg. Replacement Demand (W) | 0 | 0 | 0 | 0 | 0 | 0 | 0 | 0 | 0 | 0 | 0 | 0 | 0 | 0 | 0 | 0 | 0 | 0 | 0 | 0 | 0 | 0 | 0 | 0 | 0 | 0 | 0 | 0 | 0 | 0
F1_Residential_CZ1 - Single Family_Existing_Water Heating_Natural Gas_Water Heater > 55 gal._Economic Potential | F1 | Residential | CZ1 - Single Family | Existing | Water Heating | Natural Gas | Water Heater > 55 gal. | Economic Potential | Units | 0 | 0 | 0 | 0 | 0 | 0 | 0 | 0 | 0 | 0 | 0 | 0 | 0 | 0 | 0 | 0 | 0 | 0 | 0 | 0 | 0 | 0 | 0 | 0 | 0 | 0 | 0 | 0 | 0 | 0
F2_Residential_CZ1 - Single Family_Existing_Water Heating_Natural Gas_Water Heater > 55 gal._Economic Potential | F2 | Residential | CZ1 - Single Family | Existing | Water Heating | Natural Gas | Water Heater > 55 gal. | Economic Potential | Usage (MMtherm) | 0 | 0 | 0 | 0 | 0 | 0 | 0 | 0 | 0 | 0 | 0 | 0 | 0 | 0 | 0 | 0 | 0 | 0 | 0 | 0 | 0 | 0 | 0 | 0 | 0 | 0 | 0 | 0 | 0 | 0
F3_Residential_CZ1 - Single Family_Existing_Water Heating_Natural Gas_Water Heater > 55 gal._Economic Potential | F3 | Residential | CZ1 - Single Family | Existing | Water Heating | Natural Gas | Water Heater > 55 gal. | Economic Potential | Peak Demand (S) | 0 | 0 | 0 | 0 | 0 | 0 | 0 | 0 | 0 | 0 | 0 | 0 | 0 | 0 | 0 | 0 | 0 | 0 | 0 | 0 | 0 | 0 | 0 | 0 | 0 | 0 | 0 | 0 | 0 | 0
F4_Residential_CZ1 - Single Family_Existing_Water Heating_Natural Gas_Water Heater > 55 gal._Economic Potential | F4 | Residential | CZ1 - Single Family | Existing | Water Heating | Natural Gas | Water Heater > 55 gal. | Economic Potential | Peak Demand (W) | 0 | 0 | 0 | 0 | 0 | 0 | 0 | 0 | 0 | 0 | 0 | 0 | 0 | 0 | 0 | 0 | 0 | 0 | 0 | 0 | 0 | 0 | 0 | 0 | 0 | 0 | 0 | 0 | 0 | 0
F5_Residential_CZ1 - Single Family_Existing_Water Heating_Natural Gas_Water Heater > 55 gal._Economic Potential | F5 | Residential | CZ1 - Single Family | Existing | Water Heating | Natural Gas | Water Heater > 55 gal. | Economic Potential | Turnover | 0 | 0 | 0 | 0 | 0 | 0 | 0 | 0 | 0 | 0 | 0 | 0 | 0 | 0 | 0 | 0 | 0 | 0 | 0 | 0 | 0 | 0 | 0 | 0 | 0 | 0 | 0 | 0 | 0 | 0
F6_Residential_CZ1 - Single Family_Existing_Water Heating_Natural Gas_Water Heater > 55 gal._Economic Potential | F6 | Residential | CZ1 - Single Family | Existing | Water Heating | Natural Gas | Water Heater > 55 gal. | Economic Potential | Avg. Replacement Usage | 0 | 0 | 0 | 0 | 0 | 0 | 0 | 0 | 0 | 0 | 0 | 0 | 0 | 0 | 0 | 0 | 0 | 0 | 0 | 0 | 0 | 0 | 0 | 0 | 0 | 0 | 0 | 0 | 0 | 0
F7_Residential_CZ1 - Single Family_Existing_Water Heating_Natural Gas_Water Heater > 55 gal._Economic Potential | F7 | Residential | CZ1 - Single Family | Existing | Water Heating | Natural Gas | Water Heater > 55 gal. | Economic Potential | Avg. Replacement Demand (S) | 0 | 0 | 0 | 0 | 0 | 0 | 0 | 0 | 0 | 0 | 0 | 0 | 0 | 0 | 0 | 0 | 0 | 0 | 0 | 0 | 0 | 0 | 0 | 0 | 0 | 0 | 0 | 0 | 0 | 0
F8_Residential_CZ1 - Single Family_Existing_Water Heating_Natural Gas_Water Heater > 55 gal._Economic Potential | F8 | Residential | CZ1 - Single Family | Existing | Water Heating | Natural Gas | Water Heater > 55 gal. | Economic Potential | Avg. Replacement Demand (W) | 0 | 0 | 0 | 0 | 0 | 0 | 0 | 0 | 0 | 0 | 0 | 0 | 0 | 0 | 0 | 0 | 0 | 0 | 0 | 0 | 0 | 0 | 0 | 0 | 0 | 0 | 0 | 0 | 0 | 0
F1_Residential_CZ1 - Single Family_Existing_Appliances_Natural Gas_Clothes Dryer_Economic Potential | F1 | Residential | CZ1 - Single Family | Existing | Appliances | Natural Gas | Clothes Dryer | Economic Potential | Units | 0 | 0 | 0 | 0 | 0 | 0 | 0 | 0 | 0 | 0 | 0 | 0 | 0 | 0 | 0 | 0 | 0 | 0 | 0 | 0 | 0 | 0 | 0 | 0 | 0 | 0 | 0 | 0 | 0 | 0
F2_Residential_CZ1 - Single Family_Existing_Appliances_Natural Gas_Clothes Dryer_Economic Potential | F2 | Residential | CZ1 - Single Family | Existing | Appliances | Natural Gas | Clothes Dryer | Economic Potential | Usage (MMtherm) | 0 | 0 | 0 | 0 | 0 | 0 | 0 | 0 | 0 | 0 | 0 | 0 | 0 | 0 | 0 | 0 | 0 | 0 | 0 | 0 | 0 | 0 | 0 | 0 | 0 | 0 | 0 | 0 | 0 | 0
F3_Residential_CZ1 - Single Family_Existing_Appliances_Natural Gas_Clothes Dryer_Economic Potential | F3 | Residential | CZ1 - Single Family | Existing | Appliances | Natural Gas | Clothes Dryer | Economic Potential | Peak Demand (S) | 0 | 0 | 0 | 0 | 0 | 0 | 0 | 0 | 0 | 0 | 0 | 0 | 0 | 0 | 0 | 0 | 0 | 0 | 0 | 0 | 0 | 0 | 0 | 0 | 0 | 0 | 0 | 0 | 0 | 0
F4_Residential_CZ1 - Single Family_Existing_Appliances_Natural Gas_Clothes Dryer_Economic Potential | F4 | Residential | CZ1 - Single Family | Existing | Appliances | Natural Gas | Clothes Dryer | Economic Potential | Peak Demand (W) | 0 | 0 | 0 | 0 | 0 | 0 | 0 | 0 | 0 | 0 | 0 | 0 | 0 | 0 | 0 | 0 | 0 | 0 | 0 | 0 | 0 | 0 | 0 | 0 | 0 | 0 | 0 | 0 | 0 | 0
F5_Residential_CZ1 - Single Family_Existing_Appliances_Natural Gas_Clothes Dryer_Economic Potential | F5 | Residential | CZ1 - Single Family | Existing | Appliances | Natural Gas | Clothes Dryer | Economic Potential | Turnover | 0 | 0 | 0 | 0 | 0 | 0 | 0 | 0 | 0 | 0 | 0 | 0 | 0 | 0 | 0 | 0 | 0 | 0 | 0 | 0 | 0 | 0 | 0 | 0 | 0 | 0 | 0 | 0 | 0 | 0
F6_Residential_CZ1 - Single Family_Existing_Appliances_Natural Gas_Clothes Dryer_Economic Potential | F6 | Residential | CZ1 - Single Family | Existing | Appliances | Natural Gas | Clothes Dryer | Economic Potential | Avg. Replacement Usage | 0 | 0 | 0 | 0 | 0 | 0 | 0 | 0 | 0 | 0 | 0 | 0 | 0 | 0 | 0 | 0 | 0 | 0 | 0 | 0 | 0 | 0 | 0 | 0 | 0 | 0 | 0 | 0 | 0 | 0
F7_Residential_CZ1 - Single Family_Existing_Appliances_Natural Gas_Clothes Dryer_Economic Potential | F7 | Residential | CZ1 - Single Family | Existing | Appliances | Natural Gas | Clothes Dryer | Economic Potential | Avg. Replacement Demand (S) | 0 | 0 | 0 | 0 | 0 | 0 | 0 | 0 | 0 | 0 | 0 | 0 | 0 | 0 | 0 | 0 | 0 | 0 | 0 | 0 | 0 | 0 | 0 | 0 | 0 | 0 | 0 | 0 | 0 | 0
F8_Residential_CZ1 - Single Family_Existing_Appliances_Natural Gas_Clothes Dryer_Economic Potential | F8 | Residential | CZ1 - Single Family | Existing | Appliances | Natural Gas | Clothes Dryer | Economic Potential | Avg. Replacement Demand (W) | 0 | 0 | 0 | 0 | 0 | 0 | 0 | 0 | 0 | 0 | 0 | 0 | 0 | 0 | 0 | 0 | 0 | 0 | 0 | 0 | 0 | 0 | 0 | 0 | 0 | 0 | 0 | 0 | 0 | 0
F1_Residential_CZ1 - Single Family_Existing_Appliances_Natural Gas_Stove/Oven_Economic Potential | F1 | Residential | CZ1 - Single Family | Existing | Appliances | Natural Gas | Stove/Oven | Economic Potential | Units | 0 | 0 | 0 | 0 | 0 | 0 | 0 | 0 | 0 | 0 | 0 | 0 | 0 | 0 | 0 | 0 | 0 | 0 | 0 | 0 | 0 | 0 | 0 | 0 | 0 | 0 | 0 | 0 | 0 | 0
F2_Residential_CZ1 - Single Family_Existing_Appliances_Natural Gas_Stove/Oven_Economic Potential | F2 | Residential | CZ1 - Single Family | Existing | Appliances | Natural Gas | Stove/Oven | Economic Potential | Usage (MMtherm) | 0 | 0 | 0 | 0 | 0 | 0 | 0 | 0 | 0 | 0 | 0 | 0 | 0 | 0 | 0 | 0 | 0 | 0 | 0 | 0 | 0 | 0 | 0 | 0 | 0 | 0 | 0 | 0 | 0 | 0
F3_Residential_CZ1 - Single Family_Existing_Appliances_Natural Gas_Stove/Oven_Economic Potential | F3 | Residential | CZ1 - Single Family | Existing | Appliances | Natural Gas | Stove/Oven | Economic Potential | Peak Demand (S) | 0 | 0 | 0 | 0 | 0 | 0 | 0 | 0 | 0 | 0 | 0 | 0 | 0 | 0 | 0 | 0 | 0 | 0 | 0 | 0 | 0 | 0 | 0 | 0 | 0 | 0 | 0 | 0 | 0 | 0
F4_Residential_CZ1 - Single Family_Existing_Appliances_Natural Gas_Stove/Oven_Economic Potential | F4 | Residential | CZ1 - Single Family | Existing | Appliances | Natural Gas | Stove/Oven | Economic Potential | Peak Demand (W) | 0 | 0 | 0 | 0 | 0 | 0 | 0 | 0 | 0 | 0 | 0 | 0 | 0 | 0 | 0 | 0 | 0 | 0 | 0 | 0 | 0 | 0 | 0 | 0 | 0 | 0 | 0 | 0 | 0 | 0
F5_Residential_CZ1 - Single Family_Existing_Appliances_Natural Gas_Stove/Oven_Economic Potential | F5 | Residential | CZ1 - Single Family | Existing | Appliances | Natural Gas | Stove/Oven | Economic Potential | Turnover | 0 | 0 | 0 | 0 | 0 | 0 | 0 | 0 | 0 | 0 | 0 | 0 | 0 | 0 | 0 | 0 | 0 | 0 | 0 | 0 | 0 | 0 | 0 | 0 | 0 | 0 | 0 | 0 | 0 | 0
F6_Residential_CZ1 - Single Family_Existing_Appliances_Natural Gas_Stove/Oven_Economic Potential | F6 | Residential | CZ1 - Single Family | Existing | Appliances | Natural Gas | Stove/Oven | Economic Potential | Avg. Replacement Usage | 0 | 0 | 0 | 0 | 0 | 0 | 0 | 0 | 0 | 0 | 0 | 0 | 0 | 0 | 0 | 0 | 0 | 0 | 0 | 0 | 0 | 0 | 0 | 0 | 0 | 0 | 0 | 0 | 0 | 0
F7_Residential_CZ1 - Single Family_Existing_Appliances_Natural Gas_Stove/Oven_Economic Potential | F7 | Residential | CZ1 - Single Family | Existing | Appliances | Natural Gas | Stove/Oven | Economic Potential | Avg. Replacement Demand (S) | 0 | 0 | 0 | 0 | 0 | 0 | 0 | 0 | 0 | 0 | 0 | 0 | 0 | 0 | 0 | 0 | 0 | 0 | 0 | 0 | 0 | 0 | 0 | 0 | 0 | 0 | 0 | 0 | 0 | 0
F8_Residential_CZ1 - Single Family_Existing_Appliances_Natural Gas_Stove/Oven_Economic Potential | F8 | Residential | CZ1 - Single Family | Existing | Appliances | Natural Gas | Stove/Oven | Economic Potential | Avg. Replacement Demand (W) | 0 | 0 | 0 | 0 | 0 | 0 | 0 | 0 | 0 | 0 | 0 | 0 | 0 | 0 | 0 | 0 | 0 | 0 | 0 | 0 | 0 | 0 | 0 | 0 | 0 | 0 | 0 | 0 | 0 | 0
F1_Residential_CZ1 - Single Family_Existing_Miscellaneous_Natural Gas_Pool Heater_Economic Potential | F1 | Residential | CZ1 - Single Family | Existing | Miscellaneous | Natural Gas | Pool Heater | Economic Potential | Units | 0 | 0 | 0 | 0 | 0 | 0 | 0 | 0 | 0 | 0 | 0 | 0 | 0 | 0 | 0 | 0 | 0 | 0 | 0 | 0 | 0 | 0 | 0 | 0 | 0 | 0 | 0 | 0 | 0 | 0
F2_Residential_CZ1 - Single Family_Existing_Miscellaneous_Natural Gas_Pool Heater_Economic Potential | F2 | Residential | CZ1 - Single Family | Existing | Miscellaneous | Natural Gas | Pool Heater | Economic Potential | Usage (MMtherm) | 0 | 0 | 0 | 0 | 0 | 0 | 0 | 0 | 0 | 0 | 0 | 0 | 0 | 0 | 0 | 0 | 0 | 0 | 0 | 0 | 0 | 0 | 0 | 0 | 0 | 0 | 0 | 0 | 0 | 0
F3_Residential_CZ1 - Single Family_Existing_Miscellaneous_Natural Gas_Pool Heater_Economic Potential | F3 | Residential | CZ1 - Single Family | Existing | Miscellaneous | Natural Gas | Pool Heater | Economic Potential | Peak Demand (S) | 0 | 0 | 0 | 0 | 0 | 0 | 0 | 0 | 0 | 0 | 0 | 0 | 0 | 0 | 0 | 0 | 0 | 0 | 0 | 0 | 0 | 0 | 0 | 0 | 0 | 0 | 0 | 0 | 0 | 0
F4_Residential_CZ1 - Single Family_Existing_Miscellaneous_Natural Gas_Pool Heater_Economic Potential | F4 | Residential | CZ1 - Single Family | Existing | Miscellaneous | Natural Gas | Pool Heater | Economic Potential | Peak Demand (W) | 0 | 0 | 0 | 0 | 0 | 0 | 0 | 0 | 0 | 0 | 0 | 0 | 0 | 0 | 0 | 0 | 0 | 0 | 0 | 0 | 0 | 0 | 0 | 0 | 0 | 0 | 0 | 0 | 0 | 0
F5_Residential_CZ1 - Single Family_Existing_Miscellaneous_Natural Gas_Pool Heater_Economic Potential | F5 | Residential | CZ1 - Single Family | Existing | Miscellaneous | Natural Gas | Pool Heater | Economic Potential | Turnover | 0 | 0 | 0 | 0 | 0 | 0 | 0 | 0 | 0 | 0 | 0 | 0 | 0 | 0 | 0 | 0 | 0 | 0 | 0 | 0 | 0 | 0 | 0 | 0 | 0 | 0 | 0 | 0 | 0 | 0
F6_Residential_CZ1 - Single Family_Existing_Miscellaneous_Natural Gas_Pool Heater_Economic Potential | F6 | Residential | CZ1 - Single Family | Existing | Miscellaneous | Natural Gas | Pool Heater | Economic Potential | Avg. Replacement Usage | 0 | 0 | 0 | 0 | 0 | 0 | 0 | 0 | 0 | 0 | 0 | 0 | 0 | 0 | 0 | 0 | 0 | 0 | 0 | 0 | 0 | 0 | 0 | 0 | 0 | 0 | 0 | 0 | 0 | 0
F7_Residential_CZ1 - Single Family_Existing_Miscellaneous_Natural Gas_Pool Heater_Economic Potential | F7 | Residential | CZ1 - Single Family | Existing | Miscellaneous | Natural Gas | Pool Heater | Economic Potential | Avg. Replacement Demand (S) | 0 | 0 | 0 | 0 | 0 | 0 | 0 | 0 | 0 | 0 | 0 | 0 | 0 | 0 | 0 | 0 | 0 | 0 | 0 | 0 | 0 | 0 | 0 | 0 | 0 | 0 | 0 | 0 | 0 | 0
F8_Residential_CZ1 - Single Family_Existing_Miscellaneous_Natural Gas_Pool Heater_Economic Potential | F8 | Residential | CZ1 - Single Family | Existing | Miscellaneous | Natural Gas | Pool Heater | Economic Potential | Avg. Replacement Demand (W) | 0 | 0 | 0 | 0 | 0 | 0 | 0 | 0 | 0 | 0 | 0 | 0 | 0 | 0 | 0 | 0 | 0 | 0 | 0 | 0 | 0 | 0 | 0 | 0 | 0 | 0 | 0 | 0 | 0 | 0
F1_Residential_CZ1 - Single Family_Existing_Miscellaneous_Natural Gas_Miscellaneous_Economic Potential | F1 | Residential | CZ1 - Single Family | Existing | Miscellaneous | Natural Gas | Miscellaneous | Economic Potential | Units | 0 | 0 | 0 | 0 | 0 | 0 | 0 | 0 | 0 | 0 | 0 | 0 | 0 | 0 | 0 | 0 | 0 | 0 | 0 | 0 | 0 | 0 | 0 | 0 | 0 | 0 | 0 | 0 | 0 | 0
F2_Residential_CZ1 - Single Family_Existing_Miscellaneous_Natural Gas_Miscellaneous_Economic Potential | F2 | Residential | CZ1 - Single Family | Existing | Miscellaneous | Natural Gas | Miscellaneous | Economic Potential | Usage (MMtherm) | 0 | 0 | 0 | 0 | 0 | 0 | 0 | 0 | 0 | 0 | 0 | 0 | 0 | 0 | 0 | 0 | 0 | 0 | 0 | 0 | 0 | 0 | 0 | 0 | 0 | 0 | 0 | 0 | 0 | 0
F3_Residential_CZ1 - Single Family_Existing_Miscellaneous_Natural Gas_Miscellaneous_Economic Potential | F3 | Residential | CZ1 - Single Family | Existing | Miscellaneous | Natural Gas | Miscellaneous | Economic Potential | Peak Demand (S) | 0 | 0 | 0 | 0 | 0 | 0 | 0 | 0 | 0 | 0 | 0 | 0 | 0 | 0 | 0 | 0 | 0 | 0 | 0 | 0 | 0 | 0 | 0 | 0 | 0 | 0 | 0 | 0 | 0 | 0
F4_Residential_CZ1 - Single Family_Existing_Miscellaneous_Natural Gas_Miscellaneous_Economic Potential | F4 | Residential | CZ1 - Single Family | Existing | Miscellaneous | Natural Gas | Miscellaneous | Economic Potential | Peak Demand (W) | 0 | 0 | 0 | 0 | 0 | 0 | 0 | 0 | 0 | 0 | 0 | 0 | 0 | 0 | 0 | 0 | 0 | 0 | 0 | 0 | 0 | 0 | 0 | 0 | 0 | 0 | 0 | 0 | 0 | 0
F5_Residential_CZ1 - Single Family_Existing_Miscellaneous_Natural Gas_Miscellaneous_Economic Potential | F5 | Residential | CZ1 - Single Family | Existing | Miscellaneous | Natural Gas | Miscellaneous | Economic Potential | Turnover | 0 | 0 | 0 | 0 | 0 | 0 | 0 | 0 | 0 | 0 | 0 | 0 | 0 | 0 | 0 | 0 | 0 | 0 | 0 | 0 | 0 | 0 | 0 | 0 | 0 | 0 | 0 | 0 | 0 | 0
F6_Residential_CZ1 - Single Family_Existing_Miscellaneous_Natural Gas_Miscellaneous_Economic Potential | F6 | Residential | CZ1 - Single Family | Existing | Miscellaneous | Natural Gas | Miscellaneous | Economic Potential | Avg. Replacement Usage | 0 | 0 | 0 | 0 | 0 | 0 | 0 | 0 | 0 | 0 | 0 | 0 | 0 | 0 | 0 | 0 | 0 | 0 | 0 | 0 | 0 | 0 | 0 | 0 | 0 | 0 | 0 | 0 | 0 | 0
F7_Residential_CZ1 - Single Family_Existing_Miscellaneous_Natural Gas_Miscellaneous_Economic Potential | F7 | Residential | CZ1 - Single Family | Existing | Miscellaneous | Natural Gas | Miscellaneous | Economic Potential | Avg. Replacement Demand (S) | 0 | 0 | 0 | 0 | 0 | 0 | 0 | 0 | 0 | 0 | 0 | 0 | 0 | 0 | 0 | 0 | 0 | 0 | 0 | 0 | 0 | 0 | 0 | 0 | 0 | 0 | 0 | 0 | 0 | 0
F8_Residential_CZ1 - Single Family_Existing_Miscellaneous_Natural Gas_Miscellaneous_Economic Potential | F8 | Residential | CZ1 - Single Family | Existing | Miscellaneous | Natural Gas | Miscellaneous | Economic Potential | Avg. Replacement Demand (W) | 0 | 0 | 0 | 0 | 0 | 0 | 0 | 0 | 0 | 0 | 0 | 0 | 0 | 0 | 0 | 0 | 0 | 0 | 0 | 0 | 0 | 0 | 0 | 0 | 0 | 0 | 0 | 0 | 0 | 0
F1_Residential_CZ1 - Single Family_New_Space Heating_Natural Gas_Furnace - Direct Fuel_Economic Potential | F1 | Residential | CZ1 - Single Family | New | Space Heating | Natural Gas | Furnace - Direct Fuel | Economic Potential | Units | 0 | 0 | 0 | 0 | 0 | 0 | 0 | 0 | 0 | 0 | 0 | 0 | 0 | 0 | 0 | 0 | 0 | 0 | 0 | 0 | 0 | 0 | 0 | 0 | 0 | 0 | 0 | 0 | 0 | 0
F2_Residential_CZ1 - Single Family_New_Space Heating_Natural Gas_Furnace - Direct Fuel_Economic Potential | F2 | Residential | CZ1 - Single Family | New | Space Heating | Natural Gas | Furnace - Direct Fuel | Economic Potential | Usage (MMtherm) | 0 | 0 | 0 | 0 | 0 | 0 | 0 | 0 | 0 | 0 | 0 | 0 | 0 | 0 | 0 | 0 | 0 | 0 | 0 | 0 | 0 | 0 | 0 | 0 | 0 | 0 | 0 | 0 | 0 | 0
F3_Residential_CZ1 - Single Family_New_Space Heating_Natural Gas_Furnace - Direct Fuel_Economic Potential | F3 | Residential | CZ1 - Single Family | New | Space Heating | Natural Gas | Furnace - Direct Fuel | Economic Potential | Peak Demand (S) | 0 | 0 | 0 | 0 | 0 | 0 | 0 | 0 | 0 | 0 | 0 | 0 | 0 | 0 | 0 | 0 | 0 | 0 | 0 | 0 | 0 | 0 | 0 | 0 | 0 | 0 | 0 | 0 | 0 | 0
F4_Residential_CZ1 - Single Family_New_Space Heating_Natural Gas_Furnace - Direct Fuel_Economic Potential | F4 | Residential | CZ1 - Single Family | New | Space Heating | Natural Gas | Furnace - Direct Fuel | Economic Potential | Peak Demand (W) | 0 | 0 | 0 | 0 | 0 | 0 | 0 | 0 | 0 | 0 | 0 | 0 | 0 | 0 | 0 | 0 | 0 | 0 | 0 | 0 | 0 | 0 | 0 | 0 | 0 | 0 | 0 | 0 | 0 | 0
F5_Residential_CZ1 - Single Family_New_Space Heating_Natural Gas_Furnace - Direct Fuel_Economic Potential | F5 | Residential | CZ1 - Single Family | New | Space Heating | Natural Gas | Furnace - Direct Fuel | Economic Potential | Turnover | 0 | 0 | 0 | 0 | 0 | 0 | 0 | 0 | 0 | 0 | 0 | 0 | 0 | 0 | 0 | 0 | 0 | 0 | 0 | 0 | 0 | 0 | 0 | 0 | 0 | 0 | 0 | 0 | 0 | 0
F6_Residential_CZ1 - Single Family_New_Space Heating_Natural Gas_Furnace - Direct Fuel_Economic Potential | F6 | Residential | CZ1 - Single Family | New | Space Heating | Natural Gas | Furnace - Direct Fuel | Economic Potential | Avg. Replacement Usage | 0 | 0 | 0 | 0 | 0 | 0 | 0 | 0 | 0 | 0 | 0 | 0 | 0 | 0 | 0 | 0 | 0 | 0 | 0 | 0 | 0 | 0 | 0 | 0 | 0 | 0 | 0 | 0 | 0 | 0
F7_Residential_CZ1 - Single Family_New_Space Heating_Natural Gas_Furnace - Direct Fuel_Economic Potential | F7 | Residential | CZ1 - Single Family | New | Space Heating | Natural Gas | Furnace - Direct Fuel | Economic Potential | Avg. Replacement Demand (S) | 0 | 0 | 0 | 0 | 0 | 0 | 0 | 0 | 0 | 0 | 0 | 0 | 0 | 0 | 0 | 0 | 0 | 0 | 0 | 0 | 0 | 0 | 0 | 0 | 0 | 0 | 0 | 0 | 0 | 0
F8_Residential_CZ1 - Single Family_New_Space Heating_Natural Gas_Furnace - Direct Fuel_Economic Potential | F8 | Residential | CZ1 - Single Family | New | Space Heating | Natural Gas | Furnace - Direct Fuel | Economic Potential | Avg. Replacement Demand (W) | 0 | 0 | 0 | 0 | 0 | 0 | 0 | 0 | 0 | 0 | 0 | 0 | 0 | 0 | 0 | 0 | 0 | 0 | 0 | 0 | 0 | 0 | 0 | 0 | 0 | 0 | 0 | 0 | 0 | 0
F1_Residential_CZ1 - Single Family_New_Space Heating_Natural Gas_Boiler - Direct Fuel_Economic Potential | F1 | Residential | CZ1 - Single Family | New | Space Heating | Natural Gas | Boiler - Direct Fuel | Economic Potential | Units | 0 | 0 | 0 | 0 | 0 | 0 | 0 | 0 | 0 | 0 | 0 | 0 | 0 | 0 | 0 | 0 | 0 | 0 | 0 | 0 | 0 | 0 | 0 | 0 | 0 | 0 | 0 | 0 | 0 | 0
F2_Residential_CZ1 - Single Family_New_Space Heating_Natural Gas_Boiler - Direct Fuel_Economic Potential | F2 | Residential | CZ1 - Single Family | New | Space Heating | Natural Gas | Boiler - Direct Fuel | Economic Potential | Usage (MMtherm) | 0 | 0 | 0 | 0 | 0 | 0 | 0 | 0 | 0 | 0 | 0 | 0 | 0 | 0 | 0 | 0 | 0 | 0 | 0 | 0 | 0 | 0 | 0 | 0 | 0 | 0 | 0 | 0 | 0 | 0
F3_Residential_CZ1 - Single Family_New_Space Heating_Natural Gas_Boiler - Direct Fuel_Economic Potential | F3 | Residential | CZ1 - Single Family | New | Space Heating | Natural Gas | Boiler - Direct Fuel | Economic Potential | Peak Demand (S) | 0 | 0 | 0 | 0 | 0 | 0 | 0 | 0 | 0 | 0 | 0 | 0 | 0 | 0 | 0 | 0 | 0 | 0 | 0 | 0 | 0 | 0 | 0 | 0 | 0 | 0 | 0 | 0 | 0 | 0
F4_Residential_CZ1 - Single Family_New_Space Heating_Natural Gas_Boiler - Direct Fuel_Economic Potential | F4 | Residential | CZ1 - Single Family | New | Space Heating | Natural Gas | Boiler - Direct Fuel | Economic Potential | Peak Demand (W) | 0 | 0 | 0 | 0 | 0 | 0 | 0 | 0 | 0 | 0 | 0 | 0 | 0 | 0 | 0 | 0 | 0 | 0 | 0 | 0 | 0 | 0 | 0 | 0 | 0 | 0 | 0 | 0 | 0 | 0
F5_Residential_CZ1 - Single Family_New_Space Heating_Natural Gas_Boiler - Direct Fuel_Economic Potential | F5 | Residential | CZ1 - Single Family | New | Space Heating | Natural Gas | Boiler - Direct Fuel | Economic Potential | Turnover | 0 | 0 | 0 | 0 | 0 | 0 | 0 | 0 | 0 | 0 | 0 | 0 | 0 | 0 | 0 | 0 | 0 | 0 | 0 | 0 | 0 | 0 | 0 | 0 | 0 | 0 | 0 | 0 | 0 | 0
F6_Residential_CZ1 - Single Family_New_Space Heating_Natural Gas_Boiler - Direct Fuel_Economic Potential | F6 | Residential | CZ1 - Single Family | New | Space Heating | Natural Gas | Boiler - Direct Fuel | Economic Potential | Avg. Replacement Usage | 0 | 0 | 0 | 0 | 0 | 0 | 0 | 0 | 0 | 0 | 0 | 0 | 0 | 0 | 0 | 0 | 0 | 0 | 0 | 0 | 0 | 0 | 0 | 0 | 0 | 0 | 0 | 0 | 0 | 0
F7_Residential_CZ1 - Single Family_New_Space Heating_Natural Gas_Boiler - Direct Fuel_Economic Potential | F7 | Residential | CZ1 - Single Family | New | Space Heating | Natural Gas | Boiler - Direct Fuel | Economic Potential | Avg. Replacement Demand (S) | 0 | 0 | 0 | 0 | 0 | 0 | 0 | 0 | 0 | 0 | 0 | 0 | 0 | 0 | 0 | 0 | 0 | 0 | 0 | 0 | 0 | 0 | 0 | 0 | 0 | 0 | 0 | 0 | 0 | 0
F8_Residential_CZ1 - Single Family_New_Space Heating_Natural Gas_Boiler - Direct Fuel_Economic Potential | F8 | Residential | CZ1 - Single Family | New | Space Heating | Natural Gas | Boiler - Direct Fuel | Economic Potential | Avg. Replacement Demand (W) | 0 | 0 | 0 | 0 | 0 | 0 | 0 | 0 | 0 | 0 | 0 | 0 | 0 | 0 | 0 | 0 | 0 | 0 | 0 | 0 | 0 | 0 | 0 | 0 | 0 | 0 | 0 | 0 | 0 | 0
F1_Residential_CZ1 - Single Family_New_Secondary Heating_Natural Gas_Fireplace_Economic Potential | F1 | Residential | CZ1 - Single Family | New | Secondary Heating | Natural Gas | Fireplace | Economic Potential | Units | 0 | 0 | 0 | 0 | 0 | 0 | 0 | 0 | 0 | 0 | 0 | 0 | 0 | 0 | 0 | 0 | 0 | 0 | 0 | 0 | 0 | 0 | 0 | 0 | 0 | 0 | 0 | 0 | 0 | 0
F2_Residential_CZ1 - Single Family_New_Secondary Heating_Natural Gas_Fireplace_Economic Potential | F2 | Residential | CZ1 - Single Family | New | Secondary Heating | Natural Gas | Fireplace | Economic Potential | Usage (MMtherm) | 0 | 0 | 0 | 0 | 0 | 0 | 0 | 0 | 0 | 0 | 0 | 0 | 0 | 0 | 0 | 0 | 0 | 0 | 0 | 0 | 0 | 0 | 0 | 0 | 0 | 0 | 0 | 0 | 0 | 0
F3_Residential_CZ1 - Single Family_New_Secondary Heating_Natural Gas_Fireplace_Economic Potential | F3 | Residential | CZ1 - Single Family | New | Secondary Heating | Natural Gas | Fireplace | Economic Potential | Peak Demand (S) | 0 | 0 | 0 | 0 | 0 | 0 | 0 | 0 | 0 | 0 | 0 | 0 | 0 | 0 | 0 | 0 | 0 | 0 | 0 | 0 | 0 | 0 | 0 | 0 | 0 | 0 | 0 | 0 | 0 | 0
F4_Residential_CZ1 - Single Family_New_Secondary Heating_Natural Gas_Fireplace_Economic Potential | F4 | Residential | CZ1 - Single Family | New | Secondary Heating | Natural Gas | Fireplace | Economic Potential | Peak Demand (W) | 0 | 0 | 0 | 0 | 0 | 0 | 0 | 0 | 0 | 0 | 0 | 0 | 0 | 0 | 0 | 0 | 0 | 0 | 0 | 0 | 0 | 0 | 0 | 0 | 0 | 0 | 0 | 0 | 0 | 0
F5_Residential_CZ1 - Single Family_New_Secondary Heating_Natural Gas_Fireplace_Economic Potential | F5 | Residential | CZ1 - Single Family | New | Secondary Heating | Natural Gas | Fireplace | Economic Potential | Turnover | 0 | 0 | 0 | 0 | 0 | 0 | 0 | 0 | 0 | 0 | 0 | 0 | 0 | 0 | 0 | 0 | 0 | 0 | 0 | 0 | 0 | 0 | 0 | 0 | 0 | 0 | 0 | 0 | 0 | 0
F6_Residential_CZ1 - Single Family_New_Secondary Heating_Natural Gas_Fireplace_Economic Potential | F6 | Residential | CZ1 - Single Family | New | Secondary Heating | Natural Gas | Fireplace | Economic Potential | Avg. Replacement Usage | 0 | 0 | 0 | 0 | 0 | 0 | 0 | 0 | 0 | 0 | 0 | 0 | 0 | 0 | 0 | 0 | 0 | 0 | 0 | 0 | 0 | 0 | 0 | 0 | 0 | 0 | 0 | 0 | 0 | 0
F7_Residential_CZ1 - Single Family_New_Secondary Heating_Natural Gas_Fireplace_Economic Potential | F7 | Residential | CZ1 - Single Family | New | Secondary Heating | Natural Gas | Fireplace | Economic Potential | Avg. Replacement Demand (S) | 0 | 0 | 0 | 0 | 0 | 0 | 0 | 0 | 0 | 0 | 0 | 0 | 0 | 0 | 0 | 0 | 0 | 0 | 0 | 0 | 0 | 0 | 0 | 0 | 0 | 0 | 0 | 0 | 0 | 0
F8_Residential_CZ1 - Single Family_New_Secondary Heating_Natural Gas_Fireplace_Economic Potential | F8 | Residential | CZ1 - Single Family | New | Secondary Heating | Natural Gas | Fireplace | Economic Potential | Avg. Replacement Demand (W) | 0 | 0 | 0 | 0 | 0 | 0 | 0 | 0 | 0 | 0 | 0 | 0 | 0 | 0 | 0 | 0 | 0 | 0 | 0 | 0 | 0 | 0 | 0 | 0 | 0 | 0 | 0 | 0 | 0 | 0
F1_Residential_CZ1 - Single Family_New_Water Heating_Natural Gas_Water Heater <= 55 gal._Economic Potential | F1 | Residential | CZ1 - Single Family | New | Water Heating | Natural Gas | Water Heater <= 55 gal. | Economic Potential | Units | 0 | 0 | 0 | 0 | 0 | 0 | 0 | 0 | 0 | 0 | 0 | 0 | 0 | 0 | 0 | 0 | 0 | 0 | 0 | 0 | 0 | 0 | 0 | 0 | 0 | 0 | 0 | 0 | 0 | 0
F2_Residential_CZ1 - Single Family_New_Water Heating_Natural Gas_Water Heater <= 55 gal._Economic Potential | F2 | Residential | CZ1 - Single Family | New | Water Heating | Natural Gas | Water Heater <= 55 gal. | Economic Potential | Usage (MMtherm) | 0 | 0 | 0 | 0 | 0 | 0 | 0 | 0 | 0 | 0 | 0 | 0 | 0 | 0 | 0 | 0 | 0 | 0 | 0 | 0 | 0 | 0 | 0 | 0 | 0 | 0 | 0 | 0 | 0 | 0
F3_Residential_CZ1 - Single Family_New_Water Heating_Natural Gas_Water Heater <= 55 gal._Economic Potential | F3 | Residential | CZ1 - Single Family | New | Water Heating | Natural Gas | Water Heater <= 55 gal. | Economic Potential | Peak Demand (S) | 0 | 0 | 0 | 0 | 0 | 0 | 0 | 0 | 0 | 0 | 0 | 0 | 0 | 0 | 0 | 0 | 0 | 0 | 0 | 0 | 0 | 0 | 0 | 0 | 0 | 0 | 0 | 0 | 0 | 0
F4_Residential_CZ1 - Single Family_New_Water Heating_Natural Gas_Water Heater <= 55 gal._Economic Potential | F4 | Residential | CZ1 - Single Family | New | Water Heating | Natural Gas | Water Heater <= 55 gal. | Economic Potential | Peak Demand (W) | 0 | 0 | 0 | 0 | 0 | 0 | 0 | 0 | 0 | 0 | 0 | 0 | 0 | 0 | 0 | 0 | 0 | 0 | 0 | 0 | 0 | 0 | 0 | 0 | 0 | 0 | 0 | 0 | 0 | 0
F5_Residential_CZ1 - Single Family_New_Water Heating_Natural Gas_Water Heater <= 55 gal._Economic Potential | F5 | Residential | CZ1 - Single Family | New | Water Heating | Natural Gas | Water Heater <= 55 gal. | Economic Potential | Turnover | 0 | 0 | 0 | 0 | 0 | 0 | 0 | 0 | 0 | 0 | 0 | 0 | 0 | 0 | 0 | 0 | 0 | 0 | 0 | 0 | 0 | 0 | 0 | 0 | 0 | 0 | 0 | 0 | 0 | 0
F6_Residential_CZ1 - Single Family_New_Water Heating_Natural Gas_Water Heater <= 55 gal._Economic Potential | F6 | Residential | CZ1 - Single Family | New | Water Heating | Natural Gas | Water Heater <= 55 gal. | Economic Potential | Avg. Replacement Usage | 0 | 0 | 0 | 0 | 0 | 0 | 0 | 0 | 0 | 0 | 0 | 0 | 0 | 0 | 0 | 0 | 0 | 0 | 0 | 0 | 0 | 0 | 0 | 0 | 0 | 0 | 0 | 0 | 0 | 0
F7_Residential_CZ1 - Single Family_New_Water Heating_Natural Gas_Water Heater <= 55 gal._Economic Potential | F7 | Residential | CZ1 - Single Family | New | Water Heating | Natural Gas | Water Heater <= 55 gal. | Economic Potential | Avg. Replacement Demand (S) | 0 | 0 | 0 | 0 | 0 | 0 | 0 | 0 | 0 | 0 | 0 | 0 | 0 | 0 | 0 | 0 | 0 | 0 | 0 | 0 | 0 | 0 | 0 | 0 | 0 | 0 | 0 | 0 | 0 | 0
F8_Residential_CZ1 - Single Family_New_Water Heating_Natural Gas_Water Heater <= 55 gal._Economic Potential | F8 | Residential | CZ1 - Single Family | New | Water Heating | Natural Gas | Water Heater <= 55 gal. | Economic Potential | Avg. Replacement Demand (W) | 0 | 0 | 0 | 0 | 0 | 0 | 0 | 0 | 0 | 0 | 0 | 0 | 0 | 0 | 0 | 0 | 0 | 0 | 0 | 0 | 0 | 0 | 0 | 0 | 0 | 0 | 0 | 0 | 0 | 0
F1_Residential_CZ1 - Single Family_New_Water Heating_Natural Gas_Water Heater > 55 gal._Economic Potential | F1 | Residential | CZ1 - Single Family | New | Water Heating | Natural Gas | Water Heater > 55 gal. | Economic Potential | Units | 0 | 0 | 0 | 0 | 0 | 0 | 0 | 0 | 0 | 0 | 0 | 0 | 0 | 0 | 0 | 0 | 0 | 0 | 0 | 0 | 0 | 0 | 0 | 0 | 0 | 0 | 0 | 0 | 0 | 0
F2_Residential_CZ1 - Single Family_New_Water Heating_Natural Gas_Water Heater > 55 gal._Economic Potential | F2 | Residential | CZ1 - Single Family | New | Water Heating | Natural Gas | Water Heater > 55 gal. | Economic Potential | Usage (MMtherm) | 0 | 0 | 0 | 0 | 0 | 0 | 0 | 0 | 0 | 0 | 0 | 0 | 0 | 0 | 0 | 0 | 0 | 0 | 0 | 0 | 0 | 0 | 0 | 0 | 0 | 0 | 0 | 0 | 0 | 0
F3_Residential_CZ1 - Single Family_New_Water Heating_Natural Gas_Water Heater > 55 gal._Economic Potential | F3 | Residential | CZ1 - Single Family | New | Water Heating | Natural Gas | Water Heater > 55 gal. | Economic Potential | Peak Demand (S) | 0 | 0 | 0 | 0 | 0 | 0 | 0 | 0 | 0 | 0 | 0 | 0 | 0 | 0 | 0 | 0 | 0 | 0 | 0 | 0 | 0 | 0 | 0 | 0 | 0 | 0 | 0 | 0 | 0 | 0
F4_Residential_CZ1 - Single Family_New_Water Heating_Natural Gas_Water Heater > 55 gal._Economic Potential | F4 | Residential | CZ1 - Single Family | New | Water Heating | Natural Gas | Water Heater > 55 gal. | Economic Potential | Peak Demand (W) | 0 | 0 | 0 | 0 | 0 | 0 | 0 | 0 | 0 | 0 | 0 | 0 | 0 | 0 | 0 | 0 | 0 | 0 | 0 | 0 | 0 | 0 | 0 | 0 | 0 | 0 | 0 | 0 | 0 | 0
F5_Residential_CZ1 - Single Family_New_Water Heating_Natural Gas_Water Heater > 55 gal._Economic Potential | F5 | Residential | CZ1 - Single Family | New | Water Heating | Natural Gas | Water Heater > 55 gal. | Economic Potential | Turnover | 0 | 0 | 0 | 0 | 0 | 0 | 0 | 0 | 0 | 0 | 0 | 0 | 0 | 0 | 0 | 0 | 0 | 0 | 0 | 0 | 0 | 0 | 0 | 0 | 0 | 0 | 0 | 0 | 0 | 0
F6_Residential_CZ1 - Single Family_New_Water Heating_Natural Gas_Water Heater > 55 gal._Economic Potential | F6 | Residential | CZ1 - Single Family | New | Water Heating | Natural Gas | Water Heater > 55 gal. | Economic Potential | Avg. Replacement Usage | 0 | 0 | 0 | 0 | 0 | 0 | 0 | 0 | 0 | 0 | 0 | 0 | 0 | 0 | 0 | 0 | 0 | 0 | 0 | 0 | 0 | 0 | 0 | 0 | 0 | 0 | 0 | 0 | 0 | 0
F7_Residential_CZ1 - Single Family_New_Water Heating_Natural Gas_Water Heater > 55 gal._Economic Potential | F7 | Residential | CZ1 - Single Family | New | Water Heating | Natural Gas | Water Heater > 55 gal. | Economic Potential | Avg. Replacement Demand (S) | 0 | 0 | 0 | 0 | 0 | 0 | 0 | 0 | 0 | 0 | 0 | 0 | 0 | 0 | 0 | 0 | 0 | 0 | 0 | 0 | 0 | 0 | 0 | 0 | 0 | 0 | 0 | 0 | 0 | 0
F8_Residential_CZ1 - Single Family_New_Water Heating_Natural Gas_Water Heater > 55 gal._Economic Potential | F8 | Residential | CZ1 - Single Family | New | Water Heating | Natural Gas | Water Heater > 55 gal. | Economic Potential | Avg. Replacement Demand (W) | 0 | 0 | 0 | 0 | 0 | 0 | 0 | 0 | 0 | 0 | 0 | 0 | 0 | 0 | 0 | 0 | 0 | 0 | 0 | 0 | 0 | 0 | 0 | 0 | 0 | 0 | 0 | 0 | 0 | 0
F1_Residential_CZ1 - Single Family_New_Appliances_Natural Gas_Clothes Dryer_Economic Potential | F1 | Residential | CZ1 - Single Family | New | Appliances | Natural Gas | Clothes Dryer | Economic Potential | Units | 0 | 0 | 0 | 0 | 0 | 0 | 0 | 0 | 0 | 0 | 0 | 0 | 0 | 0 | 0 | 0 | 0 | 0 | 0 | 0 | 0 | 0 | 0 | 0 | 0 | 0 | 0 | 0 | 0 | 0
F2_Residential_CZ1 - Single Family_New_Appliances_Natural Gas_Clothes Dryer_Economic Potential | F2 | Residential | CZ1 - Single Family | New | Appliances | Natural Gas | Clothes Dryer | Economic Potential | Usage (MMtherm) | 0 | 0 | 0 | 0 | 0 | 0 | 0 | 0 | 0 | 0 | 0 | 0 | 0 | 0 | 0 | 0 | 0 | 0 | 0 | 0 | 0 | 0 | 0 | 0 | 0 | 0 | 0 | 0 | 0 | 0
F3_Residential_CZ1 - Single Family_New_Appliances_Natural Gas_Clothes Dryer_Economic Potential | F3 | Residential | CZ1 - Single Family | New | Appliances | Natural Gas | Clothes Dryer | Economic Potential | Peak Demand (S) | 0 | 0 | 0 | 0 | 0 | 0 | 0 | 0 | 0 | 0 | 0 | 0 | 0 | 0 | 0 | 0 | 0 | 0 | 0 | 0 | 0 | 0 | 0 | 0 | 0 | 0 | 0 | 0 | 0 | 0
F4_Residential_CZ1 - Single Family_New_Appliances_Natural Gas_Clothes Dryer_Economic Potential | F4 | Residential | CZ1 - Single Family | New | Appliances | Natural Gas | Clothes Dryer | Economic Potential | Peak Demand (W) | 0 | 0 | 0 | 0 | 0 | 0 | 0 | 0 | 0 | 0 | 0 | 0 | 0 | 0 | 0 | 0 | 0 | 0 | 0 | 0 | 0 | 0 | 0 | 0 | 0 | 0 | 0 | 0 | 0 | 0
F5_Residential_CZ1 - Single Family_New_Appliances_Natural Gas_Clothes Dryer_Economic Potential | F5 | Residential | CZ1 - Single Family | New | Appliances | Natural Gas | Clothes Dryer | Economic Potential | Turnover | 0 | 0 | 0 | 0 | 0 | 0 | 0 | 0 | 0 | 0 | 0 | 0 | 0 | 0 | 0 | 0 | 0 | 0 | 0 | 0 | 0 | 0 | 0 | 0 | 0 | 0 | 0 | 0 | 0 | 0
F6_Residential_CZ1 - Single Family_New_Appliances_Natural Gas_Clothes Dryer_Economic Potential | F6 | Residential | CZ1 - Single Family | New | Appliances | Natural Gas | Clothes Dryer | Economic Potential | Avg. Replacement Usage | 0 | 0 | 0 | 0 | 0 | 0 | 0 | 0 | 0 | 0 | 0 | 0 | 0 | 0 | 0 | 0 | 0 | 0 | 0 | 0 | 0 | 0 | 0 | 0 | 0 | 0 | 0 | 0 | 0 | 0
F7_Residential_CZ1 - Single Family_New_Appliances_Natural Gas_Clothes Dryer_Economic Potential | F7 | Residential | CZ1 - Single Family | New | Appliances | Natural Gas | Clothes Dryer | Economic Potential | Avg. Replacement Demand (S) | 0 | 0 | 0 | 0 | 0 | 0 | 0 | 0 | 0 | 0 | 0 | 0 | 0 | 0 | 0 | 0 | 0 | 0 | 0 | 0 | 0 | 0 | 0 | 0 | 0 | 0 | 0 | 0 | 0 | 0
F8_Residential_CZ1 - Single Family_New_Appliances_Natural Gas_Clothes Dryer_Economic Potential | F8 | Residential | CZ1 - Single Family | New | Appliances | Natural Gas | Clothes Dryer | Economic Potential | Avg. Replacement Demand (W) | 0 | 0 | 0 | 0 | 0 | 0 | 0 | 0 | 0 | 0 | 0 | 0 | 0 | 0 | 0 | 0 | 0 | 0 | 0 | 0 | 0 | 0 | 0 | 0 | 0 | 0 | 0 | 0 | 0 | 0
F1_Residential_CZ1 - Single Family_New_Appliances_Natural Gas_Stove/Oven_Economic Potential | F1 | Residential | CZ1 - Single Family | New | Appliances | Natural Gas | Stove/Oven | Economic Potential | Units | 0 | 0 | 0 | 0 | 0 | 0 | 0 | 0 | 0 | 0 | 0 | 0 | 0 | 0 | 0 | 0 | 0 | 0 | 0 | 0 | 0 | 0 | 0 | 0 | 0 | 0 | 0 | 0 | 0 | 0
F2_Residential_CZ1 - Single Family_New_Appliances_Natural Gas_Stove/Oven_Economic Potential | F2 | Residential | CZ1 - Single Family | New | Appliances | Natural Gas | Stove/Oven | Economic Potential | Usage (MMtherm) | 0 | 0 | 0 | 0 | 0 | 0 | 0 | 0 | 0 | 0 | 0 | 0 | 0 | 0 | 0 | 0 | 0 | 0 | 0 | 0 | 0 | 0 | 0 | 0 | 0 | 0 | 0 | 0 | 0 | 0
F3_Residential_CZ1 - Single Family_New_Appliances_Natural Gas_Stove/Oven_Economic Potential | F3 | Residential | CZ1 - Single Family | New | Appliances | Natural Gas | Stove/Oven | Economic Potential | Peak Demand (S) | 0 | 0 | 0 | 0 | 0 | 0 | 0 | 0 | 0 | 0 | 0 | 0 | 0 | 0 | 0 | 0 | 0 | 0 | 0 | 0 | 0 | 0 | 0 | 0 | 0 | 0 | 0 | 0 | 0 | 0
F4_Residential_CZ1 - Single Family_New_Appliances_Natural Gas_Stove/Oven_Economic Potential | F4 | Residential | CZ1 - Single Family | New | Appliances | Natural Gas | Stove/Oven | Economic Potential | Peak Demand (W) | 0 | 0 | 0 | 0 | 0 | 0 | 0 | 0 | 0 | 0 | 0 | 0 | 0 | 0 | 0 | 0 | 0 | 0 | 0 | 0 | 0 | 0 | 0 | 0 | 0 | 0 | 0 | 0 | 0 | 0
F5_Residential_CZ1 - Single Family_New_Appliances_Natural Gas_Stove/Oven_Economic Potential | F5 | Residential | CZ1 - Single Family | New | Appliances | Natural Gas | Stove/Oven | Economic Potential | Turnover | 0 | 0 | 0 | 0 | 0 | 0 | 0 | 0 | 0 | 0 | 0 | 0 | 0 | 0 | 0 | 0 | 0 | 0 | 0 | 0 | 0 | 0 | 0 | 0 | 0 | 0 | 0 | 0 | 0 | 0
F6_Residential_CZ1 - Single Family_New_Appliances_Natural Gas_Stove/Oven_Economic Potential | F6 | Residential | CZ1 - Single Family | New | Appliances | Natural Gas | Stove/Oven | Economic Potential | Avg. Replacement Usage | 0 | 0 | 0 | 0 | 0 | 0 | 0 | 0 | 0 | 0 | 0 | 0 | 0 | 0 | 0 | 0 | 0 | 0 | 0 | 0 | 0 | 0 | 0 | 0 | 0 | 0 | 0 | 0 | 0 | 0
F7_Residential_CZ1 - Single Family_New_Appliances_Natural Gas_Stove/Oven_Economic Potential | F7 | Residential | CZ1 - Single Family | New | Appliances | Natural Gas | Stove/Oven | Economic Potential | Avg. Replacement Demand (S) | 0 | 0 | 0 | 0 | 0 | 0 | 0 | 0 | 0 | 0 | 0 | 0 | 0 | 0 | 0 | 0 | 0 | 0 | 0 | 0 | 0 | 0 | 0 | 0 | 0 | 0 | 0 | 0 | 0 | 0
F8_Residential_CZ1 - Single Family_New_Appliances_Natural Gas_Stove/Oven_Economic Potential | F8 | Residential | CZ1 - Single Family | New | Appliances | Natural Gas | Stove/Oven | Economic Potential | Avg. Replacement Demand (W) | 0 | 0 | 0 | 0 | 0 | 0 | 0 | 0 | 0 | 0 | 0 | 0 | 0 | 0 | 0 | 0 | 0 | 0 | 0 | 0 | 0 | 0 | 0 | 0 | 0 | 0 | 0 | 0 | 0 | 0
F1_Residential_CZ1 - Single Family_New_Miscellaneous_Natural Gas_Pool Heater_Economic Potential | F1 | Residential | CZ1 - Single Family | New | Miscellaneous | Natural Gas | Pool Heater | Economic Potential | Units | 0 | 0 | 0 | 0 | 0 | 0 | 0 | 0 | 0 | 0 | 0 | 0 | 0 | 0 | 0 | 0 | 0 | 0 | 0 | 0 | 0 | 0 | 0 | 0 | 0 | 0 | 0 | 0 | 0 | 0
F2_Residential_CZ1 - Single Family_New_Miscellaneous_Natural Gas_Pool Heater_Economic Potential | F2 | Residential | CZ1 - Single Family | New | Miscellaneous | Natural Gas | Pool Heater | Economic Potential | Usage (MMtherm) | 0 | 0 | 0 | 0 | 0 | 0 | 0 | 0 | 0 | 0 | 0 | 0 | 0 | 0 | 0 | 0 | 0 | 0 | 0 | 0 | 0 | 0 | 0 | 0 | 0 | 0 | 0 | 0 | 0 | 0
F3_Residential_CZ1 - Single Family_New_Miscellaneous_Natural Gas_Pool Heater_Economic Potential | F3 | Residential | CZ1 - Single Family | New | Miscellaneous | Natural Gas | Pool Heater | Economic Potential | Peak Demand (S) | 0 | 0 | 0 | 0 | 0 | 0 | 0 | 0 | 0 | 0 | 0 | 0 | 0 | 0 | 0 | 0 | 0 | 0 | 0 | 0 | 0 | 0 | 0 | 0 | 0 | 0 | 0 | 0 | 0 | 0
F4_Residential_CZ1 - Single Family_New_Miscellaneous_Natural Gas_Pool Heater_Economic Potential | F4 | Residential | CZ1 - Single Family | New | Miscellaneous | Natural Gas | Pool Heater | Economic Potential | Peak Demand (W) | 0 | 0 | 0 | 0 | 0 | 0 | 0 | 0 | 0 | 0 | 0 | 0 | 0 | 0 | 0 | 0 | 0 | 0 | 0 | 0 | 0 | 0 | 0 | 0 | 0 | 0 | 0 | 0 | 0 | 0
F5_Residential_CZ1 - Single Family_New_Miscellaneous_Natural Gas_Pool Heater_Economic Potential | F5 | Residential | CZ1 - Single Family | New | Miscellaneous | Natural Gas | Pool Heater | Economic Potential | Turnover | 0 | 0 | 0 | 0 | 0 | 0 | 0 | 0 | 0 | 0 | 0 | 0 | 0 | 0 | 0 | 0 | 0 | 0 | 0 | 0 | 0 | 0 | 0 | 0 | 0 | 0 | 0 | 0 | 0 | 0
F6_Residential_CZ1 - Single Family_New_Miscellaneous_Natural Gas_Pool Heater_Economic Potential | F6 | Residential | CZ1 - Single Family | New | Miscellaneous | Natural Gas | Pool Heater | Economic Potential | Avg. Replacement Usage | 0 | 0 | 0 | 0 | 0 | 0 | 0 | 0 | 0 | 0 | 0 | 0 | 0 | 0 | 0 | 0 | 0 | 0 | 0 | 0 | 0 | 0 | 0 | 0 | 0 | 0 | 0 | 0 | 0 | 0
F7_Residential_CZ1 - Single Family_New_Miscellaneous_Natural Gas_Pool Heater_Economic Potential | F7 | Residential | CZ1 - Single Family | New | Miscellaneous | Natural Gas | Pool Heater | Economic Potential | Avg. Replacement Demand (S) | 0 | 0 | 0 | 0 | 0 | 0 | 0 | 0 | 0 | 0 | 0 | 0 | 0 | 0 | 0 | 0 | 0 | 0 | 0 | 0 | 0 | 0 | 0 | 0 | 0 | 0 | 0 | 0 | 0 | 0
F8_Residential_CZ1 - Single Family_New_Miscellaneous_Natural Gas_Pool Heater_Economic Potential | F8 | Residential | CZ1 - Single Family | New | Miscellaneous | Natural Gas | Pool Heater | Economic Potential | Avg. Replacement Demand (W) | 0 | 0 | 0 | 0 | 0 | 0 | 0 | 0 | 0 | 0 | 0 | 0 | 0 | 0 | 0 | 0 | 0 | 0 | 0 | 0 | 0 | 0 | 0 | 0 | 0 | 0 | 0 | 0 | 0 | 0
F1_Residential_CZ1 - Single Family_New_Miscellaneous_Natural Gas_Miscellaneous_Economic Potential | F1 | Residential | CZ1 - Single Family | New | Miscellaneous | Natural Gas | Miscellaneous | Economic Potential | Units | 0 | 0 | 0 | 0 | 0 | 0 | 0 | 0 | 0 | 0 | 0 | 0 | 0 | 0 | 0 | 0 | 0 | 0 | 0 | 0 | 0 | 0 | 0 | 0 | 0 | 0 | 0 | 0 | 0 | 0
F2_Residential_CZ1 - Single Family_New_Miscellaneous_Natural Gas_Miscellaneous_Economic Potential | F2 | Residential | CZ1 - Single Family | New | Miscellaneous | Natural Gas | Miscellaneous | Economic Potential | Usage (MMtherm) | 0 | 0 | 0 | 0 | 0 | 0 | 0 | 0 | 0 | 0 | 0 | 0 | 0 | 0 | 0 | 0 | 0 | 0 | 0 | 0 | 0 | 0 | 0 | 0 | 0 | 0 | 0 | 0 | 0 | 0
F3_Residential_CZ1 - Single Family_New_Miscellaneous_Natural Gas_Miscellaneous_Economic Potential | F3 | Residential | CZ1 - Single Family | New | Miscellaneous | Natural Gas | Miscellaneous | Economic Potential | Peak Demand (S) | 0 | 0 | 0 | 0 | 0 | 0 | 0 | 0 | 0 | 0 | 0 | 0 | 0 | 0 | 0 | 0 | 0 | 0 | 0 | 0 | 0 | 0 | 0 | 0 | 0 | 0 | 0 | 0 | 0 | 0
F4_Residential_CZ1 - Single Family_New_Miscellaneous_Natural Gas_Miscellaneous_Economic Potential | F4 | Residential | CZ1 - Single Family | New | Miscellaneous | Natural Gas | Miscellaneous | Economic Potential | Peak Demand (W) | 0 | 0 | 0 | 0 | 0 | 0 | 0 | 0 | 0 | 0 | 0 | 0 | 0 | 0 | 0 | 0 | 0 | 0 | 0 | 0 | 0 | 0 | 0 | 0 | 0 | 0 | 0 | 0 | 0 | 0
F5_Residential_CZ1 - Single Family_New_Miscellaneous_Natural Gas_Miscellaneous_Economic Potential | F5 | Residential | CZ1 - Single Family | New | Miscellaneous | Natural Gas | Miscellaneous | Economic Potential | Turnover | 0 | 0 | 0 | 0 | 0 | 0 | 0 | 0 | 0 | 0 | 0 | 0 | 0 | 0 | 0 | 0 | 0 | 0 | 0 | 0 | 0 | 0 | 0 | 0 | 0 | 0 | 0 | 0 | 0 | 0
F6_Residential_CZ1 - Single Family_New_Miscellaneous_Natural Gas_Miscellaneous_Economic Potential | F6 | Residential | CZ1 - Single Family | New | Miscellaneous | Natural Gas | Miscellaneous | Economic Potential | Avg. Replacement Usage | 0 | 0 | 0 | 0 | 0 | 0 | 0 | 0 | 0 | 0 | 0 | 0 | 0 | 0 | 0 | 0 | 0 | 0 | 0 | 0 | 0 | 0 | 0 | 0 | 0 | 0 | 0 | 0 | 0 | 0
F7_Residential_CZ1 - Single Family_New_Miscellaneous_Natural Gas_Miscellaneous_Economic Potential | F7 | Residential | CZ1 - Single Family | New | Miscellaneous | Natural Gas | Miscellaneous | Economic Potential | Avg. Replacement Demand (S) | 0 | 0 | 0 | 0 | 0 | 0 | 0 | 0 | 0 | 0 | 0 | 0 | 0 | 0 | 0 | 0 | 0 | 0 | 0 | 0 | 0 | 0 | 0 | 0 | 0 | 0 | 0 | 0 | 0 | 0
F8_Residential_CZ1 - Single Family_New_Miscellaneous_Natural Gas_Miscellaneous_Economic Potential | F8 | Residential | CZ1 - Single Family | New | Miscellaneous | Natural Gas | Miscellaneous | Economic Potential | Avg. Replacement Demand (W) | 0 | 0 | 0 | 0 | 0 | 0 | 0 | 0 | 0 | 0 | 0 | 0 | 0 | 0 | 0 | 0 | 0 | 0 | 0 | 0 | 0 | 0 | 0 | 0 | 0 | 0 | 0 | 0 | 0 | 0
F1_Residential_CZ1 - Multi Family_Existing_Space Heating_Natural Gas_Furnace - Direct Fuel_Economic Potential | F1 | Residential | CZ1 - Multi Family | Existing | Space Heating | Natural Gas | Furnace - Direct Fuel | Economic Potential | Units | 0 | 0 | 0 | 0 | 0 | 0 | 0 | 0 | 0 | 0 | 0 | 0 | 0 | 0 | 0 | 0 | 0 | 0 | 0 | 0 | 0 | 0 | 0 | 0 | 0 | 0 | 0 | 0 | 0 | 0
F2_Residential_CZ1 - Multi Family_Existing_Space Heating_Natural Gas_Furnace - Direct Fuel_Economic Potential | F2 | Residential | CZ1 - Multi Family | Existing | Space Heating | Natural Gas | Furnace - Direct Fuel | Economic Potential | Usage (MMtherm) | 0 | 0 | 0 | 0 | 0 | 0 | 0 | 0 | 0 | 0 | 0 | 0 | 0 | 0 | 0 | 0 | 0 | 0 | 0 | 0 | 0 | 0 | 0 | 0 | 0 | 0 | 0 | 0 | 0 | 0
F3_Residential_CZ1 - Multi Family_Existing_Space Heating_Natural Gas_Furnace - Direct Fuel_Economic Potential | F3 | Residential | CZ1 - Multi Family | Existing | Space Heating | Natural Gas | Furnace - Direct Fuel | Economic Potential | Peak Demand (S) | 0 | 0 | 0 | 0 | 0 | 0 | 0 | 0 | 0 | 0 | 0 | 0 | 0 | 0 | 0 | 0 | 0 | 0 | 0 | 0 | 0 | 0 | 0 | 0 | 0 | 0 | 0 | 0 | 0 | 0
F4_Residential_CZ1 - Multi Family_Existing_Space Heating_Natural Gas_Furnace - Direct Fuel_Economic Potential | F4 | Residential | CZ1 - Multi Family | Existing | Space Heating | Natural Gas | Furnace - Direct Fuel | Economic Potential | Peak Demand (W) | 0 | 0 | 0 | 0 | 0 | 0 | 0 | 0 | 0 | 0 | 0 | 0 | 0 | 0 | 0 | 0 | 0 | 0 | 0 | 0 | 0 | 0 | 0 | 0 | 0 | 0 | 0 | 0 | 0 | 0
F5_Residential_CZ1 - Multi Family_Existing_Space Heating_Natural Gas_Furnace - Direct Fuel_Economic Potential | F5 | Residential | CZ1 - Multi Family | Existing | Space Heating | Natural Gas | Furnace - Direct Fuel | Economic Potential | Turnover | 0 | 0 | 0 | 0 | 0 | 0 | 0 | 0 | 0 | 0 | 0 | 0 | 0 | 0 | 0 | 0 | 0 | 0 | 0 | 0 | 0 | 0 | 0 | 0 | 0 | 0 | 0 | 0 | 0 | 0
F6_Residential_CZ1 - Multi Family_Existing_Space Heating_Natural Gas_Furnace - Direct Fuel_Economic Potential | F6 | Residential | CZ1 - Multi Family | Existing | Space Heating | Natural Gas | Furnace - Direct Fuel | Economic Potential | Avg. Replacement Usage | 0 | 0 | 0 | 0 | 0 | 0 | 0 | 0 | 0 | 0 | 0 | 0 | 0 | 0 | 0 | 0 | 0 | 0 | 0 | 0 | 0 | 0 | 0 | 0 | 0 | 0 | 0 | 0 | 0 | 0
F7_Residential_CZ1 - Multi Family_Existing_Space Heating_Natural Gas_Furnace - Direct Fuel_Economic Potential | F7 | Residential | CZ1 - Multi Family | Existing | Space Heating | Natural Gas | Furnace - Direct Fuel | Economic Potential | Avg. Replacement Demand (S) | 0 | 0 | 0 | 0 | 0 | 0 | 0 | 0 | 0 | 0 | 0 | 0 | 0 | 0 | 0 | 0 | 0 | 0 | 0 | 0 | 0 | 0 | 0 | 0 | 0 | 0 | 0 | 0 | 0 | 0
F8_Residential_CZ1 - Multi Family_Existing_Space Heating_Natural Gas_Furnace - Direct Fuel_Economic Potential | F8 | Residential | CZ1 - Multi Family | Existing | Space Heating | Natural Gas | Furnace - Direct Fuel | Economic Potential | Avg. Replacement Demand (W) | 0 | 0 | 0 | 0 | 0 | 0 | 0 | 0 | 0 | 0 | 0 | 0 | 0 | 0 | 0 | 0 | 0 | 0 | 0 | 0 | 0 | 0 | 0 | 0 | 0 | 0 | 0 | 0 | 0 | 0
F1_Residential_CZ1 - Multi Family_Existing_Space Heating_Natural Gas_Boiler - Direct Fuel_Economic Potential | F1 | Residential | CZ1 - Multi Family | Existing | Space Heating | Natural Gas | Boiler - Direct Fuel | Economic Potential | Units | 0 | 0 | 0 | 0 | 0 | 0 | 0 | 0 | 0 | 0 | 0 | 0 | 0 | 0 | 0 | 0 | 0 | 0 | 0 | 0 | 0 | 0 | 0 | 0 | 0 | 0 | 0 | 0 | 0 | 0
F2_Residential_CZ1 - Multi Family_Existing_Space Heating_Natural Gas_Boiler - Direct Fuel_Economic Potential | F2 | Residential | CZ1 - Multi Family | Existing | Space Heating | Natural Gas | Boiler - Direct Fuel | Economic Potential | Usage (MMtherm) | 0 | 0 | 0 | 0 | 0 | 0 | 0 | 0 | 0 | 0 | 0 | 0 | 0 | 0 | 0 | 0 | 0 | 0 | 0 | 0 | 0 | 0 | 0 | 0 | 0 | 0 | 0 | 0 | 0 | 0
F3_Residential_CZ1 - Multi Family_Existing_Space Heating_Natural Gas_Boiler - Direct Fuel_Economic Potential | F3 | Residential | CZ1 - Multi Family | Existing | Space Heating | Natural Gas | Boiler - Direct Fuel | Economic Potential | Peak Demand (S) | 0 | 0 | 0 | 0 | 0 | 0 | 0 | 0 | 0 | 0 | 0 | 0 | 0 | 0 | 0 | 0 | 0 | 0 | 0 | 0 | 0 | 0 | 0 | 0 | 0 | 0 | 0 | 0 | 0 | 0
F4_Residential_CZ1 - Multi Family_Existing_Space Heating_Natural Gas_Boiler - Direct Fuel_Economic Potential | F4 | Residential | CZ1 - Multi Family | Existing | Space Heating | Natural Gas | Boiler - Direct Fuel | Economic Potential | Peak Demand (W) | 0 | 0 | 0 | 0 | 0 | 0 | 0 | 0 | 0 | 0 | 0 | 0 | 0 | 0 | 0 | 0 | 0 | 0 | 0 | 0 | 0 | 0 | 0 | 0 | 0 | 0 | 0 | 0 | 0 | 0
F5_Residential_CZ1 - Multi Family_Existing_Space Heating_Natural Gas_Boiler - Direct Fuel_Economic Potential | F5 | Residential | CZ1 - Multi Family | Existing | Space Heating | Natural Gas | Boiler - Direct Fuel | Economic Potential | Turnover | 0 | 0 | 0 | 0 | 0 | 0 | 0 | 0 | 0 | 0 | 0 | 0 | 0 | 0 | 0 | 0 | 0 | 0 | 0 | 0 | 0 | 0 | 0 | 0 | 0 | 0 | 0 | 0 | 0 | 0
F6_Residential_CZ1 - Multi Family_Existing_Space Heating_Natural Gas_Boiler - Direct Fuel_Economic Potential | F6 | Residential | CZ1 - Multi Family | Existing | Space Heating | Natural Gas | Boiler - Direct Fuel | Economic Potential | Avg. Replacement Usage | 0 | 0 | 0 | 0 | 0 | 0 | 0 | 0 | 0 | 0 | 0 | 0 | 0 | 0 | 0 | 0 | 0 | 0 | 0 | 0 | 0 | 0 | 0 | 0 | 0 | 0 | 0 | 0 | 0 | 0
F7_Residential_CZ1 - Multi Family_Existing_Space Heating_Natural Gas_Boiler - Direct Fuel_Economic Potential | F7 | Residential | CZ1 - Multi Family | Existing | Space Heating | Natural Gas | Boiler - Direct Fuel | Economic Potential | Avg. Replacement Demand (S) | 0 | 0 | 0 | 0 | 0 | 0 | 0 | 0 | 0 | 0 | 0 | 0 | 0 | 0 | 0 | 0 | 0 | 0 | 0 | 0 | 0 | 0 | 0 | 0 | 0 | 0 | 0 | 0 | 0 | 0
F8_Residential_CZ1 - Multi Family_Existing_Space Heating_Natural Gas_Boiler - Direct Fuel_Economic Potential | F8 | Residential | CZ1 - Multi Family | Existing | Space Heating | Natural Gas | Boiler - Direct Fuel | Economic Potential | Avg. Replacement Demand (W) | 0 | 0 | 0 | 0 | 0 | 0 | 0 | 0 | 0 | 0 | 0 | 0 | 0 | 0 | 0 | 0 | 0 | 0 | 0 | 0 | 0 | 0 | 0 | 0 | 0 | 0 | 0 | 0 | 0 | 0
F1_Residential_CZ1 - Multi Family_Existing_Secondary Heating_Natural Gas_Fireplace_Economic Potential | F1 | Residential | CZ1 - Multi Family | Existing | Secondary Heating | Natural Gas | Fireplace | Economic Potential | Units | 0 | 0 | 0 | 0 | 0 | 0 | 0 | 0 | 0 | 0 | 0 | 0 | 0 | 0 | 0 | 0 | 0 | 0 | 0 | 0 | 0 | 0 | 0 | 0 | 0 | 0 | 0 | 0 | 0 | 0
F2_Residential_CZ1 - Multi Family_Existing_Secondary Heating_Natural Gas_Fireplace_Economic Potential | F2 | Residential | CZ1 - Multi Family | Existing | Secondary Heating | Natural Gas | Fireplace | Economic Potential | Usage (MMtherm) | 0 | 0 | 0 | 0 | 0 | 0 | 0 | 0 | 0 | 0 | 0 | 0 | 0 | 0 | 0 | 0 | 0 | 0 | 0 | 0 | 0 | 0 | 0 | 0 | 0 | 0 | 0 | 0 | 0 | 0
F3_Residential_CZ1 - Multi Family_Existing_Secondary Heating_Natural Gas_Fireplace_Economic Potential | F3 | Residential | CZ1 - Multi Family | Existing | Secondary Heating | Natural Gas | Fireplace | Economic Potential | Peak Demand (S) | 0 | 0 | 0 | 0 | 0 | 0 | 0 | 0 | 0 | 0 | 0 | 0 | 0 | 0 | 0 | 0 | 0 | 0 | 0 | 0 | 0 | 0 | 0 | 0 | 0 | 0 | 0 | 0 | 0 | 0
F4_Residential_CZ1 - Multi Family_Existing_Secondary Heating_Natural Gas_Fireplace_Economic Potential | F4 | Residential | CZ1 - Multi Family | Existing | Secondary Heating | Natural Gas | Fireplace | Economic Potential | Peak Demand (W) | 0 | 0 | 0 | 0 | 0 | 0 | 0 | 0 | 0 | 0 | 0 | 0 | 0 | 0 | 0 | 0 | 0 | 0 | 0 | 0 | 0 | 0 | 0 | 0 | 0 | 0 | 0 | 0 | 0 | 0
F5_Residential_CZ1 - Multi Family_Existing_Secondary Heating_Natural Gas_Fireplace_Economic Potential | F5 | Residential | CZ1 - Multi Family | Existing | Secondary Heating | Natural Gas | Fireplace | Economic Potential | Turnover | 0 | 0 | 0 | 0 | 0 | 0 | 0 | 0 | 0 | 0 | 0 | 0 | 0 | 0 | 0 | 0 | 0 | 0 | 0 | 0 | 0 | 0 | 0 | 0 | 0 | 0 | 0 | 0 | 0 | 0
F6_Residential_CZ1 - Multi Family_Existing_Secondary Heating_Natural Gas_Fireplace_Economic Potential | F6 | Residential | CZ1 - Multi Family | Existing | Secondary Heating | Natural Gas | Fireplace | Economic Potential | Avg. Replacement Usage | 0 | 0 | 0 | 0 | 0 | 0 | 0 | 0 | 0 | 0 | 0 | 0 | 0 | 0 | 0 | 0 | 0 | 0 | 0 | 0 | 0 | 0 | 0 | 0 | 0 | 0 | 0 | 0 | 0 | 0
F7_Residential_CZ1 - Multi Family_Existing_Secondary Heating_Natural Gas_Fireplace_Economic Potential | F7 | Residential | CZ1 - Multi Family | Existing | Secondary Heating | Natural Gas | Fireplace | Economic Potential | Avg. Replacement Demand (S) | 0 | 0 | 0 | 0 | 0 | 0 | 0 | 0 | 0 | 0 | 0 | 0 | 0 | 0 | 0 | 0 | 0 | 0 | 0 | 0 | 0 | 0 | 0 | 0 | 0 | 0 | 0 | 0 | 0 | 0
F8_Residential_CZ1 - Multi Family_Existing_Secondary Heating_Natural Gas_Fireplace_Economic Potential | F8 | Residential | CZ1 - Multi Family | Existing | Secondary Heating | Natural Gas | Fireplace | Economic Potential | Avg. Replacement Demand (W) | 0 | 0 | 0 | 0 | 0 | 0 | 0 | 0 | 0 | 0 | 0 | 0 | 0 | 0 | 0 | 0 | 0 | 0 | 0 | 0 | 0 | 0 | 0 | 0 | 0 | 0 | 0 | 0 | 0 | 0
F1_Residential_CZ1 - Multi Family_Existing_Water Heating_Natural Gas_Water Heater <= 55 gal._Economic Potential | F1 | Residential | CZ1 - Multi Family | Existing | Water Heating | Natural Gas | Water Heater <= 55 gal. | Economic Potential | Units | 0 | 0 | 0 | 0 | 0 | 0 | 0 | 0 | 0 | 0 | 0 | 0 | 0 | 0 | 0 | 0 | 0 | 0 | 0 | 0 | 0 | 0 | 0 | 0 | 0 | 0 | 0 | 0 | 0 | 0
F2_Residential_CZ1 - Multi Family_Existing_Water Heating_Natural Gas_Water Heater <= 55 gal._Economic Potential | F2 | Residential | CZ1 - Multi Family | Existing | Water Heating | Natural Gas | Water Heater <= 55 gal. | Economic Potential | Usage (MMtherm) | 0 | 0 | 0 | 0 | 0 | 0 | 0 | 0 | 0 | 0 | 0 | 0 | 0 | 0 | 0 | 0 | 0 | 0 | 0 | 0 | 0 | 0 | 0 | 0 | 0 | 0 | 0 | 0 | 0 | 0
F3_Residential_CZ1 - Multi Family_Existing_Water Heating_Natural Gas_Water Heater <= 55 gal._Economic Potential | F3 | Residential | CZ1 - Multi Family | Existing | Water Heating | Natural Gas | Water Heater <= 55 gal. | Economic Potential | Peak Demand (S) | 0 | 0 | 0 | 0 | 0 | 0 | 0 | 0 | 0 | 0 | 0 | 0 | 0 | 0 | 0 | 0 | 0 | 0 | 0 | 0 | 0 | 0 | 0 | 0 | 0 | 0 | 0 | 0 | 0 | 0
F4_Residential_CZ1 - Multi Family_Existing_Water Heating_Natural Gas_Water Heater <= 55 gal._Economic Potential | F4 | Residential | CZ1 - Multi Family | Existing | Water Heating | Natural Gas | Water Heater <= 55 gal. | Economic Potential | Peak Demand (W) | 0 | 0 | 0 | 0 | 0 | 0 | 0 | 0 | 0 | 0 | 0 | 0 | 0 | 0 | 0 | 0 | 0 | 0 | 0 | 0 | 0 | 0 | 0 | 0 | 0 | 0 | 0 | 0 | 0 | 0
F5_Residential_CZ1 - Multi Family_Existing_Water Heating_Natural Gas_Water Heater <= 55 gal._Economic Potential | F5 | Residential | CZ1 - Multi Family | Existing | Water Heating | Natural Gas | Water Heater <= 55 gal. | Economic Potential | Turnover | 0 | 0 | 0 | 0 | 0 | 0 | 0 | 0 | 0 | 0 | 0 | 0 | 0 | 0 | 0 | 0 | 0 | 0 | 0 | 0 | 0 | 0 | 0 | 0 | 0 | 0 | 0 | 0 | 0 | 0
F6_Residential_CZ1 - Multi Family_Existing_Water Heating_Natural Gas_Water Heater <= 55 gal._Economic Potential | F6 | Residential | CZ1 - Multi Family | Existing | Water Heating | Natural Gas | Water Heater <= 55 gal. | Economic Potential | Avg. Replacement Usage | 0 | 0 | 0 | 0 | 0 | 0 | 0 | 0 | 0 | 0 | 0 | 0 | 0 | 0 | 0 | 0 | 0 | 0 | 0 | 0 | 0 | 0 | 0 | 0 | 0 | 0 | 0 | 0 | 0 | 0
F7_Residential_CZ1 - Multi Family_Existing_Water Heating_Natural Gas_Water Heater <= 55 gal._Economic Potential | F7 | Residential | CZ1 - Multi Family | Existing | Water Heating | Natural Gas | Water Heater <= 55 gal. | Economic Potential | Avg. Replacement Demand (S) | 0 | 0 | 0 | 0 | 0 | 0 | 0 | 0 | 0 | 0 | 0 | 0 | 0 | 0 | 0 | 0 | 0 | 0 | 0 | 0 | 0 | 0 | 0 | 0 | 0 | 0 | 0 | 0 | 0 | 0
F8_Residential_CZ1 - Multi Family_Existing_Water Heating_Natural Gas_Water Heater <= 55 gal._Economic Potential | F8 | Residential | CZ1 - Multi Family | Existing | Water Heating | Natural Gas | Water Heater <= 55 gal. | Economic Potential | Avg. Replacement Demand (W) | 0 | 0 | 0 | 0 | 0 | 0 | 0 | 0 | 0 | 0 | 0 | 0 | 0 | 0 | 0 | 0 | 0 | 0 | 0 | 0 | 0 | 0 | 0 | 0 | 0 | 0 | 0 | 0 | 0 | 0
F1_Residential_CZ1 - Multi Family_Existing_Water Heating_Natural Gas_Water Heater > 55 gal._Economic Potential | F1 | Residential | CZ1 - Multi Family | Existing | Water Heating | Natural Gas | Water Heater > 55 gal. | Economic Potential | Units | 0 | 0 | 0 | 0 | 0 | 0 | 0 | 0 | 0 | 0 | 0 | 0 | 0 | 0 | 0 | 0 | 0 | 0 | 0 | 0 | 0 | 0 | 0 | 0 | 0 | 0 | 0 | 0 | 0 | 0
F2_Residential_CZ1 - Multi Family_Existing_Water Heating_Natural Gas_Water Heater > 55 gal._Economic Potential | F2 | Residential | CZ1 - Multi Family | Existing | Water Heating | Natural Gas | Water Heater > 55 gal. | Economic Potential | Usage (MMtherm) | 0 | 0 | 0 | 0 | 0 | 0 | 0 | 0 | 0 | 0 | 0 | 0 | 0 | 0 | 0 | 0 | 0 | 0 | 0 | 0 | 0 | 0 | 0 | 0 | 0 | 0 | 0 | 0 | 0 | 0
F3_Residential_CZ1 - Multi Family_Existing_Water Heating_Natural Gas_Water Heater > 55 gal._Economic Potential | F3 | Residential | CZ1 - Multi Family | Existing | Water Heating | Natural Gas | Water Heater > 55 gal. | Economic Potential | Peak Demand (S) | 0 | 0 | 0 | 0 | 0 | 0 | 0 | 0 | 0 | 0 | 0 | 0 | 0 | 0 | 0 | 0 | 0 | 0 | 0 | 0 | 0 | 0 | 0 | 0 | 0 | 0 | 0 | 0 | 0 | 0
F4_Residential_CZ1 - Multi Family_Existing_Water Heating_Natural Gas_Water Heater > 55 gal._Economic Potential | F4 | Residential | CZ1 - Multi Family | Existing | Water Heating | Natural Gas | Water Heater > 55 gal. | Economic Potential | Peak Demand (W) | 0 | 0 | 0 | 0 | 0 | 0 | 0 | 0 | 0 | 0 | 0 | 0 | 0 | 0 | 0 | 0 | 0 | 0 | 0 | 0 | 0 | 0 | 0 | 0 | 0 | 0 | 0 | 0 | 0 | 0
F5_Residential_CZ1 - Multi Family_Existing_Water Heating_Natural Gas_Water Heater > 55 gal._Economic Potential | F5 | Residential | CZ1 - Multi Family | Existing | Water Heating | Natural Gas | Water Heater > 55 gal. | Economic Potential | Turnover | 0 | 0 | 0 | 0 | 0 | 0 | 0 | 0 | 0 | 0 | 0 | 0 | 0 | 0 | 0 | 0 | 0 | 0 | 0 | 0 | 0 | 0 | 0 | 0 | 0 | 0 | 0 | 0 | 0 | 0
F6_Residential_CZ1 - Multi Family_Existing_Water Heating_Natural Gas_Water Heater > 55 gal._Economic Potential | F6 | Residential | CZ1 - Multi Family | Existing | Water Heating | Natural Gas | Water Heater > 55 gal. | Economic Potential | Avg. Replacement Usage | 0 | 0 | 0 | 0 | 0 | 0 | 0 | 0 | 0 | 0 | 0 | 0 | 0 | 0 | 0 | 0 | 0 | 0 | 0 | 0 | 0 | 0 | 0 | 0 | 0 | 0 | 0 | 0 | 0 | 0
F7_Residential_CZ1 - Multi Family_Existing_Water Heating_Natural Gas_Water Heater > 55 gal._Economic Potential | F7 | Residential | CZ1 - Multi Family | Existing | Water Heating | Natural Gas | Water Heater > 55 gal. | Economic Potential | Avg. Replacement Demand (S) | 0 | 0 | 0 | 0 | 0 | 0 | 0 | 0 | 0 | 0 | 0 | 0 | 0 | 0 | 0 | 0 | 0 | 0 | 0 | 0 | 0 | 0 | 0 | 0 | 0 | 0 | 0 | 0 | 0 | 0
F8_Residential_CZ1 - Multi Family_Existing_Water Heating_Natural Gas_Water Heater > 55 gal._Economic Potential | F8 | Residential | CZ1 - Multi Family | Existing | Water Heating | Natural Gas | Water Heater > 55 gal. | Economic Potential | Avg. Replacement Demand (W) | 0 | 0 | 0 | 0 | 0 | 0 | 0 | 0 | 0 | 0 | 0 | 0 | 0 | 0 | 0 | 0 | 0 | 0 | 0 | 0 | 0 | 0 | 0 | 0 | 0 | 0 | 0 | 0 | 0 | 0
F1_Residential_CZ1 - Multi Family_Existing_Appliances_Natural Gas_Clothes Dryer_Economic Potential | F1 | Residential | CZ1 - Multi Family | Existing | Appliances | Natural Gas | Clothes Dryer | Economic Potential | Units | 0 | 0 | 0 | 0 | 0 | 0 | 0 | 0 | 0 | 0 | 0 | 0 | 0 | 0 | 0 | 0 | 0 | 0 | 0 | 0 | 0 | 0 | 0 | 0 | 0 | 0 | 0 | 0 | 0 | 0
F2_Residential_CZ1 - Multi Family_Existing_Appliances_Natural Gas_Clothes Dryer_Economic Potential | F2 | Residential | CZ1 - Multi Family | Existing | Appliances | Natural Gas | Clothes Dryer | Economic Potential | Usage (MMtherm) | 0 | 0 | 0 | 0 | 0 | 0 | 0 | 0 | 0 | 0 | 0 | 0 | 0 | 0 | 0 | 0 | 0 | 0 | 0 | 0 | 0 | 0 | 0 | 0 | 0 | 0 | 0 | 0 | 0 | 0
F3_Residential_CZ1 - Multi Family_Existing_Appliances_Natural Gas_Clothes Dryer_Economic Potential | F3 | Residential | CZ1 - Multi Family | Existing | Appliances | Natural Gas | Clothes Dryer | Economic Potential | Peak Demand (S) | 0 | 0 | 0 | 0 | 0 | 0 | 0 | 0 | 0 | 0 | 0 | 0 | 0 | 0 | 0 | 0 | 0 | 0 | 0 | 0 | 0 | 0 | 0 | 0 | 0 | 0 | 0 | 0 | 0 | 0
F4_Residential_CZ1 - Multi Family_Existing_Appliances_Natural Gas_Clothes Dryer_Economic Potential | F4 | Residential | CZ1 - Multi Family | Existing | Appliances | Natural Gas | Clothes Dryer | Economic Potential | Peak Demand (W) | 0 | 0 | 0 | 0 | 0 | 0 | 0 | 0 | 0 | 0 | 0 | 0 | 0 | 0 | 0 | 0 | 0 | 0 | 0 | 0 | 0 | 0 | 0 | 0 | 0 | 0 | 0 | 0 | 0 | 0
F5_Residential_CZ1 - Multi Family_Existing_Appliances_Natural Gas_Clothes Dryer_Economic Potential | F5 | Residential | CZ1 - Multi Family | Existing | Appliances | Natural Gas | Clothes Dryer | Economic Potential | Turnover | 0 | 0 | 0 | 0 | 0 | 0 | 0 | 0 | 0 | 0 | 0 | 0 | 0 | 0 | 0 | 0 | 0 | 0 | 0 | 0 | 0 | 0 | 0 | 0 | 0 | 0 | 0 | 0 | 0 | 0
F6_Residential_CZ1 - Multi Family_Existing_Appliances_Natural Gas_Clothes Dryer_Economic Potential | F6 | Residential | CZ1 - Multi Family | Existing | Appliances | Natural Gas | Clothes Dryer | Economic Potential | Avg. Replacement Usage | 0 | 0 | 0 | 0 | 0 | 0 | 0 | 0 | 0 | 0 | 0 | 0 | 0 | 0 | 0 | 0 | 0 | 0 | 0 | 0 | 0 | 0 | 0 | 0 | 0 | 0 | 0 | 0 | 0 | 0
F7_Residential_CZ1 - Multi Family_Existing_Appliances_Natural Gas_Clothes Dryer_Economic Potential | F7 | Residential | CZ1 - Multi Family | Existing | Appliances | Natural Gas | Clothes Dryer | Economic Potential | Avg. Replacement Demand (S) | 0 | 0 | 0 | 0 | 0 | 0 | 0 | 0 | 0 | 0 | 0 | 0 | 0 | 0 | 0 | 0 | 0 | 0 | 0 | 0 | 0 | 0 | 0 | 0 | 0 | 0 | 0 | 0 | 0 | 0
F8_Residential_CZ1 - Multi Family_Existing_Appliances_Natural Gas_Clothes Dryer_Economic Potential | F8 | Residential | CZ1 - Multi Family | Existing | Appliances | Natural Gas | Clothes Dryer | Economic Potential | Avg. Replacement Demand (W) | 0 | 0 | 0 | 0 | 0 | 0 | 0 | 0 | 0 | 0 | 0 | 0 | 0 | 0 | 0 | 0 | 0 | 0 | 0 | 0 | 0 | 0 | 0 | 0 | 0 | 0 | 0 | 0 | 0 | 0
F1_Residential_CZ1 - Multi Family_Existing_Appliances_Natural Gas_Stove/Oven_Economic Potential | F1 | Residential | CZ1 - Multi Family | Existing | Appliances | Natural Gas | Stove/Oven | Economic Potential | Units | 0 | 0 | 0 | 0 | 0 | 0 | 0 | 0 | 0 | 0 | 0 | 0 | 0 | 0 | 0 | 0 | 0 | 0 | 0 | 0 | 0 | 0 | 0 | 0 | 0 | 0 | 0 | 0 | 0 | 0
F2_Residential_CZ1 - Multi Family_Existing_Appliances_Natural Gas_Stove/Oven_Economic Potential | F2 | Residential | CZ1 - Multi Family | Existing | Appliances | Natural Gas | Stove/Oven | Economic Potential | Usage (MMtherm) | 0 | 0 | 0 | 0 | 0 | 0 | 0 | 0 | 0 | 0 | 0 | 0 | 0 | 0 | 0 | 0 | 0 | 0 | 0 | 0 | 0 | 0 | 0 | 0 | 0 | 0 | 0 | 0 | 0 | 0
F3_Residential_CZ1 - Multi Family_Existing_Appliances_Natural Gas_Stove/Oven_Economic Potential | F3 | Residential | CZ1 - Multi Family | Existing | Appliances | Natural Gas | Stove/Oven | Economic Potential | Peak Demand (S) | 0 | 0 | 0 | 0 | 0 | 0 | 0 | 0 | 0 | 0 | 0 | 0 | 0 | 0 | 0 | 0 | 0 | 0 | 0 | 0 | 0 | 0 | 0 | 0 | 0 | 0 | 0 | 0 | 0 | 0
F4_Residential_CZ1 - Multi Family_Existing_Appliances_Natural Gas_Stove/Oven_Economic Potential | F4 | Residential | CZ1 - Multi Family | Existing | Appliances | Natural Gas | Stove/Oven | Economic Potential | Peak Demand (W) | 0 | 0 | 0 | 0 | 0 | 0 | 0 | 0 | 0 | 0 | 0 | 0 | 0 | 0 | 0 | 0 | 0 | 0 | 0 | 0 | 0 | 0 | 0 | 0 | 0 | 0 | 0 | 0 | 0 | 0
F5_Residential_CZ1 - Multi Family_Existing_Appliances_Natural Gas_Stove/Oven_Economic Potential | F5 | Residential | CZ1 - Multi Family | Existing | Appliances | Natural Gas | Stove/Oven | Economic Potential | Turnover | 0 | 0 | 0 | 0 | 0 | 0 | 0 | 0 | 0 | 0 | 0 | 0 | 0 | 0 | 0 | 0 | 0 | 0 | 0 | 0 | 0 | 0 | 0 | 0 | 0 | 0 | 0 | 0 | 0 | 0
F6_Residential_CZ1 - Multi Family_Existing_Appliances_Natural Gas_Stove/Oven_Economic Potential | F6 | Residential | CZ1 - Multi Family | Existing | Appliances | Natural Gas | Stove/Oven | Economic Potential | Avg. Replacement Usage | 0 | 0 | 0 | 0 | 0 | 0 | 0 | 0 | 0 | 0 | 0 | 0 | 0 | 0 | 0 | 0 | 0 | 0 | 0 | 0 | 0 | 0 | 0 | 0 | 0 | 0 | 0 | 0 | 0 | 0
F7_Residential_CZ1 - Multi Family_Existing_Appliances_Natural Gas_Stove/Oven_Economic Potential | F7 | Residential | CZ1 - Multi Family | Existing | Appliances | Natural Gas | Stove/Oven | Economic Potential | Avg. Replacement Demand (S) | 0 | 0 | 0 | 0 | 0 | 0 | 0 | 0 | 0 | 0 | 0 | 0 | 0 | 0 | 0 | 0 | 0 | 0 | 0 | 0 | 0 | 0 | 0 | 0 | 0 | 0 | 0 | 0 | 0 | 0
F8_Residential_CZ1 - Multi Family_Existing_Appliances_Natural Gas_Stove/Oven_Economic Potential | F8 | Residential | CZ1 - Multi Family | Existing | Appliances | Natural Gas | Stove/Oven | Economic Potential | Avg. Replacement Demand (W) | 0 | 0 | 0 | 0 | 0 | 0 | 0 | 0 | 0 | 0 | 0 | 0 | 0 | 0 | 0 | 0 | 0 | 0 | 0 | 0 | 0 | 0 | 0 | 0 | 0 | 0 | 0 | 0 | 0 | 0
F1_Residential_CZ1 - Multi Family_Existing_Miscellaneous_Natural Gas_Pool Heater_Economic Potential | F1 | Residential | CZ1 - Multi Family | Existing | Miscellaneous | Natural Gas | Pool Heater | Economic Potential | Units | 0 | 0 | 0 | 0 | 0 | 0 | 0 | 0 | 0 | 0 | 0 | 0 | 0 | 0 | 0 | 0 | 0 | 0 | 0 | 0 | 0 | 0 | 0 | 0 | 0 | 0 | 0 | 0 | 0 | 0
F2_Residential_CZ1 - Multi Family_Existing_Miscellaneous_Natural Gas_Pool Heater_Economic Potential | F2 | Residential | CZ1 - Multi Family | Existing | Miscellaneous | Natural Gas | Pool Heater | Economic Potential | Usage (MMtherm) | 0 | 0 | 0 | 0 | 0 | 0 | 0 | 0 | 0 | 0 | 0 | 0 | 0 | 0 | 0 | 0 | 0 | 0 | 0 | 0 | 0 | 0 | 0 | 0 | 0 | 0 | 0 | 0 | 0 | 0
F3_Residential_CZ1 - Multi Family_Existing_Miscellaneous_Natural Gas_Pool Heater_Economic Potential | F3 | Residential | CZ1 - Multi Family | Existing | Miscellaneous | Natural Gas | Pool Heater | Economic Potential | Peak Demand (S) | 0 | 0 | 0 | 0 | 0 | 0 | 0 | 0 | 0 | 0 | 0 | 0 | 0 | 0 | 0 | 0 | 0 | 0 | 0 | 0 | 0 | 0 | 0 | 0 | 0 | 0 | 0 | 0 | 0 | 0
F4_Residential_CZ1 - Multi Family_Existing_Miscellaneous_Natural Gas_Pool Heater_Economic Potential | F4 | Residential | CZ1 - Multi Family | Existing | Miscellaneous | Natural Gas | Pool Heater | Economic Potential | Peak Demand (W) | 0 | 0 | 0 | 0 | 0 | 0 | 0 | 0 | 0 | 0 | 0 | 0 | 0 | 0 | 0 | 0 | 0 | 0 | 0 | 0 | 0 | 0 | 0 | 0 | 0 | 0 | 0 | 0 | 0 | 0
F5_Residential_CZ1 - Multi Family_Existing_Miscellaneous_Natural Gas_Pool Heater_Economic Potential | F5 | Residential | CZ1 - Multi Family | Existing | Miscellaneous | Natural Gas | Pool Heater | Economic Potential | Turnover | 0 | 0 | 0 | 0 | 0 | 0 | 0 | 0 | 0 | 0 | 0 | 0 | 0 | 0 | 0 | 0 | 0 | 0 | 0 | 0 | 0 | 0 | 0 | 0 | 0 | 0 | 0 | 0 | 0 | 0
F6_Residential_CZ1 - Multi Family_Existing_Miscellaneous_Natural Gas_Pool Heater_Economic Potential | F6 | Residential | CZ1 - Multi Family | Existing | Miscellaneous | Natural Gas | Pool Heater | Economic Potential | Avg. Replacement Usage | 0 | 0 | 0 | 0 | 0 | 0 | 0 | 0 | 0 | 0 | 0 | 0 | 0 | 0 | 0 | 0 | 0 | 0 | 0 | 0 | 0 | 0 | 0 | 0 | 0 | 0 | 0 | 0 | 0 | 0
F7_Residential_CZ1 - Multi Family_Existing_Miscellaneous_Natural Gas_Pool Heater_Economic Potential | F7 | Residential | CZ1 - Multi Family | Existing | Miscellaneous | Natural Gas | Pool Heater | Economic Potential | Avg. Replacement Demand (S) | 0 | 0 | 0 | 0 | 0 | 0 | 0 | 0 | 0 | 0 | 0 | 0 | 0 | 0 | 0 | 0 | 0 | 0 | 0 | 0 | 0 | 0 | 0 | 0 | 0 | 0 | 0 | 0 | 0 | 0
F8_Residential_CZ1 - Multi Family_Existing_Miscellaneous_Natural Gas_Pool Heater_Economic Potential | F8 | Residential | CZ1 - Multi Family | Existing | Miscellaneous | Natural Gas | Pool Heater | Economic Potential | Avg. Replacement Demand (W) | 0 | 0 | 0 | 0 | 0 | 0 | 0 | 0 | 0 | 0 | 0 | 0 | 0 | 0 | 0 | 0 | 0 | 0 | 0 | 0 | 0 | 0 | 0 | 0 | 0 | 0 | 0 | 0 | 0 | 0
F1_Residential_CZ1 - Multi Family_Existing_Miscellaneous_Natural Gas_Miscellaneous_Economic Potential | F1 | Residential | CZ1 - Multi Family | Existing | Miscellaneous | Natural Gas | Miscellaneous | Economic Potential | Units | 0 | 0 | 0 | 0 | 0 | 0 | 0 | 0 | 0 | 0 | 0 | 0 | 0 | 0 | 0 | 0 | 0 | 0 | 0 | 0 | 0 | 0 | 0 | 0 | 0 | 0 | 0 | 0 | 0 | 0
F2_Residential_CZ1 - Multi Family_Existing_Miscellaneous_Natural Gas_Miscellaneous_Economic Potential | F2 | Residential | CZ1 - Multi Family | Existing | Miscellaneous | Natural Gas | Miscellaneous | Economic Potential | Usage (MMtherm) | 0 | 0 | 0 | 0 | 0 | 0 | 0 | 0 | 0 | 0 | 0 | 0 | 0 | 0 | 0 | 0 | 0 | 0 | 0 | 0 | 0 | 0 | 0 | 0 | 0 | 0 | 0 | 0 | 0 | 0
F3_Residential_CZ1 - Multi Family_Existing_Miscellaneous_Natural Gas_Miscellaneous_Economic Potential | F3 | Residential | CZ1 - Multi Family | Existing | Miscellaneous | Natural Gas | Miscellaneous | Economic Potential | Peak Demand (S) | 0 | 0 | 0 | 0 | 0 | 0 | 0 | 0 | 0 | 0 | 0 | 0 | 0 | 0 | 0 | 0 | 0 | 0 | 0 | 0 | 0 | 0 | 0 | 0 | 0 | 0 | 0 | 0 | 0 | 0
F4_Residential_CZ1 - Multi Family_Existing_Miscellaneous_Natural Gas_Miscellaneous_Economic Potential | F4 | Residential | CZ1 - Multi Family | Existing | Miscellaneous | Natural Gas | Miscellaneous | Economic Potential | Peak Demand (W) | 0 | 0 | 0 | 0 | 0 | 0 | 0 | 0 | 0 | 0 | 0 | 0 | 0 | 0 | 0 | 0 | 0 | 0 | 0 | 0 | 0 | 0 | 0 | 0 | 0 | 0 | 0 | 0 | 0 | 0
F5_Residential_CZ1 - Multi Family_Existing_Miscellaneous_Natural Gas_Miscellaneous_Economic Potential | F5 | Residential | CZ1 - Multi Family | Existing | Miscellaneous | Natural Gas | Miscellaneous | Economic Potential | Turnover | 0 | 0 | 0 | 0 | 0 | 0 | 0 | 0 | 0 | 0 | 0 | 0 | 0 | 0 | 0 | 0 | 0 | 0 | 0 | 0 | 0 | 0 | 0 | 0 | 0 | 0 | 0 | 0 | 0 | 0
F6_Residential_CZ1 - Multi Family_Existing_Miscellaneous_Natural Gas_Miscellaneous_Economic Potential | F6 | Residential | CZ1 - Multi Family | Existing | Miscellaneous | Natural Gas | Miscellaneous | Economic Potential | Avg. Replacement Usage | 0 | 0 | 0 | 0 | 0 | 0 | 0 | 0 | 0 | 0 | 0 | 0 | 0 | 0 | 0 | 0 | 0 | 0 | 0 | 0 | 0 | 0 | 0 | 0 | 0 | 0 | 0 | 0 | 0 | 0
F7_Residential_CZ1 - Multi Family_Existing_Miscellaneous_Natural Gas_Miscellaneous_Economic Potential | F7 | Residential | CZ1 - Multi Family | Existing | Miscellaneous | Natural Gas | Miscellaneous | Economic Potential | Avg. Replacement Demand (S) | 0 | 0 | 0 | 0 | 0 | 0 | 0 | 0 | 0 | 0 | 0 | 0 | 0 | 0 | 0 | 0 | 0 | 0 | 0 | 0 | 0 | 0 | 0 | 0 | 0 | 0 | 0 | 0 | 0 | 0
F8_Residential_CZ1 - Multi Family_Existing_Miscellaneous_Natural Gas_Miscellaneous_Economic Potential | F8 | Residential | CZ1 - Multi Family | Existing | Miscellaneous | Natural Gas | Miscellaneous | Economic Potential | Avg. Replacement Demand (W) | 0 | 0 | 0 | 0 | 0 | 0 | 0 | 0 | 0 | 0 | 0 | 0 | 0 | 0 | 0 | 0 | 0 | 0 | 0 | 0 | 0 | 0 | 0 | 0 | 0 | 0 | 0 | 0 | 0 | 0
F1_Residential_CZ1 - Multi Family_New_Space Heating_Natural Gas_Furnace - Direct Fuel_Economic Potential | F1 | Residential | CZ1 - Multi Family | New | Space Heating | Natural Gas | Furnace - Direct Fuel | Economic Potential | Units | 0 | 0 | 0 | 0 | 0 | 0 | 0 | 0 | 0 | 0 | 0 | 0 | 0 | 0 | 0 | 0 | 0 | 0 | 0 | 0 | 0 | 0 | 0 | 0 | 0 | 0 | 0 | 0 | 0 | 0
F2_Residential_CZ1 - Multi Family_New_Space Heating_Natural Gas_Furnace - Direct Fuel_Economic Potential | F2 | Residential | CZ1 - Multi Family | New | Space Heating | Natural Gas | Furnace - Direct Fuel | Economic Potential | Usage (MMtherm) | 0 | 0 | 0 | 0 | 0 | 0 | 0 | 0 | 0 | 0 | 0 | 0 | 0 | 0 | 0 | 0 | 0 | 0 | 0 | 0 | 0 | 0 | 0 | 0 | 0 | 0 | 0 | 0 | 0 | 0
F3_Residential_CZ1 - Multi Family_New_Space Heating_Natural Gas_Furnace - Direct Fuel_Economic Potential | F3 | Residential | CZ1 - Multi Family | New | Space Heating | Natural Gas | Furnace - Direct Fuel | Economic Potential | Peak Demand (S) | 0 | 0 | 0 | 0 | 0 | 0 | 0 | 0 | 0 | 0 | 0 | 0 | 0 | 0 | 0 | 0 | 0 | 0 | 0 | 0 | 0 | 0 | 0 | 0 | 0 | 0 | 0 | 0 | 0 | 0
F4_Residential_CZ1 - Multi Family_New_Space Heating_Natural Gas_Furnace - Direct Fuel_Economic Potential | F4 | Residential | CZ1 - Multi Family | New | Space Heating | Natural Gas | Furnace - Direct Fuel | Economic Potential | Peak Demand (W) | 0 | 0 | 0 | 0 | 0 | 0 | 0 | 0 | 0 | 0 | 0 | 0 | 0 | 0 | 0 | 0 | 0 | 0 | 0 | 0 | 0 | 0 | 0 | 0 | 0 | 0 | 0 | 0 | 0 | 0
F5_Residential_CZ1 - Multi Family_New_Space Heating_Natural Gas_Furnace - Direct Fuel_Economic Potential | F5 | Residential | CZ1 - Multi Family | New | Space Heating | Natural Gas | Furnace - Direct Fuel | Economic Potential | Turnover | 0 | 0 | 0 | 0 | 0 | 0 | 0 | 0 | 0 | 0 | 0 | 0 | 0 | 0 | 0 | 0 | 0 | 0 | 0 | 0 | 0 | 0 | 0 | 0 | 0 | 0 | 0 | 0 | 0 | 0
F6_Residential_CZ1 - Multi Family_New_Space Heating_Natural Gas_Furnace - Direct Fuel_Economic Potential | F6 | Residential | CZ1 - Multi Family | New | Space Heating | Natural Gas | Furnace - Direct Fuel | Economic Potential | Avg. Replacement Usage | 0 | 0 | 0 | 0 | 0 | 0 | 0 | 0 | 0 | 0 | 0 | 0 | 0 | 0 | 0 | 0 | 0 | 0 | 0 | 0 | 0 | 0 | 0 | 0 | 0 | 0 | 0 | 0 | 0 | 0
F7_Residential_CZ1 - Multi Family_New_Space Heating_Natural Gas_Furnace - Direct Fuel_Economic Potential | F7 | Residential | CZ1 - Multi Family | New | Space Heating | Natural Gas | Furnace - Direct Fuel | Economic Potential | Avg. Replacement Demand (S) | 0 | 0 | 0 | 0 | 0 | 0 | 0 | 0 | 0 | 0 | 0 | 0 | 0 | 0 | 0 | 0 | 0 | 0 | 0 | 0 | 0 | 0 | 0 | 0 | 0 | 0 | 0 | 0 | 0 | 0
F8_Residential_CZ1 - Multi Family_New_Space Heating_Natural Gas_Furnace - Direct Fuel_Economic Potential | F8 | Residential | CZ1 - Multi Family | New | Space Heating | Natural Gas | Furnace - Direct Fuel | Economic Potential | Avg. Replacement Demand (W) | 0 | 0 | 0 | 0 | 0 | 0 | 0 | 0 | 0 | 0 | 0 | 0 | 0 | 0 | 0 | 0 | 0 | 0 | 0 | 0 | 0 | 0 | 0 | 0 | 0 | 0 | 0 | 0 | 0 | 0
F1_Residential_CZ1 - Multi Family_New_Space Heating_Natural Gas_Boiler - Direct Fuel_Economic Potential | F1 | Residential | CZ1 - Multi Family | New | Space Heating | Natural Gas | Boiler - Direct Fuel | Economic Potential | Units | 0 | 0 | 0 | 0 | 0 | 0 | 0 | 0 | 0 | 0 | 0 | 0 | 0 | 0 | 0 | 0 | 0 | 0 | 0 | 0 | 0 | 0 | 0 | 0 | 0 | 0 | 0 | 0 | 0 | 0
F2_Residential_CZ1 - Multi Family_New_Space Heating_Natural Gas_Boiler - Direct Fuel_Economic Potential | F2 | Residential | CZ1 - Multi Family | New | Space Heating | Natural Gas | Boiler - Direct Fuel | Economic Potential | Usage (MMtherm) | 0 | 0 | 0 | 0 | 0 | 0 | 0 | 0 | 0 | 0 | 0 | 0 | 0 | 0 | 0 | 0 | 0 | 0 | 0 | 0 | 0 | 0 | 0 | 0 | 0 | 0 | 0 | 0 | 0 | 0
F3_Residential_CZ1 - Multi Family_New_Space Heating_Natural Gas_Boiler - Direct Fuel_Economic Potential | F3 | Residential | CZ1 - Multi Family | New | Space Heating | Natural Gas | Boiler - Direct Fuel | Economic Potential | Peak Demand (S) | 0 | 0 | 0 | 0 | 0 | 0 | 0 | 0 | 0 | 0 | 0 | 0 | 0 | 0 | 0 | 0 | 0 | 0 | 0 | 0 | 0 | 0 | 0 | 0 | 0 | 0 | 0 | 0 | 0 | 0
F4_Residential_CZ1 - Multi Family_New_Space Heating_Natural Gas_Boiler - Direct Fuel_Economic Potential | F4 | Residential | CZ1 - Multi Family | New | Space Heating | Natural Gas | Boiler - Direct Fuel | Economic Potential | Peak Demand (W) | 0 | 0 | 0 | 0 | 0 | 0 | 0 | 0 | 0 | 0 | 0 | 0 | 0 | 0 | 0 | 0 | 0 | 0 | 0 | 0 | 0 | 0 | 0 | 0 | 0 | 0 | 0 | 0 | 0 | 0
F5_Residential_CZ1 - Multi Family_New_Space Heating_Natural Gas_Boiler - Direct Fuel_Economic Potential | F5 | Residential | CZ1 - Multi Family | New | Space Heating | Natural Gas | Boiler - Direct Fuel | Economic Potential | Turnover | 0 | 0 | 0 | 0 | 0 | 0 | 0 | 0 | 0 | 0 | 0 | 0 | 0 | 0 | 0 | 0 | 0 | 0 | 0 | 0 | 0 | 0 | 0 | 0 | 0 | 0 | 0 | 0 | 0 | 0
F6_Residential_CZ1 - Multi Family_New_Space Heating_Natural Gas_Boiler - Direct Fuel_Economic Potential | F6 | Residential | CZ1 - Multi Family | New | Space Heating | Natural Gas | Boiler - Direct Fuel | Economic Potential | Avg. Replacement Usage | 0 | 0 | 0 | 0 | 0 | 0 | 0 | 0 | 0 | 0 | 0 | 0 | 0 | 0 | 0 | 0 | 0 | 0 | 0 | 0 | 0 | 0 | 0 | 0 | 0 | 0 | 0 | 0 | 0 | 0
F7_Residential_CZ1 - Multi Family_New_Space Heating_Natural Gas_Boiler - Direct Fuel_Economic Potential | F7 | Residential | CZ1 - Multi Family | New | Space Heating | Natural Gas | Boiler - Direct Fuel | Economic Potential | Avg. Replacement Demand (S) | 0 | 0 | 0 | 0 | 0 | 0 | 0 | 0 | 0 | 0 | 0 | 0 | 0 | 0 | 0 | 0 | 0 | 0 | 0 | 0 | 0 | 0 | 0 | 0 | 0 | 0 | 0 | 0 | 0 | 0
F8_Residential_CZ1 - Multi Family_New_Space Heating_Natural Gas_Boiler - Direct Fuel_Economic Potential | F8 | Residential | CZ1 - Multi Family | New | Space Heating | Natural Gas | Boiler - Direct Fuel | Economic Potential | Avg. Replacement Demand (W) | 0 | 0 | 0 | 0 | 0 | 0 | 0 | 0 | 0 | 0 | 0 | 0 | 0 | 0 | 0 | 0 | 0 | 0 | 0 | 0 | 0 | 0 | 0 | 0 | 0 | 0 | 0 | 0 | 0 | 0
F1_Residential_CZ1 - Multi Family_New_Secondary Heating_Natural Gas_Fireplace_Economic Potential | F1 | Residential | CZ1 - Multi Family | New | Secondary Heating | Natural Gas | Fireplace | Economic Potential | Units | 0 | 0 | 0 | 0 | 0 | 0 | 0 | 0 | 0 | 0 | 0 | 0 | 0 | 0 | 0 | 0 | 0 | 0 | 0 | 0 | 0 | 0 | 0 | 0 | 0 | 0 | 0 | 0 | 0 | 0
F2_Residential_CZ1 - Multi Family_New_Secondary Heating_Natural Gas_Fireplace_Economic Potential | F2 | Residential | CZ1 - Multi Family | New | Secondary Heating | Natural Gas | Fireplace | Economic Potential | Usage (MMtherm) | 0 | 0 | 0 | 0 | 0 | 0 | 0 | 0 | 0 | 0 | 0 | 0 | 0 | 0 | 0 | 0 | 0 | 0 | 0 | 0 | 0 | 0 | 0 | 0 | 0 | 0 | 0 | 0 | 0 | 0
F3_Residential_CZ1 - Multi Family_New_Secondary Heating_Natural Gas_Fireplace_Economic Potential | F3 | Residential | CZ1 - Multi Family | New | Secondary Heating | Natural Gas | Fireplace | Economic Potential | Peak Demand (S) | 0 | 0 | 0 | 0 | 0 | 0 | 0 | 0 | 0 | 0 | 0 | 0 | 0 | 0 | 0 | 0 | 0 | 0 | 0 | 0 | 0 | 0 | 0 | 0 | 0 | 0 | 0 | 0 | 0 | 0
F4_Residential_CZ1 - Multi Family_New_Secondary Heating_Natural Gas_Fireplace_Economic Potential | F4 | Residential | CZ1 - Multi Family | New | Secondary Heating | Natural Gas | Fireplace | Economic Potential | Peak Demand (W) | 0 | 0 | 0 | 0 | 0 | 0 | 0 | 0 | 0 | 0 | 0 | 0 | 0 | 0 | 0 | 0 | 0 | 0 | 0 | 0 | 0 | 0 | 0 | 0 | 0 | 0 | 0 | 0 | 0 | 0
F5_Residential_CZ1 - Multi Family_New_Secondary Heating_Natural Gas_Fireplace_Economic Potential | F5 | Residential | CZ1 - Multi Family | New | Secondary Heating | Natural Gas | Fireplace | Economic Potential | Turnover | 0 | 0 | 0 | 0 | 0 | 0 | 0 | 0 | 0 | 0 | 0 | 0 | 0 | 0 | 0 | 0 | 0 | 0 | 0 | 0 | 0 | 0 | 0 | 0 | 0 | 0 | 0 | 0 | 0 | 0
F6_Residential_CZ1 - Multi Family_New_Secondary Heating_Natural Gas_Fireplace_Economic Potential | F6 | Residential | CZ1 - Multi Family | New | Secondary Heating | Natural Gas | Fireplace | Economic Potential | Avg. Replacement Usage | 0 | 0 | 0 | 0 | 0 | 0 | 0 | 0 | 0 | 0 | 0 | 0 | 0 | 0 | 0 | 0 | 0 | 0 | 0 | 0 | 0 | 0 | 0 | 0 | 0 | 0 | 0 | 0 | 0 | 0
F7_Residential_CZ1 - Multi Family_New_Secondary Heating_Natural Gas_Fireplace_Economic Potential | F7 | Residential | CZ1 - Multi Family | New | Secondary Heating | Natural Gas | Fireplace | Economic Potential | Avg. Replacement Demand (S) | 0 | 0 | 0 | 0 | 0 | 0 | 0 | 0 | 0 | 0 | 0 | 0 | 0 | 0 | 0 | 0 | 0 | 0 | 0 | 0 | 0 | 0 | 0 | 0 | 0 | 0 | 0 | 0 | 0 | 0
F8_Residential_CZ1 - Multi Family_New_Secondary Heating_Natural Gas_Fireplace_Economic Potential | F8 | Residential | CZ1 - Multi Family | New | Secondary Heating | Natural Gas | Fireplace | Economic Potential | Avg. Replacement Demand (W) | 0 | 0 | 0 | 0 | 0 | 0 | 0 | 0 | 0 | 0 | 0 | 0 | 0 | 0 | 0 | 0 | 0 | 0 | 0 | 0 | 0 | 0 | 0 | 0 | 0 | 0 | 0 | 0 | 0 | 0
F1_Residential_CZ1 - Multi Family_New_Water Heating_Natural Gas_Water Heater <= 55 gal._Economic Potential | F1 | Residential | CZ1 - Multi Family | New | Water Heating | Natural Gas | Water Heater <= 55 gal. | Economic Potential | Units | 0 | 0 | 0 | 0 | 0 | 0 | 0 | 0 | 0 | 0 | 0 | 0 | 0 | 0 | 0 | 0 | 0 | 0 | 0 | 0 | 0 | 0 | 0 | 0 | 0 | 0 | 0 | 0 | 0 | 0
F2_Residential_CZ1 - Multi Family_New_Water Heating_Natural Gas_Water Heater <= 55 gal._Economic Potential | F2 | Residential | CZ1 - Multi Family | New | Water Heating | Natural Gas | Water Heater <= 55 gal. | Economic Potential | Usage (MMtherm) | 0 | 0 | 0 | 0 | 0 | 0 | 0 | 0 | 0 | 0 | 0 | 0 | 0 | 0 | 0 | 0 | 0 | 0 | 0 | 0 | 0 | 0 | 0 | 0 | 0 | 0 | 0 | 0 | 0 | 0
F3_Residential_CZ1 - Multi Family_New_Water Heating_Natural Gas_Water Heater <= 55 gal._Economic Potential | F3 | Residential | CZ1 - Multi Family | New | Water Heating | Natural Gas | Water Heater <= 55 gal. | Economic Potential | Peak Demand (S) | 0 | 0 | 0 | 0 | 0 | 0 | 0 | 0 | 0 | 0 | 0 | 0 | 0 | 0 | 0 | 0 | 0 | 0 | 0 | 0 | 0 | 0 | 0 | 0 | 0 | 0 | 0 | 0 | 0 | 0
F4_Residential_CZ1 - Multi Family_New_Water Heating_Natural Gas_Water Heater <= 55 gal._Economic Potential | F4 | Residential | CZ1 - Multi Family | New | Water Heating | Natural Gas | Water Heater <= 55 gal. | Economic Potential | Peak Demand (W) | 0 | 0 | 0 | 0 | 0 | 0 | 0 | 0 | 0 | 0 | 0 | 0 | 0 | 0 | 0 | 0 | 0 | 0 | 0 | 0 | 0 | 0 | 0 | 0 | 0 | 0 | 0 | 0 | 0 | 0
F5_Residential_CZ1 - Multi Family_New_Water Heating_Natural Gas_Water Heater <= 55 gal._Economic Potential | F5 | Residential | CZ1 - Multi Family | New | Water Heating | Natural Gas | Water Heater <= 55 gal. | Economic Potential | Turnover | 0 | 0 | 0 | 0 | 0 | 0 | 0 | 0 | 0 | 0 | 0 | 0 | 0 | 0 | 0 | 0 | 0 | 0 | 0 | 0 | 0 | 0 | 0 | 0 | 0 | 0 | 0 | 0 | 0 | 0
F6_Residential_CZ1 - Multi Family_New_Water Heating_Natural Gas_Water Heater <= 55 gal._Economic Potential | F6 | Residential | CZ1 - Multi Family | New | Water Heating | Natural Gas | Water Heater <= 55 gal. | Economic Potential | Avg. Replacement Usage | 0 | 0 | 0 | 0 | 0 | 0 | 0 | 0 | 0 | 0 | 0 | 0 | 0 | 0 | 0 | 0 | 0 | 0 | 0 | 0 | 0 | 0 | 0 | 0 | 0 | 0 | 0 | 0 | 0 | 0
F7_Residential_CZ1 - Multi Family_New_Water Heating_Natural Gas_Water Heater <= 55 gal._Economic Potential | F7 | Residential | CZ1 - Multi Family | New | Water Heating | Natural Gas | Water Heater <= 55 gal. | Economic Potential | Avg. Replacement Demand (S) | 0 | 0 | 0 | 0 | 0 | 0 | 0 | 0 | 0 | 0 | 0 | 0 | 0 | 0 | 0 | 0 | 0 | 0 | 0 | 0 | 0 | 0 | 0 | 0 | 0 | 0 | 0 | 0 | 0 | 0
F8_Residential_CZ1 - Multi Family_New_Water Heating_Natural Gas_Water Heater <= 55 gal._Economic Potential | F8 | Residential | CZ1 - Multi Family | New | Water Heating | Natural Gas | Water Heater <= 55 gal. | Economic Potential | Avg. Replacement Demand (W) | 0 | 0 | 0 | 0 | 0 | 0 | 0 | 0 | 0 | 0 | 0 | 0 | 0 | 0 | 0 | 0 | 0 | 0 | 0 | 0 | 0 | 0 | 0 | 0 | 0 | 0 | 0 | 0 | 0 | 0
F1_Residential_CZ1 - Multi Family_New_Water Heating_Natural Gas_Water Heater > 55 gal._Economic Potential | F1 | Residential | CZ1 - Multi Family | New | Water Heating | Natural Gas | Water Heater > 55 gal. | Economic Potential | Units | 0 | 0 | 0 | 0 | 0 | 0 | 0 | 0 | 0 | 0 | 0 | 0 | 0 | 0 | 0 | 0 | 0 | 0 | 0 | 0 | 0 | 0 | 0 | 0 | 0 | 0 | 0 | 0 | 0 | 0
F2_Residential_CZ1 - Multi Family_New_Water Heating_Natural Gas_Water Heater > 55 gal._Economic Potential | F2 | Residential | CZ1 - Multi Family | New | Water Heating | Natural Gas | Water Heater > 55 gal. | Economic Potential | Usage (MMtherm) | 0 | 0 | 0 | 0 | 0 | 0 | 0 | 0 | 0 | 0 | 0 | 0 | 0 | 0 | 0 | 0 | 0 | 0 | 0 | 0 | 0 | 0 | 0 | 0 | 0 | 0 | 0 | 0 | 0 | 0
F3_Residential_CZ1 - Multi Family_New_Water Heating_Natural Gas_Water Heater > 55 gal._Economic Potential | F3 | Residential | CZ1 - Multi Family | New | Water Heating | Natural Gas | Water Heater > 55 gal. | Economic Potential | Peak Demand (S) | 0 | 0 | 0 | 0 | 0 | 0 | 0 | 0 | 0 | 0 | 0 | 0 | 0 | 0 | 0 | 0 | 0 | 0 | 0 | 0 | 0 | 0 | 0 | 0 | 0 | 0 | 0 | 0 | 0 | 0
F4_Residential_CZ1 - Multi Family_New_Water Heating_Natural Gas_Water Heater > 55 gal._Economic Potential | F4 | Residential | CZ1 - Multi Family | New | Water Heating | Natural Gas | Water Heater > 55 gal. | Economic Potential | Peak Demand (W) | 0 | 0 | 0 | 0 | 0 | 0 | 0 | 0 | 0 | 0 | 0 | 0 | 0 | 0 | 0 | 0 | 0 | 0 | 0 | 0 | 0 | 0 | 0 | 0 | 0 | 0 | 0 | 0 | 0 | 0
F5_Residential_CZ1 - Multi Family_New_Water Heating_Natural Gas_Water Heater > 55 gal._Economic Potential | F5 | Residential | CZ1 - Multi Family | New | Water Heating | Natural Gas | Water Heater > 55 gal. | Economic Potential | Turnover | 0 | 0 | 0 | 0 | 0 | 0 | 0 | 0 | 0 | 0 | 0 | 0 | 0 | 0 | 0 | 0 | 0 | 0 | 0 | 0 | 0 | 0 | 0 | 0 | 0 | 0 | 0 | 0 | 0 | 0
F6_Residential_CZ1 - Multi Family_New_Water Heating_Natural Gas_Water Heater > 55 gal._Economic Potential | F6 | Residential | CZ1 - Multi Family | New | Water Heating | Natural Gas | Water Heater > 55 gal. | Economic Potential | Avg. Replacement Usage | 0 | 0 | 0 | 0 | 0 | 0 | 0 | 0 | 0 | 0 | 0 | 0 | 0 | 0 | 0 | 0 | 0 | 0 | 0 | 0 | 0 | 0 | 0 | 0 | 0 | 0 | 0 | 0 | 0 | 0
F7_Residential_CZ1 - Multi Family_New_Water Heating_Natural Gas_Water Heater > 55 gal._Economic Potential | F7 | Residential | CZ1 - Multi Family | New | Water Heating | Natural Gas | Water Heater > 55 gal. | Economic Potential | Avg. Replacement Demand (S) | 0 | 0 | 0 | 0 | 0 | 0 | 0 | 0 | 0 | 0 | 0 | 0 | 0 | 0 | 0 | 0 | 0 | 0 | 0 | 0 | 0 | 0 | 0 | 0 | 0 | 0 | 0 | 0 | 0 | 0
F8_Residential_CZ1 - Multi Family_New_Water Heating_Natural Gas_Water Heater > 55 gal._Economic Potential | F8 | Residential | CZ1 - Multi Family | New | Water Heating | Natural Gas | Water Heater > 55 gal. | Economic Potential | Avg. Replacement Demand (W) | 0 | 0 | 0 | 0 | 0 | 0 | 0 | 0 | 0 | 0 | 0 | 0 | 0 | 0 | 0 | 0 | 0 | 0 | 0 | 0 | 0 | 0 | 0 | 0 | 0 | 0 | 0 | 0 | 0 | 0
F1_Residential_CZ1 - Multi Family_New_Appliances_Natural Gas_Clothes Dryer_Economic Potential | F1 | Residential | CZ1 - Multi Family | New | Appliances | Natural Gas | Clothes Dryer | Economic Potential | Units | 0 | 0 | 0 | 0 | 0 | 0 | 0 | 0 | 0 | 0 | 0 | 0 | 0 | 0 | 0 | 0 | 0 | 0 | 0 | 0 | 0 | 0 | 0 | 0 | 0 | 0 | 0 | 0 | 0 | 0
F2_Residential_CZ1 - Multi Family_New_Appliances_Natural Gas_Clothes Dryer_Economic Potential | F2 | Residential | CZ1 - Multi Family | New | Appliances | Natural Gas | Clothes Dryer | Economic Potential | Usage (MMtherm) | 0 | 0 | 0 | 0 | 0 | 0 | 0 | 0 | 0 | 0 | 0 | 0 | 0 | 0 | 0 | 0 | 0 | 0 | 0 | 0 | 0 | 0 | 0 | 0 | 0 | 0 | 0 | 0 | 0 | 0
F3_Residential_CZ1 - Multi Family_New_Appliances_Natural Gas_Clothes Dryer_Economic Potential | F3 | Residential | CZ1 - Multi Family | New | Appliances | Natural Gas | Clothes Dryer | Economic Potential | Peak Demand (S) | 0 | 0 | 0 | 0 | 0 | 0 | 0 | 0 | 0 | 0 | 0 | 0 | 0 | 0 | 0 | 0 | 0 | 0 | 0 | 0 | 0 | 0 | 0 | 0 | 0 | 0 | 0 | 0 | 0 | 0
F4_Residential_CZ1 - Multi Family_New_Appliances_Natural Gas_Clothes Dryer_Economic Potential | F4 | Residential | CZ1 - Multi Family | New | Appliances | Natural Gas | Clothes Dryer | Economic Potential | Peak Demand (W) | 0 | 0 | 0 | 0 | 0 | 0 | 0 | 0 | 0 | 0 | 0 | 0 | 0 | 0 | 0 | 0 | 0 | 0 | 0 | 0 | 0 | 0 | 0 | 0 | 0 | 0 | 0 | 0 | 0 | 0
F5_Residential_CZ1 - Multi Family_New_Appliances_Natural Gas_Clothes Dryer_Economic Potential | F5 | Residential | CZ1 - Multi Family | New | Appliances | Natural Gas | Clothes Dryer | Economic Potential | Turnover | 0 | 0 | 0 | 0 | 0 | 0 | 0 | 0 | 0 | 0 | 0 | 0 | 0 | 0 | 0 | 0 | 0 | 0 | 0 | 0 | 0 | 0 | 0 | 0 | 0 | 0 | 0 | 0 | 0 | 0
F6_Residential_CZ1 - Multi Family_New_Appliances_Natural Gas_Clothes Dryer_Economic Potential | F6 | Residential | CZ1 - Multi Family | New | Appliances | Natural Gas | Clothes Dryer | Economic Potential | Avg. Replacement Usage | 0 | 0 | 0 | 0 | 0 | 0 | 0 | 0 | 0 | 0 | 0 | 0 | 0 | 0 | 0 | 0 | 0 | 0 | 0 | 0 | 0 | 0 | 0 | 0 | 0 | 0 | 0 | 0 | 0 | 0
F7_Residential_CZ1 - Multi Family_New_Appliances_Natural Gas_Clothes Dryer_Economic Potential | F7 | Residential | CZ1 - Multi Family | New | Appliances | Natural Gas | Clothes Dryer | Economic Potential | Avg. Replacement Demand (S) | 0 | 0 | 0 | 0 | 0 | 0 | 0 | 0 | 0 | 0 | 0 | 0 | 0 | 0 | 0 | 0 | 0 | 0 | 0 | 0 | 0 | 0 | 0 | 0 | 0 | 0 | 0 | 0 | 0 | 0
F8_Residential_CZ1 - Multi Family_New_Appliances_Natural Gas_Clothes Dryer_Economic Potential | F8 | Residential | CZ1 - Multi Family | New | Appliances | Natural Gas | Clothes Dryer | Economic Potential | Avg. Replacement Demand (W) | 0 | 0 | 0 | 0 | 0 | 0 | 0 | 0 | 0 | 0 | 0 | 0 | 0 | 0 | 0 | 0 | 0 | 0 | 0 | 0 | 0 | 0 | 0 | 0 | 0 | 0 | 0 | 0 | 0 | 0
F1_Residential_CZ1 - Multi Family_New_Appliances_Natural Gas_Stove/Oven_Economic Potential | F1 | Residential | CZ1 - Multi Family | New | Appliances | Natural Gas | Stove/Oven | Economic Potential | Units | 0 | 0 | 0 | 0 | 0 | 0 | 0 | 0 | 0 | 0 | 0 | 0 | 0 | 0 | 0 | 0 | 0 | 0 | 0 | 0 | 0 | 0 | 0 | 0 | 0 | 0 | 0 | 0 | 0 | 0
F2_Residential_CZ1 - Multi Family_New_Appliances_Natural Gas_Stove/Oven_Economic Potential | F2 | Residential | CZ1 - Multi Family | New | Appliances | Natural Gas | Stove/Oven | Economic Potential | Usage (MMtherm) | 0 | 0 | 0 | 0 | 0 | 0 | 0 | 0 | 0 | 0 | 0 | 0 | 0 | 0 | 0 | 0 | 0 | 0 | 0 | 0 | 0 | 0 | 0 | 0 | 0 | 0 | 0 | 0 | 0 | 0
F3_Residential_CZ1 - Multi Family_New_Appliances_Natural Gas_Stove/Oven_Economic Potential | F3 | Residential | CZ1 - Multi Family | New | Appliances | Natural Gas | Stove/Oven | Economic Potential | Peak Demand (S) | 0 | 0 | 0 | 0 | 0 | 0 | 0 | 0 | 0 | 0 | 0 | 0 | 0 | 0 | 0 | 0 | 0 | 0 | 0 | 0 | 0 | 0 | 0 | 0 | 0 | 0 | 0 | 0 | 0 | 0
F4_Residential_CZ1 - Multi Family_New_Appliances_Natural Gas_Stove/Oven_Economic Potential | F4 | Residential | CZ1 - Multi Family | New | Appliances | Natural Gas | Stove/Oven | Economic Potential | Peak Demand (W) | 0 | 0 | 0 | 0 | 0 | 0 | 0 | 0 | 0 | 0 | 0 | 0 | 0 | 0 | 0 | 0 | 0 | 0 | 0 | 0 | 0 | 0 | 0 | 0 | 0 | 0 | 0 | 0 | 0 | 0
F5_Residential_CZ1 - Multi Family_New_Appliances_Natural Gas_Stove/Oven_Economic Potential | F5 | Residential | CZ1 - Multi Family | New | Appliances | Natural Gas | Stove/Oven | Economic Potential | Turnover | 0 | 0 | 0 | 0 | 0 | 0 | 0 | 0 | 0 | 0 | 0 | 0 | 0 | 0 | 0 | 0 | 0 | 0 | 0 | 0 | 0 | 0 | 0 | 0 | 0 | 0 | 0 | 0 | 0 | 0
F6_Residential_CZ1 - Multi Family_New_Appliances_Natural Gas_Stove/Oven_Economic Potential | F6 | Residential | CZ1 - Multi Family | New | Appliances | Natural Gas | Stove/Oven | Economic Potential | Avg. Replacement Usage | 0 | 0 | 0 | 0 | 0 | 0 | 0 | 0 | 0 | 0 | 0 | 0 | 0 | 0 | 0 | 0 | 0 | 0 | 0 | 0 | 0 | 0 | 0 | 0 | 0 | 0 | 0 | 0 | 0 | 0
F7_Residential_CZ1 - Multi Family_New_Appliances_Natural Gas_Stove/Oven_Economic Potential | F7 | Residential | CZ1 - Multi Family | New | Appliances | Natural Gas | Stove/Oven | Economic Potential | Avg. Replacement Demand (S) | 0 | 0 | 0 | 0 | 0 | 0 | 0 | 0 | 0 | 0 | 0 | 0 | 0 | 0 | 0 | 0 | 0 | 0 | 0 | 0 | 0 | 0 | 0 | 0 | 0 | 0 | 0 | 0 | 0 | 0
F8_Residential_CZ1 - Multi Family_New_Appliances_Natural Gas_Stove/Oven_Economic Potential | F8 | Residential | CZ1 - Multi Family | New | Appliances | Natural Gas | Stove/Oven | Economic Potential | Avg. Replacement Demand (W) | 0 | 0 | 0 | 0 | 0 | 0 | 0 | 0 | 0 | 0 | 0 | 0 | 0 | 0 | 0 | 0 | 0 | 0 | 0 | 0 | 0 | 0 | 0 | 0 | 0 | 0 | 0 | 0 | 0 | 0
F1_Residential_CZ1 - Multi Family_New_Miscellaneous_Natural Gas_Pool Heater_Economic Potential | F1 | Residential | CZ1 - Multi Family | New | Miscellaneous | Natural Gas | Pool Heater | Economic Potential | Units | 0 | 0 | 0 | 0 | 0 | 0 | 0 | 0 | 0 | 0 | 0 | 0 | 0 | 0 | 0 | 0 | 0 | 0 | 0 | 0 | 0 | 0 | 0 | 0 | 0 | 0 | 0 | 0 | 0 | 0
F2_Residential_CZ1 - Multi Family_New_Miscellaneous_Natural Gas_Pool Heater_Economic Potential | F2 | Residential | CZ1 - Multi Family | New | Miscellaneous | Natural Gas | Pool Heater | Economic Potential | Usage (MMtherm) | 0 | 0 | 0 | 0 | 0 | 0 | 0 | 0 | 0 | 0 | 0 | 0 | 0 | 0 | 0 | 0 | 0 | 0 | 0 | 0 | 0 | 0 | 0 | 0 | 0 | 0 | 0 | 0 | 0 | 0
F3_Residential_CZ1 - Multi Family_New_Miscellaneous_Natural Gas_Pool Heater_Economic Potential | F3 | Residential | CZ1 - Multi Family | New | Miscellaneous | Natural Gas | Pool Heater | Economic Potential | Peak Demand (S) | 0 | 0 | 0 | 0 | 0 | 0 | 0 | 0 | 0 | 0 | 0 | 0 | 0 | 0 | 0 | 0 | 0 | 0 | 0 | 0 | 0 | 0 | 0 | 0 | 0 | 0 | 0 | 0 | 0 | 0
F4_Residential_CZ1 - Multi Family_New_Miscellaneous_Natural Gas_Pool Heater_Economic Potential | F4 | Residential | CZ1 - Multi Family | New | Miscellaneous | Natural Gas | Pool Heater | Economic Potential | Peak Demand (W) | 0 | 0 | 0 | 0 | 0 | 0 | 0 | 0 | 0 | 0 | 0 | 0 | 0 | 0 | 0 | 0 | 0 | 0 | 0 | 0 | 0 | 0 | 0 | 0 | 0 | 0 | 0 | 0 | 0 | 0
F5_Residential_CZ1 - Multi Family_New_Miscellaneous_Natural Gas_Pool Heater_Economic Potential | F5 | Residential | CZ1 - Multi Family | New | Miscellaneous | Natural Gas | Pool Heater | Economic Potential | Turnover | 0 | 0 | 0 | 0 | 0 | 0 | 0 | 0 | 0 | 0 | 0 | 0 | 0 | 0 | 0 | 0 | 0 | 0 | 0 | 0 | 0 | 0 | 0 | 0 | 0 | 0 | 0 | 0 | 0 | 0
F6_Residential_CZ1 - Multi Family_New_Miscellaneous_Natural Gas_Pool Heater_Economic Potential | F6 | Residential | CZ1 - Multi Family | New | Miscellaneous | Natural Gas | Pool Heater | Economic Potential | Avg. Replacement Usage | 0 | 0 | 0 | 0 | 0 | 0 | 0 | 0 | 0 | 0 | 0 | 0 | 0 | 0 | 0 | 0 | 0 | 0 | 0 | 0 | 0 | 0 | 0 | 0 | 0 | 0 | 0 | 0 | 0 | 0
F7_Residential_CZ1 - Multi Family_New_Miscellaneous_Natural Gas_Pool Heater_Economic Potential | F7 | Residential | CZ1 - Multi Family | New | Miscellaneous | Natural Gas | Pool Heater | Economic Potential | Avg. Replacement Demand (S) | 0 | 0 | 0 | 0 | 0 | 0 | 0 | 0 | 0 | 0 | 0 | 0 | 0 | 0 | 0 | 0 | 0 | 0 | 0 | 0 | 0 | 0 | 0 | 0 | 0 | 0 | 0 | 0 | 0 | 0
F8_Residential_CZ1 - Multi Family_New_Miscellaneous_Natural Gas_Pool Heater_Economic Potential | F8 | Residential | CZ1 - Multi Family | New | Miscellaneous | Natural Gas | Pool Heater | Economic Potential | Avg. Replacement Demand (W) | 0 | 0 | 0 | 0 | 0 | 0 | 0 | 0 | 0 | 0 | 0 | 0 | 0 | 0 | 0 | 0 | 0 | 0 | 0 | 0 | 0 | 0 | 0 | 0 | 0 | 0 | 0 | 0 | 0 | 0
F1_Residential_CZ1 - Multi Family_New_Miscellaneous_Natural Gas_Miscellaneous_Economic Potential | F1 | Residential | CZ1 - Multi Family | New | Miscellaneous | Natural Gas | Miscellaneous | Economic Potential | Units | 0 | 0 | 0 | 0 | 0 | 0 | 0 | 0 | 0 | 0 | 0 | 0 | 0 | 0 | 0 | 0 | 0 | 0 | 0 | 0 | 0 | 0 | 0 | 0 | 0 | 0 | 0 | 0 | 0 | 0
F2_Residential_CZ1 - Multi Family_New_Miscellaneous_Natural Gas_Miscellaneous_Economic Potential | F2 | Residential | CZ1 - Multi Family | New | Miscellaneous | Natural Gas | Miscellaneous | Economic Potential | Usage (MMtherm) | 0 | 0 | 0 | 0 | 0 | 0 | 0 | 0 | 0 | 0 | 0 | 0 | 0 | 0 | 0 | 0 | 0 | 0 | 0 | 0 | 0 | 0 | 0 | 0 | 0 | 0 | 0 | 0 | 0 | 0
F3_Residential_CZ1 - Multi Family_New_Miscellaneous_Natural Gas_Miscellaneous_Economic Potential | F3 | Residential | CZ1 - Multi Family | New | Miscellaneous | Natural Gas | Miscellaneous | Economic Potential | Peak Demand (S) | 0 | 0 | 0 | 0 | 0 | 0 | 0 | 0 | 0 | 0 | 0 | 0 | 0 | 0 | 0 | 0 | 0 | 0 | 0 | 0 | 0 | 0 | 0 | 0 | 0 | 0 | 0 | 0 | 0 | 0
F4_Residential_CZ1 - Multi Family_New_Miscellaneous_Natural Gas_Miscellaneous_Economic Potential | F4 | Residential | CZ1 - Multi Family | New | Miscellaneous | Natural Gas | Miscellaneous | Economic Potential | Peak Demand (W) | 0 | 0 | 0 | 0 | 0 | 0 | 0 | 0 | 0 | 0 | 0 | 0 | 0 | 0 | 0 | 0 | 0 | 0 | 0 | 0 | 0 | 0 | 0 | 0 | 0 | 0 | 0 | 0 | 0 | 0
F5_Residential_CZ1 - Multi Family_New_Miscellaneous_Natural Gas_Miscellaneous_Economic Potential | F5 | Residential | CZ1 - Multi Family | New | Miscellaneous | Natural Gas | Miscellaneous | Economic Potential | Turnover | 0 | 0 | 0 | 0 | 0 | 0 | 0 | 0 | 0 | 0 | 0 | 0 | 0 | 0 | 0 | 0 | 0 | 0 | 0 | 0 | 0 | 0 | 0 | 0 | 0 | 0 | 0 | 0 | 0 | 0
F6_Residential_CZ1 - Multi Family_New_Miscellaneous_Natural Gas_Miscellaneous_Economic Potential | F6 | Residential | CZ1 - Multi Family | New | Miscellaneous | Natural Gas | Miscellaneous | Economic Potential | Avg. Replacement Usage | 0 | 0 | 0 | 0 | 0 | 0 | 0 | 0 | 0 | 0 | 0 | 0 | 0 | 0 | 0 | 0 | 0 | 0 | 0 | 0 | 0 | 0 | 0 | 0 | 0 | 0 | 0 | 0 | 0 | 0
F7_Residential_CZ1 - Multi Family_New_Miscellaneous_Natural Gas_Miscellaneous_Economic Potential | F7 | Residential | CZ1 - Multi Family | New | Miscellaneous | Natural Gas | Miscellaneous | Economic Potential | Avg. Replacement Demand (S) | 0 | 0 | 0 | 0 | 0 | 0 | 0 | 0 | 0 | 0 | 0 | 0 | 0 | 0 | 0 | 0 | 0 | 0 | 0 | 0 | 0 | 0 | 0 | 0 | 0 | 0 | 0 | 0 | 0 | 0
F8_Residential_CZ1 - Multi Family_New_Miscellaneous_Natural Gas_Miscellaneous_Economic Potential | F8 | Residential | CZ1 - Multi Family | New | Miscellaneous | Natural Gas | Miscellaneous | Economic Potential | Avg. Replacement Demand (W) | 0 | 0 | 0 | 0 | 0 | 0 | 0 | 0 | 0 | 0 | 0 | 0 | 0 | 0 | 0 | 0 | 0 | 0 | 0 | 0 | 0 | 0 | 0 | 0 | 0 | 0 | 0 | 0 | 0 | 0
F1_Residential_CZ2 - Single Family_Existing_Space Heating_Natural Gas_Furnace - Direct Fuel_Economic Potential | F1 | Residential | CZ2 - Single Family | Existing | Space Heating | Natural Gas | Furnace - Direct Fuel | Economic Potential | Units | 0 | 0 | 0 | 0 | 0 | 0 | 0 | 0 | 0 | 0 | 0 | 0 | 0 | 0 | 0 | 0 | 0 | 0 | 0 | 0 | 0 | 0 | 0 | 0 | 0 | 0 | 0 | 0 | 0 | 0
F2_Residential_CZ2 - Single Family_Existing_Space Heating_Natural Gas_Furnace - Direct Fuel_Economic Potential | F2 | Residential | CZ2 - Single Family | Existing | Space Heating | Natural Gas | Furnace - Direct Fuel | Economic Potential | Usage (MMtherm) | 0 | 0 | 0 | 0 | 0 | 0 | 0 | 0 | 0 | 0 | 0 | 0 | 0 | 0 | 0 | 0 | 0 | 0 | 0 | 0 | 0 | 0 | 0 | 0 | 0 | 0 | 0 | 0 | 0 | 0
F3_Residential_CZ2 - Single Family_Existing_Space Heating_Natural Gas_Furnace - Direct Fuel_Economic Potential | F3 | Residential | CZ2 - Single Family | Existing | Space Heating | Natural Gas | Furnace - Direct Fuel | Economic Potential | Peak Demand (S) | 0 | 0 | 0 | 0 | 0 | 0 | 0 | 0 | 0 | 0 | 0 | 0 | 0 | 0 | 0 | 0 | 0 | 0 | 0 | 0 | 0 | 0 | 0 | 0 | 0 | 0 | 0 | 0 | 0 | 0
F4_Residential_CZ2 - Single Family_Existing_Space Heating_Natural Gas_Furnace - Direct Fuel_Economic Potential | F4 | Residential | CZ2 - Single Family | Existing | Space Heating | Natural Gas | Furnace - Direct Fuel | Economic Potential | Peak Demand (W) | 0 | 0 | 0 | 0 | 0 | 0 | 0 | 0 | 0 | 0 | 0 | 0 | 0 | 0 | 0 | 0 | 0 | 0 | 0 | 0 | 0 | 0 | 0 | 0 | 0 | 0 | 0 | 0 | 0 | 0
F5_Residential_CZ2 - Single Family_Existing_Space Heating_Natural Gas_Furnace - Direct Fuel_Economic Potential | F5 | Residential | CZ2 - Single Family | Existing | Space Heating | Natural Gas | Furnace - Direct Fuel | Economic Potential | Turnover | 0 | 0 | 0 | 0 | 0 | 0 | 0 | 0 | 0 | 0 | 0 | 0 | 0 | 0 | 0 | 0 | 0 | 0 | 0 | 0 | 0 | 0 | 0 | 0 | 0 | 0 | 0 | 0 | 0 | 0
F6_Residential_CZ2 - Single Family_Existing_Space Heating_Natural Gas_Furnace - Direct Fuel_Economic Potential | F6 | Residential | CZ2 - Single Family | Existing | Space Heating | Natural Gas | Furnace - Direct Fuel | Economic Potential | Avg. Replacement Usage | 0 | 0 | 0 | 0 | 0 | 0 | 0 | 0 | 0 | 0 | 0 | 0 | 0 | 0 | 0 | 0 | 0 | 0 | 0 | 0 | 0 | 0 | 0 | 0 | 0 | 0 | 0 | 0 | 0 | 0
F7_Residential_CZ2 - Single Family_Existing_Space Heating_Natural Gas_Furnace - Direct Fuel_Economic Potential | F7 | Residential | CZ2 - Single Family | Existing | Space Heating | Natural Gas | Furnace - Direct Fuel | Economic Potential | Avg. Replacement Demand (S) | 0 | 0 | 0 | 0 | 0 | 0 | 0 | 0 | 0 | 0 | 0 | 0 | 0 | 0 | 0 | 0 | 0 | 0 | 0 | 0 | 0 | 0 | 0 | 0 | 0 | 0 | 0 | 0 | 0 | 0
F8_Residential_CZ2 - Single Family_Existing_Space Heating_Natural Gas_Furnace - Direct Fuel_Economic Potential | F8 | Residential | CZ2 - Single Family | Existing | Space Heating | Natural Gas | Furnace - Direct Fuel | Economic Potential | Avg. Replacement Demand (W) | 0 | 0 | 0 | 0 | 0 | 0 | 0 | 0 | 0 | 0 | 0 | 0 | 0 | 0 | 0 | 0 | 0 | 0 | 0 | 0 | 0 | 0 | 0 | 0 | 0 | 0 | 0 | 0 | 0 | 0
F1_Residential_CZ2 - Single Family_Existing_Space Heating_Natural Gas_Boiler - Direct Fuel_Economic Potential | F1 | Residential | CZ2 - Single Family | Existing | Space Heating | Natural Gas | Boiler - Direct Fuel | Economic Potential | Units | 0 | 0 | 0 | 0 | 0 | 0 | 0 | 0 | 0 | 0 | 0 | 0 | 0 | 0 | 0 | 0 | 0 | 0 | 0 | 0 | 0 | 0 | 0 | 0 | 0 | 0 | 0 | 0 | 0 | 0
F2_Residential_CZ2 - Single Family_Existing_Space Heating_Natural Gas_Boiler - Direct Fuel_Economic Potential | F2 | Residential | CZ2 - Single Family | Existing | Space Heating | Natural Gas | Boiler - Direct Fuel | Economic Potential | Usage (MMtherm) | 0 | 0 | 0 | 0 | 0 | 0 | 0 | 0 | 0 | 0 | 0 | 0 | 0 | 0 | 0 | 0 | 0 | 0 | 0 | 0 | 0 | 0 | 0 | 0 | 0 | 0 | 0 | 0 | 0 | 0
F3_Residential_CZ2 - Single Family_Existing_Space Heating_Natural Gas_Boiler - Direct Fuel_Economic Potential | F3 | Residential | CZ2 - Single Family | Existing | Space Heating | Natural Gas | Boiler - Direct Fuel | Economic Potential | Peak Demand (S) | 0 | 0 | 0 | 0 | 0 | 0 | 0 | 0 | 0 | 0 | 0 | 0 | 0 | 0 | 0 | 0 | 0 | 0 | 0 | 0 | 0 | 0 | 0 | 0 | 0 | 0 | 0 | 0 | 0 | 0
F4_Residential_CZ2 - Single Family_Existing_Space Heating_Natural Gas_Boiler - Direct Fuel_Economic Potential | F4 | Residential | CZ2 - Single Family | Existing | Space Heating | Natural Gas | Boiler - Direct Fuel | Economic Potential | Peak Demand (W) | 0 | 0 | 0 | 0 | 0 | 0 | 0 | 0 | 0 | 0 | 0 | 0 | 0 | 0 | 0 | 0 | 0 | 0 | 0 | 0 | 0 | 0 | 0 | 0 | 0 | 0 | 0 | 0 | 0 | 0
F5_Residential_CZ2 - Single Family_Existing_Space Heating_Natural Gas_Boiler - Direct Fuel_Economic Potential | F5 | Residential | CZ2 - Single Family | Existing | Space Heating | Natural Gas | Boiler - Direct Fuel | Economic Potential | Turnover | 0 | 0 | 0 | 0 | 0 | 0 | 0 | 0 | 0 | 0 | 0 | 0 | 0 | 0 | 0 | 0 | 0 | 0 | 0 | 0 | 0 | 0 | 0 | 0 | 0 | 0 | 0 | 0 | 0 | 0
F6_Residential_CZ2 - Single Family_Existing_Space Heating_Natural Gas_Boiler - Direct Fuel_Economic Potential | F6 | Residential | CZ2 - Single Family | Existing | Space Heating | Natural Gas | Boiler - Direct Fuel | Economic Potential | Avg. Replacement Usage | 0 | 0 | 0 | 0 | 0 | 0 | 0 | 0 | 0 | 0 | 0 | 0 | 0 | 0 | 0 | 0 | 0 | 0 | 0 | 0 | 0 | 0 | 0 | 0 | 0 | 0 | 0 | 0 | 0 | 0
F7_Residential_CZ2 - Single Family_Existing_Space Heating_Natural Gas_Boiler - Direct Fuel_Economic Potential | F7 | Residential | CZ2 - Single Family | Existing | Space Heating | Natural Gas | Boiler - Direct Fuel | Economic Potential | Avg. Replacement Demand (S) | 0 | 0 | 0 | 0 | 0 | 0 | 0 | 0 | 0 | 0 | 0 | 0 | 0 | 0 | 0 | 0 | 0 | 0 | 0 | 0 | 0 | 0 | 0 | 0 | 0 | 0 | 0 | 0 | 0 | 0
F8_Residential_CZ2 - Single Family_Existing_Space Heating_Natural Gas_Boiler - Direct Fuel_Economic Potential | F8 | Residential | CZ2 - Single Family | Existing | Space Heating | Natural Gas | Boiler - Direct Fuel | Economic Potential | Avg. Replacement Demand (W) | 0 | 0 | 0 | 0 | 0 | 0 | 0 | 0 | 0 | 0 | 0 | 0 | 0 | 0 | 0 | 0 | 0 | 0 | 0 | 0 | 0 | 0 | 0 | 0 | 0 | 0 | 0 | 0 | 0 | 0
F1_Residential_CZ2 - Single Family_Existing_Secondary Heating_Natural Gas_Fireplace_Economic Potential | F1 | Residential | CZ2 - Single Family | Existing | Secondary Heating | Natural Gas | Fireplace | Economic Potential | Units | 0 | 0 | 0 | 0 | 0 | 0 | 0 | 0 | 0 | 0 | 0 | 0 | 0 | 0 | 0 | 0 | 0 | 0 | 0 | 0 | 0 | 0 | 0 | 0 | 0 | 0 | 0 | 0 | 0 | 0
F2_Residential_CZ2 - Single Family_Existing_Secondary Heating_Natural Gas_Fireplace_Economic Potential | F2 | Residential | CZ2 - Single Family | Existing | Secondary Heating | Natural Gas | Fireplace | Economic Potential | Usage (MMtherm) | 0 | 0 | 0 | 0 | 0 | 0 | 0 | 0 | 0 | 0 | 0 | 0 | 0 | 0 | 0 | 0 | 0 | 0 | 0 | 0 | 0 | 0 | 0 | 0 | 0 | 0 | 0 | 0 | 0 | 0
F3_Residential_CZ2 - Single Family_Existing_Secondary Heating_Natural Gas_Fireplace_Economic Potential | F3 | Residential | CZ2 - Single Family | Existing | Secondary Heating | Natural Gas | Fireplace | Economic Potential | Peak Demand (S) | 0 | 0 | 0 | 0 | 0 | 0 | 0 | 0 | 0 | 0 | 0 | 0 | 0 | 0 | 0 | 0 | 0 | 0 | 0 | 0 | 0 | 0 | 0 | 0 | 0 | 0 | 0 | 0 | 0 | 0
F4_Residential_CZ2 - Single Family_Existing_Secondary Heating_Natural Gas_Fireplace_Economic Potential | F4 | Residential | CZ2 - Single Family | Existing | Secondary Heating | Natural Gas | Fireplace | Economic Potential | Peak Demand (W) | 0 | 0 | 0 | 0 | 0 | 0 | 0 | 0 | 0 | 0 | 0 | 0 | 0 | 0 | 0 | 0 | 0 | 0 | 0 | 0 | 0 | 0 | 0 | 0 | 0 | 0 | 0 | 0 | 0 | 0
F5_Residential_CZ2 - Single Family_Existing_Secondary Heating_Natural Gas_Fireplace_Economic Potential | F5 | Residential | CZ2 - Single Family | Existing | Secondary Heating | Natural Gas | Fireplace | Economic Potential | Turnover | 0 | 0 | 0 | 0 | 0 | 0 | 0 | 0 | 0 | 0 | 0 | 0 | 0 | 0 | 0 | 0 | 0 | 0 | 0 | 0 | 0 | 0 | 0 | 0 | 0 | 0 | 0 | 0 | 0 | 0
F6_Residential_CZ2 - Single Family_Existing_Secondary Heating_Natural Gas_Fireplace_Economic Potential | F6 | Residential | CZ2 - Single Family | Existing | Secondary Heating | Natural Gas | Fireplace | Economic Potential | Avg. Replacement Usage | 0 | 0 | 0 | 0 | 0 | 0 | 0 | 0 | 0 | 0 | 0 | 0 | 0 | 0 | 0 | 0 | 0 | 0 | 0 | 0 | 0 | 0 | 0 | 0 | 0 | 0 | 0 | 0 | 0 | 0
F7_Residential_CZ2 - Single Family_Existing_Secondary Heating_Natural Gas_Fireplace_Economic Potential | F7 | Residential | CZ2 - Single Family | Existing | Secondary Heating | Natural Gas | Fireplace | Economic Potential | Avg. Replacement Demand (S) | 0 | 0 | 0 | 0 | 0 | 0 | 0 | 0 | 0 | 0 | 0 | 0 | 0 | 0 | 0 | 0 | 0 | 0 | 0 | 0 | 0 | 0 | 0 | 0 | 0 | 0 | 0 | 0 | 0 | 0
F8_Residential_CZ2 - Single Family_Existing_Secondary Heating_Natural Gas_Fireplace_Economic Potential | F8 | Residential | CZ2 - Single Family | Existing | Secondary Heating | Natural Gas | Fireplace | Economic Potential | Avg. Replacement Demand (W) | 0 | 0 | 0 | 0 | 0 | 0 | 0 | 0 | 0 | 0 | 0 | 0 | 0 | 0 | 0 | 0 | 0 | 0 | 0 | 0 | 0 | 0 | 0 | 0 | 0 | 0 | 0 | 0 | 0 | 0
F1_Residential_CZ2 - Single Family_Existing_Water Heating_Natural Gas_Water Heater <= 55 gal._Economic Potential | F1 | Residential | CZ2 - Single Family | Existing | Water Heating | Natural Gas | Water Heater <= 55 gal. | Economic Potential | Units | 0 | 0 | 0 | 0 | 0 | 0 | 0 | 0 | 0 | 0 | 0 | 0 | 0 | 0 | 0 | 0 | 0 | 0 | 0 | 0 | 0 | 0 | 0 | 0 | 0 | 0 | 0 | 0 | 0 | 0
F2_Residential_CZ2 - Single Family_Existing_Water Heating_Natural Gas_Water Heater <= 55 gal._Economic Potential | F2 | Residential | CZ2 - Single Family | Existing | Water Heating | Natural Gas | Water Heater <= 55 gal. | Economic Potential | Usage (MMtherm) | 0 | 0 | 0 | 0 | 0 | 0 | 0 | 0 | 0 | 0 | 0 | 0 | 0 | 0 | 0 | 0 | 0 | 0 | 0 | 0 | 0 | 0 | 0 | 0 | 0 | 0 | 0 | 0 | 0 | 0
F3_Residential_CZ2 - Single Family_Existing_Water Heating_Natural Gas_Water Heater <= 55 gal._Economic Potential | F3 | Residential | CZ2 - Single Family | Existing | Water Heating | Natural Gas | Water Heater <= 55 gal. | Economic Potential | Peak Demand (S) | 0 | 0 | 0 | 0 | 0 | 0 | 0 | 0 | 0 | 0 | 0 | 0 | 0 | 0 | 0 | 0 | 0 | 0 | 0 | 0 | 0 | 0 | 0 | 0 | 0 | 0 | 0 | 0 | 0 | 0
F4_Residential_CZ2 - Single Family_Existing_Water Heating_Natural Gas_Water Heater <= 55 gal._Economic Potential | F4 | Residential | CZ2 - Single Family | Existing | Water Heating | Natural Gas | Water Heater <= 55 gal. | Economic Potential | Peak Demand (W) | 0 | 0 | 0 | 0 | 0 | 0 | 0 | 0 | 0 | 0 | 0 | 0 | 0 | 0 | 0 | 0 | 0 | 0 | 0 | 0 | 0 | 0 | 0 | 0 | 0 | 0 | 0 | 0 | 0 | 0
F5_Residential_CZ2 - Single Family_Existing_Water Heating_Natural Gas_Water Heater <= 55 gal._Economic Potential | F5 | Residential | CZ2 - Single Family | Existing | Water Heating | Natural Gas | Water Heater <= 55 gal. | Economic Potential | Turnover | 0 | 0 | 0 | 0 | 0 | 0 | 0 | 0 | 0 | 0 | 0 | 0 | 0 | 0 | 0 | 0 | 0 | 0 | 0 | 0 | 0 | 0 | 0 | 0 | 0 | 0 | 0 | 0 | 0 | 0
F6_Residential_CZ2 - Single Family_Existing_Water Heating_Natural Gas_Water Heater <= 55 gal._Economic Potential | F6 | Residential | CZ2 - Single Family | Existing | Water Heating | Natural Gas | Water Heater <= 55 gal. | Economic Potential | Avg. Replacement Usage | 0 | 0 | 0 | 0 | 0 | 0 | 0 | 0 | 0 | 0 | 0 | 0 | 0 | 0 | 0 | 0 | 0 | 0 | 0 | 0 | 0 | 0 | 0 | 0 | 0 | 0 | 0 | 0 | 0 | 0
F7_Residential_CZ2 - Single Family_Existing_Water Heating_Natural Gas_Water Heater <= 55 gal._Economic Potential | F7 | Residential | CZ2 - Single Family | Existing | Water Heating | Natural Gas | Water Heater <= 55 gal. | Economic Potential | Avg. Replacement Demand (S) | 0 | 0 | 0 | 0 | 0 | 0 | 0 | 0 | 0 | 0 | 0 | 0 | 0 | 0 | 0 | 0 | 0 | 0 | 0 | 0 | 0 | 0 | 0 | 0 | 0 | 0 | 0 | 0 | 0 | 0
F8_Residential_CZ2 - Single Family_Existing_Water Heating_Natural Gas_Water Heater <= 55 gal._Economic Potential | F8 | Residential | CZ2 - Single Family | Existing | Water Heating | Natural Gas | Water Heater <= 55 gal. | Economic Potential | Avg. Replacement Demand (W) | 0 | 0 | 0 | 0 | 0 | 0 | 0 | 0 | 0 | 0 | 0 | 0 | 0 | 0 | 0 | 0 | 0 | 0 | 0 | 0 | 0 | 0 | 0 | 0 | 0 | 0 | 0 | 0 | 0 | 0
F1_Residential_CZ2 - Single Family_Existing_Water Heating_Natural Gas_Water Heater > 55 gal._Economic Potential | F1 | Residential | CZ2 - Single Family | Existing | Water Heating | Natural Gas | Water Heater > 55 gal. | Economic Potential | Units | 0 | 0 | 0 | 0 | 0 | 0 | 0 | 0 | 0 | 0 | 0 | 0 | 0 | 0 | 0 | 0 | 0 | 0 | 0 | 0 | 0 | 0 | 0 | 0 | 0 | 0 | 0 | 0 | 0 | 0
F2_Residential_CZ2 - Single Family_Existing_Water Heating_Natural Gas_Water Heater > 55 gal._Economic Potential | F2 | Residential | CZ2 - Single Family | Existing | Water Heating | Natural Gas | Water Heater > 55 gal. | Economic Potential | Usage (MMtherm) | 0 | 0 | 0 | 0 | 0 | 0 | 0 | 0 | 0 | 0 | 0 | 0 | 0 | 0 | 0 | 0 | 0 | 0 | 0 | 0 | 0 | 0 | 0 | 0 | 0 | 0 | 0 | 0 | 0 | 0
F3_Residential_CZ2 - Single Family_Existing_Water Heating_Natural Gas_Water Heater > 55 gal._Economic Potential | F3 | Residential | CZ2 - Single Family | Existing | Water Heating | Natural Gas | Water Heater > 55 gal. | Economic Potential | Peak Demand (S) | 0 | 0 | 0 | 0 | 0 | 0 | 0 | 0 | 0 | 0 | 0 | 0 | 0 | 0 | 0 | 0 | 0 | 0 | 0 | 0 | 0 | 0 | 0 | 0 | 0 | 0 | 0 | 0 | 0 | 0
F4_Residential_CZ2 - Single Family_Existing_Water Heating_Natural Gas_Water Heater > 55 gal._Economic Potential | F4 | Residential | CZ2 - Single Family | Existing | Water Heating | Natural Gas | Water Heater > 55 gal. | Economic Potential | Peak Demand (W) | 0 | 0 | 0 | 0 | 0 | 0 | 0 | 0 | 0 | 0 | 0 | 0 | 0 | 0 | 0 | 0 | 0 | 0 | 0 | 0 | 0 | 0 | 0 | 0 | 0 | 0 | 0 | 0 | 0 | 0
F5_Residential_CZ2 - Single Family_Existing_Water Heating_Natural Gas_Water Heater > 55 gal._Economic Potential | F5 | Residential | CZ2 - Single Family | Existing | Water Heating | Natural Gas | Water Heater > 55 gal. | Economic Potential | Turnover | 0 | 0 | 0 | 0 | 0 | 0 | 0 | 0 | 0 | 0 | 0 | 0 | 0 | 0 | 0 | 0 | 0 | 0 | 0 | 0 | 0 | 0 | 0 | 0 | 0 | 0 | 0 | 0 | 0 | 0
F6_Residential_CZ2 - Single Family_Existing_Water Heating_Natural Gas_Water Heater > 55 gal._Economic Potential | F6 | Residential | CZ2 - Single Family | Existing | Water Heating | Natural Gas | Water Heater > 55 gal. | Economic Potential | Avg. Replacement Usage | 0 | 0 | 0 | 0 | 0 | 0 | 0 | 0 | 0 | 0 | 0 | 0 | 0 | 0 | 0 | 0 | 0 | 0 | 0 | 0 | 0 | 0 | 0 | 0 | 0 | 0 | 0 | 0 | 0 | 0
F7_Residential_CZ2 - Single Family_Existing_Water Heating_Natural Gas_Water Heater > 55 gal._Economic Potential | F7 | Residential | CZ2 - Single Family | Existing | Water Heating | Natural Gas | Water Heater > 55 gal. | Economic Potential | Avg. Replacement Demand (S) | 0 | 0 | 0 | 0 | 0 | 0 | 0 | 0 | 0 | 0 | 0 | 0 | 0 | 0 | 0 | 0 | 0 | 0 | 0 | 0 | 0 | 0 | 0 | 0 | 0 | 0 | 0 | 0 | 0 | 0
F8_Residential_CZ2 - Single Family_Existing_Water Heating_Natural Gas_Water Heater > 55 gal._Economic Potential | F8 | Residential | CZ2 - Single Family | Existing | Water Heating | Natural Gas | Water Heater > 55 gal. | Economic Potential | Avg. Replacement Demand (W) | 0 | 0 | 0 | 0 | 0 | 0 | 0 | 0 | 0 | 0 | 0 | 0 | 0 | 0 | 0 | 0 | 0 | 0 | 0 | 0 | 0 | 0 | 0 | 0 | 0 | 0 | 0 | 0 | 0 | 0
F1_Residential_CZ2 - Single Family_Existing_Appliances_Natural Gas_Clothes Dryer_Economic Potential | F1 | Residential | CZ2 - Single Family | Existing | Appliances | Natural Gas | Clothes Dryer | Economic Potential | Units | 0 | 0 | 0 | 0 | 0 | 0 | 0 | 0 | 0 | 0 | 0 | 0 | 0 | 0 | 0 | 0 | 0 | 0 | 0 | 0 | 0 | 0 | 0 | 0 | 0 | 0 | 0 | 0 | 0 | 0
F2_Residential_CZ2 - Single Family_Existing_Appliances_Natural Gas_Clothes Dryer_Economic Potential | F2 | Residential | CZ2 - Single Family | Existing | Appliances | Natural Gas | Clothes Dryer | Economic Potential | Usage (MMtherm) | 0 | 0 | 0 | 0 | 0 | 0 | 0 | 0 | 0 | 0 | 0 | 0 | 0 | 0 | 0 | 0 | 0 | 0 | 0 | 0 | 0 | 0 | 0 | 0 | 0 | 0 | 0 | 0 | 0 | 0
F3_Residential_CZ2 - Single Family_Existing_Appliances_Natural Gas_Clothes Dryer_Economic Potential | F3 | Residential | CZ2 - Single Family | Existing | Appliances | Natural Gas | Clothes Dryer | Economic Potential | Peak Demand (S) | 0 | 0 | 0 | 0 | 0 | 0 | 0 | 0 | 0 | 0 | 0 | 0 | 0 | 0 | 0 | 0 | 0 | 0 | 0 | 0 | 0 | 0 | 0 | 0 | 0 | 0 | 0 | 0 | 0 | 0
F4_Residential_CZ2 - Single Family_Existing_Appliances_Natural Gas_Clothes Dryer_Economic Potential | F4 | Residential | CZ2 - Single Family | Existing | Appliances | Natural Gas | Clothes Dryer | Economic Potential | Peak Demand (W) | 0 | 0 | 0 | 0 | 0 | 0 | 0 | 0 | 0 | 0 | 0 | 0 | 0 | 0 | 0 | 0 | 0 | 0 | 0 | 0 | 0 | 0 | 0 | 0 | 0 | 0 | 0 | 0 | 0 | 0
F5_Residential_CZ2 - Single Family_Existing_Appliances_Natural Gas_Clothes Dryer_Economic Potential | F5 | Residential | CZ2 - Single Family | Existing | Appliances | Natural Gas | Clothes Dryer | Economic Potential | Turnover | 0 | 0 | 0 | 0 | 0 | 0 | 0 | 0 | 0 | 0 | 0 | 0 | 0 | 0 | 0 | 0 | 0 | 0 | 0 | 0 | 0 | 0 | 0 | 0 | 0 | 0 | 0 | 0 | 0 | 0
F6_Residential_CZ2 - Single Family_Existing_Appliances_Natural Gas_Clothes Dryer_Economic Potential | F6 | Residential | CZ2 - Single Family | Existing | Appliances | Natural Gas | Clothes Dryer | Economic Potential | Avg. Replacement Usage | 0 | 0 | 0 | 0 | 0 | 0 | 0 | 0 | 0 | 0 | 0 | 0 | 0 | 0 | 0 | 0 | 0 | 0 | 0 | 0 | 0 | 0 | 0 | 0 | 0 | 0 | 0 | 0 | 0 | 0
F7_Residential_CZ2 - Single Family_Existing_Appliances_Natural Gas_Clothes Dryer_Economic Potential | F7 | Residential | CZ2 - Single Family | Existing | Appliances | Natural Gas | Clothes Dryer | Economic Potential | Avg. Replacement Demand (S) | 0 | 0 | 0 | 0 | 0 | 0 | 0 | 0 | 0 | 0 | 0 | 0 | 0 | 0 | 0 | 0 | 0 | 0 | 0 | 0 | 0 | 0 | 0 | 0 | 0 | 0 | 0 | 0 | 0 | 0
F8_Residential_CZ2 - Single Family_Existing_Appliances_Natural Gas_Clothes Dryer_Economic Potential | F8 | Residential | CZ2 - Single Family | Existing | Appliances | Natural Gas | Clothes Dryer | Economic Potential | Avg. Replacement Demand (W) | 0 | 0 | 0 | 0 | 0 | 0 | 0 | 0 | 0 | 0 | 0 | 0 | 0 | 0 | 0 | 0 | 0 | 0 | 0 | 0 | 0 | 0 | 0 | 0 | 0 | 0 | 0 | 0 | 0 | 0
F1_Residential_CZ2 - Single Family_Existing_Appliances_Natural Gas_Stove/Oven_Economic Potential | F1 | Residential | CZ2 - Single Family | Existing | Appliances | Natural Gas | Stove/Oven | Economic Potential | Units | 0 | 0 | 0 | 0 | 0 | 0 | 0 | 0 | 0 | 0 | 0 | 0 | 0 | 0 | 0 | 0 | 0 | 0 | 0 | 0 | 0 | 0 | 0 | 0 | 0 | 0 | 0 | 0 | 0 | 0
F2_Residential_CZ2 - Single Family_Existing_Appliances_Natural Gas_Stove/Oven_Economic Potential | F2 | Residential | CZ2 - Single Family | Existing | Appliances | Natural Gas | Stove/Oven | Economic Potential | Usage (MMtherm) | 0 | 0 | 0 | 0 | 0 | 0 | 0 | 0 | 0 | 0 | 0 | 0 | 0 | 0 | 0 | 0 | 0 | 0 | 0 | 0 | 0 | 0 | 0 | 0 | 0 | 0 | 0 | 0 | 0 | 0
F3_Residential_CZ2 - Single Family_Existing_Appliances_Natural Gas_Stove/Oven_Economic Potential | F3 | Residential | CZ2 - Single Family | Existing | Appliances | Natural Gas | Stove/Oven | Economic Potential | Peak Demand (S) | 0 | 0 | 0 | 0 | 0 | 0 | 0 | 0 | 0 | 0 | 0 | 0 | 0 | 0 | 0 | 0 | 0 | 0 | 0 | 0 | 0 | 0 | 0 | 0 | 0 | 0 | 0 | 0 | 0 | 0
F4_Residential_CZ2 - Single Family_Existing_Appliances_Natural Gas_Stove/Oven_Economic Potential | F4 | Residential | CZ2 - Single Family | Existing | Appliances | Natural Gas | Stove/Oven | Economic Potential | Peak Demand (W) | 0 | 0 | 0 | 0 | 0 | 0 | 0 | 0 | 0 | 0 | 0 | 0 | 0 | 0 | 0 | 0 | 0 | 0 | 0 | 0 | 0 | 0 | 0 | 0 | 0 | 0 | 0 | 0 | 0 | 0
F5_Residential_CZ2 - Single Family_Existing_Appliances_Natural Gas_Stove/Oven_Economic Potential | F5 | Residential | CZ2 - Single Family | Existing | Appliances | Natural Gas | Stove/Oven | Economic Potential | Turnover | 0 | 0 | 0 | 0 | 0 | 0 | 0 | 0 | 0 | 0 | 0 | 0 | 0 | 0 | 0 | 0 | 0 | 0 | 0 | 0 | 0 | 0 | 0 | 0 | 0 | 0 | 0 | 0 | 0 | 0
F6_Residential_CZ2 - Single Family_Existing_Appliances_Natural Gas_Stove/Oven_Economic Potential | F6 | Residential | CZ2 - Single Family | Existing | Appliances | Natural Gas | Stove/Oven | Economic Potential | Avg. Replacement Usage | 0 | 0 | 0 | 0 | 0 | 0 | 0 | 0 | 0 | 0 | 0 | 0 | 0 | 0 | 0 | 0 | 0 | 0 | 0 | 0 | 0 | 0 | 0 | 0 | 0 | 0 | 0 | 0 | 0 | 0
F7_Residential_CZ2 - Single Family_Existing_Appliances_Natural Gas_Stove/Oven_Economic Potential | F7 | Residential | CZ2 - Single Family | Existing | Appliances | Natural Gas | Stove/Oven | Economic Potential | Avg. Replacement Demand (S) | 0 | 0 | 0 | 0 | 0 | 0 | 0 | 0 | 0 | 0 | 0 | 0 | 0 | 0 | 0 | 0 | 0 | 0 | 0 | 0 | 0 | 0 | 0 | 0 | 0 | 0 | 0 | 0 | 0 | 0
F8_Residential_CZ2 - Single Family_Existing_Appliances_Natural Gas_Stove/Oven_Economic Potential | F8 | Residential | CZ2 - Single Family | Existing | Appliances | Natural Gas | Stove/Oven | Economic Potential | Avg. Replacement Demand (W) | 0 | 0 | 0 | 0 | 0 | 0 | 0 | 0 | 0 | 0 | 0 | 0 | 0 | 0 | 0 | 0 | 0 | 0 | 0 | 0 | 0 | 0 | 0 | 0 | 0 | 0 | 0 | 0 | 0 | 0
F1_Residential_CZ2 - Single Family_Existing_Miscellaneous_Natural Gas_Pool Heater_Economic Potential | F1 | Residential | CZ2 - Single Family | Existing | Miscellaneous | Natural Gas | Pool Heater | Economic Potential | Units | 0 | 0 | 0 | 0 | 0 | 0 | 0 | 0 | 0 | 0 | 0 | 0 | 0 | 0 | 0 | 0 | 0 | 0 | 0 | 0 | 0 | 0 | 0 | 0 | 0 | 0 | 0 | 0 | 0 | 0
F2_Residential_CZ2 - Single Family_Existing_Miscellaneous_Natural Gas_Pool Heater_Economic Potential | F2 | Residential | CZ2 - Single Family | Existing | Miscellaneous | Natural Gas | Pool Heater | Economic Potential | Usage (MMtherm) | 0 | 0 | 0 | 0 | 0 | 0 | 0 | 0 | 0 | 0 | 0 | 0 | 0 | 0 | 0 | 0 | 0 | 0 | 0 | 0 | 0 | 0 | 0 | 0 | 0 | 0 | 0 | 0 | 0 | 0
F3_Residential_CZ2 - Single Family_Existing_Miscellaneous_Natural Gas_Pool Heater_Economic Potential | F3 | Residential | CZ2 - Single Family | Existing | Miscellaneous | Natural Gas | Pool Heater | Economic Potential | Peak Demand (S) | 0 | 0 | 0 | 0 | 0 | 0 | 0 | 0 | 0 | 0 | 0 | 0 | 0 | 0 | 0 | 0 | 0 | 0 | 0 | 0 | 0 | 0 | 0 | 0 | 0 | 0 | 0 | 0 | 0 | 0
F4_Residential_CZ2 - Single Family_Existing_Miscellaneous_Natural Gas_Pool Heater_Economic Potential | F4 | Residential | CZ2 - Single Family | Existing | Miscellaneous | Natural Gas | Pool Heater | Economic Potential | Peak Demand (W) | 0 | 0 | 0 | 0 | 0 | 0 | 0 | 0 | 0 | 0 | 0 | 0 | 0 | 0 | 0 | 0 | 0 | 0 | 0 | 0 | 0 | 0 | 0 | 0 | 0 | 0 | 0 | 0 | 0 | 0
F5_Residential_CZ2 - Single Family_Existing_Miscellaneous_Natural Gas_Pool Heater_Economic Potential | F5 | Residential | CZ2 - Single Family | Existing | Miscellaneous | Natural Gas | Pool Heater | Economic Potential | Turnover | 0 | 0 | 0 | 0 | 0 | 0 | 0 | 0 | 0 | 0 | 0 | 0 | 0 | 0 | 0 | 0 | 0 | 0 | 0 | 0 | 0 | 0 | 0 | 0 | 0 | 0 | 0 | 0 | 0 | 0
F6_Residential_CZ2 - Single Family_Existing_Miscellaneous_Natural Gas_Pool Heater_Economic Potential | F6 | Residential | CZ2 - Single Family | Existing | Miscellaneous | Natural Gas | Pool Heater | Economic Potential | Avg. Replacement Usage | 0 | 0 | 0 | 0 | 0 | 0 | 0 | 0 | 0 | 0 | 0 | 0 | 0 | 0 | 0 | 0 | 0 | 0 | 0 | 0 | 0 | 0 | 0 | 0 | 0 | 0 | 0 | 0 | 0 | 0
F7_Residential_CZ2 - Single Family_Existing_Miscellaneous_Natural Gas_Pool Heater_Economic Potential | F7 | Residential | CZ2 - Single Family | Existing | Miscellaneous | Natural Gas | Pool Heater | Economic Potential | Avg. Replacement Demand (S) | 0 | 0 | 0 | 0 | 0 | 0 | 0 | 0 | 0 | 0 | 0 | 0 | 0 | 0 | 0 | 0 | 0 | 0 | 0 | 0 | 0 | 0 | 0 | 0 | 0 | 0 | 0 | 0 | 0 | 0
F8_Residential_CZ2 - Single Family_Existing_Miscellaneous_Natural Gas_Pool Heater_Economic Potential | F8 | Residential | CZ2 - Single Family | Existing | Miscellaneous | Natural Gas | Pool Heater | Economic Potential | Avg. Replacement Demand (W) | 0 | 0 | 0 | 0 | 0 | 0 | 0 | 0 | 0 | 0 | 0 | 0 | 0 | 0 | 0 | 0 | 0 | 0 | 0 | 0 | 0 | 0 | 0 | 0 | 0 | 0 | 0 | 0 | 0 | 0
F1_Residential_CZ2 - Single Family_Existing_Miscellaneous_Natural Gas_Miscellaneous_Economic Potential | F1 | Residential | CZ2 - Single Family | Existing | Miscellaneous | Natural Gas | Miscellaneous | Economic Potential | Units | 0 | 0 | 0 | 0 | 0 | 0 | 0 | 0 | 0 | 0 | 0 | 0 | 0 | 0 | 0 | 0 | 0 | 0 | 0 | 0 | 0 | 0 | 0 | 0 | 0 | 0 | 0 | 0 | 0 | 0
F2_Residential_CZ2 - Single Family_Existing_Miscellaneous_Natural Gas_Miscellaneous_Economic Potential | F2 | Residential | CZ2 - Single Family | Existing | Miscellaneous | Natural Gas | Miscellaneous | Economic Potential | Usage (MMtherm) | 0 | 0 | 0 | 0 | 0 | 0 | 0 | 0 | 0 | 0 | 0 | 0 | 0 | 0 | 0 | 0 | 0 | 0 | 0 | 0 | 0 | 0 | 0 | 0 | 0 | 0 | 0 | 0 | 0 | 0
F3_Residential_CZ2 - Single Family_Existing_Miscellaneous_Natural Gas_Miscellaneous_Economic Potential | F3 | Residential | CZ2 - Single Family | Existing | Miscellaneous | Natural Gas | Miscellaneous | Economic Potential | Peak Demand (S) | 0 | 0 | 0 | 0 | 0 | 0 | 0 | 0 | 0 | 0 | 0 | 0 | 0 | 0 | 0 | 0 | 0 | 0 | 0 | 0 | 0 | 0 | 0 | 0 | 0 | 0 | 0 | 0 | 0 | 0
F4_Residential_CZ2 - Single Family_Existing_Miscellaneous_Natural Gas_Miscellaneous_Economic Potential | F4 | Residential | CZ2 - Single Family | Existing | Miscellaneous | Natural Gas | Miscellaneous | Economic Potential | Peak Demand (W) | 0 | 0 | 0 | 0 | 0 | 0 | 0 | 0 | 0 | 0 | 0 | 0 | 0 | 0 | 0 | 0 | 0 | 0 | 0 | 0 | 0 | 0 | 0 | 0 | 0 | 0 | 0 | 0 | 0 | 0
F5_Residential_CZ2 - Single Family_Existing_Miscellaneous_Natural Gas_Miscellaneous_Economic Potential | F5 | Residential | CZ2 - Single Family | Existing | Miscellaneous | Natural Gas | Miscellaneous | Economic Potential | Turnover | 0 | 0 | 0 | 0 | 0 | 0 | 0 | 0 | 0 | 0 | 0 | 0 | 0 | 0 | 0 | 0 | 0 | 0 | 0 | 0 | 0 | 0 | 0 | 0 | 0 | 0 | 0 | 0 | 0 | 0
F6_Residential_CZ2 - Single Family_Existing_Miscellaneous_Natural Gas_Miscellaneous_Economic Potential | F6 | Residential | CZ2 - Single Family | Existing | Miscellaneous | Natural Gas | Miscellaneous | Economic Potential | Avg. Replacement Usage | 0 | 0 | 0 | 0 | 0 | 0 | 0 | 0 | 0 | 0 | 0 | 0 | 0 | 0 | 0 | 0 | 0 | 0 | 0 | 0 | 0 | 0 | 0 | 0 | 0 | 0 | 0 | 0 | 0 | 0
F7_Residential_CZ2 - Single Family_Existing_Miscellaneous_Natural Gas_Miscellaneous_Economic Potential | F7 | Residential | CZ2 - Single Family | Existing | Miscellaneous | Natural Gas | Miscellaneous | Economic Potential | Avg. Replacement Demand (S) | 0 | 0 | 0 | 0 | 0 | 0 | 0 | 0 | 0 | 0 | 0 | 0 | 0 | 0 | 0 | 0 | 0 | 0 | 0 | 0 | 0 | 0 | 0 | 0 | 0 | 0 | 0 | 0 | 0 | 0
F8_Residential_CZ2 - Single Family_Existing_Miscellaneous_Natural Gas_Miscellaneous_Economic Potential | F8 | Residential | CZ2 - Single Family | Existing | Miscellaneous | Natural Gas | Miscellaneous | Economic Potential | Avg. Replacement Demand (W) | 0 | 0 | 0 | 0 | 0 | 0 | 0 | 0 | 0 | 0 | 0 | 0 | 0 | 0 | 0 | 0 | 0 | 0 | 0 | 0 | 0 | 0 | 0 | 0 | 0 | 0 | 0 | 0 | 0 | 0
F1_Residential_CZ2 - Single Family_New_Space Heating_Natural Gas_Furnace - Direct Fuel_Economic Potential | F1 | Residential | CZ2 - Single Family | New | Space Heating | Natural Gas | Furnace - Direct Fuel | Economic Potential | Units | 0 | 0 | 0 | 0 | 0 | 0 | 0 | 0 | 0 | 0 | 0 | 0 | 0 | 0 | 0 | 0 | 0 | 0 | 0 | 0 | 0 | 0 | 0 | 0 | 0 | 0 | 0 | 0 | 0 | 0
F2_Residential_CZ2 - Single Family_New_Space Heating_Natural Gas_Furnace - Direct Fuel_Economic Potential | F2 | Residential | CZ2 - Single Family | New | Space Heating | Natural Gas | Furnace - Direct Fuel | Economic Potential | Usage (MMtherm) | 0 | 0 | 0 | 0 | 0 | 0 | 0 | 0 | 0 | 0 | 0 | 0 | 0 | 0 | 0 | 0 | 0 | 0 | 0 | 0 | 0 | 0 | 0 | 0 | 0 | 0 | 0 | 0 | 0 | 0
F3_Residential_CZ2 - Single Family_New_Space Heating_Natural Gas_Furnace - Direct Fuel_Economic Potential | F3 | Residential | CZ2 - Single Family | New | Space Heating | Natural Gas | Furnace - Direct Fuel | Economic Potential | Peak Demand (S) | 0 | 0 | 0 | 0 | 0 | 0 | 0 | 0 | 0 | 0 | 0 | 0 | 0 | 0 | 0 | 0 | 0 | 0 | 0 | 0 | 0 | 0 | 0 | 0 | 0 | 0 | 0 | 0 | 0 | 0
F4_Residential_CZ2 - Single Family_New_Space Heating_Natural Gas_Furnace - Direct Fuel_Economic Potential | F4 | Residential | CZ2 - Single Family | New | Space Heating | Natural Gas | Furnace - Direct Fuel | Economic Potential | Peak Demand (W) | 0 | 0 | 0 | 0 | 0 | 0 | 0 | 0 | 0 | 0 | 0 | 0 | 0 | 0 | 0 | 0 | 0 | 0 | 0 | 0 | 0 | 0 | 0 | 0 | 0 | 0 | 0 | 0 | 0 | 0
F5_Residential_CZ2 - Single Family_New_Space Heating_Natural Gas_Furnace - Direct Fuel_Economic Potential | F5 | Residential | CZ2 - Single Family | New | Space Heating | Natural Gas | Furnace - Direct Fuel | Economic Potential | Turnover | 0 | 0 | 0 | 0 | 0 | 0 | 0 | 0 | 0 | 0 | 0 | 0 | 0 | 0 | 0 | 0 | 0 | 0 | 0 | 0 | 0 | 0 | 0 | 0 | 0 | 0 | 0 | 0 | 0 | 0
F6_Residential_CZ2 - Single Family_New_Space Heating_Natural Gas_Furnace - Direct Fuel_Economic Potential | F6 | Residential | CZ2 - Single Family | New | Space Heating | Natural Gas | Furnace - Direct Fuel | Economic Potential | Avg. Replacement Usage | 0 | 0 | 0 | 0 | 0 | 0 | 0 | 0 | 0 | 0 | 0 | 0 | 0 | 0 | 0 | 0 | 0 | 0 | 0 | 0 | 0 | 0 | 0 | 0 | 0 | 0 | 0 | 0 | 0 | 0
F7_Residential_CZ2 - Single Family_New_Space Heating_Natural Gas_Furnace - Direct Fuel_Economic Potential | F7 | Residential | CZ2 - Single Family | New | Space Heating | Natural Gas | Furnace - Direct Fuel | Economic Potential | Avg. Replacement Demand (S) | 0 | 0 | 0 | 0 | 0 | 0 | 0 | 0 | 0 | 0 | 0 | 0 | 0 | 0 | 0 | 0 | 0 | 0 | 0 | 0 | 0 | 0 | 0 | 0 | 0 | 0 | 0 | 0 | 0 | 0
F8_Residential_CZ2 - Single Family_New_Space Heating_Natural Gas_Furnace - Direct Fuel_Economic Potential | F8 | Residential | CZ2 - Single Family | New | Space Heating | Natural Gas | Furnace - Direct Fuel | Economic Potential | Avg. Replacement Demand (W) | 0 | 0 | 0 | 0 | 0 | 0 | 0 | 0 | 0 | 0 | 0 | 0 | 0 | 0 | 0 | 0 | 0 | 0 | 0 | 0 | 0 | 0 | 0 | 0 | 0 | 0 | 0 | 0 | 0 | 0
F1_Residential_CZ2 - Single Family_New_Space Heating_Natural Gas_Boiler - Direct Fuel_Economic Potential | F1 | Residential | CZ2 - Single Family | New | Space Heating | Natural Gas | Boiler - Direct Fuel | Economic Potential | Units | 0 | 0 | 0 | 0 | 0 | 0 | 0 | 0 | 0 | 0 | 0 | 0 | 0 | 0 | 0 | 0 | 0 | 0 | 0 | 0 | 0 | 0 | 0 | 0 | 0 | 0 | 0 | 0 | 0 | 0
F2_Residential_CZ2 - Single Family_New_Space Heating_Natural Gas_Boiler - Direct Fuel_Economic Potential | F2 | Residential | CZ2 - Single Family | New | Space Heating | Natural Gas | Boiler - Direct Fuel | Economic Potential | Usage (MMtherm) | 0 | 0 | 0 | 0 | 0 | 0 | 0 | 0 | 0 | 0 | 0 | 0 | 0 | 0 | 0 | 0 | 0 | 0 | 0 | 0 | 0 | 0 | 0 | 0 | 0 | 0 | 0 | 0 | 0 | 0
F3_Residential_CZ2 - Single Family_New_Space Heating_Natural Gas_Boiler - Direct Fuel_Economic Potential | F3 | Residential | CZ2 - Single Family | New | Space Heating | Natural Gas | Boiler - Direct Fuel | Economic Potential | Peak Demand (S) | 0 | 0 | 0 | 0 | 0 | 0 | 0 | 0 | 0 | 0 | 0 | 0 | 0 | 0 | 0 | 0 | 0 | 0 | 0 | 0 | 0 | 0 | 0 | 0 | 0 | 0 | 0 | 0 | 0 | 0
F4_Residential_CZ2 - Single Family_New_Space Heating_Natural Gas_Boiler - Direct Fuel_Economic Potential | F4 | Residential | CZ2 - Single Family | New | Space Heating | Natural Gas | Boiler - Direct Fuel | Economic Potential | Peak Demand (W) | 0 | 0 | 0 | 0 | 0 | 0 | 0 | 0 | 0 | 0 | 0 | 0 | 0 | 0 | 0 | 0 | 0 | 0 | 0 | 0 | 0 | 0 | 0 | 0 | 0 | 0 | 0 | 0 | 0 | 0
F5_Residential_CZ2 - Single Family_New_Space Heating_Natural Gas_Boiler - Direct Fuel_Economic Potential | F5 | Residential | CZ2 - Single Family | New | Space Heating | Natural Gas | Boiler - Direct Fuel | Economic Potential | Turnover | 0 | 0 | 0 | 0 | 0 | 0 | 0 | 0 | 0 | 0 | 0 | 0 | 0 | 0 | 0 | 0 | 0 | 0 | 0 | 0 | 0 | 0 | 0 | 0 | 0 | 0 | 0 | 0 | 0 | 0
F6_Residential_CZ2 - Single Family_New_Space Heating_Natural Gas_Boiler - Direct Fuel_Economic Potential | F6 | Residential | CZ2 - Single Family | New | Space Heating | Natural Gas | Boiler - Direct Fuel | Economic Potential | Avg. Replacement Usage | 0 | 0 | 0 | 0 | 0 | 0 | 0 | 0 | 0 | 0 | 0 | 0 | 0 | 0 | 0 | 0 | 0 | 0 | 0 | 0 | 0 | 0 | 0 | 0 | 0 | 0 | 0 | 0 | 0 | 0
F7_Residential_CZ2 - Single Family_New_Space Heating_Natural Gas_Boiler - Direct Fuel_Economic Potential | F7 | Residential | CZ2 - Single Family | New | Space Heating | Natural Gas | Boiler - Direct Fuel | Economic Potential | Avg. Replacement Demand (S) | 0 | 0 | 0 | 0 | 0 | 0 | 0 | 0 | 0 | 0 | 0 | 0 | 0 | 0 | 0 | 0 | 0 | 0 | 0 | 0 | 0 | 0 | 0 | 0 | 0 | 0 | 0 | 0 | 0 | 0
F8_Residential_CZ2 - Single Family_New_Space Heating_Natural Gas_Boiler - Direct Fuel_Economic Potential | F8 | Residential | CZ2 - Single Family | New | Space Heating | Natural Gas | Boiler - Direct Fuel | Economic Potential | Avg. Replacement Demand (W) | 0 | 0 | 0 | 0 | 0 | 0 | 0 | 0 | 0 | 0 | 0 | 0 | 0 | 0 | 0 | 0 | 0 | 0 | 0 | 0 | 0 | 0 | 0 | 0 | 0 | 0 | 0 | 0 | 0 | 0
F1_Residential_CZ2 - Single Family_New_Secondary Heating_Natural Gas_Fireplace_Economic Potential | F1 | Residential | CZ2 - Single Family | New | Secondary Heating | Natural Gas | Fireplace | Economic Potential | Units | 0 | 0 | 0 | 0 | 0 | 0 | 0 | 0 | 0 | 0 | 0 | 0 | 0 | 0 | 0 | 0 | 0 | 0 | 0 | 0 | 0 | 0 | 0 | 0 | 0 | 0 | 0 | 0 | 0 | 0
F2_Residential_CZ2 - Single Family_New_Secondary Heating_Natural Gas_Fireplace_Economic Potential | F2 | Residential | CZ2 - Single Family | New | Secondary Heating | Natural Gas | Fireplace | Economic Potential | Usage (MMtherm) | 0 | 0 | 0 | 0 | 0 | 0 | 0 | 0 | 0 | 0 | 0 | 0 | 0 | 0 | 0 | 0 | 0 | 0 | 0 | 0 | 0 | 0 | 0 | 0 | 0 | 0 | 0 | 0 | 0 | 0
F3_Residential_CZ2 - Single Family_New_Secondary Heating_Natural Gas_Fireplace_Economic Potential | F3 | Residential | CZ2 - Single Family | New | Secondary Heating | Natural Gas | Fireplace | Economic Potential | Peak Demand (S) | 0 | 0 | 0 | 0 | 0 | 0 | 0 | 0 | 0 | 0 | 0 | 0 | 0 | 0 | 0 | 0 | 0 | 0 | 0 | 0 | 0 | 0 | 0 | 0 | 0 | 0 | 0 | 0 | 0 | 0
F4_Residential_CZ2 - Single Family_New_Secondary Heating_Natural Gas_Fireplace_Economic Potential | F4 | Residential | CZ2 - Single Family | New | Secondary Heating | Natural Gas | Fireplace | Economic Potential | Peak Demand (W) | 0 | 0 | 0 | 0 | 0 | 0 | 0 | 0 | 0 | 0 | 0 | 0 | 0 | 0 | 0 | 0 | 0 | 0 | 0 | 0 | 0 | 0 | 0 | 0 | 0 | 0 | 0 | 0 | 0 | 0
F5_Residential_CZ2 - Single Family_New_Secondary Heating_Natural Gas_Fireplace_Economic Potential | F5 | Residential | CZ2 - Single Family | New | Secondary Heating | Natural Gas | Fireplace | Economic Potential | Turnover | 0 | 0 | 0 | 0 | 0 | 0 | 0 | 0 | 0 | 0 | 0 | 0 | 0 | 0 | 0 | 0 | 0 | 0 | 0 | 0 | 0 | 0 | 0 | 0 | 0 | 0 | 0 | 0 | 0 | 0
F6_Residential_CZ2 - Single Family_New_Secondary Heating_Natural Gas_Fireplace_Economic Potential | F6 | Residential | CZ2 - Single Family | New | Secondary Heating | Natural Gas | Fireplace | Economic Potential | Avg. Replacement Usage | 0 | 0 | 0 | 0 | 0 | 0 | 0 | 0 | 0 | 0 | 0 | 0 | 0 | 0 | 0 | 0 | 0 | 0 | 0 | 0 | 0 | 0 | 0 | 0 | 0 | 0 | 0 | 0 | 0 | 0
F7_Residential_CZ2 - Single Family_New_Secondary Heating_Natural Gas_Fireplace_Economic Potential | F7 | Residential | CZ2 - Single Family | New | Secondary Heating | Natural Gas | Fireplace | Economic Potential | Avg. Replacement Demand (S) | 0 | 0 | 0 | 0 | 0 | 0 | 0 | 0 | 0 | 0 | 0 | 0 | 0 | 0 | 0 | 0 | 0 | 0 | 0 | 0 | 0 | 0 | 0 | 0 | 0 | 0 | 0 | 0 | 0 | 0
F8_Residential_CZ2 - Single Family_New_Secondary Heating_Natural Gas_Fireplace_Economic Potential | F8 | Residential | CZ2 - Single Family | New | Secondary Heating | Natural Gas | Fireplace | Economic Potential | Avg. Replacement Demand (W) | 0 | 0 | 0 | 0 | 0 | 0 | 0 | 0 | 0 | 0 | 0 | 0 | 0 | 0 | 0 | 0 | 0 | 0 | 0 | 0 | 0 | 0 | 0 | 0 | 0 | 0 | 0 | 0 | 0 | 0
F1_Residential_CZ2 - Single Family_New_Water Heating_Natural Gas_Water Heater <= 55 gal._Economic Potential | F1 | Residential | CZ2 - Single Family | New | Water Heating | Natural Gas | Water Heater <= 55 gal. | Economic Potential | Units | 0 | 0 | 0 | 0 | 0 | 0 | 0 | 0 | 0 | 0 | 0 | 0 | 0 | 0 | 0 | 0 | 0 | 0 | 0 | 0 | 0 | 0 | 0 | 0 | 0 | 0 | 0 | 0 | 0 | 0
F2_Residential_CZ2 - Single Family_New_Water Heating_Natural Gas_Water Heater <= 55 gal._Economic Potential | F2 | Residential | CZ2 - Single Family | New | Water Heating | Natural Gas | Water Heater <= 55 gal. | Economic Potential | Usage (MMtherm) | 0 | 0 | 0 | 0 | 0 | 0 | 0 | 0 | 0 | 0 | 0 | 0 | 0 | 0 | 0 | 0 | 0 | 0 | 0 | 0 | 0 | 0 | 0 | 0 | 0 | 0 | 0 | 0 | 0 | 0
F3_Residential_CZ2 - Single Family_New_Water Heating_Natural Gas_Water Heater <= 55 gal._Economic Potential | F3 | Residential | CZ2 - Single Family | New | Water Heating | Natural Gas | Water Heater <= 55 gal. | Economic Potential | Peak Demand (S) | 0 | 0 | 0 | 0 | 0 | 0 | 0 | 0 | 0 | 0 | 0 | 0 | 0 | 0 | 0 | 0 | 0 | 0 | 0 | 0 | 0 | 0 | 0 | 0 | 0 | 0 | 0 | 0 | 0 | 0
F4_Residential_CZ2 - Single Family_New_Water Heating_Natural Gas_Water Heater <= 55 gal._Economic Potential | F4 | Residential | CZ2 - Single Family | New | Water Heating | Natural Gas | Water Heater <= 55 gal. | Economic Potential | Peak Demand (W) | 0 | 0 | 0 | 0 | 0 | 0 | 0 | 0 | 0 | 0 | 0 | 0 | 0 | 0 | 0 | 0 | 0 | 0 | 0 | 0 | 0 | 0 | 0 | 0 | 0 | 0 | 0 | 0 | 0 | 0
F5_Residential_CZ2 - Single Family_New_Water Heating_Natural Gas_Water Heater <= 55 gal._Economic Potential | F5 | Residential | CZ2 - Single Family | New | Water Heating | Natural Gas | Water Heater <= 55 gal. | Economic Potential | Turnover | 0 | 0 | 0 | 0 | 0 | 0 | 0 | 0 | 0 | 0 | 0 | 0 | 0 | 0 | 0 | 0 | 0 | 0 | 0 | 0 | 0 | 0 | 0 | 0 | 0 | 0 | 0 | 0 | 0 | 0
F6_Residential_CZ2 - Single Family_New_Water Heating_Natural Gas_Water Heater <= 55 gal._Economic Potential | F6 | Residential | CZ2 - Single Family | New | Water Heating | Natural Gas | Water Heater <= 55 gal. | Economic Potential | Avg. Replacement Usage | 0 | 0 | 0 | 0 | 0 | 0 | 0 | 0 | 0 | 0 | 0 | 0 | 0 | 0 | 0 | 0 | 0 | 0 | 0 | 0 | 0 | 0 | 0 | 0 | 0 | 0 | 0 | 0 | 0 | 0
F7_Residential_CZ2 - Single Family_New_Water Heating_Natural Gas_Water Heater <= 55 gal._Economic Potential | F7 | Residential | CZ2 - Single Family | New | Water Heating | Natural Gas | Water Heater <= 55 gal. | Economic Potential | Avg. Replacement Demand (S) | 0 | 0 | 0 | 0 | 0 | 0 | 0 | 0 | 0 | 0 | 0 | 0 | 0 | 0 | 0 | 0 | 0 | 0 | 0 | 0 | 0 | 0 | 0 | 0 | 0 | 0 | 0 | 0 | 0 | 0
F8_Residential_CZ2 - Single Family_New_Water Heating_Natural Gas_Water Heater <= 55 gal._Economic Potential | F8 | Residential | CZ2 - Single Family | New | Water Heating | Natural Gas | Water Heater <= 55 gal. | Economic Potential | Avg. Replacement Demand (W) | 0 | 0 | 0 | 0 | 0 | 0 | 0 | 0 | 0 | 0 | 0 | 0 | 0 | 0 | 0 | 0 | 0 | 0 | 0 | 0 | 0 | 0 | 0 | 0 | 0 | 0 | 0 | 0 | 0 | 0
F1_Residential_CZ2 - Single Family_New_Water Heating_Natural Gas_Water Heater > 55 gal._Economic Potential | F1 | Residential | CZ2 - Single Family | New | Water Heating | Natural Gas | Water Heater > 55 gal. | Economic Potential | Units | 0 | 0 | 0 | 0 | 0 | 0 | 0 | 0 | 0 | 0 | 0 | 0 | 0 | 0 | 0 | 0 | 0 | 0 | 0 | 0 | 0 | 0 | 0 | 0 | 0 | 0 | 0 | 0 | 0 | 0
F2_Residential_CZ2 - Single Family_New_Water Heating_Natural Gas_Water Heater > 55 gal._Economic Potential | F2 | Residential | CZ2 - Single Family | New | Water Heating | Natural Gas | Water Heater > 55 gal. | Economic Potential | Usage (MMtherm) | 0 | 0 | 0 | 0 | 0 | 0 | 0 | 0 | 0 | 0 | 0 | 0 | 0 | 0 | 0 | 0 | 0 | 0 | 0 | 0 | 0 | 0 | 0 | 0 | 0 | 0 | 0 | 0 | 0 | 0
F3_Residential_CZ2 - Single Family_New_Water Heating_Natural Gas_Water Heater > 55 gal._Economic Potential | F3 | Residential | CZ2 - Single Family | New | Water Heating | Natural Gas | Water Heater > 55 gal. | Economic Potential | Peak Demand (S) | 0 | 0 | 0 | 0 | 0 | 0 | 0 | 0 | 0 | 0 | 0 | 0 | 0 | 0 | 0 | 0 | 0 | 0 | 0 | 0 | 0 | 0 | 0 | 0 | 0 | 0 | 0 | 0 | 0 | 0
F4_Residential_CZ2 - Single Family_New_Water Heating_Natural Gas_Water Heater > 55 gal._Economic Potential | F4 | Residential | CZ2 - Single Family | New | Water Heating | Natural Gas | Water Heater > 55 gal. | Economic Potential | Peak Demand (W) | 0 | 0 | 0 | 0 | 0 | 0 | 0 | 0 | 0 | 0 | 0 | 0 | 0 | 0 | 0 | 0 | 0 | 0 | 0 | 0 | 0 | 0 | 0 | 0 | 0 | 0 | 0 | 0 | 0 | 0
F5_Residential_CZ2 - Single Family_New_Water Heating_Natural Gas_Water Heater > 55 gal._Economic Potential | F5 | Residential | CZ2 - Single Family | New | Water Heating | Natural Gas | Water Heater > 55 gal. | Economic Potential | Turnover | 0 | 0 | 0 | 0 | 0 | 0 | 0 | 0 | 0 | 0 | 0 | 0 | 0 | 0 | 0 | 0 | 0 | 0 | 0 | 0 | 0 | 0 | 0 | 0 | 0 | 0 | 0 | 0 | 0 | 0
F6_Residential_CZ2 - Single Family_New_Water Heating_Natural Gas_Water Heater > 55 gal._Economic Potential | F6 | Residential | CZ2 - Single Family | New | Water Heating | Natural Gas | Water Heater > 55 gal. | Economic Potential | Avg. Replacement Usage | 0 | 0 | 0 | 0 | 0 | 0 | 0 | 0 | 0 | 0 | 0 | 0 | 0 | 0 | 0 | 0 | 0 | 0 | 0 | 0 | 0 | 0 | 0 | 0 | 0 | 0 | 0 | 0 | 0 | 0
F7_Residential_CZ2 - Single Family_New_Water Heating_Natural Gas_Water Heater > 55 gal._Economic Potential | F7 | Residential | CZ2 - Single Family | New | Water Heating | Natural Gas | Water Heater > 55 gal. | Economic Potential | Avg. Replacement Demand (S) | 0 | 0 | 0 | 0 | 0 | 0 | 0 | 0 | 0 | 0 | 0 | 0 | 0 | 0 | 0 | 0 | 0 | 0 | 0 | 0 | 0 | 0 | 0 | 0 | 0 | 0 | 0 | 0 | 0 | 0
F8_Residential_CZ2 - Single Family_New_Water Heating_Natural Gas_Water Heater > 55 gal._Economic Potential | F8 | Residential | CZ2 - Single Family | New | Water Heating | Natural Gas | Water Heater > 55 gal. | Economic Potential | Avg. Replacement Demand (W) | 0 | 0 | 0 | 0 | 0 | 0 | 0 | 0 | 0 | 0 | 0 | 0 | 0 | 0 | 0 | 0 | 0 | 0 | 0 | 0 | 0 | 0 | 0 | 0 | 0 | 0 | 0 | 0 | 0 | 0
F1_Residential_CZ2 - Single Family_New_Appliances_Natural Gas_Clothes Dryer_Economic Potential | F1 | Residential | CZ2 - Single Family | New | Appliances | Natural Gas | Clothes Dryer | Economic Potential | Units | 0 | 0 | 0 | 0 | 0 | 0 | 0 | 0 | 0 | 0 | 0 | 0 | 0 | 0 | 0 | 0 | 0 | 0 | 0 | 0 | 0 | 0 | 0 | 0 | 0 | 0 | 0 | 0 | 0 | 0
F2_Residential_CZ2 - Single Family_New_Appliances_Natural Gas_Clothes Dryer_Economic Potential | F2 | Residential | CZ2 - Single Family | New | Appliances | Natural Gas | Clothes Dryer | Economic Potential | Usage (MMtherm) | 0 | 0 | 0 | 0 | 0 | 0 | 0 | 0 | 0 | 0 | 0 | 0 | 0 | 0 | 0 | 0 | 0 | 0 | 0 | 0 | 0 | 0 | 0 | 0 | 0 | 0 | 0 | 0 | 0 | 0
F3_Residential_CZ2 - Single Family_New_Appliances_Natural Gas_Clothes Dryer_Economic Potential | F3 | Residential | CZ2 - Single Family | New | Appliances | Natural Gas | Clothes Dryer | Economic Potential | Peak Demand (S) | 0 | 0 | 0 | 0 | 0 | 0 | 0 | 0 | 0 | 0 | 0 | 0 | 0 | 0 | 0 | 0 | 0 | 0 | 0 | 0 | 0 | 0 | 0 | 0 | 0 | 0 | 0 | 0 | 0 | 0
F4_Residential_CZ2 - Single Family_New_Appliances_Natural Gas_Clothes Dryer_Economic Potential | F4 | Residential | CZ2 - Single Family | New | Appliances | Natural Gas | Clothes Dryer | Economic Potential | Peak Demand (W) | 0 | 0 | 0 | 0 | 0 | 0 | 0 | 0 | 0 | 0 | 0 | 0 | 0 | 0 | 0 | 0 | 0 | 0 | 0 | 0 | 0 | 0 | 0 | 0 | 0 | 0 | 0 | 0 | 0 | 0
F5_Residential_CZ2 - Single Family_New_Appliances_Natural Gas_Clothes Dryer_Economic Potential | F5 | Residential | CZ2 - Single Family | New | Appliances | Natural Gas | Clothes Dryer | Economic Potential | Turnover | 0 | 0 | 0 | 0 | 0 | 0 | 0 | 0 | 0 | 0 | 0 | 0 | 0 | 0 | 0 | 0 | 0 | 0 | 0 | 0 | 0 | 0 | 0 | 0 | 0 | 0 | 0 | 0 | 0 | 0
F6_Residential_CZ2 - Single Family_New_Appliances_Natural Gas_Clothes Dryer_Economic Potential | F6 | Residential | CZ2 - Single Family | New | Appliances | Natural Gas | Clothes Dryer | Economic Potential | Avg. Replacement Usage | 0 | 0 | 0 | 0 | 0 | 0 | 0 | 0 | 0 | 0 | 0 | 0 | 0 | 0 | 0 | 0 | 0 | 0 | 0 | 0 | 0 | 0 | 0 | 0 | 0 | 0 | 0 | 0 | 0 | 0
F7_Residential_CZ2 - Single Family_New_Appliances_Natural Gas_Clothes Dryer_Economic Potential | F7 | Residential | CZ2 - Single Family | New | Appliances | Natural Gas | Clothes Dryer | Economic Potential | Avg. Replacement Demand (S) | 0 | 0 | 0 | 0 | 0 | 0 | 0 | 0 | 0 | 0 | 0 | 0 | 0 | 0 | 0 | 0 | 0 | 0 | 0 | 0 | 0 | 0 | 0 | 0 | 0 | 0 | 0 | 0 | 0 | 0
F8_Residential_CZ2 - Single Family_New_Appliances_Natural Gas_Clothes Dryer_Economic Potential | F8 | Residential | CZ2 - Single Family | New | Appliances | Natural Gas | Clothes Dryer | Economic Potential | Avg. Replacement Demand (W) | 0 | 0 | 0 | 0 | 0 | 0 | 0 | 0 | 0 | 0 | 0 | 0 | 0 | 0 | 0 | 0 | 0 | 0 | 0 | 0 | 0 | 0 | 0 | 0 | 0 | 0 | 0 | 0 | 0 | 0
F1_Residential_CZ2 - Single Family_New_Appliances_Natural Gas_Stove/Oven_Economic Potential | F1 | Residential | CZ2 - Single Family | New | Appliances | Natural Gas | Stove/Oven | Economic Potential | Units | 0 | 0 | 0 | 0 | 0 | 0 | 0 | 0 | 0 | 0 | 0 | 0 | 0 | 0 | 0 | 0 | 0 | 0 | 0 | 0 | 0 | 0 | 0 | 0 | 0 | 0 | 0 | 0 | 0 | 0
F2_Residential_CZ2 - Single Family_New_Appliances_Natural Gas_Stove/Oven_Economic Potential | F2 | Residential | CZ2 - Single Family | New | Appliances | Natural Gas | Stove/Oven | Economic Potential | Usage (MMtherm) | 0 | 0 | 0 | 0 | 0 | 0 | 0 | 0 | 0 | 0 | 0 | 0 | 0 | 0 | 0 | 0 | 0 | 0 | 0 | 0 | 0 | 0 | 0 | 0 | 0 | 0 | 0 | 0 | 0 | 0
F3_Residential_CZ2 - Single Family_New_Appliances_Natural Gas_Stove/Oven_Economic Potential | F3 | Residential | CZ2 - Single Family | New | Appliances | Natural Gas | Stove/Oven | Economic Potential | Peak Demand (S) | 0 | 0 | 0 | 0 | 0 | 0 | 0 | 0 | 0 | 0 | 0 | 0 | 0 | 0 | 0 | 0 | 0 | 0 | 0 | 0 | 0 | 0 | 0 | 0 | 0 | 0 | 0 | 0 | 0 | 0
F4_Residential_CZ2 - Single Family_New_Appliances_Natural Gas_Stove/Oven_Economic Potential | F4 | Residential | CZ2 - Single Family | New | Appliances | Natural Gas | Stove/Oven | Economic Potential | Peak Demand (W) | 0 | 0 | 0 | 0 | 0 | 0 | 0 | 0 | 0 | 0 | 0 | 0 | 0 | 0 | 0 | 0 | 0 | 0 | 0 | 0 | 0 | 0 | 0 | 0 | 0 | 0 | 0 | 0 | 0 | 0
F5_Residential_CZ2 - Single Family_New_Appliances_Natural Gas_Stove/Oven_Economic Potential | F5 | Residential | CZ2 - Single Family | New | Appliances | Natural Gas | Stove/Oven | Economic Potential | Turnover | 0 | 0 | 0 | 0 | 0 | 0 | 0 | 0 | 0 | 0 | 0 | 0 | 0 | 0 | 0 | 0 | 0 | 0 | 0 | 0 | 0 | 0 | 0 | 0 | 0 | 0 | 0 | 0 | 0 | 0
F6_Residential_CZ2 - Single Family_New_Appliances_Natural Gas_Stove/Oven_Economic Potential | F6 | Residential | CZ2 - Single Family | New | Appliances | Natural Gas | Stove/Oven | Economic Potential | Avg. Replacement Usage | 0 | 0 | 0 | 0 | 0 | 0 | 0 | 0 | 0 | 0 | 0 | 0 | 0 | 0 | 0 | 0 | 0 | 0 | 0 | 0 | 0 | 0 | 0 | 0 | 0 | 0 | 0 | 0 | 0 | 0
F7_Residential_CZ2 - Single Family_New_Appliances_Natural Gas_Stove/Oven_Economic Potential | F7 | Residential | CZ2 - Single Family | New | Appliances | Natural Gas | Stove/Oven | Economic Potential | Avg. Replacement Demand (S) | 0 | 0 | 0 | 0 | 0 | 0 | 0 | 0 | 0 | 0 | 0 | 0 | 0 | 0 | 0 | 0 | 0 | 0 | 0 | 0 | 0 | 0 | 0 | 0 | 0 | 0 | 0 | 0 | 0 | 0
F8_Residential_CZ2 - Single Family_New_Appliances_Natural Gas_Stove/Oven_Economic Potential | F8 | Residential | CZ2 - Single Family | New | Appliances | Natural Gas | Stove/Oven | Economic Potential | Avg. Replacement Demand (W) | 0 | 0 | 0 | 0 | 0 | 0 | 0 | 0 | 0 | 0 | 0 | 0 | 0 | 0 | 0 | 0 | 0 | 0 | 0 | 0 | 0 | 0 | 0 | 0 | 0 | 0 | 0 | 0 | 0 | 0
F1_Residential_CZ2 - Single Family_New_Miscellaneous_Natural Gas_Pool Heater_Economic Potential | F1 | Residential | CZ2 - Single Family | New | Miscellaneous | Natural Gas | Pool Heater | Economic Potential | Units | 0 | 0 | 0 | 0 | 0 | 0 | 0 | 0 | 0 | 0 | 0 | 0 | 0 | 0 | 0 | 0 | 0 | 0 | 0 | 0 | 0 | 0 | 0 | 0 | 0 | 0 | 0 | 0 | 0 | 0
F2_Residential_CZ2 - Single Family_New_Miscellaneous_Natural Gas_Pool Heater_Economic Potential | F2 | Residential | CZ2 - Single Family | New | Miscellaneous | Natural Gas | Pool Heater | Economic Potential | Usage (MMtherm) | 0 | 0 | 0 | 0 | 0 | 0 | 0 | 0 | 0 | 0 | 0 | 0 | 0 | 0 | 0 | 0 | 0 | 0 | 0 | 0 | 0 | 0 | 0 | 0 | 0 | 0 | 0 | 0 | 0 | 0
F3_Residential_CZ2 - Single Family_New_Miscellaneous_Natural Gas_Pool Heater_Economic Potential | F3 | Residential | CZ2 - Single Family | New | Miscellaneous | Natural Gas | Pool Heater | Economic Potential | Peak Demand (S) | 0 | 0 | 0 | 0 | 0 | 0 | 0 | 0 | 0 | 0 | 0 | 0 | 0 | 0 | 0 | 0 | 0 | 0 | 0 | 0 | 0 | 0 | 0 | 0 | 0 | 0 | 0 | 0 | 0 | 0
F4_Residential_CZ2 - Single Family_New_Miscellaneous_Natural Gas_Pool Heater_Economic Potential | F4 | Residential | CZ2 - Single Family | New | Miscellaneous | Natural Gas | Pool Heater | Economic Potential | Peak Demand (W) | 0 | 0 | 0 | 0 | 0 | 0 | 0 | 0 | 0 | 0 | 0 | 0 | 0 | 0 | 0 | 0 | 0 | 0 | 0 | 0 | 0 | 0 | 0 | 0 | 0 | 0 | 0 | 0 | 0 | 0
F5_Residential_CZ2 - Single Family_New_Miscellaneous_Natural Gas_Pool Heater_Economic Potential | F5 | Residential | CZ2 - Single Family | New | Miscellaneous | Natural Gas | Pool Heater | Economic Potential | Turnover | 0 | 0 | 0 | 0 | 0 | 0 | 0 | 0 | 0 | 0 | 0 | 0 | 0 | 0 | 0 | 0 | 0 | 0 | 0 | 0 | 0 | 0 | 0 | 0 | 0 | 0 | 0 | 0 | 0 | 0
F6_Residential_CZ2 - Single Family_New_Miscellaneous_Natural Gas_Pool Heater_Economic Potential | F6 | Residential | CZ2 - Single Family | New | Miscellaneous | Natural Gas | Pool Heater | Economic Potential | Avg. Replacement Usage | 0 | 0 | 0 | 0 | 0 | 0 | 0 | 0 | 0 | 0 | 0 | 0 | 0 | 0 | 0 | 0 | 0 | 0 | 0 | 0 | 0 | 0 | 0 | 0 | 0 | 0 | 0 | 0 | 0 | 0
F7_Residential_CZ2 - Single Family_New_Miscellaneous_Natural Gas_Pool Heater_Economic Potential | F7 | Residential | CZ2 - Single Family | New | Miscellaneous | Natural Gas | Pool Heater | Economic Potential | Avg. Replacement Demand (S) | 0 | 0 | 0 | 0 | 0 | 0 | 0 | 0 | 0 | 0 | 0 | 0 | 0 | 0 | 0 | 0 | 0 | 0 | 0 | 0 | 0 | 0 | 0 | 0 | 0 | 0 | 0 | 0 | 0 | 0
F8_Residential_CZ2 - Single Family_New_Miscellaneous_Natural Gas_Pool Heater_Economic Potential | F8 | Residential | CZ2 - Single Family | New | Miscellaneous | Natural Gas | Pool Heater | Economic Potential | Avg. Replacement Demand (W) | 0 | 0 | 0 | 0 | 0 | 0 | 0 | 0 | 0 | 0 | 0 | 0 | 0 | 0 | 0 | 0 | 0 | 0 | 0 | 0 | 0 | 0 | 0 | 0 | 0 | 0 | 0 | 0 | 0 | 0
F1_Residential_CZ2 - Single Family_New_Miscellaneous_Natural Gas_Miscellaneous_Economic Potential | F1 | Residential | CZ2 - Single Family | New | Miscellaneous | Natural Gas | Miscellaneous | Economic Potential | Units | 0 | 0 | 0 | 0 | 0 | 0 | 0 | 0 | 0 | 0 | 0 | 0 | 0 | 0 | 0 | 0 | 0 | 0 | 0 | 0 | 0 | 0 | 0 | 0 | 0 | 0 | 0 | 0 | 0 | 0
F2_Residential_CZ2 - Single Family_New_Miscellaneous_Natural Gas_Miscellaneous_Economic Potential | F2 | Residential | CZ2 - Single Family | New | Miscellaneous | Natural Gas | Miscellaneous | Economic Potential | Usage (MMtherm) | 0 | 0 | 0 | 0 | 0 | 0 | 0 | 0 | 0 | 0 | 0 | 0 | 0 | 0 | 0 | 0 | 0 | 0 | 0 | 0 | 0 | 0 | 0 | 0 | 0 | 0 | 0 | 0 | 0 | 0
F3_Residential_CZ2 - Single Family_New_Miscellaneous_Natural Gas_Miscellaneous_Economic Potential | F3 | Residential | CZ2 - Single Family | New | Miscellaneous | Natural Gas | Miscellaneous | Economic Potential | Peak Demand (S) | 0 | 0 | 0 | 0 | 0 | 0 | 0 | 0 | 0 | 0 | 0 | 0 | 0 | 0 | 0 | 0 | 0 | 0 | 0 | 0 | 0 | 0 | 0 | 0 | 0 | 0 | 0 | 0 | 0 | 0
F4_Residential_CZ2 - Single Family_New_Miscellaneous_Natural Gas_Miscellaneous_Economic Potential | F4 | Residential | CZ2 - Single Family | New | Miscellaneous | Natural Gas | Miscellaneous | Economic Potential | Peak Demand (W) | 0 | 0 | 0 | 0 | 0 | 0 | 0 | 0 | 0 | 0 | 0 | 0 | 0 | 0 | 0 | 0 | 0 | 0 | 0 | 0 | 0 | 0 | 0 | 0 | 0 | 0 | 0 | 0 | 0 | 0
F5_Residential_CZ2 - Single Family_New_Miscellaneous_Natural Gas_Miscellaneous_Economic Potential | F5 | Residential | CZ2 - Single Family | New | Miscellaneous | Natural Gas | Miscellaneous | Economic Potential | Turnover | 0 | 0 | 0 | 0 | 0 | 0 | 0 | 0 | 0 | 0 | 0 | 0 | 0 | 0 | 0 | 0 | 0 | 0 | 0 | 0 | 0 | 0 | 0 | 0 | 0 | 0 | 0 | 0 | 0 | 0
F6_Residential_CZ2 - Single Family_New_Miscellaneous_Natural Gas_Miscellaneous_Economic Potential | F6 | Residential | CZ2 - Single Family | New | Miscellaneous | Natural Gas | Miscellaneous | Economic Potential | Avg. Replacement Usage | 0 | 0 | 0 | 0 | 0 | 0 | 0 | 0 | 0 | 0 | 0 | 0 | 0 | 0 | 0 | 0 | 0 | 0 | 0 | 0 | 0 | 0 | 0 | 0 | 0 | 0 | 0 | 0 | 0 | 0
F7_Residential_CZ2 - Single Family_New_Miscellaneous_Natural Gas_Miscellaneous_Economic Potential | F7 | Residential | CZ2 - Single Family | New | Miscellaneous | Natural Gas | Miscellaneous | Economic Potential | Avg. Replacement Demand (S) | 0 | 0 | 0 | 0 | 0 | 0 | 0 | 0 | 0 | 0 | 0 | 0 | 0 | 0 | 0 | 0 | 0 | 0 | 0 | 0 | 0 | 0 | 0 | 0 | 0 | 0 | 0 | 0 | 0 | 0
F8_Residential_CZ2 - Single Family_New_Miscellaneous_Natural Gas_Miscellaneous_Economic Potential | F8 | Residential | CZ2 - Single Family | New | Miscellaneous | Natural Gas | Miscellaneous | Economic Potential | Avg. Replacement Demand (W) | 0 | 0 | 0 | 0 | 0 | 0 | 0 | 0 | 0 | 0 | 0 | 0 | 0 | 0 | 0 | 0 | 0 | 0 | 0 | 0 | 0 | 0 | 0 | 0 | 0 | 0 | 0 | 0 | 0 | 0
F1_Residential_CZ2 - Multi Family_Existing_Space Heating_Natural Gas_Furnace - Direct Fuel_Economic Potential | F1 | Residential | CZ2 - Multi Family | Existing | Space Heating | Natural Gas | Furnace - Direct Fuel | Economic Potential | Units | 0 | 0 | 0 | 0 | 0 | 0 | 0 | 0 | 0 | 0 | 0 | 0 | 0 | 0 | 0 | 0 | 0 | 0 | 0 | 0 | 0 | 0 | 0 | 0 | 0 | 0 | 0 | 0 | 0 | 0
F2_Residential_CZ2 - Multi Family_Existing_Space Heating_Natural Gas_Furnace - Direct Fuel_Economic Potential | F2 | Residential | CZ2 - Multi Family | Existing | Space Heating | Natural Gas | Furnace - Direct Fuel | Economic Potential | Usage (MMtherm) | 0 | 0 | 0 | 0 | 0 | 0 | 0 | 0 | 0 | 0 | 0 | 0 | 0 | 0 | 0 | 0 | 0 | 0 | 0 | 0 | 0 | 0 | 0 | 0 | 0 | 0 | 0 | 0 | 0 | 0
F3_Residential_CZ2 - Multi Family_Existing_Space Heating_Natural Gas_Furnace - Direct Fuel_Economic Potential | F3 | Residential | CZ2 - Multi Family | Existing | Space Heating | Natural Gas | Furnace - Direct Fuel | Economic Potential | Peak Demand (S) | 0 | 0 | 0 | 0 | 0 | 0 | 0 | 0 | 0 | 0 | 0 | 0 | 0 | 0 | 0 | 0 | 0 | 0 | 0 | 0 | 0 | 0 | 0 | 0 | 0 | 0 | 0 | 0 | 0 | 0
F4_Residential_CZ2 - Multi Family_Existing_Space Heating_Natural Gas_Furnace - Direct Fuel_Economic Potential | F4 | Residential | CZ2 - Multi Family | Existing | Space Heating | Natural Gas | Furnace - Direct Fuel | Economic Potential | Peak Demand (W) | 0 | 0 | 0 | 0 | 0 | 0 | 0 | 0 | 0 | 0 | 0 | 0 | 0 | 0 | 0 | 0 | 0 | 0 | 0 | 0 | 0 | 0 | 0 | 0 | 0 | 0 | 0 | 0 | 0 | 0
F5_Residential_CZ2 - Multi Family_Existing_Space Heating_Natural Gas_Furnace - Direct Fuel_Economic Potential | F5 | Residential | CZ2 - Multi Family | Existing | Space Heating | Natural Gas | Furnace - Direct Fuel | Economic Potential | Turnover | 0 | 0 | 0 | 0 | 0 | 0 | 0 | 0 | 0 | 0 | 0 | 0 | 0 | 0 | 0 | 0 | 0 | 0 | 0 | 0 | 0 | 0 | 0 | 0 | 0 | 0 | 0 | 0 | 0 | 0
F6_Residential_CZ2 - Multi Family_Existing_Space Heating_Natural Gas_Furnace - Direct Fuel_Economic Potential | F6 | Residential | CZ2 - Multi Family | Existing | Space Heating | Natural Gas | Furnace - Direct Fuel | Economic Potential | Avg. Replacement Usage | 0 | 0 | 0 | 0 | 0 | 0 | 0 | 0 | 0 | 0 | 0 | 0 | 0 | 0 | 0 | 0 | 0 | 0 | 0 | 0 | 0 | 0 | 0 | 0 | 0 | 0 | 0 | 0 | 0 | 0
F7_Residential_CZ2 - Multi Family_Existing_Space Heating_Natural Gas_Furnace - Direct Fuel_Economic Potential | F7 | Residential | CZ2 - Multi Family | Existing | Space Heating | Natural Gas | Furnace - Direct Fuel | Economic Potential | Avg. Replacement Demand (S) | 0 | 0 | 0 | 0 | 0 | 0 | 0 | 0 | 0 | 0 | 0 | 0 | 0 | 0 | 0 | 0 | 0 | 0 | 0 | 0 | 0 | 0 | 0 | 0 | 0 | 0 | 0 | 0 | 0 | 0
F8_Residential_CZ2 - Multi Family_Existing_Space Heating_Natural Gas_Furnace - Direct Fuel_Economic Potential | F8 | Residential | CZ2 - Multi Family | Existing | Space Heating | Natural Gas | Furnace - Direct Fuel | Economic Potential | Avg. Replacement Demand (W) | 0 | 0 | 0 | 0 | 0 | 0 | 0 | 0 | 0 | 0 | 0 | 0 | 0 | 0 | 0 | 0 | 0 | 0 | 0 | 0 | 0 | 0 | 0 | 0 | 0 | 0 | 0 | 0 | 0 | 0
F1_Residential_CZ2 - Multi Family_Existing_Space Heating_Natural Gas_Boiler - Direct Fuel_Economic Potential | F1 | Residential | CZ2 - Multi Family | Existing | Space Heating | Natural Gas | Boiler - Direct Fuel | Economic Potential | Units | 0 | 0 | 0 | 0 | 0 | 0 | 0 | 0 | 0 | 0 | 0 | 0 | 0 | 0 | 0 | 0 | 0 | 0 | 0 | 0 | 0 | 0 | 0 | 0 | 0 | 0 | 0 | 0 | 0 | 0
F2_Residential_CZ2 - Multi Family_Existing_Space Heating_Natural Gas_Boiler - Direct Fuel_Economic Potential | F2 | Residential | CZ2 - Multi Family | Existing | Space Heating | Natural Gas | Boiler - Direct Fuel | Economic Potential | Usage (MMtherm) | 0 | 0 | 0 | 0 | 0 | 0 | 0 | 0 | 0 | 0 | 0 | 0 | 0 | 0 | 0 | 0 | 0 | 0 | 0 | 0 | 0 | 0 | 0 | 0 | 0 | 0 | 0 | 0 | 0 | 0
F3_Residential_CZ2 - Multi Family_Existing_Space Heating_Natural Gas_Boiler - Direct Fuel_Economic Potential | F3 | Residential | CZ2 - Multi Family | Existing | Space Heating | Natural Gas | Boiler - Direct Fuel | Economic Potential | Peak Demand (S) | 0 | 0 | 0 | 0 | 0 | 0 | 0 | 0 | 0 | 0 | 0 | 0 | 0 | 0 | 0 | 0 | 0 | 0 | 0 | 0 | 0 | 0 | 0 | 0 | 0 | 0 | 0 | 0 | 0 | 0
F4_Residential_CZ2 - Multi Family_Existing_Space Heating_Natural Gas_Boiler - Direct Fuel_Economic Potential | F4 | Residential | CZ2 - Multi Family | Existing | Space Heating | Natural Gas | Boiler - Direct Fuel | Economic Potential | Peak Demand (W) | 0 | 0 | 0 | 0 | 0 | 0 | 0 | 0 | 0 | 0 | 0 | 0 | 0 | 0 | 0 | 0 | 0 | 0 | 0 | 0 | 0 | 0 | 0 | 0 | 0 | 0 | 0 | 0 | 0 | 0
F5_Residential_CZ2 - Multi Family_Existing_Space Heating_Natural Gas_Boiler - Direct Fuel_Economic Potential | F5 | Residential | CZ2 - Multi Family | Existing | Space Heating | Natural Gas | Boiler - Direct Fuel | Economic Potential | Turnover | 0 | 0 | 0 | 0 | 0 | 0 | 0 | 0 | 0 | 0 | 0 | 0 | 0 | 0 | 0 | 0 | 0 | 0 | 0 | 0 | 0 | 0 | 0 | 0 | 0 | 0 | 0 | 0 | 0 | 0
F6_Residential_CZ2 - Multi Family_Existing_Space Heating_Natural Gas_Boiler - Direct Fuel_Economic Potential | F6 | Residential | CZ2 - Multi Family | Existing | Space Heating | Natural Gas | Boiler - Direct Fuel | Economic Potential | Avg. Replacement Usage | 0 | 0 | 0 | 0 | 0 | 0 | 0 | 0 | 0 | 0 | 0 | 0 | 0 | 0 | 0 | 0 | 0 | 0 | 0 | 0 | 0 | 0 | 0 | 0 | 0 | 0 | 0 | 0 | 0 | 0
F7_Residential_CZ2 - Multi Family_Existing_Space Heating_Natural Gas_Boiler - Direct Fuel_Economic Potential | F7 | Residential | CZ2 - Multi Family | Existing | Space Heating | Natural Gas | Boiler - Direct Fuel | Economic Potential | Avg. Replacement Demand (S) | 0 | 0 | 0 | 0 | 0 | 0 | 0 | 0 | 0 | 0 | 0 | 0 | 0 | 0 | 0 | 0 | 0 | 0 | 0 | 0 | 0 | 0 | 0 | 0 | 0 | 0 | 0 | 0 | 0 | 0
F8_Residential_CZ2 - Multi Family_Existing_Space Heating_Natural Gas_Boiler - Direct Fuel_Economic Potential | F8 | Residential | CZ2 - Multi Family | Existing | Space Heating | Natural Gas | Boiler - Direct Fuel | Economic Potential | Avg. Replacement Demand (W) | 0 | 0 | 0 | 0 | 0 | 0 | 0 | 0 | 0 | 0 | 0 | 0 | 0 | 0 | 0 | 0 | 0 | 0 | 0 | 0 | 0 | 0 | 0 | 0 | 0 | 0 | 0 | 0 | 0 | 0
F1_Residential_CZ2 - Multi Family_Existing_Secondary Heating_Natural Gas_Fireplace_Economic Potential | F1 | Residential | CZ2 - Multi Family | Existing | Secondary Heating | Natural Gas | Fireplace | Economic Potential | Units | 0 | 0 | 0 | 0 | 0 | 0 | 0 | 0 | 0 | 0 | 0 | 0 | 0 | 0 | 0 | 0 | 0 | 0 | 0 | 0 | 0 | 0 | 0 | 0 | 0 | 0 | 0 | 0 | 0 | 0
F2_Residential_CZ2 - Multi Family_Existing_Secondary Heating_Natural Gas_Fireplace_Economic Potential | F2 | Residential | CZ2 - Multi Family | Existing | Secondary Heating | Natural Gas | Fireplace | Economic Potential | Usage (MMtherm) | 0 | 0 | 0 | 0 | 0 | 0 | 0 | 0 | 0 | 0 | 0 | 0 | 0 | 0 | 0 | 0 | 0 | 0 | 0 | 0 | 0 | 0 | 0 | 0 | 0 | 0 | 0 | 0 | 0 | 0
F3_Residential_CZ2 - Multi Family_Existing_Secondary Heating_Natural Gas_Fireplace_Economic Potential | F3 | Residential | CZ2 - Multi Family | Existing | Secondary Heating | Natural Gas | Fireplace | Economic Potential | Peak Demand (S) | 0 | 0 | 0 | 0 | 0 | 0 | 0 | 0 | 0 | 0 | 0 | 0 | 0 | 0 | 0 | 0 | 0 | 0 | 0 | 0 | 0 | 0 | 0 | 0 | 0 | 0 | 0 | 0 | 0 | 0
F4_Residential_CZ2 - Multi Family_Existing_Secondary Heating_Natural Gas_Fireplace_Economic Potential | F4 | Residential | CZ2 - Multi Family | Existing | Secondary Heating | Natural Gas | Fireplace | Economic Potential | Peak Demand (W) | 0 | 0 | 0 | 0 | 0 | 0 | 0 | 0 | 0 | 0 | 0 | 0 | 0 | 0 | 0 | 0 | 0 | 0 | 0 | 0 | 0 | 0 | 0 | 0 | 0 | 0 | 0 | 0 | 0 | 0
F5_Residential_CZ2 - Multi Family_Existing_Secondary Heating_Natural Gas_Fireplace_Economic Potential | F5 | Residential | CZ2 - Multi Family | Existing | Secondary Heating | Natural Gas | Fireplace | Economic Potential | Turnover | 0 | 0 | 0 | 0 | 0 | 0 | 0 | 0 | 0 | 0 | 0 | 0 | 0 | 0 | 0 | 0 | 0 | 0 | 0 | 0 | 0 | 0 | 0 | 0 | 0 | 0 | 0 | 0 | 0 | 0
F6_Residential_CZ2 - Multi Family_Existing_Secondary Heating_Natural Gas_Fireplace_Economic Potential | F6 | Residential | CZ2 - Multi Family | Existing | Secondary Heating | Natural Gas | Fireplace | Economic Potential | Avg. Replacement Usage | 0 | 0 | 0 | 0 | 0 | 0 | 0 | 0 | 0 | 0 | 0 | 0 | 0 | 0 | 0 | 0 | 0 | 0 | 0 | 0 | 0 | 0 | 0 | 0 | 0 | 0 | 0 | 0 | 0 | 0
F7_Residential_CZ2 - Multi Family_Existing_Secondary Heating_Natural Gas_Fireplace_Economic Potential | F7 | Residential | CZ2 - Multi Family | Existing | Secondary Heating | Natural Gas | Fireplace | Economic Potential | Avg. Replacement Demand (S) | 0 | 0 | 0 | 0 | 0 | 0 | 0 | 0 | 0 | 0 | 0 | 0 | 0 | 0 | 0 | 0 | 0 | 0 | 0 | 0 | 0 | 0 | 0 | 0 | 0 | 0 | 0 | 0 | 0 | 0
F8_Residential_CZ2 - Multi Family_Existing_Secondary Heating_Natural Gas_Fireplace_Economic Potential | F8 | Residential | CZ2 - Multi Family | Existing | Secondary Heating | Natural Gas | Fireplace | Economic Potential | Avg. Replacement Demand (W) | 0 | 0 | 0 | 0 | 0 | 0 | 0 | 0 | 0 | 0 | 0 | 0 | 0 | 0 | 0 | 0 | 0 | 0 | 0 | 0 | 0 | 0 | 0 | 0 | 0 | 0 | 0 | 0 | 0 | 0
F1_Residential_CZ2 - Multi Family_Existing_Water Heating_Natural Gas_Water Heater <= 55 gal._Economic Potential | F1 | Residential | CZ2 - Multi Family | Existing | Water Heating | Natural Gas | Water Heater <= 55 gal. | Economic Potential | Units | 0 | 0 | 0 | 0 | 0 | 0 | 0 | 0 | 0 | 0 | 0 | 0 | 0 | 0 | 0 | 0 | 0 | 0 | 0 | 0 | 0 | 0 | 0 | 0 | 0 | 0 | 0 | 0 | 0 | 0
F2_Residential_CZ2 - Multi Family_Existing_Water Heating_Natural Gas_Water Heater <= 55 gal._Economic Potential | F2 | Residential | CZ2 - Multi Family | Existing | Water Heating | Natural Gas | Water Heater <= 55 gal. | Economic Potential | Usage (MMtherm) | 0 | 0 | 0 | 0 | 0 | 0 | 0 | 0 | 0 | 0 | 0 | 0 | 0 | 0 | 0 | 0 | 0 | 0 | 0 | 0 | 0 | 0 | 0 | 0 | 0 | 0 | 0 | 0 | 0 | 0
F3_Residential_CZ2 - Multi Family_Existing_Water Heating_Natural Gas_Water Heater <= 55 gal._Economic Potential | F3 | Residential | CZ2 - Multi Family | Existing | Water Heating | Natural Gas | Water Heater <= 55 gal. | Economic Potential | Peak Demand (S) | 0 | 0 | 0 | 0 | 0 | 0 | 0 | 0 | 0 | 0 | 0 | 0 | 0 | 0 | 0 | 0 | 0 | 0 | 0 | 0 | 0 | 0 | 0 | 0 | 0 | 0 | 0 | 0 | 0 | 0
F4_Residential_CZ2 - Multi Family_Existing_Water Heating_Natural Gas_Water Heater <= 55 gal._Economic Potential | F4 | Residential | CZ2 - Multi Family | Existing | Water Heating | Natural Gas | Water Heater <= 55 gal. | Economic Potential | Peak Demand (W) | 0 | 0 | 0 | 0 | 0 | 0 | 0 | 0 | 0 | 0 | 0 | 0 | 0 | 0 | 0 | 0 | 0 | 0 | 0 | 0 | 0 | 0 | 0 | 0 | 0 | 0 | 0 | 0 | 0 | 0
F5_Residential_CZ2 - Multi Family_Existing_Water Heating_Natural Gas_Water Heater <= 55 gal._Economic Potential | F5 | Residential | CZ2 - Multi Family | Existing | Water Heating | Natural Gas | Water Heater <= 55 gal. | Economic Potential | Turnover | 0 | 0 | 0 | 0 | 0 | 0 | 0 | 0 | 0 | 0 | 0 | 0 | 0 | 0 | 0 | 0 | 0 | 0 | 0 | 0 | 0 | 0 | 0 | 0 | 0 | 0 | 0 | 0 | 0 | 0
F6_Residential_CZ2 - Multi Family_Existing_Water Heating_Natural Gas_Water Heater <= 55 gal._Economic Potential | F6 | Residential | CZ2 - Multi Family | Existing | Water Heating | Natural Gas | Water Heater <= 55 gal. | Economic Potential | Avg. Replacement Usage | 0 | 0 | 0 | 0 | 0 | 0 | 0 | 0 | 0 | 0 | 0 | 0 | 0 | 0 | 0 | 0 | 0 | 0 | 0 | 0 | 0 | 0 | 0 | 0 | 0 | 0 | 0 | 0 | 0 | 0
F7_Residential_CZ2 - Multi Family_Existing_Water Heating_Natural Gas_Water Heater <= 55 gal._Economic Potential | F7 | Residential | CZ2 - Multi Family | Existing | Water Heating | Natural Gas | Water Heater <= 55 gal. | Economic Potential | Avg. Replacement Demand (S) | 0 | 0 | 0 | 0 | 0 | 0 | 0 | 0 | 0 | 0 | 0 | 0 | 0 | 0 | 0 | 0 | 0 | 0 | 0 | 0 | 0 | 0 | 0 | 0 | 0 | 0 | 0 | 0 | 0 | 0
F8_Residential_CZ2 - Multi Family_Existing_Water Heating_Natural Gas_Water Heater <= 55 gal._Economic Potential | F8 | Residential | CZ2 - Multi Family | Existing | Water Heating | Natural Gas | Water Heater <= 55 gal. | Economic Potential | Avg. Replacement Demand (W) | 0 | 0 | 0 | 0 | 0 | 0 | 0 | 0 | 0 | 0 | 0 | 0 | 0 | 0 | 0 | 0 | 0 | 0 | 0 | 0 | 0 | 0 | 0 | 0 | 0 | 0 | 0 | 0 | 0 | 0
F1_Residential_CZ2 - Multi Family_Existing_Water Heating_Natural Gas_Water Heater > 55 gal._Economic Potential | F1 | Residential | CZ2 - Multi Family | Existing | Water Heating | Natural Gas | Water Heater > 55 gal. | Economic Potential | Units | 0 | 0 | 0 | 0 | 0 | 0 | 0 | 0 | 0 | 0 | 0 | 0 | 0 | 0 | 0 | 0 | 0 | 0 | 0 | 0 | 0 | 0 | 0 | 0 | 0 | 0 | 0 | 0 | 0 | 0
F2_Residential_CZ2 - Multi Family_Existing_Water Heating_Natural Gas_Water Heater > 55 gal._Economic Potential | F2 | Residential | CZ2 - Multi Family | Existing | Water Heating | Natural Gas | Water Heater > 55 gal. | Economic Potential | Usage (MMtherm) | 0 | 0 | 0 | 0 | 0 | 0 | 0 | 0 | 0 | 0 | 0 | 0 | 0 | 0 | 0 | 0 | 0 | 0 | 0 | 0 | 0 | 0 | 0 | 0 | 0 | 0 | 0 | 0 | 0 | 0
F3_Residential_CZ2 - Multi Family_Existing_Water Heating_Natural Gas_Water Heater > 55 gal._Economic Potential | F3 | Residential | CZ2 - Multi Family | Existing | Water Heating | Natural Gas | Water Heater > 55 gal. | Economic Potential | Peak Demand (S) | 0 | 0 | 0 | 0 | 0 | 0 | 0 | 0 | 0 | 0 | 0 | 0 | 0 | 0 | 0 | 0 | 0 | 0 | 0 | 0 | 0 | 0 | 0 | 0 | 0 | 0 | 0 | 0 | 0 | 0
F4_Residential_CZ2 - Multi Family_Existing_Water Heating_Natural Gas_Water Heater > 55 gal._Economic Potential | F4 | Residential | CZ2 - Multi Family | Existing | Water Heating | Natural Gas | Water Heater > 55 gal. | Economic Potential | Peak Demand (W) | 0 | 0 | 0 | 0 | 0 | 0 | 0 | 0 | 0 | 0 | 0 | 0 | 0 | 0 | 0 | 0 | 0 | 0 | 0 | 0 | 0 | 0 | 0 | 0 | 0 | 0 | 0 | 0 | 0 | 0
F5_Residential_CZ2 - Multi Family_Existing_Water Heating_Natural Gas_Water Heater > 55 gal._Economic Potential | F5 | Residential | CZ2 - Multi Family | Existing | Water Heating | Natural Gas | Water Heater > 55 gal. | Economic Potential | Turnover | 0 | 0 | 0 | 0 | 0 | 0 | 0 | 0 | 0 | 0 | 0 | 0 | 0 | 0 | 0 | 0 | 0 | 0 | 0 | 0 | 0 | 0 | 0 | 0 | 0 | 0 | 0 | 0 | 0 | 0
F6_Residential_CZ2 - Multi Family_Existing_Water Heating_Natural Gas_Water Heater > 55 gal._Economic Potential | F6 | Residential | CZ2 - Multi Family | Existing | Water Heating | Natural Gas | Water Heater > 55 gal. | Economic Potential | Avg. Replacement Usage | 0 | 0 | 0 | 0 | 0 | 0 | 0 | 0 | 0 | 0 | 0 | 0 | 0 | 0 | 0 | 0 | 0 | 0 | 0 | 0 | 0 | 0 | 0 | 0 | 0 | 0 | 0 | 0 | 0 | 0
F7_Residential_CZ2 - Multi Family_Existing_Water Heating_Natural Gas_Water Heater > 55 gal._Economic Potential | F7 | Residential | CZ2 - Multi Family | Existing | Water Heating | Natural Gas | Water Heater > 55 gal. | Economic Potential | Avg. Replacement Demand (S) | 0 | 0 | 0 | 0 | 0 | 0 | 0 | 0 | 0 | 0 | 0 | 0 | 0 | 0 | 0 | 0 | 0 | 0 | 0 | 0 | 0 | 0 | 0 | 0 | 0 | 0 | 0 | 0 | 0 | 0
F8_Residential_CZ2 - Multi Family_Existing_Water Heating_Natural Gas_Water Heater > 55 gal._Economic Potential | F8 | Residential | CZ2 - Multi Family | Existing | Water Heating | Natural Gas | Water Heater > 55 gal. | Economic Potential | Avg. Replacement Demand (W) | 0 | 0 | 0 | 0 | 0 | 0 | 0 | 0 | 0 | 0 | 0 | 0 | 0 | 0 | 0 | 0 | 0 | 0 | 0 | 0 | 0 | 0 | 0 | 0 | 0 | 0 | 0 | 0 | 0 | 0
F1_Residential_CZ2 - Multi Family_Existing_Appliances_Natural Gas_Clothes Dryer_Economic Potential | F1 | Residential | CZ2 - Multi Family | Existing | Appliances | Natural Gas | Clothes Dryer | Economic Potential | Units | 0 | 0 | 0 | 0 | 0 | 0 | 0 | 0 | 0 | 0 | 0 | 0 | 0 | 0 | 0 | 0 | 0 | 0 | 0 | 0 | 0 | 0 | 0 | 0 | 0 | 0 | 0 | 0 | 0 | 0
F2_Residential_CZ2 - Multi Family_Existing_Appliances_Natural Gas_Clothes Dryer_Economic Potential | F2 | Residential | CZ2 - Multi Family | Existing | Appliances | Natural Gas | Clothes Dryer | Economic Potential | Usage (MMtherm) | 0 | 0 | 0 | 0 | 0 | 0 | 0 | 0 | 0 | 0 | 0 | 0 | 0 | 0 | 0 | 0 | 0 | 0 | 0 | 0 | 0 | 0 | 0 | 0 | 0 | 0 | 0 | 0 | 0 | 0
F3_Residential_CZ2 - Multi Family_Existing_Appliances_Natural Gas_Clothes Dryer_Economic Potential | F3 | Residential | CZ2 - Multi Family | Existing | Appliances | Natural Gas | Clothes Dryer | Economic Potential | Peak Demand (S) | 0 | 0 | 0 | 0 | 0 | 0 | 0 | 0 | 0 | 0 | 0 | 0 | 0 | 0 | 0 | 0 | 0 | 0 | 0 | 0 | 0 | 0 | 0 | 0 | 0 | 0 | 0 | 0 | 0 | 0
F4_Residential_CZ2 - Multi Family_Existing_Appliances_Natural Gas_Clothes Dryer_Economic Potential | F4 | Residential | CZ2 - Multi Family | Existing | Appliances | Natural Gas | Clothes Dryer | Economic Potential | Peak Demand (W) | 0 | 0 | 0 | 0 | 0 | 0 | 0 | 0 | 0 | 0 | 0 | 0 | 0 | 0 | 0 | 0 | 0 | 0 | 0 | 0 | 0 | 0 | 0 | 0 | 0 | 0 | 0 | 0 | 0 | 0
F5_Residential_CZ2 - Multi Family_Existing_Appliances_Natural Gas_Clothes Dryer_Economic Potential | F5 | Residential | CZ2 - Multi Family | Existing | Appliances | Natural Gas | Clothes Dryer | Economic Potential | Turnover | 0 | 0 | 0 | 0 | 0 | 0 | 0 | 0 | 0 | 0 | 0 | 0 | 0 | 0 | 0 | 0 | 0 | 0 | 0 | 0 | 0 | 0 | 0 | 0 | 0 | 0 | 0 | 0 | 0 | 0
F6_Residential_CZ2 - Multi Family_Existing_Appliances_Natural Gas_Clothes Dryer_Economic Potential | F6 | Residential | CZ2 - Multi Family | Existing | Appliances | Natural Gas | Clothes Dryer | Economic Potential | Avg. Replacement Usage | 0 | 0 | 0 | 0 | 0 | 0 | 0 | 0 | 0 | 0 | 0 | 0 | 0 | 0 | 0 | 0 | 0 | 0 | 0 | 0 | 0 | 0 | 0 | 0 | 0 | 0 | 0 | 0 | 0 | 0
F7_Residential_CZ2 - Multi Family_Existing_Appliances_Natural Gas_Clothes Dryer_Economic Potential | F7 | Residential | CZ2 - Multi Family | Existing | Appliances | Natural Gas | Clothes Dryer | Economic Potential | Avg. Replacement Demand (S) | 0 | 0 | 0 | 0 | 0 | 0 | 0 | 0 | 0 | 0 | 0 | 0 | 0 | 0 | 0 | 0 | 0 | 0 | 0 | 0 | 0 | 0 | 0 | 0 | 0 | 0 | 0 | 0 | 0 | 0
F8_Residential_CZ2 - Multi Family_Existing_Appliances_Natural Gas_Clothes Dryer_Economic Potential | F8 | Residential | CZ2 - Multi Family | Existing | Appliances | Natural Gas | Clothes Dryer | Economic Potential | Avg. Replacement Demand (W) | 0 | 0 | 0 | 0 | 0 | 0 | 0 | 0 | 0 | 0 | 0 | 0 | 0 | 0 | 0 | 0 | 0 | 0 | 0 | 0 | 0 | 0 | 0 | 0 | 0 | 0 | 0 | 0 | 0 | 0
F1_Residential_CZ2 - Multi Family_Existing_Appliances_Natural Gas_Stove/Oven_Economic Potential | F1 | Residential | CZ2 - Multi Family | Existing | Appliances | Natural Gas | Stove/Oven | Economic Potential | Units | 0 | 0 | 0 | 0 | 0 | 0 | 0 | 0 | 0 | 0 | 0 | 0 | 0 | 0 | 0 | 0 | 0 | 0 | 0 | 0 | 0 | 0 | 0 | 0 | 0 | 0 | 0 | 0 | 0 | 0
F2_Residential_CZ2 - Multi Family_Existing_Appliances_Natural Gas_Stove/Oven_Economic Potential | F2 | Residential | CZ2 - Multi Family | Existing | Appliances | Natural Gas | Stove/Oven | Economic Potential | Usage (MMtherm) | 0 | 0 | 0 | 0 | 0 | 0 | 0 | 0 | 0 | 0 | 0 | 0 | 0 | 0 | 0 | 0 | 0 | 0 | 0 | 0 | 0 | 0 | 0 | 0 | 0 | 0 | 0 | 0 | 0 | 0
F3_Residential_CZ2 - Multi Family_Existing_Appliances_Natural Gas_Stove/Oven_Economic Potential | F3 | Residential | CZ2 - Multi Family | Existing | Appliances | Natural Gas | Stove/Oven | Economic Potential | Peak Demand (S) | 0 | 0 | 0 | 0 | 0 | 0 | 0 | 0 | 0 | 0 | 0 | 0 | 0 | 0 | 0 | 0 | 0 | 0 | 0 | 0 | 0 | 0 | 0 | 0 | 0 | 0 | 0 | 0 | 0 | 0
F4_Residential_CZ2 - Multi Family_Existing_Appliances_Natural Gas_Stove/Oven_Economic Potential | F4 | Residential | CZ2 - Multi Family | Existing | Appliances | Natural Gas | Stove/Oven | Economic Potential | Peak Demand (W) | 0 | 0 | 0 | 0 | 0 | 0 | 0 | 0 | 0 | 0 | 0 | 0 | 0 | 0 | 0 | 0 | 0 | 0 | 0 | 0 | 0 | 0 | 0 | 0 | 0 | 0 | 0 | 0 | 0 | 0
F5_Residential_CZ2 - Multi Family_Existing_Appliances_Natural Gas_Stove/Oven_Economic Potential | F5 | Residential | CZ2 - Multi Family | Existing | Appliances | Natural Gas | Stove/Oven | Economic Potential | Turnover | 0 | 0 | 0 | 0 | 0 | 0 | 0 | 0 | 0 | 0 | 0 | 0 | 0 | 0 | 0 | 0 | 0 | 0 | 0 | 0 | 0 | 0 | 0 | 0 | 0 | 0 | 0 | 0 | 0 | 0
F6_Residential_CZ2 - Multi Family_Existing_Appliances_Natural Gas_Stove/Oven_Economic Potential | F6 | Residential | CZ2 - Multi Family | Existing | Appliances | Natural Gas | Stove/Oven | Economic Potential | Avg. Replacement Usage | 0 | 0 | 0 | 0 | 0 | 0 | 0 | 0 | 0 | 0 | 0 | 0 | 0 | 0 | 0 | 0 | 0 | 0 | 0 | 0 | 0 | 0 | 0 | 0 | 0 | 0 | 0 | 0 | 0 | 0
F7_Residential_CZ2 - Multi Family_Existing_Appliances_Natural Gas_Stove/Oven_Economic Potential | F7 | Residential | CZ2 - Multi Family | Existing | Appliances | Natural Gas | Stove/Oven | Economic Potential | Avg. Replacement Demand (S) | 0 | 0 | 0 | 0 | 0 | 0 | 0 | 0 | 0 | 0 | 0 | 0 | 0 | 0 | 0 | 0 | 0 | 0 | 0 | 0 | 0 | 0 | 0 | 0 | 0 | 0 | 0 | 0 | 0 | 0
F8_Residential_CZ2 - Multi Family_Existing_Appliances_Natural Gas_Stove/Oven_Economic Potential | F8 | Residential | CZ2 - Multi Family | Existing | Appliances | Natural Gas | Stove/Oven | Economic Potential | Avg. Replacement Demand (W) | 0 | 0 | 0 | 0 | 0 | 0 | 0 | 0 | 0 | 0 | 0 | 0 | 0 | 0 | 0 | 0 | 0 | 0 | 0 | 0 | 0 | 0 | 0 | 0 | 0 | 0 | 0 | 0 | 0 | 0
F1_Residential_CZ2 - Multi Family_Existing_Miscellaneous_Natural Gas_Pool Heater_Economic Potential | F1 | Residential | CZ2 - Multi Family | Existing | Miscellaneous | Natural Gas | Pool Heater | Economic Potential | Units | 0 | 0 | 0 | 0 | 0 | 0 | 0 | 0 | 0 | 0 | 0 | 0 | 0 | 0 | 0 | 0 | 0 | 0 | 0 | 0 | 0 | 0 | 0 | 0 | 0 | 0 | 0 | 0 | 0 | 0
F2_Residential_CZ2 - Multi Family_Existing_Miscellaneous_Natural Gas_Pool Heater_Economic Potential | F2 | Residential | CZ2 - Multi Family | Existing | Miscellaneous | Natural Gas | Pool Heater | Economic Potential | Usage (MMtherm) | 0 | 0 | 0 | 0 | 0 | 0 | 0 | 0 | 0 | 0 | 0 | 0 | 0 | 0 | 0 | 0 | 0 | 0 | 0 | 0 | 0 | 0 | 0 | 0 | 0 | 0 | 0 | 0 | 0 | 0
F3_Residential_CZ2 - Multi Family_Existing_Miscellaneous_Natural Gas_Pool Heater_Economic Potential | F3 | Residential | CZ2 - Multi Family | Existing | Miscellaneous | Natural Gas | Pool Heater | Economic Potential | Peak Demand (S) | 0 | 0 | 0 | 0 | 0 | 0 | 0 | 0 | 0 | 0 | 0 | 0 | 0 | 0 | 0 | 0 | 0 | 0 | 0 | 0 | 0 | 0 | 0 | 0 | 0 | 0 | 0 | 0 | 0 | 0
F4_Residential_CZ2 - Multi Family_Existing_Miscellaneous_Natural Gas_Pool Heater_Economic Potential | F4 | Residential | CZ2 - Multi Family | Existing | Miscellaneous | Natural Gas | Pool Heater | Economic Potential | Peak Demand (W) | 0 | 0 | 0 | 0 | 0 | 0 | 0 | 0 | 0 | 0 | 0 | 0 | 0 | 0 | 0 | 0 | 0 | 0 | 0 | 0 | 0 | 0 | 0 | 0 | 0 | 0 | 0 | 0 | 0 | 0
F5_Residential_CZ2 - Multi Family_Existing_Miscellaneous_Natural Gas_Pool Heater_Economic Potential | F5 | Residential | CZ2 - Multi Family | Existing | Miscellaneous | Natural Gas | Pool Heater | Economic Potential | Turnover | 0 | 0 | 0 | 0 | 0 | 0 | 0 | 0 | 0 | 0 | 0 | 0 | 0 | 0 | 0 | 0 | 0 | 0 | 0 | 0 | 0 | 0 | 0 | 0 | 0 | 0 | 0 | 0 | 0 | 0
F6_Residential_CZ2 - Multi Family_Existing_Miscellaneous_Natural Gas_Pool Heater_Economic Potential | F6 | Residential | CZ2 - Multi Family | Existing | Miscellaneous | Natural Gas | Pool Heater | Economic Potential | Avg. Replacement Usage | 0 | 0 | 0 | 0 | 0 | 0 | 0 | 0 | 0 | 0 | 0 | 0 | 0 | 0 | 0 | 0 | 0 | 0 | 0 | 0 | 0 | 0 | 0 | 0 | 0 | 0 | 0 | 0 | 0 | 0
F7_Residential_CZ2 - Multi Family_Existing_Miscellaneous_Natural Gas_Pool Heater_Economic Potential | F7 | Residential | CZ2 - Multi Family | Existing | Miscellaneous | Natural Gas | Pool Heater | Economic Potential | Avg. Replacement Demand (S) | 0 | 0 | 0 | 0 | 0 | 0 | 0 | 0 | 0 | 0 | 0 | 0 | 0 | 0 | 0 | 0 | 0 | 0 | 0 | 0 | 0 | 0 | 0 | 0 | 0 | 0 | 0 | 0 | 0 | 0
F8_Residential_CZ2 - Multi Family_Existing_Miscellaneous_Natural Gas_Pool Heater_Economic Potential | F8 | Residential | CZ2 - Multi Family | Existing | Miscellaneous | Natural Gas | Pool Heater | Economic Potential | Avg. Replacement Demand (W) | 0 | 0 | 0 | 0 | 0 | 0 | 0 | 0 | 0 | 0 | 0 | 0 | 0 | 0 | 0 | 0 | 0 | 0 | 0 | 0 | 0 | 0 | 0 | 0 | 0 | 0 | 0 | 0 | 0 | 0
F1_Residential_CZ2 - Multi Family_Existing_Miscellaneous_Natural Gas_Miscellaneous_Economic Potential | F1 | Residential | CZ2 - Multi Family | Existing | Miscellaneous | Natural Gas | Miscellaneous | Economic Potential | Units | 0 | 0 | 0 | 0 | 0 | 0 | 0 | 0 | 0 | 0 | 0 | 0 | 0 | 0 | 0 | 0 | 0 | 0 | 0 | 0 | 0 | 0 | 0 | 0 | 0 | 0 | 0 | 0 | 0 | 0
F2_Residential_CZ2 - Multi Family_Existing_Miscellaneous_Natural Gas_Miscellaneous_Economic Potential | F2 | Residential | CZ2 - Multi Family | Existing | Miscellaneous | Natural Gas | Miscellaneous | Economic Potential | Usage (MMtherm) | 0 | 0 | 0 | 0 | 0 | 0 | 0 | 0 | 0 | 0 | 0 | 0 | 0 | 0 | 0 | 0 | 0 | 0 | 0 | 0 | 0 | 0 | 0 | 0 | 0 | 0 | 0 | 0 | 0 | 0
F3_Residential_CZ2 - Multi Family_Existing_Miscellaneous_Natural Gas_Miscellaneous_Economic Potential | F3 | Residential | CZ2 - Multi Family | Existing | Miscellaneous | Natural Gas | Miscellaneous | Economic Potential | Peak Demand (S) | 0 | 0 | 0 | 0 | 0 | 0 | 0 | 0 | 0 | 0 | 0 | 0 | 0 | 0 | 0 | 0 | 0 | 0 | 0 | 0 | 0 | 0 | 0 | 0 | 0 | 0 | 0 | 0 | 0 | 0
F4_Residential_CZ2 - Multi Family_Existing_Miscellaneous_Natural Gas_Miscellaneous_Economic Potential | F4 | Residential | CZ2 - Multi Family | Existing | Miscellaneous | Natural Gas | Miscellaneous | Economic Potential | Peak Demand (W) | 0 | 0 | 0 | 0 | 0 | 0 | 0 | 0 | 0 | 0 | 0 | 0 | 0 | 0 | 0 | 0 | 0 | 0 | 0 | 0 | 0 | 0 | 0 | 0 | 0 | 0 | 0 | 0 | 0 | 0
F5_Residential_CZ2 - Multi Family_Existing_Miscellaneous_Natural Gas_Miscellaneous_Economic Potential | F5 | Residential | CZ2 - Multi Family | Existing | Miscellaneous | Natural Gas | Miscellaneous | Economic Potential | Turnover | 0 | 0 | 0 | 0 | 0 | 0 | 0 | 0 | 0 | 0 | 0 | 0 | 0 | 0 | 0 | 0 | 0 | 0 | 0 | 0 | 0 | 0 | 0 | 0 | 0 | 0 | 0 | 0 | 0 | 0
F6_Residential_CZ2 - Multi Family_Existing_Miscellaneous_Natural Gas_Miscellaneous_Economic Potential | F6 | Residential | CZ2 - Multi Family | Existing | Miscellaneous | Natural Gas | Miscellaneous | Economic Potential | Avg. Replacement Usage | 0 | 0 | 0 | 0 | 0 | 0 | 0 | 0 | 0 | 0 | 0 | 0 | 0 | 0 | 0 | 0 | 0 | 0 | 0 | 0 | 0 | 0 | 0 | 0 | 0 | 0 | 0 | 0 | 0 | 0
F7_Residential_CZ2 - Multi Family_Existing_Miscellaneous_Natural Gas_Miscellaneous_Economic Potential | F7 | Residential | CZ2 - Multi Family | Existing | Miscellaneous | Natural Gas | Miscellaneous | Economic Potential | Avg. Replacement Demand (S) | 0 | 0 | 0 | 0 | 0 | 0 | 0 | 0 | 0 | 0 | 0 | 0 | 0 | 0 | 0 | 0 | 0 | 0 | 0 | 0 | 0 | 0 | 0 | 0 | 0 | 0 | 0 | 0 | 0 | 0
F8_Residential_CZ2 - Multi Family_Existing_Miscellaneous_Natural Gas_Miscellaneous_Economic Potential | F8 | Residential | CZ2 - Multi Family | Existing | Miscellaneous | Natural Gas | Miscellaneous | Economic Potential | Avg. Replacement Demand (W) | 0 | 0 | 0 | 0 | 0 | 0 | 0 | 0 | 0 | 0 | 0 | 0 | 0 | 0 | 0 | 0 | 0 | 0 | 0 | 0 | 0 | 0 | 0 | 0 | 0 | 0 | 0 | 0 | 0 | 0
F1_Residential_CZ2 - Multi Family_New_Space Heating_Natural Gas_Furnace - Direct Fuel_Economic Potential | F1 | Residential | CZ2 - Multi Family | New | Space Heating | Natural Gas | Furnace - Direct Fuel | Economic Potential | Units | 0 | 0 | 0 | 0 | 0 | 0 | 0 | 0 | 0 | 0 | 0 | 0 | 0 | 0 | 0 | 0 | 0 | 0 | 0 | 0 | 0 | 0 | 0 | 0 | 0 | 0 | 0 | 0 | 0 | 0
F2_Residential_CZ2 - Multi Family_New_Space Heating_Natural Gas_Furnace - Direct Fuel_Economic Potential | F2 | Residential | CZ2 - Multi Family | New | Space Heating | Natural Gas | Furnace - Direct Fuel | Economic Potential | Usage (MMtherm) | 0 | 0 | 0 | 0 | 0 | 0 | 0 | 0 | 0 | 0 | 0 | 0 | 0 | 0 | 0 | 0 | 0 | 0 | 0 | 0 | 0 | 0 | 0 | 0 | 0 | 0 | 0 | 0 | 0 | 0
F3_Residential_CZ2 - Multi Family_New_Space Heating_Natural Gas_Furnace - Direct Fuel_Economic Potential | F3 | Residential | CZ2 - Multi Family | New | Space Heating | Natural Gas | Furnace - Direct Fuel | Economic Potential | Peak Demand (S) | 0 | 0 | 0 | 0 | 0 | 0 | 0 | 0 | 0 | 0 | 0 | 0 | 0 | 0 | 0 | 0 | 0 | 0 | 0 | 0 | 0 | 0 | 0 | 0 | 0 | 0 | 0 | 0 | 0 | 0
F4_Residential_CZ2 - Multi Family_New_Space Heating_Natural Gas_Furnace - Direct Fuel_Economic Potential | F4 | Residential | CZ2 - Multi Family | New | Space Heating | Natural Gas | Furnace - Direct Fuel | Economic Potential | Peak Demand (W) | 0 | 0 | 0 | 0 | 0 | 0 | 0 | 0 | 0 | 0 | 0 | 0 | 0 | 0 | 0 | 0 | 0 | 0 | 0 | 0 | 0 | 0 | 0 | 0 | 0 | 0 | 0 | 0 | 0 | 0
F5_Residential_CZ2 - Multi Family_New_Space Heating_Natural Gas_Furnace - Direct Fuel_Economic Potential | F5 | Residential | CZ2 - Multi Family | New | Space Heating | Natural Gas | Furnace - Direct Fuel | Economic Potential | Turnover | 0 | 0 | 0 | 0 | 0 | 0 | 0 | 0 | 0 | 0 | 0 | 0 | 0 | 0 | 0 | 0 | 0 | 0 | 0 | 0 | 0 | 0 | 0 | 0 | 0 | 0 | 0 | 0 | 0 | 0
F6_Residential_CZ2 - Multi Family_New_Space Heating_Natural Gas_Furnace - Direct Fuel_Economic Potential | F6 | Residential | CZ2 - Multi Family | New | Space Heating | Natural Gas | Furnace - Direct Fuel | Economic Potential | Avg. Replacement Usage | 0 | 0 | 0 | 0 | 0 | 0 | 0 | 0 | 0 | 0 | 0 | 0 | 0 | 0 | 0 | 0 | 0 | 0 | 0 | 0 | 0 | 0 | 0 | 0 | 0 | 0 | 0 | 0 | 0 | 0
F7_Residential_CZ2 - Multi Family_New_Space Heating_Natural Gas_Furnace - Direct Fuel_Economic Potential | F7 | Residential | CZ2 - Multi Family | New | Space Heating | Natural Gas | Furnace - Direct Fuel | Economic Potential | Avg. Replacement Demand (S) | 0 | 0 | 0 | 0 | 0 | 0 | 0 | 0 | 0 | 0 | 0 | 0 | 0 | 0 | 0 | 0 | 0 | 0 | 0 | 0 | 0 | 0 | 0 | 0 | 0 | 0 | 0 | 0 | 0 | 0
F8_Residential_CZ2 - Multi Family_New_Space Heating_Natural Gas_Furnace - Direct Fuel_Economic Potential | F8 | Residential | CZ2 - Multi Family | New | Space Heating | Natural Gas | Furnace - Direct Fuel | Economic Potential | Avg. Replacement Demand (W) | 0 | 0 | 0 | 0 | 0 | 0 | 0 | 0 | 0 | 0 | 0 | 0 | 0 | 0 | 0 | 0 | 0 | 0 | 0 | 0 | 0 | 0 | 0 | 0 | 0 | 0 | 0 | 0 | 0 | 0
F1_Residential_CZ2 - Multi Family_New_Space Heating_Natural Gas_Boiler - Direct Fuel_Economic Potential | F1 | Residential | CZ2 - Multi Family | New | Space Heating | Natural Gas | Boiler - Direct Fuel | Economic Potential | Units | 0 | 0 | 0 | 0 | 0 | 0 | 0 | 0 | 0 | 0 | 0 | 0 | 0 | 0 | 0 | 0 | 0 | 0 | 0 | 0 | 0 | 0 | 0 | 0 | 0 | 0 | 0 | 0 | 0 | 0
F2_Residential_CZ2 - Multi Family_New_Space Heating_Natural Gas_Boiler - Direct Fuel_Economic Potential | F2 | Residential | CZ2 - Multi Family | New | Space Heating | Natural Gas | Boiler - Direct Fuel | Economic Potential | Usage (MMtherm) | 0 | 0 | 0 | 0 | 0 | 0 | 0 | 0 | 0 | 0 | 0 | 0 | 0 | 0 | 0 | 0 | 0 | 0 | 0 | 0 | 0 | 0 | 0 | 0 | 0 | 0 | 0 | 0 | 0 | 0
F3_Residential_CZ2 - Multi Family_New_Space Heating_Natural Gas_Boiler - Direct Fuel_Economic Potential | F3 | Residential | CZ2 - Multi Family | New | Space Heating | Natural Gas | Boiler - Direct Fuel | Economic Potential | Peak Demand (S) | 0 | 0 | 0 | 0 | 0 | 0 | 0 | 0 | 0 | 0 | 0 | 0 | 0 | 0 | 0 | 0 | 0 | 0 | 0 | 0 | 0 | 0 | 0 | 0 | 0 | 0 | 0 | 0 | 0 | 0
F4_Residential_CZ2 - Multi Family_New_Space Heating_Natural Gas_Boiler - Direct Fuel_Economic Potential | F4 | Residential | CZ2 - Multi Family | New | Space Heating | Natural Gas | Boiler - Direct Fuel | Economic Potential | Peak Demand (W) | 0 | 0 | 0 | 0 | 0 | 0 | 0 | 0 | 0 | 0 | 0 | 0 | 0 | 0 | 0 | 0 | 0 | 0 | 0 | 0 | 0 | 0 | 0 | 0 | 0 | 0 | 0 | 0 | 0 | 0
F5_Residential_CZ2 - Multi Family_New_Space Heating_Natural Gas_Boiler - Direct Fuel_Economic Potential | F5 | Residential | CZ2 - Multi Family | New | Space Heating | Natural Gas | Boiler - Direct Fuel | Economic Potential | Turnover | 0 | 0 | 0 | 0 | 0 | 0 | 0 | 0 | 0 | 0 | 0 | 0 | 0 | 0 | 0 | 0 | 0 | 0 | 0 | 0 | 0 | 0 | 0 | 0 | 0 | 0 | 0 | 0 | 0 | 0
F6_Residential_CZ2 - Multi Family_New_Space Heating_Natural Gas_Boiler - Direct Fuel_Economic Potential | F6 | Residential | CZ2 - Multi Family | New | Space Heating | Natural Gas | Boiler - Direct Fuel | Economic Potential | Avg. Replacement Usage | 0 | 0 | 0 | 0 | 0 | 0 | 0 | 0 | 0 | 0 | 0 | 0 | 0 | 0 | 0 | 0 | 0 | 0 | 0 | 0 | 0 | 0 | 0 | 0 | 0 | 0 | 0 | 0 | 0 | 0
F7_Residential_CZ2 - Multi Family_New_Space Heating_Natural Gas_Boiler - Direct Fuel_Economic Potential | F7 | Residential | CZ2 - Multi Family | New | Space Heating | Natural Gas | Boiler - Direct Fuel | Economic Potential | Avg. Replacement Demand (S) | 0 | 0 | 0 | 0 | 0 | 0 | 0 | 0 | 0 | 0 | 0 | 0 | 0 | 0 | 0 | 0 | 0 | 0 | 0 | 0 | 0 | 0 | 0 | 0 | 0 | 0 | 0 | 0 | 0 | 0
F8_Residential_CZ2 - Multi Family_New_Space Heating_Natural Gas_Boiler - Direct Fuel_Economic Potential | F8 | Residential | CZ2 - Multi Family | New | Space Heating | Natural Gas | Boiler - Direct Fuel | Economic Potential | Avg. Replacement Demand (W) | 0 | 0 | 0 | 0 | 0 | 0 | 0 | 0 | 0 | 0 | 0 | 0 | 0 | 0 | 0 | 0 | 0 | 0 | 0 | 0 | 0 | 0 | 0 | 0 | 0 | 0 | 0 | 0 | 0 | 0
F1_Residential_CZ2 - Multi Family_New_Secondary Heating_Natural Gas_Fireplace_Economic Potential | F1 | Residential | CZ2 - Multi Family | New | Secondary Heating | Natural Gas | Fireplace | Economic Potential | Units | 0 | 0 | 0 | 0 | 0 | 0 | 0 | 0 | 0 | 0 | 0 | 0 | 0 | 0 | 0 | 0 | 0 | 0 | 0 | 0 | 0 | 0 | 0 | 0 | 0 | 0 | 0 | 0 | 0 | 0
F2_Residential_CZ2 - Multi Family_New_Secondary Heating_Natural Gas_Fireplace_Economic Potential | F2 | Residential | CZ2 - Multi Family | New | Secondary Heating | Natural Gas | Fireplace | Economic Potential | Usage (MMtherm) | 0 | 0 | 0 | 0 | 0 | 0 | 0 | 0 | 0 | 0 | 0 | 0 | 0 | 0 | 0 | 0 | 0 | 0 | 0 | 0 | 0 | 0 | 0 | 0 | 0 | 0 | 0 | 0 | 0 | 0
F3_Residential_CZ2 - Multi Family_New_Secondary Heating_Natural Gas_Fireplace_Economic Potential | F3 | Residential | CZ2 - Multi Family | New | Secondary Heating | Natural Gas | Fireplace | Economic Potential | Peak Demand (S) | 0 | 0 | 0 | 0 | 0 | 0 | 0 | 0 | 0 | 0 | 0 | 0 | 0 | 0 | 0 | 0 | 0 | 0 | 0 | 0 | 0 | 0 | 0 | 0 | 0 | 0 | 0 | 0 | 0 | 0
F4_Residential_CZ2 - Multi Family_New_Secondary Heating_Natural Gas_Fireplace_Economic Potential | F4 | Residential | CZ2 - Multi Family | New | Secondary Heating | Natural Gas | Fireplace | Economic Potential | Peak Demand (W) | 0 | 0 | 0 | 0 | 0 | 0 | 0 | 0 | 0 | 0 | 0 | 0 | 0 | 0 | 0 | 0 | 0 | 0 | 0 | 0 | 0 | 0 | 0 | 0 | 0 | 0 | 0 | 0 | 0 | 0
F5_Residential_CZ2 - Multi Family_New_Secondary Heating_Natural Gas_Fireplace_Economic Potential | F5 | Residential | CZ2 - Multi Family | New | Secondary Heating | Natural Gas | Fireplace | Economic Potential | Turnover | 0 | 0 | 0 | 0 | 0 | 0 | 0 | 0 | 0 | 0 | 0 | 0 | 0 | 0 | 0 | 0 | 0 | 0 | 0 | 0 | 0 | 0 | 0 | 0 | 0 | 0 | 0 | 0 | 0 | 0
F6_Residential_CZ2 - Multi Family_New_Secondary Heating_Natural Gas_Fireplace_Economic Potential | F6 | Residential | CZ2 - Multi Family | New | Secondary Heating | Natural Gas | Fireplace | Economic Potential | Avg. Replacement Usage | 0 | 0 | 0 | 0 | 0 | 0 | 0 | 0 | 0 | 0 | 0 | 0 | 0 | 0 | 0 | 0 | 0 | 0 | 0 | 0 | 0 | 0 | 0 | 0 | 0 | 0 | 0 | 0 | 0 | 0
F7_Residential_CZ2 - Multi Family_New_Secondary Heating_Natural Gas_Fireplace_Economic Potential | F7 | Residential | CZ2 - Multi Family | New | Secondary Heating | Natural Gas | Fireplace | Economic Potential | Avg. Replacement Demand (S) | 0 | 0 | 0 | 0 | 0 | 0 | 0 | 0 | 0 | 0 | 0 | 0 | 0 | 0 | 0 | 0 | 0 | 0 | 0 | 0 | 0 | 0 | 0 | 0 | 0 | 0 | 0 | 0 | 0 | 0
F8_Residential_CZ2 - Multi Family_New_Secondary Heating_Natural Gas_Fireplace_Economic Potential | F8 | Residential | CZ2 - Multi Family | New | Secondary Heating | Natural Gas | Fireplace | Economic Potential | Avg. Replacement Demand (W) | 0 | 0 | 0 | 0 | 0 | 0 | 0 | 0 | 0 | 0 | 0 | 0 | 0 | 0 | 0 | 0 | 0 | 0 | 0 | 0 | 0 | 0 | 0 | 0 | 0 | 0 | 0 | 0 | 0 | 0
F1_Residential_CZ2 - Multi Family_New_Water Heating_Natural Gas_Water Heater <= 55 gal._Economic Potential | F1 | Residential | CZ2 - Multi Family | New | Water Heating | Natural Gas | Water Heater <= 55 gal. | Economic Potential | Units | 0 | 0 | 0 | 0 | 0 | 0 | 0 | 0 | 0 | 0 | 0 | 0 | 0 | 0 | 0 | 0 | 0 | 0 | 0 | 0 | 0 | 0 | 0 | 0 | 0 | 0 | 0 | 0 | 0 | 0
F2_Residential_CZ2 - Multi Family_New_Water Heating_Natural Gas_Water Heater <= 55 gal._Economic Potential | F2 | Residential | CZ2 - Multi Family | New | Water Heating | Natural Gas | Water Heater <= 55 gal. | Economic Potential | Usage (MMtherm) | 0 | 0 | 0 | 0 | 0 | 0 | 0 | 0 | 0 | 0 | 0 | 0 | 0 | 0 | 0 | 0 | 0 | 0 | 0 | 0 | 0 | 0 | 0 | 0 | 0 | 0 | 0 | 0 | 0 | 0
F3_Residential_CZ2 - Multi Family_New_Water Heating_Natural Gas_Water Heater <= 55 gal._Economic Potential | F3 | Residential | CZ2 - Multi Family | New | Water Heating | Natural Gas | Water Heater <= 55 gal. | Economic Potential | Peak Demand (S) | 0 | 0 | 0 | 0 | 0 | 0 | 0 | 0 | 0 | 0 | 0 | 0 | 0 | 0 | 0 | 0 | 0 | 0 | 0 | 0 | 0 | 0 | 0 | 0 | 0 | 0 | 0 | 0 | 0 | 0
F4_Residential_CZ2 - Multi Family_New_Water Heating_Natural Gas_Water Heater <= 55 gal._Economic Potential | F4 | Residential | CZ2 - Multi Family | New | Water Heating | Natural Gas | Water Heater <= 55 gal. | Economic Potential | Peak Demand (W) | 0 | 0 | 0 | 0 | 0 | 0 | 0 | 0 | 0 | 0 | 0 | 0 | 0 | 0 | 0 | 0 | 0 | 0 | 0 | 0 | 0 | 0 | 0 | 0 | 0 | 0 | 0 | 0 | 0 | 0
F5_Residential_CZ2 - Multi Family_New_Water Heating_Natural Gas_Water Heater <= 55 gal._Economic Potential | F5 | Residential | CZ2 - Multi Family | New | Water Heating | Natural Gas | Water Heater <= 55 gal. | Economic Potential | Turnover | 0 | 0 | 0 | 0 | 0 | 0 | 0 | 0 | 0 | 0 | 0 | 0 | 0 | 0 | 0 | 0 | 0 | 0 | 0 | 0 | 0 | 0 | 0 | 0 | 0 | 0 | 0 | 0 | 0 | 0
F6_Residential_CZ2 - Multi Family_New_Water Heating_Natural Gas_Water Heater <= 55 gal._Economic Potential | F6 | Residential | CZ2 - Multi Family | New | Water Heating | Natural Gas | Water Heater <= 55 gal. | Economic Potential | Avg. Replacement Usage | 0 | 0 | 0 | 0 | 0 | 0 | 0 | 0 | 0 | 0 | 0 | 0 | 0 | 0 | 0 | 0 | 0 | 0 | 0 | 0 | 0 | 0 | 0 | 0 | 0 | 0 | 0 | 0 | 0 | 0
F7_Residential_CZ2 - Multi Family_New_Water Heating_Natural Gas_Water Heater <= 55 gal._Economic Potential | F7 | Residential | CZ2 - Multi Family | New | Water Heating | Natural Gas | Water Heater <= 55 gal. | Economic Potential | Avg. Replacement Demand (S) | 0 | 0 | 0 | 0 | 0 | 0 | 0 | 0 | 0 | 0 | 0 | 0 | 0 | 0 | 0 | 0 | 0 | 0 | 0 | 0 | 0 | 0 | 0 | 0 | 0 | 0 | 0 | 0 | 0 | 0
F8_Residential_CZ2 - Multi Family_New_Water Heating_Natural Gas_Water Heater <= 55 gal._Economic Potential | F8 | Residential | CZ2 - Multi Family | New | Water Heating | Natural Gas | Water Heater <= 55 gal. | Economic Potential | Avg. Replacement Demand (W) | 0 | 0 | 0 | 0 | 0 | 0 | 0 | 0 | 0 | 0 | 0 | 0 | 0 | 0 | 0 | 0 | 0 | 0 | 0 | 0 | 0 | 0 | 0 | 0 | 0 | 0 | 0 | 0 | 0 | 0
F1_Residential_CZ2 - Multi Family_New_Water Heating_Natural Gas_Water Heater > 55 gal._Economic Potential | F1 | Residential | CZ2 - Multi Family | New | Water Heating | Natural Gas | Water Heater > 55 gal. | Economic Potential | Units | 0 | 0 | 0 | 0 | 0 | 0 | 0 | 0 | 0 | 0 | 0 | 0 | 0 | 0 | 0 | 0 | 0 | 0 | 0 | 0 | 0 | 0 | 0 | 0 | 0 | 0 | 0 | 0 | 0 | 0
F2_Residential_CZ2 - Multi Family_New_Water Heating_Natural Gas_Water Heater > 55 gal._Economic Potential | F2 | Residential | CZ2 - Multi Family | New | Water Heating | Natural Gas | Water Heater > 55 gal. | Economic Potential | Usage (MMtherm) | 0 | 0 | 0 | 0 | 0 | 0 | 0 | 0 | 0 | 0 | 0 | 0 | 0 | 0 | 0 | 0 | 0 | 0 | 0 | 0 | 0 | 0 | 0 | 0 | 0 | 0 | 0 | 0 | 0 | 0
F3_Residential_CZ2 - Multi Family_New_Water Heating_Natural Gas_Water Heater > 55 gal._Economic Potential | F3 | Residential | CZ2 - Multi Family | New | Water Heating | Natural Gas | Water Heater > 55 gal. | Economic Potential | Peak Demand (S) | 0 | 0 | 0 | 0 | 0 | 0 | 0 | 0 | 0 | 0 | 0 | 0 | 0 | 0 | 0 | 0 | 0 | 0 | 0 | 0 | 0 | 0 | 0 | 0 | 0 | 0 | 0 | 0 | 0 | 0
F4_Residential_CZ2 - Multi Family_New_Water Heating_Natural Gas_Water Heater > 55 gal._Economic Potential | F4 | Residential | CZ2 - Multi Family | New | Water Heating | Natural Gas | Water Heater > 55 gal. | Economic Potential | Peak Demand (W) | 0 | 0 | 0 | 0 | 0 | 0 | 0 | 0 | 0 | 0 | 0 | 0 | 0 | 0 | 0 | 0 | 0 | 0 | 0 | 0 | 0 | 0 | 0 | 0 | 0 | 0 | 0 | 0 | 0 | 0
F5_Residential_CZ2 - Multi Family_New_Water Heating_Natural Gas_Water Heater > 55 gal._Economic Potential | F5 | Residential | CZ2 - Multi Family | New | Water Heating | Natural Gas | Water Heater > 55 gal. | Economic Potential | Turnover | 0 | 0 | 0 | 0 | 0 | 0 | 0 | 0 | 0 | 0 | 0 | 0 | 0 | 0 | 0 | 0 | 0 | 0 | 0 | 0 | 0 | 0 | 0 | 0 | 0 | 0 | 0 | 0 | 0 | 0
F6_Residential_CZ2 - Multi Family_New_Water Heating_Natural Gas_Water Heater > 55 gal._Economic Potential | F6 | Residential | CZ2 - Multi Family | New | Water Heating | Natural Gas | Water Heater > 55 gal. | Economic Potential | Avg. Replacement Usage | 0 | 0 | 0 | 0 | 0 | 0 | 0 | 0 | 0 | 0 | 0 | 0 | 0 | 0 | 0 | 0 | 0 | 0 | 0 | 0 | 0 | 0 | 0 | 0 | 0 | 0 | 0 | 0 | 0 | 0
F7_Residential_CZ2 - Multi Family_New_Water Heating_Natural Gas_Water Heater > 55 gal._Economic Potential | F7 | Residential | CZ2 - Multi Family | New | Water Heating | Natural Gas | Water Heater > 55 gal. | Economic Potential | Avg. Replacement Demand (S) | 0 | 0 | 0 | 0 | 0 | 0 | 0 | 0 | 0 | 0 | 0 | 0 | 0 | 0 | 0 | 0 | 0 | 0 | 0 | 0 | 0 | 0 | 0 | 0 | 0 | 0 | 0 | 0 | 0 | 0
F8_Residential_CZ2 - Multi Family_New_Water Heating_Natural Gas_Water Heater > 55 gal._Economic Potential | F8 | Residential | CZ2 - Multi Family | New | Water Heating | Natural Gas | Water Heater > 55 gal. | Economic Potential | Avg. Replacement Demand (W) | 0 | 0 | 0 | 0 | 0 | 0 | 0 | 0 | 0 | 0 | 0 | 0 | 0 | 0 | 0 | 0 | 0 | 0 | 0 | 0 | 0 | 0 | 0 | 0 | 0 | 0 | 0 | 0 | 0 | 0
F1_Residential_CZ2 - Multi Family_New_Appliances_Natural Gas_Clothes Dryer_Economic Potential | F1 | Residential | CZ2 - Multi Family | New | Appliances | Natural Gas | Clothes Dryer | Economic Potential | Units | 0 | 0 | 0 | 0 | 0 | 0 | 0 | 0 | 0 | 0 | 0 | 0 | 0 | 0 | 0 | 0 | 0 | 0 | 0 | 0 | 0 | 0 | 0 | 0 | 0 | 0 | 0 | 0 | 0 | 0
F2_Residential_CZ2 - Multi Family_New_Appliances_Natural Gas_Clothes Dryer_Economic Potential | F2 | Residential | CZ2 - Multi Family | New | Appliances | Natural Gas | Clothes Dryer | Economic Potential | Usage (MMtherm) | 0 | 0 | 0 | 0 | 0 | 0 | 0 | 0 | 0 | 0 | 0 | 0 | 0 | 0 | 0 | 0 | 0 | 0 | 0 | 0 | 0 | 0 | 0 | 0 | 0 | 0 | 0 | 0 | 0 | 0
F3_Residential_CZ2 - Multi Family_New_Appliances_Natural Gas_Clothes Dryer_Economic Potential | F3 | Residential | CZ2 - Multi Family | New | Appliances | Natural Gas | Clothes Dryer | Economic Potential | Peak Demand (S) | 0 | 0 | 0 | 0 | 0 | 0 | 0 | 0 | 0 | 0 | 0 | 0 | 0 | 0 | 0 | 0 | 0 | 0 | 0 | 0 | 0 | 0 | 0 | 0 | 0 | 0 | 0 | 0 | 0 | 0
F4_Residential_CZ2 - Multi Family_New_Appliances_Natural Gas_Clothes Dryer_Economic Potential | F4 | Residential | CZ2 - Multi Family | New | Appliances | Natural Gas | Clothes Dryer | Economic Potential | Peak Demand (W) | 0 | 0 | 0 | 0 | 0 | 0 | 0 | 0 | 0 | 0 | 0 | 0 | 0 | 0 | 0 | 0 | 0 | 0 | 0 | 0 | 0 | 0 | 0 | 0 | 0 | 0 | 0 | 0 | 0 | 0
F5_Residential_CZ2 - Multi Family_New_Appliances_Natural Gas_Clothes Dryer_Economic Potential | F5 | Residential | CZ2 - Multi Family | New | Appliances | Natural Gas | Clothes Dryer | Economic Potential | Turnover | 0 | 0 | 0 | 0 | 0 | 0 | 0 | 0 | 0 | 0 | 0 | 0 | 0 | 0 | 0 | 0 | 0 | 0 | 0 | 0 | 0 | 0 | 0 | 0 | 0 | 0 | 0 | 0 | 0 | 0
F6_Residential_CZ2 - Multi Family_New_Appliances_Natural Gas_Clothes Dryer_Economic Potential | F6 | Residential | CZ2 - Multi Family | New | Appliances | Natural Gas | Clothes Dryer | Economic Potential | Avg. Replacement Usage | 0 | 0 | 0 | 0 | 0 | 0 | 0 | 0 | 0 | 0 | 0 | 0 | 0 | 0 | 0 | 0 | 0 | 0 | 0 | 0 | 0 | 0 | 0 | 0 | 0 | 0 | 0 | 0 | 0 | 0
F7_Residential_CZ2 - Multi Family_New_Appliances_Natural Gas_Clothes Dryer_Economic Potential | F7 | Residential | CZ2 - Multi Family | New | Appliances | Natural Gas | Clothes Dryer | Economic Potential | Avg. Replacement Demand (S) | 0 | 0 | 0 | 0 | 0 | 0 | 0 | 0 | 0 | 0 | 0 | 0 | 0 | 0 | 0 | 0 | 0 | 0 | 0 | 0 | 0 | 0 | 0 | 0 | 0 | 0 | 0 | 0 | 0 | 0
F8_Residential_CZ2 - Multi Family_New_Appliances_Natural Gas_Clothes Dryer_Economic Potential | F8 | Residential | CZ2 - Multi Family | New | Appliances | Natural Gas | Clothes Dryer | Economic Potential | Avg. Replacement Demand (W) | 0 | 0 | 0 | 0 | 0 | 0 | 0 | 0 | 0 | 0 | 0 | 0 | 0 | 0 | 0 | 0 | 0 | 0 | 0 | 0 | 0 | 0 | 0 | 0 | 0 | 0 | 0 | 0 | 0 | 0
F1_Residential_CZ2 - Multi Family_New_Appliances_Natural Gas_Stove/Oven_Economic Potential | F1 | Residential | CZ2 - Multi Family | New | Appliances | Natural Gas | Stove/Oven | Economic Potential | Units | 0 | 0 | 0 | 0 | 0 | 0 | 0 | 0 | 0 | 0 | 0 | 0 | 0 | 0 | 0 | 0 | 0 | 0 | 0 | 0 | 0 | 0 | 0 | 0 | 0 | 0 | 0 | 0 | 0 | 0
F2_Residential_CZ2 - Multi Family_New_Appliances_Natural Gas_Stove/Oven_Economic Potential | F2 | Residential | CZ2 - Multi Family | New | Appliances | Natural Gas | Stove/Oven | Economic Potential | Usage (MMtherm) | 0 | 0 | 0 | 0 | 0 | 0 | 0 | 0 | 0 | 0 | 0 | 0 | 0 | 0 | 0 | 0 | 0 | 0 | 0 | 0 | 0 | 0 | 0 | 0 | 0 | 0 | 0 | 0 | 0 | 0
F3_Residential_CZ2 - Multi Family_New_Appliances_Natural Gas_Stove/Oven_Economic Potential | F3 | Residential | CZ2 - Multi Family | New | Appliances | Natural Gas | Stove/Oven | Economic Potential | Peak Demand (S) | 0 | 0 | 0 | 0 | 0 | 0 | 0 | 0 | 0 | 0 | 0 | 0 | 0 | 0 | 0 | 0 | 0 | 0 | 0 | 0 | 0 | 0 | 0 | 0 | 0 | 0 | 0 | 0 | 0 | 0
F4_Residential_CZ2 - Multi Family_New_Appliances_Natural Gas_Stove/Oven_Economic Potential | F4 | Residential | CZ2 - Multi Family | New | Appliances | Natural Gas | Stove/Oven | Economic Potential | Peak Demand (W) | 0 | 0 | 0 | 0 | 0 | 0 | 0 | 0 | 0 | 0 | 0 | 0 | 0 | 0 | 0 | 0 | 0 | 0 | 0 | 0 | 0 | 0 | 0 | 0 | 0 | 0 | 0 | 0 | 0 | 0
F5_Residential_CZ2 - Multi Family_New_Appliances_Natural Gas_Stove/Oven_Economic Potential | F5 | Residential | CZ2 - Multi Family | New | Appliances | Natural Gas | Stove/Oven | Economic Potential | Turnover | 0 | 0 | 0 | 0 | 0 | 0 | 0 | 0 | 0 | 0 | 0 | 0 | 0 | 0 | 0 | 0 | 0 | 0 | 0 | 0 | 0 | 0 | 0 | 0 | 0 | 0 | 0 | 0 | 0 | 0
F6_Residential_CZ2 - Multi Family_New_Appliances_Natural Gas_Stove/Oven_Economic Potential | F6 | Residential | CZ2 - Multi Family | New | Appliances | Natural Gas | Stove/Oven | Economic Potential | Avg. Replacement Usage | 0 | 0 | 0 | 0 | 0 | 0 | 0 | 0 | 0 | 0 | 0 | 0 | 0 | 0 | 0 | 0 | 0 | 0 | 0 | 0 | 0 | 0 | 0 | 0 | 0 | 0 | 0 | 0 | 0 | 0
F7_Residential_CZ2 - Multi Family_New_Appliances_Natural Gas_Stove/Oven_Economic Potential | F7 | Residential | CZ2 - Multi Family | New | Appliances | Natural Gas | Stove/Oven | Economic Potential | Avg. Replacement Demand (S) | 0 | 0 | 0 | 0 | 0 | 0 | 0 | 0 | 0 | 0 | 0 | 0 | 0 | 0 | 0 | 0 | 0 | 0 | 0 | 0 | 0 | 0 | 0 | 0 | 0 | 0 | 0 | 0 | 0 | 0
F8_Residential_CZ2 - Multi Family_New_Appliances_Natural Gas_Stove/Oven_Economic Potential | F8 | Residential | CZ2 - Multi Family | New | Appliances | Natural Gas | Stove/Oven | Economic Potential | Avg. Replacement Demand (W) | 0 | 0 | 0 | 0 | 0 | 0 | 0 | 0 | 0 | 0 | 0 | 0 | 0 | 0 | 0 | 0 | 0 | 0 | 0 | 0 | 0 | 0 | 0 | 0 | 0 | 0 | 0 | 0 | 0 | 0
F1_Residential_CZ2 - Multi Family_New_Miscellaneous_Natural Gas_Pool Heater_Economic Potential | F1 | Residential | CZ2 - Multi Family | New | Miscellaneous | Natural Gas | Pool Heater | Economic Potential | Units | 0 | 0 | 0 | 0 | 0 | 0 | 0 | 0 | 0 | 0 | 0 | 0 | 0 | 0 | 0 | 0 | 0 | 0 | 0 | 0 | 0 | 0 | 0 | 0 | 0 | 0 | 0 | 0 | 0 | 0
F2_Residential_CZ2 - Multi Family_New_Miscellaneous_Natural Gas_Pool Heater_Economic Potential | F2 | Residential | CZ2 - Multi Family | New | Miscellaneous | Natural Gas | Pool Heater | Economic Potential | Usage (MMtherm) | 0 | 0 | 0 | 0 | 0 | 0 | 0 | 0 | 0 | 0 | 0 | 0 | 0 | 0 | 0 | 0 | 0 | 0 | 0 | 0 | 0 | 0 | 0 | 0 | 0 | 0 | 0 | 0 | 0 | 0
F3_Residential_CZ2 - Multi Family_New_Miscellaneous_Natural Gas_Pool Heater_Economic Potential | F3 | Residential | CZ2 - Multi Family | New | Miscellaneous | Natural Gas | Pool Heater | Economic Potential | Peak Demand (S) | 0 | 0 | 0 | 0 | 0 | 0 | 0 | 0 | 0 | 0 | 0 | 0 | 0 | 0 | 0 | 0 | 0 | 0 | 0 | 0 | 0 | 0 | 0 | 0 | 0 | 0 | 0 | 0 | 0 | 0
F4_Residential_CZ2 - Multi Family_New_Miscellaneous_Natural Gas_Pool Heater_Economic Potential | F4 | Residential | CZ2 - Multi Family | New | Miscellaneous | Natural Gas | Pool Heater | Economic Potential | Peak Demand (W) | 0 | 0 | 0 | 0 | 0 | 0 | 0 | 0 | 0 | 0 | 0 | 0 | 0 | 0 | 0 | 0 | 0 | 0 | 0 | 0 | 0 | 0 | 0 | 0 | 0 | 0 | 0 | 0 | 0 | 0
F5_Residential_CZ2 - Multi Family_New_Miscellaneous_Natural Gas_Pool Heater_Economic Potential | F5 | Residential | CZ2 - Multi Family | New | Miscellaneous | Natural Gas | Pool Heater | Economic Potential | Turnover | 0 | 0 | 0 | 0 | 0 | 0 | 0 | 0 | 0 | 0 | 0 | 0 | 0 | 0 | 0 | 0 | 0 | 0 | 0 | 0 | 0 | 0 | 0 | 0 | 0 | 0 | 0 | 0 | 0 | 0
F6_Residential_CZ2 - Multi Family_New_Miscellaneous_Natural Gas_Pool Heater_Economic Potential | F6 | Residential | CZ2 - Multi Family | New | Miscellaneous | Natural Gas | Pool Heater | Economic Potential | Avg. Replacement Usage | 0 | 0 | 0 | 0 | 0 | 0 | 0 | 0 | 0 | 0 | 0 | 0 | 0 | 0 | 0 | 0 | 0 | 0 | 0 | 0 | 0 | 0 | 0 | 0 | 0 | 0 | 0 | 0 | 0 | 0
F7_Residential_CZ2 - Multi Family_New_Miscellaneous_Natural Gas_Pool Heater_Economic Potential | F7 | Residential | CZ2 - Multi Family | New | Miscellaneous | Natural Gas | Pool Heater | Economic Potential | Avg. Replacement Demand (S) | 0 | 0 | 0 | 0 | 0 | 0 | 0 | 0 | 0 | 0 | 0 | 0 | 0 | 0 | 0 | 0 | 0 | 0 | 0 | 0 | 0 | 0 | 0 | 0 | 0 | 0 | 0 | 0 | 0 | 0
F8_Residential_CZ2 - Multi Family_New_Miscellaneous_Natural Gas_Pool Heater_Economic Potential | F8 | Residential | CZ2 - Multi Family | New | Miscellaneous | Natural Gas | Pool Heater | Economic Potential | Avg. Replacement Demand (W) | 0 | 0 | 0 | 0 | 0 | 0 | 0 | 0 | 0 | 0 | 0 | 0 | 0 | 0 | 0 | 0 | 0 | 0 | 0 | 0 | 0 | 0 | 0 | 0 | 0 | 0 | 0 | 0 | 0 | 0
F1_Residential_CZ2 - Multi Family_New_Miscellaneous_Natural Gas_Miscellaneous_Economic Potential | F1 | Residential | CZ2 - Multi Family | New | Miscellaneous | Natural Gas | Miscellaneous | Economic Potential | Units | 0 | 0 | 0 | 0 | 0 | 0 | 0 | 0 | 0 | 0 | 0 | 0 | 0 | 0 | 0 | 0 | 0 | 0 | 0 | 0 | 0 | 0 | 0 | 0 | 0 | 0 | 0 | 0 | 0 | 0
F2_Residential_CZ2 - Multi Family_New_Miscellaneous_Natural Gas_Miscellaneous_Economic Potential | F2 | Residential | CZ2 - Multi Family | New | Miscellaneous | Natural Gas | Miscellaneous | Economic Potential | Usage (MMtherm) | 0 | 0 | 0 | 0 | 0 | 0 | 0 | 0 | 0 | 0 | 0 | 0 | 0 | 0 | 0 | 0 | 0 | 0 | 0 | 0 | 0 | 0 | 0 | 0 | 0 | 0 | 0 | 0 | 0 | 0
F3_Residential_CZ2 - Multi Family_New_Miscellaneous_Natural Gas_Miscellaneous_Economic Potential | F3 | Residential | CZ2 - Multi Family | New | Miscellaneous | Natural Gas | Miscellaneous | Economic Potential | Peak Demand (S) | 0 | 0 | 0 | 0 | 0 | 0 | 0 | 0 | 0 | 0 | 0 | 0 | 0 | 0 | 0 | 0 | 0 | 0 | 0 | 0 | 0 | 0 | 0 | 0 | 0 | 0 | 0 | 0 | 0 | 0
F4_Residential_CZ2 - Multi Family_New_Miscellaneous_Natural Gas_Miscellaneous_Economic Potential | F4 | Residential | CZ2 - Multi Family | New | Miscellaneous | Natural Gas | Miscellaneous | Economic Potential | Peak Demand (W) | 0 | 0 | 0 | 0 | 0 | 0 | 0 | 0 | 0 | 0 | 0 | 0 | 0 | 0 | 0 | 0 | 0 | 0 | 0 | 0 | 0 | 0 | 0 | 0 | 0 | 0 | 0 | 0 | 0 | 0
F5_Residential_CZ2 - Multi Family_New_Miscellaneous_Natural Gas_Miscellaneous_Economic Potential | F5 | Residential | CZ2 - Multi Family | New | Miscellaneous | Natural Gas | Miscellaneous | Economic Potential | Turnover | 0 | 0 | 0 | 0 | 0 | 0 | 0 | 0 | 0 | 0 | 0 | 0 | 0 | 0 | 0 | 0 | 0 | 0 | 0 | 0 | 0 | 0 | 0 | 0 | 0 | 0 | 0 | 0 | 0 | 0
F6_Residential_CZ2 - Multi Family_New_Miscellaneous_Natural Gas_Miscellaneous_Economic Potential | F6 | Residential | CZ2 - Multi Family | New | Miscellaneous | Natural Gas | Miscellaneous | Economic Potential | Avg. Replacement Usage | 0 | 0 | 0 | 0 | 0 | 0 | 0 | 0 | 0 | 0 | 0 | 0 | 0 | 0 | 0 | 0 | 0 | 0 | 0 | 0 | 0 | 0 | 0 | 0 | 0 | 0 | 0 | 0 | 0 | 0
F7_Residential_CZ2 - Multi Family_New_Miscellaneous_Natural Gas_Miscellaneous_Economic Potential | F7 | Residential | CZ2 - Multi Family | New | Miscellaneous | Natural Gas | Miscellaneous | Economic Potential | Avg. Replacement Demand (S) | 0 | 0 | 0 | 0 | 0 | 0 | 0 | 0 | 0 | 0 | 0 | 0 | 0 | 0 | 0 | 0 | 0 | 0 | 0 | 0 | 0 | 0 | 0 | 0 | 0 | 0 | 0 | 0 | 0 | 0
F8_Residential_CZ2 - Multi Family_New_Miscellaneous_Natural Gas_Miscellaneous_Economic Potential | F8 | Residential | CZ2 - Multi Family | New | Miscellaneous | Natural Gas | Miscellaneous | Economic Potential | Avg. Replacement Demand (W) | 0 | 0 | 0 | 0 | 0 | 0 | 0 | 0 | 0 | 0 | 0 | 0 | 0 | 0 | 0 | 0 | 0 | 0 | 0 | 0 | 0 | 0 | 0 | 0 | 0 | 0 | 0 | 0 | 0 | 0
F1_Residential_CZ3 - Single Family_Existing_Space Heating_Natural Gas_Furnace - Direct Fuel_Economic Potential | F1 | Residential | CZ3 - Single Family | Existing | Space Heating | Natural Gas | Furnace - Direct Fuel | Economic Potential | Units | 0 | 0 | 0 | 0 | 0 | 0 | 0 | 0 | 0 | 0 | 0 | 0 | 0 | 0 | 0 | 0 | 0 | 0 | 0 | 0 | 0 | 0 | 0 | 0 | 0 | 0 | 0 | 0 | 0 | 0
F2_Residential_CZ3 - Single Family_Existing_Space Heating_Natural Gas_Furnace - Direct Fuel_Economic Potential | F2 | Residential | CZ3 - Single Family | Existing | Space Heating | Natural Gas | Furnace - Direct Fuel | Economic Potential | Usage (MMtherm) | 0 | 0 | 0 | 0 | 0 | 0 | 0 | 0 | 0 | 0 | 0 | 0 | 0 | 0 | 0 | 0 | 0 | 0 | 0 | 0 | 0 | 0 | 0 | 0 | 0 | 0 | 0 | 0 | 0 | 0
F3_Residential_CZ3 - Single Family_Existing_Space Heating_Natural Gas_Furnace - Direct Fuel_Economic Potential | F3 | Residential | CZ3 - Single Family | Existing | Space Heating | Natural Gas | Furnace - Direct Fuel | Economic Potential | Peak Demand (S) | 0 | 0 | 0 | 0 | 0 | 0 | 0 | 0 | 0 | 0 | 0 | 0 | 0 | 0 | 0 | 0 | 0 | 0 | 0 | 0 | 0 | 0 | 0 | 0 | 0 | 0 | 0 | 0 | 0 | 0
F4_Residential_CZ3 - Single Family_Existing_Space Heating_Natural Gas_Furnace - Direct Fuel_Economic Potential | F4 | Residential | CZ3 - Single Family | Existing | Space Heating | Natural Gas | Furnace - Direct Fuel | Economic Potential | Peak Demand (W) | 0 | 0 | 0 | 0 | 0 | 0 | 0 | 0 | 0 | 0 | 0 | 0 | 0 | 0 | 0 | 0 | 0 | 0 | 0 | 0 | 0 | 0 | 0 | 0 | 0 | 0 | 0 | 0 | 0 | 0
F5_Residential_CZ3 - Single Family_Existing_Space Heating_Natural Gas_Furnace - Direct Fuel_Economic Potential | F5 | Residential | CZ3 - Single Family | Existing | Space Heating | Natural Gas | Furnace - Direct Fuel | Economic Potential | Turnover | 0 | 0 | 0 | 0 | 0 | 0 | 0 | 0 | 0 | 0 | 0 | 0 | 0 | 0 | 0 | 0 | 0 | 0 | 0 | 0 | 0 | 0 | 0 | 0 | 0 | 0 | 0 | 0 | 0 | 0
F6_Residential_CZ3 - Single Family_Existing_Space Heating_Natural Gas_Furnace - Direct Fuel_Economic Potential | F6 | Residential | CZ3 - Single Family | Existing | Space Heating | Natural Gas | Furnace - Direct Fuel | Economic Potential | Avg. Replacement Usage | 0 | 0 | 0 | 0 | 0 | 0 | 0 | 0 | 0 | 0 | 0 | 0 | 0 | 0 | 0 | 0 | 0 | 0 | 0 | 0 | 0 | 0 | 0 | 0 | 0 | 0 | 0 | 0 | 0 | 0
F7_Residential_CZ3 - Single Family_Existing_Space Heating_Natural Gas_Furnace - Direct Fuel_Economic Potential | F7 | Residential | CZ3 - Single Family | Existing | Space Heating | Natural Gas | Furnace - Direct Fuel | Economic Potential | Avg. Replacement Demand (S) | 0 | 0 | 0 | 0 | 0 | 0 | 0 | 0 | 0 | 0 | 0 | 0 | 0 | 0 | 0 | 0 | 0 | 0 | 0 | 0 | 0 | 0 | 0 | 0 | 0 | 0 | 0 | 0 | 0 | 0
F8_Residential_CZ3 - Single Family_Existing_Space Heating_Natural Gas_Furnace - Direct Fuel_Economic Potential | F8 | Residential | CZ3 - Single Family | Existing | Space Heating | Natural Gas | Furnace - Direct Fuel | Economic Potential | Avg. Replacement Demand (W) | 0 | 0 | 0 | 0 | 0 | 0 | 0 | 0 | 0 | 0 | 0 | 0 | 0 | 0 | 0 | 0 | 0 | 0 | 0 | 0 | 0 | 0 | 0 | 0 | 0 | 0 | 0 | 0 | 0 | 0
F1_Residential_CZ3 - Single Family_Existing_Space Heating_Natural Gas_Boiler - Direct Fuel_Economic Potential | F1 | Residential | CZ3 - Single Family | Existing | Space Heating | Natural Gas | Boiler - Direct Fuel | Economic Potential | Units | 0 | 0 | 0 | 0 | 0 | 0 | 0 | 0 | 0 | 0 | 0 | 0 | 0 | 0 | 0 | 0 | 0 | 0 | 0 | 0 | 0 | 0 | 0 | 0 | 0 | 0 | 0 | 0 | 0 | 0
F2_Residential_CZ3 - Single Family_Existing_Space Heating_Natural Gas_Boiler - Direct Fuel_Economic Potential | F2 | Residential | CZ3 - Single Family | Existing | Space Heating | Natural Gas | Boiler - Direct Fuel | Economic Potential | Usage (MMtherm) | 0 | 0 | 0 | 0 | 0 | 0 | 0 | 0 | 0 | 0 | 0 | 0 | 0 | 0 | 0 | 0 | 0 | 0 | 0 | 0 | 0 | 0 | 0 | 0 | 0 | 0 | 0 | 0 | 0 | 0
F3_Residential_CZ3 - Single Family_Existing_Space Heating_Natural Gas_Boiler - Direct Fuel_Economic Potential | F3 | Residential | CZ3 - Single Family | Existing | Space Heating | Natural Gas | Boiler - Direct Fuel | Economic Potential | Peak Demand (S) | 0 | 0 | 0 | 0 | 0 | 0 | 0 | 0 | 0 | 0 | 0 | 0 | 0 | 0 | 0 | 0 | 0 | 0 | 0 | 0 | 0 | 0 | 0 | 0 | 0 | 0 | 0 | 0 | 0 | 0
F4_Residential_CZ3 - Single Family_Existing_Space Heating_Natural Gas_Boiler - Direct Fuel_Economic Potential | F4 | Residential | CZ3 - Single Family | Existing | Space Heating | Natural Gas | Boiler - Direct Fuel | Economic Potential | Peak Demand (W) | 0 | 0 | 0 | 0 | 0 | 0 | 0 | 0 | 0 | 0 | 0 | 0 | 0 | 0 | 0 | 0 | 0 | 0 | 0 | 0 | 0 | 0 | 0 | 0 | 0 | 0 | 0 | 0 | 0 | 0
F5_Residential_CZ3 - Single Family_Existing_Space Heating_Natural Gas_Boiler - Direct Fuel_Economic Potential | F5 | Residential | CZ3 - Single Family | Existing | Space Heating | Natural Gas | Boiler - Direct Fuel | Economic Potential | Turnover | 0 | 0 | 0 | 0 | 0 | 0 | 0 | 0 | 0 | 0 | 0 | 0 | 0 | 0 | 0 | 0 | 0 | 0 | 0 | 0 | 0 | 0 | 0 | 0 | 0 | 0 | 0 | 0 | 0 | 0
F6_Residential_CZ3 - Single Family_Existing_Space Heating_Natural Gas_Boiler - Direct Fuel_Economic Potential | F6 | Residential | CZ3 - Single Family | Existing | Space Heating | Natural Gas | Boiler - Direct Fuel | Economic Potential | Avg. Replacement Usage | 0 | 0 | 0 | 0 | 0 | 0 | 0 | 0 | 0 | 0 | 0 | 0 | 0 | 0 | 0 | 0 | 0 | 0 | 0 | 0 | 0 | 0 | 0 | 0 | 0 | 0 | 0 | 0 | 0 | 0
F7_Residential_CZ3 - Single Family_Existing_Space Heating_Natural Gas_Boiler - Direct Fuel_Economic Potential | F7 | Residential | CZ3 - Single Family | Existing | Space Heating | Natural Gas | Boiler - Direct Fuel | Economic Potential | Avg. Replacement Demand (S) | 0 | 0 | 0 | 0 | 0 | 0 | 0 | 0 | 0 | 0 | 0 | 0 | 0 | 0 | 0 | 0 | 0 | 0 | 0 | 0 | 0 | 0 | 0 | 0 | 0 | 0 | 0 | 0 | 0 | 0
F8_Residential_CZ3 - Single Family_Existing_Space Heating_Natural Gas_Boiler - Direct Fuel_Economic Potential | F8 | Residential | CZ3 - Single Family | Existing | Space Heating | Natural Gas | Boiler - Direct Fuel | Economic Potential | Avg. Replacement Demand (W) | 0 | 0 | 0 | 0 | 0 | 0 | 0 | 0 | 0 | 0 | 0 | 0 | 0 | 0 | 0 | 0 | 0 | 0 | 0 | 0 | 0 | 0 | 0 | 0 | 0 | 0 | 0 | 0 | 0 | 0
F1_Residential_CZ3 - Single Family_Existing_Secondary Heating_Natural Gas_Fireplace_Economic Potential | F1 | Residential | CZ3 - Single Family | Existing | Secondary Heating | Natural Gas | Fireplace | Economic Potential | Units | 0 | 0 | 0 | 0 | 0 | 0 | 0 | 0 | 0 | 0 | 0 | 0 | 0 | 0 | 0 | 0 | 0 | 0 | 0 | 0 | 0 | 0 | 0 | 0 | 0 | 0 | 0 | 0 | 0 | 0
F2_Residential_CZ3 - Single Family_Existing_Secondary Heating_Natural Gas_Fireplace_Economic Potential | F2 | Residential | CZ3 - Single Family | Existing | Secondary Heating | Natural Gas | Fireplace | Economic Potential | Usage (MMtherm) | 0 | 0 | 0 | 0 | 0 | 0 | 0 | 0 | 0 | 0 | 0 | 0 | 0 | 0 | 0 | 0 | 0 | 0 | 0 | 0 | 0 | 0 | 0 | 0 | 0 | 0 | 0 | 0 | 0 | 0
F3_Residential_CZ3 - Single Family_Existing_Secondary Heating_Natural Gas_Fireplace_Economic Potential | F3 | Residential | CZ3 - Single Family | Existing | Secondary Heating | Natural Gas | Fireplace | Economic Potential | Peak Demand (S) | 0 | 0 | 0 | 0 | 0 | 0 | 0 | 0 | 0 | 0 | 0 | 0 | 0 | 0 | 0 | 0 | 0 | 0 | 0 | 0 | 0 | 0 | 0 | 0 | 0 | 0 | 0 | 0 | 0 | 0
F4_Residential_CZ3 - Single Family_Existing_Secondary Heating_Natural Gas_Fireplace_Economic Potential | F4 | Residential | CZ3 - Single Family | Existing | Secondary Heating | Natural Gas | Fireplace | Economic Potential | Peak Demand (W) | 0 | 0 | 0 | 0 | 0 | 0 | 0 | 0 | 0 | 0 | 0 | 0 | 0 | 0 | 0 | 0 | 0 | 0 | 0 | 0 | 0 | 0 | 0 | 0 | 0 | 0 | 0 | 0 | 0 | 0
F5_Residential_CZ3 - Single Family_Existing_Secondary Heating_Natural Gas_Fireplace_Economic Potential | F5 | Residential | CZ3 - Single Family | Existing | Secondary Heating | Natural Gas | Fireplace | Economic Potential | Turnover | 0 | 0 | 0 | 0 | 0 | 0 | 0 | 0 | 0 | 0 | 0 | 0 | 0 | 0 | 0 | 0 | 0 | 0 | 0 | 0 | 0 | 0 | 0 | 0 | 0 | 0 | 0 | 0 | 0 | 0
F6_Residential_CZ3 - Single Family_Existing_Secondary Heating_Natural Gas_Fireplace_Economic Potential | F6 | Residential | CZ3 - Single Family | Existing | Secondary Heating | Natural Gas | Fireplace | Economic Potential | Avg. Replacement Usage | 0 | 0 | 0 | 0 | 0 | 0 | 0 | 0 | 0 | 0 | 0 | 0 | 0 | 0 | 0 | 0 | 0 | 0 | 0 | 0 | 0 | 0 | 0 | 0 | 0 | 0 | 0 | 0 | 0 | 0
F7_Residential_CZ3 - Single Family_Existing_Secondary Heating_Natural Gas_Fireplace_Economic Potential | F7 | Residential | CZ3 - Single Family | Existing | Secondary Heating | Natural Gas | Fireplace | Economic Potential | Avg. Replacement Demand (S) | 0 | 0 | 0 | 0 | 0 | 0 | 0 | 0 | 0 | 0 | 0 | 0 | 0 | 0 | 0 | 0 | 0 | 0 | 0 | 0 | 0 | 0 | 0 | 0 | 0 | 0 | 0 | 0 | 0 | 0
F8_Residential_CZ3 - Single Family_Existing_Secondary Heating_Natural Gas_Fireplace_Economic Potential | F8 | Residential | CZ3 - Single Family | Existing | Secondary Heating | Natural Gas | Fireplace | Economic Potential | Avg. Replacement Demand (W) | 0 | 0 | 0 | 0 | 0 | 0 | 0 | 0 | 0 | 0 | 0 | 0 | 0 | 0 | 0 | 0 | 0 | 0 | 0 | 0 | 0 | 0 | 0 | 0 | 0 | 0 | 0 | 0 | 0 | 0
F1_Residential_CZ3 - Single Family_Existing_Water Heating_Natural Gas_Water Heater <= 55 gal._Economic Potential | F1 | Residential | CZ3 - Single Family | Existing | Water Heating | Natural Gas | Water Heater <= 55 gal. | Economic Potential | Units | 0 | 0 | 0 | 0 | 0 | 0 | 0 | 0 | 0 | 0 | 0 | 0 | 0 | 0 | 0 | 0 | 0 | 0 | 0 | 0 | 0 | 0 | 0 | 0 | 0 | 0 | 0 | 0 | 0 | 0
F2_Residential_CZ3 - Single Family_Existing_Water Heating_Natural Gas_Water Heater <= 55 gal._Economic Potential | F2 | Residential | CZ3 - Single Family | Existing | Water Heating | Natural Gas | Water Heater <= 55 gal. | Economic Potential | Usage (MMtherm) | 0 | 0 | 0 | 0 | 0 | 0 | 0 | 0 | 0 | 0 | 0 | 0 | 0 | 0 | 0 | 0 | 0 | 0 | 0 | 0 | 0 | 0 | 0 | 0 | 0 | 0 | 0 | 0 | 0 | 0
F3_Residential_CZ3 - Single Family_Existing_Water Heating_Natural Gas_Water Heater <= 55 gal._Economic Potential | F3 | Residential | CZ3 - Single Family | Existing | Water Heating | Natural Gas | Water Heater <= 55 gal. | Economic Potential | Peak Demand (S) | 0 | 0 | 0 | 0 | 0 | 0 | 0 | 0 | 0 | 0 | 0 | 0 | 0 | 0 | 0 | 0 | 0 | 0 | 0 | 0 | 0 | 0 | 0 | 0 | 0 | 0 | 0 | 0 | 0 | 0
F4_Residential_CZ3 - Single Family_Existing_Water Heating_Natural Gas_Water Heater <= 55 gal._Economic Potential | F4 | Residential | CZ3 - Single Family | Existing | Water Heating | Natural Gas | Water Heater <= 55 gal. | Economic Potential | Peak Demand (W) | 0 | 0 | 0 | 0 | 0 | 0 | 0 | 0 | 0 | 0 | 0 | 0 | 0 | 0 | 0 | 0 | 0 | 0 | 0 | 0 | 0 | 0 | 0 | 0 | 0 | 0 | 0 | 0 | 0 | 0
F5_Residential_CZ3 - Single Family_Existing_Water Heating_Natural Gas_Water Heater <= 55 gal._Economic Potential | F5 | Residential | CZ3 - Single Family | Existing | Water Heating | Natural Gas | Water Heater <= 55 gal. | Economic Potential | Turnover | 0 | 0 | 0 | 0 | 0 | 0 | 0 | 0 | 0 | 0 | 0 | 0 | 0 | 0 | 0 | 0 | 0 | 0 | 0 | 0 | 0 | 0 | 0 | 0 | 0 | 0 | 0 | 0 | 0 | 0
F6_Residential_CZ3 - Single Family_Existing_Water Heating_Natural Gas_Water Heater <= 55 gal._Economic Potential | F6 | Residential | CZ3 - Single Family | Existing | Water Heating | Natural Gas | Water Heater <= 55 gal. | Economic Potential | Avg. Replacement Usage | 0 | 0 | 0 | 0 | 0 | 0 | 0 | 0 | 0 | 0 | 0 | 0 | 0 | 0 | 0 | 0 | 0 | 0 | 0 | 0 | 0 | 0 | 0 | 0 | 0 | 0 | 0 | 0 | 0 | 0
F7_Residential_CZ3 - Single Family_Existing_Water Heating_Natural Gas_Water Heater <= 55 gal._Economic Potential | F7 | Residential | CZ3 - Single Family | Existing | Water Heating | Natural Gas | Water Heater <= 55 gal. | Economic Potential | Avg. Replacement Demand (S) | 0 | 0 | 0 | 0 | 0 | 0 | 0 | 0 | 0 | 0 | 0 | 0 | 0 | 0 | 0 | 0 | 0 | 0 | 0 | 0 | 0 | 0 | 0 | 0 | 0 | 0 | 0 | 0 | 0 | 0
F8_Residential_CZ3 - Single Family_Existing_Water Heating_Natural Gas_Water Heater <= 55 gal._Economic Potential | F8 | Residential | CZ3 - Single Family | Existing | Water Heating | Natural Gas | Water Heater <= 55 gal. | Economic Potential | Avg. Replacement Demand (W) | 0 | 0 | 0 | 0 | 0 | 0 | 0 | 0 | 0 | 0 | 0 | 0 | 0 | 0 | 0 | 0 | 0 | 0 | 0 | 0 | 0 | 0 | 0 | 0 | 0 | 0 | 0 | 0 | 0 | 0
F1_Residential_CZ3 - Single Family_Existing_Water Heating_Natural Gas_Water Heater > 55 gal._Economic Potential | F1 | Residential | CZ3 - Single Family | Existing | Water Heating | Natural Gas | Water Heater > 55 gal. | Economic Potential | Units | 0 | 0 | 0 | 0 | 0 | 0 | 0 | 0 | 0 | 0 | 0 | 0 | 0 | 0 | 0 | 0 | 0 | 0 | 0 | 0 | 0 | 0 | 0 | 0 | 0 | 0 | 0 | 0 | 0 | 0
F2_Residential_CZ3 - Single Family_Existing_Water Heating_Natural Gas_Water Heater > 55 gal._Economic Potential | F2 | Residential | CZ3 - Single Family | Existing | Water Heating | Natural Gas | Water Heater > 55 gal. | Economic Potential | Usage (MMtherm) | 0 | 0 | 0 | 0 | 0 | 0 | 0 | 0 | 0 | 0 | 0 | 0 | 0 | 0 | 0 | 0 | 0 | 0 | 0 | 0 | 0 | 0 | 0 | 0 | 0 | 0 | 0 | 0 | 0 | 0
F3_Residential_CZ3 - Single Family_Existing_Water Heating_Natural Gas_Water Heater > 55 gal._Economic Potential | F3 | Residential | CZ3 - Single Family | Existing | Water Heating | Natural Gas | Water Heater > 55 gal. | Economic Potential | Peak Demand (S) | 0 | 0 | 0 | 0 | 0 | 0 | 0 | 0 | 0 | 0 | 0 | 0 | 0 | 0 | 0 | 0 | 0 | 0 | 0 | 0 | 0 | 0 | 0 | 0 | 0 | 0 | 0 | 0 | 0 | 0
F4_Residential_CZ3 - Single Family_Existing_Water Heating_Natural Gas_Water Heater > 55 gal._Economic Potential | F4 | Residential | CZ3 - Single Family | Existing | Water Heating | Natural Gas | Water Heater > 55 gal. | Economic Potential | Peak Demand (W) | 0 | 0 | 0 | 0 | 0 | 0 | 0 | 0 | 0 | 0 | 0 | 0 | 0 | 0 | 0 | 0 | 0 | 0 | 0 | 0 | 0 | 0 | 0 | 0 | 0 | 0 | 0 | 0 | 0 | 0
F5_Residential_CZ3 - Single Family_Existing_Water Heating_Natural Gas_Water Heater > 55 gal._Economic Potential | F5 | Residential | CZ3 - Single Family | Existing | Water Heating | Natural Gas | Water Heater > 55 gal. | Economic Potential | Turnover | 0 | 0 | 0 | 0 | 0 | 0 | 0 | 0 | 0 | 0 | 0 | 0 | 0 | 0 | 0 | 0 | 0 | 0 | 0 | 0 | 0 | 0 | 0 | 0 | 0 | 0 | 0 | 0 | 0 | 0
F6_Residential_CZ3 - Single Family_Existing_Water Heating_Natural Gas_Water Heater > 55 gal._Economic Potential | F6 | Residential | CZ3 - Single Family | Existing | Water Heating | Natural Gas | Water Heater > 55 gal. | Economic Potential | Avg. Replacement Usage | 0 | 0 | 0 | 0 | 0 | 0 | 0 | 0 | 0 | 0 | 0 | 0 | 0 | 0 | 0 | 0 | 0 | 0 | 0 | 0 | 0 | 0 | 0 | 0 | 0 | 0 | 0 | 0 | 0 | 0
F7_Residential_CZ3 - Single Family_Existing_Water Heating_Natural Gas_Water Heater > 55 gal._Economic Potential | F7 | Residential | CZ3 - Single Family | Existing | Water Heating | Natural Gas | Water Heater > 55 gal. | Economic Potential | Avg. Replacement Demand (S) | 0 | 0 | 0 | 0 | 0 | 0 | 0 | 0 | 0 | 0 | 0 | 0 | 0 | 0 | 0 | 0 | 0 | 0 | 0 | 0 | 0 | 0 | 0 | 0 | 0 | 0 | 0 | 0 | 0 | 0
F8_Residential_CZ3 - Single Family_Existing_Water Heating_Natural Gas_Water Heater > 55 gal._Economic Potential | F8 | Residential | CZ3 - Single Family | Existing | Water Heating | Natural Gas | Water Heater > 55 gal. | Economic Potential | Avg. Replacement Demand (W) | 0 | 0 | 0 | 0 | 0 | 0 | 0 | 0 | 0 | 0 | 0 | 0 | 0 | 0 | 0 | 0 | 0 | 0 | 0 | 0 | 0 | 0 | 0 | 0 | 0 | 0 | 0 | 0 | 0 | 0
F1_Residential_CZ3 - Single Family_Existing_Appliances_Natural Gas_Clothes Dryer_Economic Potential | F1 | Residential | CZ3 - Single Family | Existing | Appliances | Natural Gas | Clothes Dryer | Economic Potential | Units | 0 | 0 | 0 | 0 | 0 | 0 | 0 | 0 | 0 | 0 | 0 | 0 | 0 | 0 | 0 | 0 | 0 | 0 | 0 | 0 | 0 | 0 | 0 | 0 | 0 | 0 | 0 | 0 | 0 | 0
F2_Residential_CZ3 - Single Family_Existing_Appliances_Natural Gas_Clothes Dryer_Economic Potential | F2 | Residential | CZ3 - Single Family | Existing | Appliances | Natural Gas | Clothes Dryer | Economic Potential | Usage (MMtherm) | 0 | 0 | 0 | 0 | 0 | 0 | 0 | 0 | 0 | 0 | 0 | 0 | 0 | 0 | 0 | 0 | 0 | 0 | 0 | 0 | 0 | 0 | 0 | 0 | 0 | 0 | 0 | 0 | 0 | 0
F3_Residential_CZ3 - Single Family_Existing_Appliances_Natural Gas_Clothes Dryer_Economic Potential | F3 | Residential | CZ3 - Single Family | Existing | Appliances | Natural Gas | Clothes Dryer | Economic Potential | Peak Demand (S) | 0 | 0 | 0 | 0 | 0 | 0 | 0 | 0 | 0 | 0 | 0 | 0 | 0 | 0 | 0 | 0 | 0 | 0 | 0 | 0 | 0 | 0 | 0 | 0 | 0 | 0 | 0 | 0 | 0 | 0
F4_Residential_CZ3 - Single Family_Existing_Appliances_Natural Gas_Clothes Dryer_Economic Potential | F4 | Residential | CZ3 - Single Family | Existing | Appliances | Natural Gas | Clothes Dryer | Economic Potential | Peak Demand (W) | 0 | 0 | 0 | 0 | 0 | 0 | 0 | 0 | 0 | 0 | 0 | 0 | 0 | 0 | 0 | 0 | 0 | 0 | 0 | 0 | 0 | 0 | 0 | 0 | 0 | 0 | 0 | 0 | 0 | 0
F5_Residential_CZ3 - Single Family_Existing_Appliances_Natural Gas_Clothes Dryer_Economic Potential | F5 | Residential | CZ3 - Single Family | Existing | Appliances | Natural Gas | Clothes Dryer | Economic Potential | Turnover | 0 | 0 | 0 | 0 | 0 | 0 | 0 | 0 | 0 | 0 | 0 | 0 | 0 | 0 | 0 | 0 | 0 | 0 | 0 | 0 | 0 | 0 | 0 | 0 | 0 | 0 | 0 | 0 | 0 | 0
F6_Residential_CZ3 - Single Family_Existing_Appliances_Natural Gas_Clothes Dryer_Economic Potential | F6 | Residential | CZ3 - Single Family | Existing | Appliances | Natural Gas | Clothes Dryer | Economic Potential | Avg. Replacement Usage | 0 | 0 | 0 | 0 | 0 | 0 | 0 | 0 | 0 | 0 | 0 | 0 | 0 | 0 | 0 | 0 | 0 | 0 | 0 | 0 | 0 | 0 | 0 | 0 | 0 | 0 | 0 | 0 | 0 | 0
F7_Residential_CZ3 - Single Family_Existing_Appliances_Natural Gas_Clothes Dryer_Economic Potential | F7 | Residential | CZ3 - Single Family | Existing | Appliances | Natural Gas | Clothes Dryer | Economic Potential | Avg. Replacement Demand (S) | 0 | 0 | 0 | 0 | 0 | 0 | 0 | 0 | 0 | 0 | 0 | 0 | 0 | 0 | 0 | 0 | 0 | 0 | 0 | 0 | 0 | 0 | 0 | 0 | 0 | 0 | 0 | 0 | 0 | 0
F8_Residential_CZ3 - Single Family_Existing_Appliances_Natural Gas_Clothes Dryer_Economic Potential | F8 | Residential | CZ3 - Single Family | Existing | Appliances | Natural Gas | Clothes Dryer | Economic Potential | Avg. Replacement Demand (W) | 0 | 0 | 0 | 0 | 0 | 0 | 0 | 0 | 0 | 0 | 0 | 0 | 0 | 0 | 0 | 0 | 0 | 0 | 0 | 0 | 0 | 0 | 0 | 0 | 0 | 0 | 0 | 0 | 0 | 0
F1_Residential_CZ3 - Single Family_Existing_Appliances_Natural Gas_Stove/Oven_Economic Potential | F1 | Residential | CZ3 - Single Family | Existing | Appliances | Natural Gas | Stove/Oven | Economic Potential | Units | 0 | 0 | 0 | 0 | 0 | 0 | 0 | 0 | 0 | 0 | 0 | 0 | 0 | 0 | 0 | 0 | 0 | 0 | 0 | 0 | 0 | 0 | 0 | 0 | 0 | 0 | 0 | 0 | 0 | 0
F2_Residential_CZ3 - Single Family_Existing_Appliances_Natural Gas_Stove/Oven_Economic Potential | F2 | Residential | CZ3 - Single Family | Existing | Appliances | Natural Gas | Stove/Oven | Economic Potential | Usage (MMtherm) | 0 | 0 | 0 | 0 | 0 | 0 | 0 | 0 | 0 | 0 | 0 | 0 | 0 | 0 | 0 | 0 | 0 | 0 | 0 | 0 | 0 | 0 | 0 | 0 | 0 | 0 | 0 | 0 | 0 | 0
F3_Residential_CZ3 - Single Family_Existing_Appliances_Natural Gas_Stove/Oven_Economic Potential | F3 | Residential | CZ3 - Single Family | Existing | Appliances | Natural Gas | Stove/Oven | Economic Potential | Peak Demand (S) | 0 | 0 | 0 | 0 | 0 | 0 | 0 | 0 | 0 | 0 | 0 | 0 | 0 | 0 | 0 | 0 | 0 | 0 | 0 | 0 | 0 | 0 | 0 | 0 | 0 | 0 | 0 | 0 | 0 | 0
F4_Residential_CZ3 - Single Family_Existing_Appliances_Natural Gas_Stove/Oven_Economic Potential | F4 | Residential | CZ3 - Single Family | Existing | Appliances | Natural Gas | Stove/Oven | Economic Potential | Peak Demand (W) | 0 | 0 | 0 | 0 | 0 | 0 | 0 | 0 | 0 | 0 | 0 | 0 | 0 | 0 | 0 | 0 | 0 | 0 | 0 | 0 | 0 | 0 | 0 | 0 | 0 | 0 | 0 | 0 | 0 | 0
F5_Residential_CZ3 - Single Family_Existing_Appliances_Natural Gas_Stove/Oven_Economic Potential | F5 | Residential | CZ3 - Single Family | Existing | Appliances | Natural Gas | Stove/Oven | Economic Potential | Turnover | 0 | 0 | 0 | 0 | 0 | 0 | 0 | 0 | 0 | 0 | 0 | 0 | 0 | 0 | 0 | 0 | 0 | 0 | 0 | 0 | 0 | 0 | 0 | 0 | 0 | 0 | 0 | 0 | 0 | 0
F6_Residential_CZ3 - Single Family_Existing_Appliances_Natural Gas_Stove/Oven_Economic Potential | F6 | Residential | CZ3 - Single Family | Existing | Appliances | Natural Gas | Stove/Oven | Economic Potential | Avg. Replacement Usage | 0 | 0 | 0 | 0 | 0 | 0 | 0 | 0 | 0 | 0 | 0 | 0 | 0 | 0 | 0 | 0 | 0 | 0 | 0 | 0 | 0 | 0 | 0 | 0 | 0 | 0 | 0 | 0 | 0 | 0
F7_Residential_CZ3 - Single Family_Existing_Appliances_Natural Gas_Stove/Oven_Economic Potential | F7 | Residential | CZ3 - Single Family | Existing | Appliances | Natural Gas | Stove/Oven | Economic Potential | Avg. Replacement Demand (S) | 0 | 0 | 0 | 0 | 0 | 0 | 0 | 0 | 0 | 0 | 0 | 0 | 0 | 0 | 0 | 0 | 0 | 0 | 0 | 0 | 0 | 0 | 0 | 0 | 0 | 0 | 0 | 0 | 0 | 0
F8_Residential_CZ3 - Single Family_Existing_Appliances_Natural Gas_Stove/Oven_Economic Potential | F8 | Residential | CZ3 - Single Family | Existing | Appliances | Natural Gas | Stove/Oven | Economic Potential | Avg. Replacement Demand (W) | 0 | 0 | 0 | 0 | 0 | 0 | 0 | 0 | 0 | 0 | 0 | 0 | 0 | 0 | 0 | 0 | 0 | 0 | 0 | 0 | 0 | 0 | 0 | 0 | 0 | 0 | 0 | 0 | 0 | 0
F1_Residential_CZ3 - Single Family_Existing_Miscellaneous_Natural Gas_Pool Heater_Economic Potential | F1 | Residential | CZ3 - Single Family | Existing | Miscellaneous | Natural Gas | Pool Heater | Economic Potential | Units | 0 | 0 | 0 | 0 | 0 | 0 | 0 | 0 | 0 | 0 | 0 | 0 | 0 | 0 | 0 | 0 | 0 | 0 | 0 | 0 | 0 | 0 | 0 | 0 | 0 | 0 | 0 | 0 | 0 | 0
F2_Residential_CZ3 - Single Family_Existing_Miscellaneous_Natural Gas_Pool Heater_Economic Potential | F2 | Residential | CZ3 - Single Family | Existing | Miscellaneous | Natural Gas | Pool Heater | Economic Potential | Usage (MMtherm) | 0 | 0 | 0 | 0 | 0 | 0 | 0 | 0 | 0 | 0 | 0 | 0 | 0 | 0 | 0 | 0 | 0 | 0 | 0 | 0 | 0 | 0 | 0 | 0 | 0 | 0 | 0 | 0 | 0 | 0
F3_Residential_CZ3 - Single Family_Existing_Miscellaneous_Natural Gas_Pool Heater_Economic Potential | F3 | Residential | CZ3 - Single Family | Existing | Miscellaneous | Natural Gas | Pool Heater | Economic Potential | Peak Demand (S) | 0 | 0 | 0 | 0 | 0 | 0 | 0 | 0 | 0 | 0 | 0 | 0 | 0 | 0 | 0 | 0 | 0 | 0 | 0 | 0 | 0 | 0 | 0 | 0 | 0 | 0 | 0 | 0 | 0 | 0
F4_Residential_CZ3 - Single Family_Existing_Miscellaneous_Natural Gas_Pool Heater_Economic Potential | F4 | Residential | CZ3 - Single Family | Existing | Miscellaneous | Natural Gas | Pool Heater | Economic Potential | Peak Demand (W) | 0 | 0 | 0 | 0 | 0 | 0 | 0 | 0 | 0 | 0 | 0 | 0 | 0 | 0 | 0 | 0 | 0 | 0 | 0 | 0 | 0 | 0 | 0 | 0 | 0 | 0 | 0 | 0 | 0 | 0
F5_Residential_CZ3 - Single Family_Existing_Miscellaneous_Natural Gas_Pool Heater_Economic Potential | F5 | Residential | CZ3 - Single Family | Existing | Miscellaneous | Natural Gas | Pool Heater | Economic Potential | Turnover | 0 | 0 | 0 | 0 | 0 | 0 | 0 | 0 | 0 | 0 | 0 | 0 | 0 | 0 | 0 | 0 | 0 | 0 | 0 | 0 | 0 | 0 | 0 | 0 | 0 | 0 | 0 | 0 | 0 | 0
F6_Residential_CZ3 - Single Family_Existing_Miscellaneous_Natural Gas_Pool Heater_Economic Potential | F6 | Residential | CZ3 - Single Family | Existing | Miscellaneous | Natural Gas | Pool Heater | Economic Potential | Avg. Replacement Usage | 0 | 0 | 0 | 0 | 0 | 0 | 0 | 0 | 0 | 0 | 0 | 0 | 0 | 0 | 0 | 0 | 0 | 0 | 0 | 0 | 0 | 0 | 0 | 0 | 0 | 0 | 0 | 0 | 0 | 0
F7_Residential_CZ3 - Single Family_Existing_Miscellaneous_Natural Gas_Pool Heater_Economic Potential | F7 | Residential | CZ3 - Single Family | Existing | Miscellaneous | Natural Gas | Pool Heater | Economic Potential | Avg. Replacement Demand (S) | 0 | 0 | 0 | 0 | 0 | 0 | 0 | 0 | 0 | 0 | 0 | 0 | 0 | 0 | 0 | 0 | 0 | 0 | 0 | 0 | 0 | 0 | 0 | 0 | 0 | 0 | 0 | 0 | 0 | 0
F8_Residential_CZ3 - Single Family_Existing_Miscellaneous_Natural Gas_Pool Heater_Economic Potential | F8 | Residential | CZ3 - Single Family | Existing | Miscellaneous | Natural Gas | Pool Heater | Economic Potential | Avg. Replacement Demand (W) | 0 | 0 | 0 | 0 | 0 | 0 | 0 | 0 | 0 | 0 | 0 | 0 | 0 | 0 | 0 | 0 | 0 | 0 | 0 | 0 | 0 | 0 | 0 | 0 | 0 | 0 | 0 | 0 | 0 | 0
F1_Residential_CZ3 - Single Family_Existing_Miscellaneous_Natural Gas_Miscellaneous_Economic Potential | F1 | Residential | CZ3 - Single Family | Existing | Miscellaneous | Natural Gas | Miscellaneous | Economic Potential | Units | 0 | 0 | 0 | 0 | 0 | 0 | 0 | 0 | 0 | 0 | 0 | 0 | 0 | 0 | 0 | 0 | 0 | 0 | 0 | 0 | 0 | 0 | 0 | 0 | 0 | 0 | 0 | 0 | 0 | 0
F2_Residential_CZ3 - Single Family_Existing_Miscellaneous_Natural Gas_Miscellaneous_Economic Potential | F2 | Residential | CZ3 - Single Family | Existing | Miscellaneous | Natural Gas | Miscellaneous | Economic Potential | Usage (MMtherm) | 0 | 0 | 0 | 0 | 0 | 0 | 0 | 0 | 0 | 0 | 0 | 0 | 0 | 0 | 0 | 0 | 0 | 0 | 0 | 0 | 0 | 0 | 0 | 0 | 0 | 0 | 0 | 0 | 0 | 0
F3_Residential_CZ3 - Single Family_Existing_Miscellaneous_Natural Gas_Miscellaneous_Economic Potential | F3 | Residential | CZ3 - Single Family | Existing | Miscellaneous | Natural Gas | Miscellaneous | Economic Potential | Peak Demand (S) | 0 | 0 | 0 | 0 | 0 | 0 | 0 | 0 | 0 | 0 | 0 | 0 | 0 | 0 | 0 | 0 | 0 | 0 | 0 | 0 | 0 | 0 | 0 | 0 | 0 | 0 | 0 | 0 | 0 | 0
F4_Residential_CZ3 - Single Family_Existing_Miscellaneous_Natural Gas_Miscellaneous_Economic Potential | F4 | Residential | CZ3 - Single Family | Existing | Miscellaneous | Natural Gas | Miscellaneous | Economic Potential | Peak Demand (W) | 0 | 0 | 0 | 0 | 0 | 0 | 0 | 0 | 0 | 0 | 0 | 0 | 0 | 0 | 0 | 0 | 0 | 0 | 0 | 0 | 0 | 0 | 0 | 0 | 0 | 0 | 0 | 0 | 0 | 0
F5_Residential_CZ3 - Single Family_Existing_Miscellaneous_Natural Gas_Miscellaneous_Economic Potential | F5 | Residential | CZ3 - Single Family | Existing | Miscellaneous | Natural Gas | Miscellaneous | Economic Potential | Turnover | 0 | 0 | 0 | 0 | 0 | 0 | 0 | 0 | 0 | 0 | 0 | 0 | 0 | 0 | 0 | 0 | 0 | 0 | 0 | 0 | 0 | 0 | 0 | 0 | 0 | 0 | 0 | 0 | 0 | 0
F6_Residential_CZ3 - Single Family_Existing_Miscellaneous_Natural Gas_Miscellaneous_Economic Potential | F6 | Residential | CZ3 - Single Family | Existing | Miscellaneous | Natural Gas | Miscellaneous | Economic Potential | Avg. Replacement Usage | 0 | 0 | 0 | 0 | 0 | 0 | 0 | 0 | 0 | 0 | 0 | 0 | 0 | 0 | 0 | 0 | 0 | 0 | 0 | 0 | 0 | 0 | 0 | 0 | 0 | 0 | 0 | 0 | 0 | 0
F7_Residential_CZ3 - Single Family_Existing_Miscellaneous_Natural Gas_Miscellaneous_Economic Potential | F7 | Residential | CZ3 - Single Family | Existing | Miscellaneous | Natural Gas | Miscellaneous | Economic Potential | Avg. Replacement Demand (S) | 0 | 0 | 0 | 0 | 0 | 0 | 0 | 0 | 0 | 0 | 0 | 0 | 0 | 0 | 0 | 0 | 0 | 0 | 0 | 0 | 0 | 0 | 0 | 0 | 0 | 0 | 0 | 0 | 0 | 0
F8_Residential_CZ3 - Single Family_Existing_Miscellaneous_Natural Gas_Miscellaneous_Economic Potential | F8 | Residential | CZ3 - Single Family | Existing | Miscellaneous | Natural Gas | Miscellaneous | Economic Potential | Avg. Replacement Demand (W) | 0 | 0 | 0 | 0 | 0 | 0 | 0 | 0 | 0 | 0 | 0 | 0 | 0 | 0 | 0 | 0 | 0 | 0 | 0 | 0 | 0 | 0 | 0 | 0 | 0 | 0 | 0 | 0 | 0 | 0
F1_Residential_CZ3 - Single Family_New_Space Heating_Natural Gas_Furnace - Direct Fuel_Economic Potential | F1 | Residential | CZ3 - Single Family | New | Space Heating | Natural Gas | Furnace - Direct Fuel | Economic Potential | Units | 0 | 0 | 0 | 0 | 0 | 0 | 0 | 0 | 0 | 0 | 0 | 0 | 0 | 0 | 0 | 0 | 0 | 0 | 0 | 0 | 0 | 0 | 0 | 0 | 0 | 0 | 0 | 0 | 0 | 0
F2_Residential_CZ3 - Single Family_New_Space Heating_Natural Gas_Furnace - Direct Fuel_Economic Potential | F2 | Residential | CZ3 - Single Family | New | Space Heating | Natural Gas | Furnace - Direct Fuel | Economic Potential | Usage (MMtherm) | 0 | 0 | 0 | 0 | 0 | 0 | 0 | 0 | 0 | 0 | 0 | 0 | 0 | 0 | 0 | 0 | 0 | 0 | 0 | 0 | 0 | 0 | 0 | 0 | 0 | 0 | 0 | 0 | 0 | 0
F3_Residential_CZ3 - Single Family_New_Space Heating_Natural Gas_Furnace - Direct Fuel_Economic Potential | F3 | Residential | CZ3 - Single Family | New | Space Heating | Natural Gas | Furnace - Direct Fuel | Economic Potential | Peak Demand (S) | 0 | 0 | 0 | 0 | 0 | 0 | 0 | 0 | 0 | 0 | 0 | 0 | 0 | 0 | 0 | 0 | 0 | 0 | 0 | 0 | 0 | 0 | 0 | 0 | 0 | 0 | 0 | 0 | 0 | 0
F4_Residential_CZ3 - Single Family_New_Space Heating_Natural Gas_Furnace - Direct Fuel_Economic Potential | F4 | Residential | CZ3 - Single Family | New | Space Heating | Natural Gas | Furnace - Direct Fuel | Economic Potential | Peak Demand (W) | 0 | 0 | 0 | 0 | 0 | 0 | 0 | 0 | 0 | 0 | 0 | 0 | 0 | 0 | 0 | 0 | 0 | 0 | 0 | 0 | 0 | 0 | 0 | 0 | 0 | 0 | 0 | 0 | 0 | 0
F5_Residential_CZ3 - Single Family_New_Space Heating_Natural Gas_Furnace - Direct Fuel_Economic Potential | F5 | Residential | CZ3 - Single Family | New | Space Heating | Natural Gas | Furnace - Direct Fuel | Economic Potential | Turnover | 0 | 0 | 0 | 0 | 0 | 0 | 0 | 0 | 0 | 0 | 0 | 0 | 0 | 0 | 0 | 0 | 0 | 0 | 0 | 0 | 0 | 0 | 0 | 0 | 0 | 0 | 0 | 0 | 0 | 0
F6_Residential_CZ3 - Single Family_New_Space Heating_Natural Gas_Furnace - Direct Fuel_Economic Potential | F6 | Residential | CZ3 - Single Family | New | Space Heating | Natural Gas | Furnace - Direct Fuel | Economic Potential | Avg. Replacement Usage | 0 | 0 | 0 | 0 | 0 | 0 | 0 | 0 | 0 | 0 | 0 | 0 | 0 | 0 | 0 | 0 | 0 | 0 | 0 | 0 | 0 | 0 | 0 | 0 | 0 | 0 | 0 | 0 | 0 | 0
F7_Residential_CZ3 - Single Family_New_Space Heating_Natural Gas_Furnace - Direct Fuel_Economic Potential | F7 | Residential | CZ3 - Single Family | New | Space Heating | Natural Gas | Furnace - Direct Fuel | Economic Potential | Avg. Replacement Demand (S) | 0 | 0 | 0 | 0 | 0 | 0 | 0 | 0 | 0 | 0 | 0 | 0 | 0 | 0 | 0 | 0 | 0 | 0 | 0 | 0 | 0 | 0 | 0 | 0 | 0 | 0 | 0 | 0 | 0 | 0
F8_Residential_CZ3 - Single Family_New_Space Heating_Natural Gas_Furnace - Direct Fuel_Economic Potential | F8 | Residential | CZ3 - Single Family | New | Space Heating | Natural Gas | Furnace - Direct Fuel | Economic Potential | Avg. Replacement Demand (W) | 0 | 0 | 0 | 0 | 0 | 0 | 0 | 0 | 0 | 0 | 0 | 0 | 0 | 0 | 0 | 0 | 0 | 0 | 0 | 0 | 0 | 0 | 0 | 0 | 0 | 0 | 0 | 0 | 0 | 0
F1_Residential_CZ3 - Single Family_New_Space Heating_Natural Gas_Boiler - Direct Fuel_Economic Potential | F1 | Residential | CZ3 - Single Family | New | Space Heating | Natural Gas | Boiler - Direct Fuel | Economic Potential | Units | 0 | 0 | 0 | 0 | 0 | 0 | 0 | 0 | 0 | 0 | 0 | 0 | 0 | 0 | 0 | 0 | 0 | 0 | 0 | 0 | 0 | 0 | 0 | 0 | 0 | 0 | 0 | 0 | 0 | 0
F2_Residential_CZ3 - Single Family_New_Space Heating_Natural Gas_Boiler - Direct Fuel_Economic Potential | F2 | Residential | CZ3 - Single Family | New | Space Heating | Natural Gas | Boiler - Direct Fuel | Economic Potential | Usage (MMtherm) | 0 | 0 | 0 | 0 | 0 | 0 | 0 | 0 | 0 | 0 | 0 | 0 | 0 | 0 | 0 | 0 | 0 | 0 | 0 | 0 | 0 | 0 | 0 | 0 | 0 | 0 | 0 | 0 | 0 | 0
F3_Residential_CZ3 - Single Family_New_Space Heating_Natural Gas_Boiler - Direct Fuel_Economic Potential | F3 | Residential | CZ3 - Single Family | New | Space Heating | Natural Gas | Boiler - Direct Fuel | Economic Potential | Peak Demand (S) | 0 | 0 | 0 | 0 | 0 | 0 | 0 | 0 | 0 | 0 | 0 | 0 | 0 | 0 | 0 | 0 | 0 | 0 | 0 | 0 | 0 | 0 | 0 | 0 | 0 | 0 | 0 | 0 | 0 | 0
F4_Residential_CZ3 - Single Family_New_Space Heating_Natural Gas_Boiler - Direct Fuel_Economic Potential | F4 | Residential | CZ3 - Single Family | New | Space Heating | Natural Gas | Boiler - Direct Fuel | Economic Potential | Peak Demand (W) | 0 | 0 | 0 | 0 | 0 | 0 | 0 | 0 | 0 | 0 | 0 | 0 | 0 | 0 | 0 | 0 | 0 | 0 | 0 | 0 | 0 | 0 | 0 | 0 | 0 | 0 | 0 | 0 | 0 | 0
F5_Residential_CZ3 - Single Family_New_Space Heating_Natural Gas_Boiler - Direct Fuel_Economic Potential | F5 | Residential | CZ3 - Single Family | New | Space Heating | Natural Gas | Boiler - Direct Fuel | Economic Potential | Turnover | 0 | 0 | 0 | 0 | 0 | 0 | 0 | 0 | 0 | 0 | 0 | 0 | 0 | 0 | 0 | 0 | 0 | 0 | 0 | 0 | 0 | 0 | 0 | 0 | 0 | 0 | 0 | 0 | 0 | 0
F6_Residential_CZ3 - Single Family_New_Space Heating_Natural Gas_Boiler - Direct Fuel_Economic Potential | F6 | Residential | CZ3 - Single Family | New | Space Heating | Natural Gas | Boiler - Direct Fuel | Economic Potential | Avg. Replacement Usage | 0 | 0 | 0 | 0 | 0 | 0 | 0 | 0 | 0 | 0 | 0 | 0 | 0 | 0 | 0 | 0 | 0 | 0 | 0 | 0 | 0 | 0 | 0 | 0 | 0 | 0 | 0 | 0 | 0 | 0
F7_Residential_CZ3 - Single Family_New_Space Heating_Natural Gas_Boiler - Direct Fuel_Economic Potential | F7 | Residential | CZ3 - Single Family | New | Space Heating | Natural Gas | Boiler - Direct Fuel | Economic Potential | Avg. Replacement Demand (S) | 0 | 0 | 0 | 0 | 0 | 0 | 0 | 0 | 0 | 0 | 0 | 0 | 0 | 0 | 0 | 0 | 0 | 0 | 0 | 0 | 0 | 0 | 0 | 0 | 0 | 0 | 0 | 0 | 0 | 0
F8_Residential_CZ3 - Single Family_New_Space Heating_Natural Gas_Boiler - Direct Fuel_Economic Potential | F8 | Residential | CZ3 - Single Family | New | Space Heating | Natural Gas | Boiler - Direct Fuel | Economic Potential | Avg. Replacement Demand (W) | 0 | 0 | 0 | 0 | 0 | 0 | 0 | 0 | 0 | 0 | 0 | 0 | 0 | 0 | 0 | 0 | 0 | 0 | 0 | 0 | 0 | 0 | 0 | 0 | 0 | 0 | 0 | 0 | 0 | 0
F1_Residential_CZ3 - Single Family_New_Secondary Heating_Natural Gas_Fireplace_Economic Potential | F1 | Residential | CZ3 - Single Family | New | Secondary Heating | Natural Gas | Fireplace | Economic Potential | Units | 0 | 0 | 0 | 0 | 0 | 0 | 0 | 0 | 0 | 0 | 0 | 0 | 0 | 0 | 0 | 0 | 0 | 0 | 0 | 0 | 0 | 0 | 0 | 0 | 0 | 0 | 0 | 0 | 0 | 0
F2_Residential_CZ3 - Single Family_New_Secondary Heating_Natural Gas_Fireplace_Economic Potential | F2 | Residential | CZ3 - Single Family | New | Secondary Heating | Natural Gas | Fireplace | Economic Potential | Usage (MMtherm) | 0 | 0 | 0 | 0 | 0 | 0 | 0 | 0 | 0 | 0 | 0 | 0 | 0 | 0 | 0 | 0 | 0 | 0 | 0 | 0 | 0 | 0 | 0 | 0 | 0 | 0 | 0 | 0 | 0 | 0
F3_Residential_CZ3 - Single Family_New_Secondary Heating_Natural Gas_Fireplace_Economic Potential | F3 | Residential | CZ3 - Single Family | New | Secondary Heating | Natural Gas | Fireplace | Economic Potential | Peak Demand (S) | 0 | 0 | 0 | 0 | 0 | 0 | 0 | 0 | 0 | 0 | 0 | 0 | 0 | 0 | 0 | 0 | 0 | 0 | 0 | 0 | 0 | 0 | 0 | 0 | 0 | 0 | 0 | 0 | 0 | 0
F4_Residential_CZ3 - Single Family_New_Secondary Heating_Natural Gas_Fireplace_Economic Potential | F4 | Residential | CZ3 - Single Family | New | Secondary Heating | Natural Gas | Fireplace | Economic Potential | Peak Demand (W) | 0 | 0 | 0 | 0 | 0 | 0 | 0 | 0 | 0 | 0 | 0 | 0 | 0 | 0 | 0 | 0 | 0 | 0 | 0 | 0 | 0 | 0 | 0 | 0 | 0 | 0 | 0 | 0 | 0 | 0
F5_Residential_CZ3 - Single Family_New_Secondary Heating_Natural Gas_Fireplace_Economic Potential | F5 | Residential | CZ3 - Single Family | New | Secondary Heating | Natural Gas | Fireplace | Economic Potential | Turnover | 0 | 0 | 0 | 0 | 0 | 0 | 0 | 0 | 0 | 0 | 0 | 0 | 0 | 0 | 0 | 0 | 0 | 0 | 0 | 0 | 0 | 0 | 0 | 0 | 0 | 0 | 0 | 0 | 0 | 0
F6_Residential_CZ3 - Single Family_New_Secondary Heating_Natural Gas_Fireplace_Economic Potential | F6 | Residential | CZ3 - Single Family | New | Secondary Heating | Natural Gas | Fireplace | Economic Potential | Avg. Replacement Usage | 0 | 0 | 0 | 0 | 0 | 0 | 0 | 0 | 0 | 0 | 0 | 0 | 0 | 0 | 0 | 0 | 0 | 0 | 0 | 0 | 0 | 0 | 0 | 0 | 0 | 0 | 0 | 0 | 0 | 0
F7_Residential_CZ3 - Single Family_New_Secondary Heating_Natural Gas_Fireplace_Economic Potential | F7 | Residential | CZ3 - Single Family | New | Secondary Heating | Natural Gas | Fireplace | Economic Potential | Avg. Replacement Demand (S) | 0 | 0 | 0 | 0 | 0 | 0 | 0 | 0 | 0 | 0 | 0 | 0 | 0 | 0 | 0 | 0 | 0 | 0 | 0 | 0 | 0 | 0 | 0 | 0 | 0 | 0 | 0 | 0 | 0 | 0
F8_Residential_CZ3 - Single Family_New_Secondary Heating_Natural Gas_Fireplace_Economic Potential | F8 | Residential | CZ3 - Single Family | New | Secondary Heating | Natural Gas | Fireplace | Economic Potential | Avg. Replacement Demand (W) | 0 | 0 | 0 | 0 | 0 | 0 | 0 | 0 | 0 | 0 | 0 | 0 | 0 | 0 | 0 | 0 | 0 | 0 | 0 | 0 | 0 | 0 | 0 | 0 | 0 | 0 | 0 | 0 | 0 | 0
F1_Residential_CZ3 - Single Family_New_Water Heating_Natural Gas_Water Heater <= 55 gal._Economic Potential | F1 | Residential | CZ3 - Single Family | New | Water Heating | Natural Gas | Water Heater <= 55 gal. | Economic Potential | Units | 0 | 0 | 0 | 0 | 0 | 0 | 0 | 0 | 0 | 0 | 0 | 0 | 0 | 0 | 0 | 0 | 0 | 0 | 0 | 0 | 0 | 0 | 0 | 0 | 0 | 0 | 0 | 0 | 0 | 0
F2_Residential_CZ3 - Single Family_New_Water Heating_Natural Gas_Water Heater <= 55 gal._Economic Potential | F2 | Residential | CZ3 - Single Family | New | Water Heating | Natural Gas | Water Heater <= 55 gal. | Economic Potential | Usage (MMtherm) | 0 | 0 | 0 | 0 | 0 | 0 | 0 | 0 | 0 | 0 | 0 | 0 | 0 | 0 | 0 | 0 | 0 | 0 | 0 | 0 | 0 | 0 | 0 | 0 | 0 | 0 | 0 | 0 | 0 | 0
F3_Residential_CZ3 - Single Family_New_Water Heating_Natural Gas_Water Heater <= 55 gal._Economic Potential | F3 | Residential | CZ3 - Single Family | New | Water Heating | Natural Gas | Water Heater <= 55 gal. | Economic Potential | Peak Demand (S) | 0 | 0 | 0 | 0 | 0 | 0 | 0 | 0 | 0 | 0 | 0 | 0 | 0 | 0 | 0 | 0 | 0 | 0 | 0 | 0 | 0 | 0 | 0 | 0 | 0 | 0 | 0 | 0 | 0 | 0
F4_Residential_CZ3 - Single Family_New_Water Heating_Natural Gas_Water Heater <= 55 gal._Economic Potential | F4 | Residential | CZ3 - Single Family | New | Water Heating | Natural Gas | Water Heater <= 55 gal. | Economic Potential | Peak Demand (W) | 0 | 0 | 0 | 0 | 0 | 0 | 0 | 0 | 0 | 0 | 0 | 0 | 0 | 0 | 0 | 0 | 0 | 0 | 0 | 0 | 0 | 0 | 0 | 0 | 0 | 0 | 0 | 0 | 0 | 0
F5_Residential_CZ3 - Single Family_New_Water Heating_Natural Gas_Water Heater <= 55 gal._Economic Potential | F5 | Residential | CZ3 - Single Family | New | Water Heating | Natural Gas | Water Heater <= 55 gal. | Economic Potential | Turnover | 0 | 0 | 0 | 0 | 0 | 0 | 0 | 0 | 0 | 0 | 0 | 0 | 0 | 0 | 0 | 0 | 0 | 0 | 0 | 0 | 0 | 0 | 0 | 0 | 0 | 0 | 0 | 0 | 0 | 0